## Instructions
INSTRUCTIONS | [7 empty] | Cut-n-Paste data from the MEPStoPHPP tool into the PHPP Components Sheet as shown below.
Step 1 - go to PHPP data and choose your heat pump from cell B16
Step 2 - Copy and Paste in your PHPP - graphic guide is to the right.
Step 3 - Print PHPP Data tab to pdf file and submit with your certification
A selection assistant has also been included below if you want to see units with a specific capacity. Hint leave Ducted/non-ducted/both BLANK (use delete key) and Unit Configuration BLANK to see more.
Number of air conditioning units with sufficient data for PHPP in database:
3687
Database filter
Note that "both" in terms of ducting refers to having both ducted and non ducted components. Leave blank if you don't want to use this filter
Note kW heating is rated heating conditions at 7C outdoor, 20C indoor. Cooling is at 35 outdoor 27 indoor. Consult the supplier for capacity at your design conditions
Min Heating kW | Max Heating kW | Min Cooling kW | Max Cooling kW | Brand | Ducted / non-ducted / both | Unit Configuration | Options
3 | 5 | 3 | 5 | MITSUBISHI ELECTRIC |  |  | MUFZ-KW35VG/MFZ-KW35VG
MUZ-AP35VG/MSZ-AP35VG Series
MUZ-AP35VG/MSZ-AP35VGD
MUZ-AP35VG/MSZ-AP35VGD2
MUZ-AP35VG/MSZ-AP35VGKD
MUZ-AP35VG2/MSZ-AP35VG2 Series
MUZ-AP35VG2/MSZ-AP35VGD
MUZ-AP35VG2/MSZ-AP35VGD2
MUZ-AP35VG2/MSZ-AP35VGKD2
MUZ-AP35VGD/MSZ-AP35VGD
MUZ-AP35VGD/MSZ-AP35VGD2
MUZ-AP35VGD/MSZ-AP35VGKD
MUZ-AP35VGD2/MSZ-AP35VGD
MUZ-AP35VGD2/MSZ-AP35VGD2
MUZ-AP35VGD2/MSZ-AP35VGKD2
MUZ-EF35VG/MSZ-EF35VG*(W)(B)(S)
MUZ-EF35VG/MSZ-EF35VGB
MUZ-EF35VG/MSZ-EF35VGKB
MUZ-EF35VG/MSZ-EF35VGKS
MUZ-EF35VG/MSZ-EF35VGKW
MUZ-EF35VG/MSZ-EF35VGS
MUZ-EF35VG/MSZ-EF35VGW
MUZ-EF35VGD/MSZ-EF35VGDB
MUZ-EF35VGD/MSZ-EF35VGDS
[7 empty] | MUZ-EF35VGD/MSZ-EF35VGDW |  | 1. Assuming it's a normal air-to-air heating heat pump (it can also be used for cooling just not hot water). Set to 2-Only heating
[7 empty] | MUZ-EF35VGD/MSZ-EF35VGKD(W)(B)(S) |  | 2. Air-to-air heat pump heat source is outdoor air.
[7 empty] | MUZ-EF35VGD/MSZ-EF35VGKDB |  | 3. Air-to-air heat pump puts the heat into the indoor air (the heat sink).
[7 empty] | MUZ-EF35VGD/MSZ-EF35VGKDS |  | 4. Set to recirculation cooling
MUZ-EF35VGD/MSZ-EF35VGKDW
MUZ-GS35VFD/MSZ-GS35VFD
MUZ-LN35VG2/MSZ-LN35VG2 Series
MUZ-LN35VG2/MSZ-LN35VG2B
MUZ-LN35VG2/MSZ-LN35VG2R
MUZ-LN35VG2/MSZ-LN35VG2V
MUZ-LN35VGHZ2/MSZ-LN35VG2 Series
MUZ-LN35VGHZ2/MSZ-LN35VG2B
MUZ-LN35VGHZ2/MSZ-LN35VG2R
MUZ-LN35VGHZ2/MSZ-LN35VG2V
SUZ-M35VAD-A/MLZ-KP35V Series
SUZ-M35VAD-A/MLZ-KP35VF
SUZ-M35VAD-A/MLZ-KP35VG
SUZ-M35VAD-A/SEZ-M35DA
SUZ-M35VAD-A/SEZ-M35DA Series
SUZ-M35VAD-A/SEZ-M35DAL
SUZ-M35VAD-A/SLZ-M35FA-A
SUZ-M50VAD-A/SLZ-M50FA-A

## PHPP Data
MEPS Database to PHPP Tool
[126 empty] | Version: | 1.2
[126 empty] | Release date: | 2026-03-02
[126 empty] | Printed: | 2026-03-02
Data for PHPP:
Choose from left to right - otherwise you will need to reselect. Ducted or non-ducted cell can be left blank
| Brand |  |  |  | Duct Configuration |  |  |  | Unit Configuration |  |  |  |  | Model | [30 empty] | Status
| MITSUBISHI ELECTRIC | [12 empty] | MUFZ-KW50VG/MFZ-KW50VG | [30 empty] | ✓
Heat pumps, e.g. according to EN 14825 / EN 14511 | [44 empty] | Cooling | [81 empty] | Heat pumps, e.g. according to EN 14825 / EN 14511
with heating and/or cooling function and, if applicable, DHW generation |  | Heating / DHW | [55 empty] | Cooling test point 1 | [11 empty] | Cooling test point 2 | [10 empty] | Cooling test point 3 | [10 empty] | Cooling test point 4 | [10 empty] | Cooling test point 5 | [10 empty] | Cooling test point 6 | [10 empty] | Cooling other
[5 empty] | Test point 1 |  |  |  | Test point 2 |  |  |  | Test point 3 |  |  |  | Test point 4 |  |  |  | Test point 5 |  |  |  | Test point 6 |  |  |  | Test point 7 |  |  |  | Test point 8 |  |  |  | Max. heating capacity |  |  |  | Other |  |  |  |  | Normal operation |  |  |  | Silent mode |  |  |  | Dehumidification mode |  |  |  | Temperature |  | Normal operation |  |  |  | Silent mode |  |  | Dehumidification mode |  |  | Temperature |  | Normal operation |  |  | Silent mode |  |  | Dehumidification mode |  |  | Temperature |  | Normal operation |  |  | Silent mode |  |  | Dehumidification mode |  |  | Temperature |  | Normal operation |  |  | Silent mode |  |  | Dehumidification mode |  |  | Temperature |  | Normal operation |  |  | Silent mode |  |  | Dehumidification mode |  |  | Temperature |  | Normal operation |  |  | Silent mode |  |  | Dehumidification mode |  |  |  | Reheating
ID | Description | Use for heating/DHW | Heat source | Heat sink | Temp. source | Temp. sink | Heating capacity | COP | Temp. source | Temp. sink | Htg. cap-acity | COP | Temp. source | Temp. sink | Htg. cap-acity | COP | Temp. source | Temp. sink | Htg. cap-acity | COP | Temp. source | Temp. sink | Htg. cap-acity | COP | Temp. source | Temp. sink | Htg. cap-acity | COP | Temp. source | Temp. sink | Htg. cap-acity | COP | Temp. source | Temp. sink | Htg. cap-acity | COP | A-20/W35 | A-20/W55 | A-10/W35 | A-10/W55 | Part load factor Cc | on-off limit | Crankcase heater | Standby power | Type | Recircu-lation airflow | Sound level | Variable air volume | Internal heat recovery | Recircu-lation airflow | Sound level | Variable air volume | Internal heat recovery | Recircu-lation airflow | Sound level | Variable air volume | Internal heat recovery | Exterior | Interior | Cooling capacity max / on-off limit |  | EER max / on-off limit |  | Cooling capacity max / on-off limit |  | EER max / on-off limit | Cooling capacity max / on-off limit |  | EER max / on-off limit | ext. | int. | Clg. capacity max / on-off limit |  | EER max / on-off limit | Clg. capacity max / on-off limit |  | EER max / on-off limit | Clg. capacity max / on-off limit |  | EER max / on-off limit | ext. | int. | Clg. capacity max / on-off limit |  | EER max / on-off limit | Clg. capacity max / on-off limit |  | EER max / on-off limit | Clg. capacity max / on-off limit |  | EER max / on-off limit | ext. | int. | Clg. capacity max / on-off limit |  | EER max / on-off limit | Clg. capacity max / on-off limit |  | EER max / on-off limit | Clg. capacity max / on-off limit |  | EER max / on-off limit | ext. | int. | Clg. capacity max / on-off limit |  | EER max / on-off limit | Clg. capacity max / on-off limit |  | EER max / on-off limit | Clg. capacity max / on-off limit |  | EER max / on-off limit | ext. | int. | Clg. capacity max / on-off limit |  | EER max / on-off limit | Clg. capacity max / on-off limit |  | EER max / on-off limit | Clg. capacity max / on-off limit |  | EER max / on-off limit | Reduction coefficient Cc | Capacity | Perfor-mance ratio
|  | select |  |  | °C | °C | kW |  | °C | °C | kW |  | °C | °C | kW |  | °C | °C | kW |  | °C | °C | kW |  | °C | °C | kW |  | °C | °C | kW |  | °C | °C | kW |  | kW | kW | kW | kW |  |  | W | W |  | m³/h | dB(A) | Mark with an 'x' |  | m³/h | dB(A) | Mark with an 'x' |  | m³/h | dB(A) | Mark with an 'x' |  | °C | °C | kW | kW |  |  | kW | kW |  | kW | kW |  | °C | °C | kW | kW |  | kW | kW |  | kW | kW |  | °C | °C | kW | kW |  | kW | kW |  | kW | kW |  | °C | °C | kW | kW |  | kW | kW |  | kW | kW |  | °C | °C | kW | kW |  | kW | kW |  | kW | kW |  | °C | °C | kW | kW |  | kW | kW |  | kW | kW |  |  | kW
| MUFZ-KW50VG/MFZ-KW50VG | 2-Only heating | 1-Outdoor air | 1-Indoor air | 7 | 20 | 5.8 | 3.7908 | 7 | 20 | 2.9 | 5.0877 | 2 | 20 | 6.1 | 2.7111 | [29 empty] | 600 | [11 empty] | 35 | 25 | 5 | 3 | 3.7879 | 4.5455 | [61 empty] | 0.8
[46 empty] | Recirculation estimated based on flow of 120 m3/hr per kW | [14 empty] | PHI Cert Criteria: on-off limit 60% nom.; EER on-off 120% nom.; Reduction Coeff 0.8.
Inputs Summary: | [57 empty] | Designer Notes:
Table 1: Cooling summary
| Cooling Test point |  |  |  | Indoor Temp |  | Outdoor Temp |  | Test Condition |  |  |  | Cooling kW |  | Power kW | [29 empty] | COP
| Test Point 1 |  |  |  | 25 |  | 35 |  | Rated Capacity |  |  |  | 5 |  | 1.32 | [29 empty] | 3.7879
Table 2: Heating Summary
| Heating Test Point |  |  |  | Indoor Temp |  | Outdoor Temp |  | Test Condition |  |  |  | Heating kW |  | Power kW | [29 empty] | COP | [12 empty] | Passive House Training
| Test Point 1 |  |  |  | 20 |  | 7 |  | H1, Rated Capacity |  |  |  | 5.8 |  | 1.53 | [29 empty] | 3.7908
| Test Point 2 |  |  |  | 20 |  | 7 |  | H1, Half Capacity |  |  |  | 2.9 |  | 0.57 | [29 empty] | 5.0877 | [12 empty] | www.SustainableEngineering.co.nz/edu
| Test Point 3 |  |  |  | 20 |  | 2 |  | H2, Extended Capacity |  |  |  | 6.1 |  | 2.25 | [29 empty] | 2.7111
| Definitions: | [56 empty] | Online Passive House Tradesperson Course
| H1 - Heating test condition 1: 20C indoor and 7C outdoor | [56 empty] | 21 April – 12 May 2026, 4-6pm Tuesday and Thursdays - Auckland Time Zone
H2 - Heating test condition 2: 20C indoor and 2C outdoor
| H3 - Heating test condition 3: 20C indoor and -7C outdoor | [56 empty] | Advanced PHPP Expert Course - live online
| Rated Capacity- The cooling/heating output at standard test conditions | [56 empty] | 26 May to 18June 2026, 4-6pm Tuesday, Wednesday, Thursdays - Auckland Time Zone
Half Capacity- Operating output at approximately 50% of rated capacity, used for part-load efficiency testing.
Min Capacity- The lowest continuous operating capacity for variable-speed/inverter units without cycling off.
Extended Capacity- Maximum output achievable at extreme outdoor temperatures beyond standard rating conditions.
Disclaimer
The authors of this tool have used their best efforts to provide accurate and authoritative information in regard to the subject matter covered. While reasonable care has been taken to provide accurate information, the author(s) and Sustainable Engineering Ltd make no warranty of any kind, expressed or implied, with regard to the information provided being suitable for any particular purpose. The information presented must be used with care by professionals who understand the implications of what they are doing. The author(s) and Sustainable Engineering Ltd shall not be liable in the event of incidental or consequential damages in connection with, or arising from, the use of the information contained in this course.
Rev 1.2 - Works on Excel for Mac - Thank you Ben Frost!
Note on C14: Select here so that the unit appears in the 'HP' worksheet in the selection list.

## (hide) internal procedure (hidden)
INSTRUCTIONS | Notes
1 - check that data has same structure as ac_2024_08_19 tab | ac_... Tab is for raw data from MEPS
2- Update name of this tab to match new CSV file | Models with all data tab filters this to find rows with 3x heating points and 1x cooling
3 - Paste over data | "Data processing" refers to models with all data tab and finds the data for use in PHPP data tab
4 - Update version no. and date in PHPP data tab
5- Lock and hide "(hide)" sheets
6 - Done :)

## (hide) Data processing (hidden)
From Models with All Data Tab
Model | Rated Total Cool Capacity W | Rated cooling power input kW | Rated Heating Capacity watts | Rated heating power input kW | Name (power column) | col offsset | Power in W | Heating Capacity W | COP | Name (power col) | col offset | Power in W | Heating Capacity W | COP
MUFZ-KW50VG/MFZ-KW50VG | 5000 | 1.32 | 5800 | 1.53 | H1_half_cap_power_rated | 96 | 570 | 2900 | 5.0877 | H2_ext_cap_power_rated | 102 | 2250 | 6100 | 2.7111
|  | Outdoor Temp | Heating kW | Power kW | COP | Indoor Temp |  | Outdoor Temp | Cooling kW] | COP | Indoor Temp
| Rated heating power input kW | 7 | 5.8 | 1.53 | 3.7908 | 20 |  | 35 | 5 | 3.7879 | 25
| H1_half_cap_power_rated | 7 | 2.9 | 0.57 | 5.0877 | 20
| H2_ext_cap_power_rated | 2 | 6.1 | 2.25 | 2.7111 | 20
LOOKUP Table
|  | Outdoor Temperature | Indoor Temperature | Name
| Rated heating power input kW | 7 | 20 | H1, Rated Capacity
| H1_half_cap_power_rated | 7 | 20 | H1, Half Capacity
| H1_min_cap_power_rated | 7 | 20 | H1, Min Capacity
| H2_ext_cap_power_rated | 2 | 20 | H2, Extended Capacity
| H2_full_cap_power_rated | 2 | 20 | H2, Full Capacity
| H2_half_cap_power_rated | 2 | 20 | H2, Half Capacity
| H2_min_cap_power_rated | 2 | 20 | H2, Min Capacity
| H3_ext_cap_power_rated | -7 | 20 | H3, Extended Capacity
| H3_full_cap_power_rated | -7 | 20 | H3, Full Capacity
| H3_half_cap_power_rated | -7 | 20 | H3, Half Capacity

## (hide) Models with all data (hidden)
Model_No | Family Name | avg_pwr_standby_mode | Brand | C-Dehumid_Rated | Configuration1 | Configuration2 | Configuration2-unitmount | Configuration3_Sink | Configuration3_Source | Country | C-Power_Inp_Rated | C-Sens_Cool_Rated | C-Total Cool Rated | Depth | H2_COP | H2_HeatPwrCapacity | H2_HeatPwrInput | Height | H-Power_Inp_Rated | H-Total Heat Rated | indoorType | EERtestAvg | COPtestAvg | Invert | Setting_cool | Setting_heat | Pnoc | Pnoh | VSCP_EER50 | VSCP_COP50 | eermepslev | TestedOutputEER | TestedOutputCOP | AnnualOutputEER | AnnualOutputCOP | PL_EERMEPS | PL_COPMEPS | sri2010_cool | sri2010_heat | Star2010_Cool | Star2010_Heat | outdoortype | Phase | Refrigerant | Sold_in | Submit_ID | ExpDate | GrandDate | SubmitStatus | Type | Width | Demand Response Capability | Product Class | Demand Response 1 | Demand Response 2 | Demand Response 4 | Demand Response 5 | Demand Response 6 | Demand Response 7 | PartNumber | EER | Availability Status | star2000_cool | star2000_heat | Product Website | Representative Brand URL | Variable Output Compressor | Star Image Large | Star Image Small | Registration Number | Is variable speed | Type variable output | Var output compressor | Variable output rated as fixed sp | No HSPF | Rated Total Cool Capacity W | Rated cooling power input kW | Have T1 half cap results | T1_half_cap_power_rated | T1_half_cap_cooling_cap_rated | Have T1 min cap results | T1_min_cap_power_rated | T1_min_cap_cooling_cap_rated | Have low temp cool full cap results | Low temp cooling full cap power rated | Low temp cooling full cap rated | Have low temp cool half cap results | Low temp cooling half cap power rated | Low temp cooling half cap rated | Have low temp cool min cap results | Low temp cooling min cap power rated | Low temp cooling min cap rated | Rated Heating Capacity watts | Rated heating power input kW | H1_half_cap_power_rated | H1_half_cap_heat_cap_rated | Have H1 min cap results | H1_min_cap_power_rated | H1_min_cap_heat_cap_rated | Have H2 extended mode results | H2_ext_cap_power_rated | H2_ext_cap_heat_cap_rated | Have H2 full mode results | H2_full_cap_power_rated | H2_full_cap_heat_cap_rated | Have H2 half capacity results | H2_half_cap_power_rated | H2_half_cap_heat_cap_rated | Have H2 min capacity results | H2_min_cap_power_rated | H2_min_cap_heat_cap_rated | Have H3 extended mode results | H3_ext_cap_power_rated | H3_ext_cap_heat_cap_rated | Have H3 full mode results | H3_full_cap_power_rated | H3_full_cap_heat_cap_rated | Have H3 half capacity results | H3_half_cap_power_rated | H3_half_cap_heat_cap_rated | FILTER HELPER COLUMN - PHPP Data - Model Selection
CRC-100CS / CRE-100CS | 0 | N/A | ACTRON AIR | N/A | Non Ducted | Single Split System | Cassette | Air | Air | China | 2.58 | N/A | 10.95 | N/A | N/A | N/A | N/A | N/A | 2.84 | 11.95 | Calorimeter Room | 4.1461 | 4.1024 | N/A | - | N/A | N/A | N/A | N/A | N/A | N/A | N/A | N/A | N/A | N/A | N/A | N/A | N/A | N/A | N/A | N/A | N/A | Single | R32 | Australia,New Zealand | 146417 | 46510 | 0 | Approved | Reverse Cycle | N/A | Yes | Class 11 | Yes | N/A | N/A | N/A | N/A | N/A | N/A | N/A | Available | N/A | N/A | http://www.actronair.com.au/ | http://www.actronair.com.au | N/A | 0 | 0 | AAC6649 | Yes | Variable output compressor | Inverter | No | - | 10950 | 2.58 | - | 1350 | 5340 | Yes | 752 | 3580 | - | 2358.12 | 11793.15 | Yes | 789 | 5600 | - | 475 | 3520 | 11950 | 2.84 | 1120 | 5870 | Yes | 546 | 3070 | Yes | 4268 | 12520 | - | - | - | - | - | - | - | - | - | - | - | - | - | - | - | - | - | - | MUFZ-KW25VG/MFZ-KW25VG
CRS10AS / EVA10AS | 0 | N/A | ACTRON AIR | 1.077 | Ducted | Single Split System | - | Air | Air | Australia,China | 2.97 | 11.163 | 10 | N/A | N/A | N/A | N/A | N/A | 3.06 | 10.52 | Calorimeter Room | 3.2804 | 3.3514 | N/A | - | N/A | 7 | 7 | N/A | N/A | N/A | N/A | N/A | 3.1657 | 3.5299 | N/A | N/A | N/A | N/A | N/A | N/A | Enthalpy Test Room | Single | R32 | Australia,New Zealand | 156221 | 46984 | 0 | Approved | Reverse Cycle | N/A | Yes | Class 11 | Yes | N/A | N/A | Yes | Yes | Yes | N/A | 3.1857 | Available | N/A | N/A | https://www.actronair.com.au/ | http://www.actronair.com.au | N/A | 0 | 0 | AAC7719 | Yes | Variable output compressor | Inverter | No | - | 10000 | 2.97 | - | 1126 | 5018 | No | - | - | - | 2714.58 | 10770 | No | 1029.164 | 5404.386 | No | - | - | 10520 | 3.06 | 1131 | 5075 | No | - | - | No | - | - | - | 2923 | 8321 | No | - | - | - | - | - | - | - | - | No | - | - | No | - | - | MUFZ-KW25VG2/MFZ-KW25VGK
CRS13AS / ECA13AS & EFA13AS | CRS13AS / EVA13AS | N/A | ACTRON AIR | 1.077 | Ducted | Single Split System | - | Air | Air | Australia,China | 3.89 | 11.163 | 13.02 | N/A | N/A | N/A | N/A | N/A | 4.27 | 15 | Calorimeter Room | 3.2734 | 3.4325 | N/A | - | N/A | 7 | 7 | N/A | N/A | N/A | N/A | N/A | 3.1657 | 3.5299 | N/A | N/A | N/A | N/A | N/A | N/A | Enthalpy Test Room | Single | R32 | Australia,New Zealand | 156207 | 46984 | 0 | Approved | Reverse Cycle | N/A | Yes | Class 11 | Yes | N/A | N/A | Yes | Yes | Yes | N/A | 3.1857 | Available | N/A | N/A | https://www.actronair.com.au/ | http://www.actronair.com.au | N/A | 0 | 0 | AAC7717 | Yes | Variable output compressor | Inverter | No | - | 13020 | 3.89 | - | 1414 | 6363 | No | - | - | - | 3555.46 | 14022.54 | No | 1292.396 | 6852.951 | No | - | - | 15000 | 4.27 | 1575 | 7423 | No | - | - | Yes | 4716 | 13080 | No | - | - | No | - | - | - | - | - | No | - | - | No | - | - | No | - | - | MUFZ-KW35VG/MFZ-KW35VG
CRS13AS / EVA13AS | CRS13AS / EVA13AS | N/A | ACTRON AIR | 1.077 | Ducted | Single Split System | - | Air | Air | Australia,China | 3.89 | 11.163 | 13.02 | N/A | N/A | N/A | N/A | N/A | 4.27 | 15 | Calorimeter Room | 3.2734 | 3.4325 | N/A | - | N/A | 7 | 7 | N/A | N/A | N/A | N/A | N/A | 3.1657 | 3.5299 | N/A | N/A | N/A | N/A | N/A | N/A | Enthalpy Test Room | Single | R32 | Australia,New Zealand | 156207 | 46984 | 0 | Approved | Reverse Cycle | N/A | Yes | Class 11 | Yes | N/A | N/A | Yes | Yes | Yes | N/A | 3.1857 | Available | N/A | N/A | https://www.actronair.com.au/ | http://www.actronair.com.au | N/A | 0 | 0 | AAC7717 | Yes | Variable output compressor | Inverter | No | - | 13020 | 3.89 | - | 1414 | 6363 | No | - | - | - | 3555.46 | 14022.54 | No | 1292.396 | 6852.951 | No | - | - | 15000 | 4.27 | 1575 | 7423 | No | - | - | Yes | 4716 | 13080 | No | - | - | No | - | - | - | - | - | No | - | - | No | - | - | No | - | - | MUFZ-KW42VG/MFZ-KW42VG
CRS13AT / ECA13AS & EFA13AS | CRS13AT / EVA13AS | N/A | ACTRON AIR | 1.077 | Ducted | Single Split System | - | Air | Air | Australia,China | 3.91 | 11.163 | 13 | N/A | N/A | N/A | N/A | N/A | 4.13 | 15 | Calorimeter Room | 3.2464 | 3.5436 | N/A | - | N/A | 7 | 7 | N/A | N/A | N/A | N/A | N/A | 3.1657 | 3.5299 | N/A | N/A | N/A | N/A | N/A | N/A | Enthalpy Test Room | Three | R32 | Australia,New Zealand | 156227 | 46987 | 0 | Approved | Reverse Cycle | N/A | Yes | Class 11 | Yes | N/A | N/A | Yes | Yes | Yes | N/A | 3.1857 | Available | N/A | N/A | https://www.actronair.com.au/ | http://www.actronair.com.au | N/A | 0 | 0 | AAC7728 | Yes | Variable output compressor | Inverter | No | - | 13000 | 3.91 | - | 1392 | 6253 | No | - | - | - | 3573.74 | 14001 | No | 1272.288 | 6734.481 | No | - | - | 15000 | 4.13 | 1504 | 7368 | No | - | - | Yes | 3804 | 11800 | No | - | - | No | - | - | - | - | - | No | - | - | No | - | - | No | - | - | MUFZ-KW50VG/MFZ-KW50VG
CRS13AT / EVA13AS | CRS13AT / EVA13AS | N/A | ACTRON AIR | 1.077 | Ducted | Single Split System | - | Air | Air | Australia,China | 3.91 | 11.163 | 13 | N/A | N/A | N/A | N/A | N/A | 4.13 | 15 | Calorimeter Room | 3.2464 | 3.5436 | N/A | - | N/A | 7 | 7 | N/A | N/A | N/A | N/A | N/A | 3.1657 | 3.5299 | N/A | N/A | N/A | N/A | N/A | N/A | Enthalpy Test Room | Three | R32 | Australia,New Zealand | 156227 | 46987 | 0 | Approved | Reverse Cycle | N/A | Yes | Class 11 | Yes | N/A | N/A | Yes | Yes | Yes | N/A | 3.1857 | Available | N/A | N/A | https://www.actronair.com.au/ | http://www.actronair.com.au | N/A | 0 | 0 | AAC7728 | Yes | Variable output compressor | Inverter | No | - | 13000 | 3.91 | - | 1392 | 6253 | No | - | - | - | 3573.74 | 14001 | No | 1272.288 | 6734.481 | No | - | - | 15000 | 4.13 | 1504 | 7368 | No | - | - | Yes | 3804 | 11800 | No | - | - | No | - | - | - | - | - | No | - | - | No | - | - | No | - | - | MUFZ-KW50VG/MFZ-KW50VG Series
CRS15AS / ECA15AS & EFA15AS | CRS15AS / EVA15AS | N/A | ACTRON AIR | 3.039 | Ducted | Single Split System | - | Air | Air | Australia,China | 4.41 | 11.931 | 15.4 | N/A | N/A | N/A | N/A | N/A | 4.72 | 16.74 | Calorimeter Room | 3.4085 | 3.4624 | N/A | - | N/A | 7 | 7 | N/A | N/A | N/A | N/A | N/A | 3.1876 | 3.5207 | N/A | N/A | N/A | N/A | N/A | N/A | Enthalpy Test Room | Single | R32 | Australia,New Zealand | 160032 | 47190 | 0 | Approved | Reverse Cycle | N/A | Yes | Class 11 | Yes | N/A | N/A | Yes | Yes | Yes | N/A | 3.2042 | Available | N/A | N/A | http://www.actronair.com.au/ | http://www.actronair.com.au | N/A | 0 | 0 | AAC8097 | Yes | Variable output compressor | Inverter | No | - | 15400 | 4.41 | - | 1556 | 7264 | No | - | - | - | 4030.74 | 16585.8 | No | 1422.184 | 7823.328 | No | - | - | 16740 | 4.72 | 1760 | 8282 | No | - | - | Yes | 4998 | 14190.72 | No | - | - | No | - | - | - | - | - | No | - | - | No | - | - | No | - | - | MUFZ-KW50VG2/MFZ-KW50VGK
CRS15AS / EVA15AS | CRS15AS / EVA15AS | N/A | ACTRON AIR | 3.039 | Ducted | Single Split System | - | Air | Air | Australia,China | 4.41 | 11.931 | 15.4 | N/A | N/A | N/A | N/A | N/A | 4.72 | 16.74 | Calorimeter Room | 3.4085 | 3.4624 | N/A | - | N/A | 7 | 7 | N/A | N/A | N/A | N/A | N/A | 3.1876 | 3.5207 | N/A | N/A | N/A | N/A | N/A | N/A | Enthalpy Test Room | Single | R32 | Australia,New Zealand | 160032 | 47190 | 0 | Approved | Reverse Cycle | N/A | Yes | Class 11 | Yes | N/A | N/A | Yes | Yes | Yes | N/A | 3.2042 | Available | N/A | N/A | http://www.actronair.com.au/ | http://www.actronair.com.au | N/A | 0 | 0 | AAC8097 | Yes | Variable output compressor | Inverter | No | - | 15400 | 4.41 | - | 1556 | 7264 | No | - | - | - | 4030.74 | 16585.8 | No | 1422.184 | 7823.328 | No | - | - | 16740 | 4.72 | 1760 | 8282 | No | - | - | Yes | 4998 | 14190.72 | No | - | - | No | - | - | - | - | - | No | - | - | No | - | - | No | - | - | MUFZ-KW50VG2/MFZ-KW50VGK Series
CRS15AT / ECA15AS & EFA15AS | CRS15AT / EVA15AS | N/A | ACTRON AIR | 3.039 | Ducted | Single Split System | - | Air | Air | Australia,China | 4.43 | 11.931 | 15.2 | N/A | N/A | N/A | N/A | N/A | 4.64 | 16.7 | Calorimeter Room | 3.3452 | 3.5155 | N/A | - | N/A | 7 | 7 | N/A | N/A | N/A | N/A | N/A | 3.1876 | 3.5207 | N/A | N/A | N/A | N/A | N/A | N/A | Enthalpy Test Room | Three | R32 | Australia,New Zealand | 160035 | 47190 | 0 | Approved | Reverse Cycle | N/A | Yes | Class 11 | Yes | N/A | N/A | Yes | Yes | Yes | N/A | 3.2042 | Available | N/A | N/A | http://www.actronair.com.au/ | http://www.actronair.com.au | N/A | 0 | 0 | AAC8099 | Yes | Variable output compressor | Inverter | No | - | 15200 | 4.43 | - | 1528 | 7338 | No | - | - | - | 4049.02 | 16370.4 | No | 1396.592 | 7903.026 | No | - | - | 16700 | 4.64 | 1764 | 8275 | No | - | - | Yes | 5037 | 14239 | No | - | - | No | - | - | - | - | - | No | - | - | No | - | - | No | - | - | MUFZ-KW50VGHZ/MFZ-KW50VG
CRS15AT / EVA15AS | CRS15AT / EVA15AS | N/A | ACTRON AIR | 3.039 | Ducted | Single Split System | - | Air | Air | Australia,China | 4.43 | 11.931 | 15.2 | N/A | N/A | N/A | N/A | N/A | 4.64 | 16.7 | Calorimeter Room | 3.3452 | 3.5155 | N/A | - | N/A | 7 | 7 | N/A | N/A | N/A | N/A | N/A | 3.1876 | 3.5207 | N/A | N/A | N/A | N/A | N/A | N/A | Enthalpy Test Room | Three | R32 | Australia,New Zealand | 160035 | 47190 | 0 | Approved | Reverse Cycle | N/A | Yes | Class 11 | Yes | N/A | N/A | Yes | Yes | Yes | N/A | 3.2042 | Available | N/A | N/A | http://www.actronair.com.au/ | http://www.actronair.com.au | N/A | 0 | 0 | AAC8099 | Yes | Variable output compressor | Inverter | No | - | 15200 | 4.43 | - | 1528 | 7338 | No | - | - | - | 4049.02 | 16370.4 | No | 1396.592 | 7903.026 | No | - | - | 16700 | 4.64 | 1764 | 8275 | No | - | - | Yes | 5037 | 14239 | No | - | - | No | - | - | - | - | - | No | - | - | No | - | - | No | - | - | MUFZ-KW50VGHZ2/MFZ-KW50VGK
CRS17AS / ECA17AS & EFA17AS | CRS17AS / EVA17AS | N/A | ACTRON AIR | 3.039 | Ducted | Single Split System | - | Air | Air | Australia,China | 5.02 | 11.931 | 17 | N/A | N/A | N/A | N/A | N/A | 5.5 | 19.29 | Calorimeter Room | 3.3051 | 3.4216 | N/A | - | N/A | 7 | 7 | N/A | N/A | N/A | N/A | N/A | 3.1876 | 3.5207 | N/A | N/A | N/A | N/A | N/A | N/A | Enthalpy Test Room | Single | R32 | Australia,New Zealand | 162028 | 47264 | 0 | Approved | Reverse Cycle | N/A | Yes | Class 11 | Yes | N/A | N/A | Yes | Yes | Yes | N/A | 3.2042 | Available | N/A | N/A | http://www.actronair.com.au/ | http://www.actronair.com.au | N/A | 0 | 0 | AAC8268 | Yes | Variable output compressor | Inverter | No | - | 17000 | 5.02 | - | 1965 | 8562 | No | - | - | - | 4588.28 | 18309 | No | 1796.01 | 9221.274 | No | - | - | 19290 | 5.5 | 1922 | 9164 | No | - | - | Yes | 6125 | 17044 | No | - | - | No | - | - | - | - | - | No | - | - | No | - | - | No | - | - | MUFZ-KW60VG/MFZ-KW60VG
CRS17AS / EVA17AS | CRS17AS / EVA17AS | N/A | ACTRON AIR | 3.039 | Ducted | Single Split System | - | Air | Air | Australia,China | 5.02 | 11.931 | 17 | N/A | N/A | N/A | N/A | N/A | 5.5 | 19.29 | Calorimeter Room | 3.3051 | 3.4216 | N/A | - | N/A | 7 | 7 | N/A | N/A | N/A | N/A | N/A | 3.1876 | 3.5207 | N/A | N/A | N/A | N/A | N/A | N/A | Enthalpy Test Room | Single | R32 | Australia,New Zealand | 162028 | 47264 | 0 | Approved | Reverse Cycle | N/A | Yes | Class 11 | Yes | N/A | N/A | Yes | Yes | Yes | N/A | 3.2042 | Available | N/A | N/A | http://www.actronair.com.au/ | http://www.actronair.com.au | N/A | 0 | 0 | AAC8268 | Yes | Variable output compressor | Inverter | No | - | 17000 | 5.02 | - | 1965 | 8562 | No | - | - | - | 4588.28 | 18309 | No | 1796.01 | 9221.274 | No | - | - | 19290 | 5.5 | 1922 | 9164 | No | - | - | Yes | 6125 | 17044 | No | - | - | No | - | - | - | - | - | No | - | - | No | - | - | No | - | - | MUFZ-KW60VG/MFZ-KW60VG Series
CRS17AT / ECA17AS & EFA17AS | CRS17AT / EVA17AS | N/A | ACTRON AIR | 3.039 | Ducted | Single Split System | - | Air | Air | Australia,China | 5.02 | 11.931 | 17 | N/A | N/A | N/A | N/A | N/A | 5.42 | 19.08 | Calorimeter Room | 3.3037 | 3.4341 | N/A | - | N/A | 7 | 7 | N/A | N/A | N/A | N/A | N/A | 3.1876 | 3.5207 | N/A | N/A | N/A | N/A | N/A | N/A | Enthalpy Test Room | Three | R32 | Australia,New Zealand | 160034 | 47190 | 0 | Approved | Reverse Cycle | N/A | Yes | Class 11 | Yes | N/A | N/A | Yes | Yes | Yes | N/A | 3.2042 | Available | N/A | N/A | http://www.actronair.com.au/ | http://www.actronair.com.au | N/A | 0 | 0 | AAC8098 | Yes | Variable output compressor | Inverter | No | - | 17000 | 5.02 | - | 1954 | 8545 | No | - | - | - | 4588.28 | 18309 | No | 1785.956 | 9202.965 | No | - | - | 19080 | 5.42 | 1950 | 9371 | No | - | - | Yes | 5400.45 | 15681.48 | No | - | - | No | - | - | - | - | - | No | - | - | No | - | - | No | - | - | MUFZ-KW60VGHZ/MFZ-KW60VG
CRS17AT / EVA17AS | CRS17AT / EVA17AS | N/A | ACTRON AIR | 3.039 | Ducted | Single Split System | - | Air | Air | Australia,China | 5.02 | 11.931 | 17 | N/A | N/A | N/A | N/A | N/A | 5.42 | 19.08 | Calorimeter Room | 3.3037 | 3.4341 | N/A | - | N/A | 7 | 7 | N/A | N/A | N/A | N/A | N/A | 3.1876 | 3.5207 | N/A | N/A | N/A | N/A | N/A | N/A | Enthalpy Test Room | Three | R32 | Australia,New Zealand | 160034 | 47190 | 0 | Approved | Reverse Cycle | N/A | Yes | Class 11 | Yes | N/A | N/A | Yes | Yes | Yes | N/A | 3.2042 | Available | N/A | N/A | http://www.actronair.com.au/ | http://www.actronair.com.au | N/A | 0 | 0 | AAC8098 | Yes | Variable output compressor | Inverter | No | - | 17000 | 5.02 | - | 1954 | 8545 | No | - | - | - | 4588.28 | 18309 | No | 1785.956 | 9202.965 | No | - | - | 19080 | 5.42 | 1950 | 9371 | No | - | - | Yes | 5400.45 | 15681.48 | No | - | - | No | - | - | - | - | - | No | - | - | No | - | - | No | - | - | MUZ-AP20VG*/MSZ-AP20VGD Series
CRS20AT / ECA20AS & EFA20AS | CRS20AT / EVA20AS | N/A | ACTRON AIR | 3.039 | Ducted | Single Split System | - | Air | Air | Australia,China | 5.7 | 11.931 | 19.8 | N/A | N/A | N/A | N/A | N/A | 6.115 | 22 | Calorimeter Room | 3.4125 | 3.5323 | N/A | - | N/A | 7 | 7 | N/A | N/A | N/A | N/A | N/A | 3.1876 | 3.5207 | N/A | N/A | N/A | N/A | N/A | N/A | Enthalpy Test Room | Three | R32 | Australia,New Zealand | 160798 | 47246 | 0 | Approved | Reverse Cycle | N/A | Yes | Class 11 | Yes | N/A | N/A | Yes | Yes | Yes | N/A | 3.2042 | Available | N/A | N/A | http://www.actronair.com.au/ | http://www.actronair.com.au | N/A | 0 | 0 | AAC8212 | Yes | Variable output compressor | Inverter | No | - | 19800 | 5.7 | - | 2228 | 9950 | No | - | - | - | 5209.8 | 21324.6 | No | 2036.392 | 10716.15 | No | - | - | 22000 | 6.115 | 2375 | 11000 | No | - | - | Yes | 5461 | 17700 | No | - | - | No | - | - | - | - | - | No | - | - | No | - | - | No | - | - | MUZ-AP20VG/MSZ-AP20VGD
CRS20AT / EVA20AS | CRS20AT / EVA20AS | N/A | ACTRON AIR | 3.039 | Ducted | Single Split System | - | Air | Air | Australia,China | 5.7 | 11.931 | 19.8 | N/A | N/A | N/A | N/A | N/A | 6.115 | 22 | Calorimeter Room | 3.4125 | 3.5323 | N/A | - | N/A | 7 | 7 | N/A | N/A | N/A | N/A | N/A | 3.1876 | 3.5207 | N/A | N/A | N/A | N/A | N/A | N/A | Enthalpy Test Room | Three | R32 | Australia,New Zealand | 160798 | 47246 | 0 | Approved | Reverse Cycle | N/A | Yes | Class 11 | Yes | N/A | N/A | Yes | Yes | Yes | N/A | 3.2042 | Available | N/A | N/A | http://www.actronair.com.au/ | http://www.actronair.com.au | N/A | 0 | 0 | AAC8212 | Yes | Variable output compressor | Inverter | No | - | 19800 | 5.7 | - | 2228 | 9950 | No | - | - | - | 5209.8 | 21324.6 | No | 2036.392 | 10716.15 | No | - | - | 22000 | 6.115 | 2375 | 11000 | No | - | - | Yes | 5461 | 17700 | No | - | - | No | - | - | - | - | - | No | - | - | No | - | - | No | - | - | MUZ-AP20VGD/MSZ-AP20VGD
CRS23AT / ECA23AS & EFA23AS | CRS23AT / EVA23AS | N/A | ACTRON AIR | 3.039 | Ducted | Single Split System | - | Air | Air | Australia,China | 6.444 | 11.931 | 22.6 | N/A | N/A | N/A | N/A | N/A | 6.623 | 24.5 | Calorimeter Room | 3.4261 | 3.6123 | N/A | - | N/A | 7 | 7 | N/A | N/A | N/A | N/A | N/A | 3.1876 | 3.5207 | N/A | N/A | N/A | N/A | N/A | N/A | Enthalpy Test Room | Three | R32 | Australia,New Zealand | 160756 | 47257 | 0 | Approved | Reverse Cycle | N/A | Yes | Class 11 | Yes | N/A | N/A | Yes | Yes | Yes | N/A | 3.2042 | Available | N/A | N/A | http://www.actronair.com.au/ | http://www.actronair.com.au | N/A | 0 | 0 | AAC8244 | Yes | Variable output compressor | Inverter | No | - | 22600 | 6.444 | - | 2612 | 11450 | No | - | - | - | 5889.816 | 24340.2 | No | 2387.368 | 12331.65 | No | - | - | 24500 | 6.623 | 2649 | 12400 | No | - | - | Yes | 6845 | 21100 | No | - | - | No | - | - | - | - | - | No | - | - | No | - | - | No | - | - | MUZ-AP25VG/MSZ-AP25VG Series
CRS23AT / EVA23AS | CRS23AT / EVA23AS | N/A | ACTRON AIR | 3.039 | Ducted | Single Split System | - | Air | Air | Australia,China | 6.444 | 11.931 | 22.6 | N/A | N/A | N/A | N/A | N/A | 6.623 | 24.5 | Calorimeter Room | 3.4261 | 3.6123 | N/A | - | N/A | 7 | 7 | N/A | N/A | N/A | N/A | N/A | 3.1876 | 3.5207 | N/A | N/A | N/A | N/A | N/A | N/A | Enthalpy Test Room | Three | R32 | Australia,New Zealand | 160756 | 47257 | 0 | Approved | Reverse Cycle | N/A | Yes | Class 11 | Yes | N/A | N/A | Yes | Yes | Yes | N/A | 3.2042 | Available | N/A | N/A | http://www.actronair.com.au/ | http://www.actronair.com.au | N/A | 0 | 0 | AAC8244 | Yes | Variable output compressor | Inverter | No | - | 22600 | 6.444 | - | 2612 | 11450 | No | - | - | - | 5889.816 | 24340.2 | No | 2387.368 | 12331.65 | No | - | - | 24500 | 6.623 | 2649 | 12400 | No | - | - | Yes | 6845 | 21100 | No | - | - | No | - | - | - | - | - | No | - | - | No | - | - | No | - | - | MUZ-AP25VG/MSZ-AP25VGD
CRV13AS / EAA13AS & EFV13AS | CRV13AS / EVV13AS | N/A | ACTRON AIR | N/A | Ducted | Single Split System | - | Air | Air | Australia | 3.88 | N/A | 13.2 | N/A | N/A | N/A | N/A | N/A | 3.82 | 13.4 | Calorimeter Room | 3.4383 | 3.3492 | N/A | - | N/A | N/A | N/A | N/A | N/A | N/A | N/A | N/A | N/A | N/A | N/A | N/A | N/A | N/A | N/A | N/A | N/A | Single | R32 | Australia,New Zealand | 137418 | 46650 | 0 | Approved | Reverse Cycle | N/A | Yes | Class 11 | Yes | N/A | N/A | N/A | N/A | N/A | N/A | N/A | Available | N/A | N/A | http://www.actronair.com.au/ | http://www.actronair.com.au | N/A | 0 | 0 | AAC7025 | Yes | Variable output compressor | Inverter | No | - | 13200 | 3.88 | - | 1778 | 7200 | No | - | - | - | 3546.32 | 14216.4 | No | 1625.092 | 7754.4 | No | - | - | 13400 | 3.82 | 1515 | 6845 | No | - | - | Yes | 2920 | 6765 | No | - | - | No | - | - | - | - | - | - | - | - | No | - | - | No | - | - | MUZ-AP25VG/MSZ-AP25VGD2
CRV13AS / EVV13AS | CRV13AS / EVV13AS | N/A | ACTRON AIR | N/A | Ducted | Single Split System | - | Air | Air | Australia | 3.88 | N/A | 13.2 | N/A | N/A | N/A | N/A | N/A | 3.82 | 13.4 | Calorimeter Room | 3.4383 | 3.3492 | N/A | - | N/A | N/A | N/A | N/A | N/A | N/A | N/A | N/A | N/A | N/A | N/A | N/A | N/A | N/A | N/A | N/A | N/A | Single | R32 | Australia,New Zealand | 137418 | 46650 | 0 | Approved | Reverse Cycle | N/A | Yes | Class 11 | Yes | N/A | N/A | N/A | N/A | N/A | N/A | N/A | Available | N/A | N/A | http://www.actronair.com.au/ | http://www.actronair.com.au | N/A | 0 | 0 | AAC7025 | Yes | Variable output compressor | Inverter | No | - | 13200 | 3.88 | - | 1778 | 7200 | No | - | - | - | 3546.32 | 14216.4 | No | 1625.092 | 7754.4 | No | - | - | 13400 | 3.82 | 1515 | 6845 | No | - | - | Yes | 2920 | 6765 | No | - | - | No | - | - | - | - | - | - | - | - | No | - | - | No | - | - | MUZ-AP25VG/MSZ-AP25VGKD
CRV13AT / EAA13AS & EFV13AS | CRV13AT / EVV13AS | N/A | ACTRON AIR | N/A | Ducted | Single Split System | - | Air | Air | Australia | 3.68 | N/A | 12.8 | N/A | N/A | N/A | N/A | N/A | 3.88 | 13.65 | Calorimeter Room | 3.3947 | 3.346 | N/A | - | N/A | N/A | N/A | N/A | N/A | N/A | N/A | N/A | N/A | N/A | N/A | N/A | N/A | N/A | N/A | N/A | N/A | Three | R32 | Australia,New Zealand | 142127 | 46655 | 0 | Approved | Reverse Cycle | N/A | Yes | Class 11 | Yes | N/A | N/A | N/A | N/A | N/A | N/A | N/A | Available | N/A | N/A | https://www.actronair.com.au/ | http://www.actronair.com.au | N/A | 0 | 0 | AAC7031 | Yes | Variable output compressor | Inverter | No | - | 12800 | 3.68 | - | 1550 | 6710 | No | - | - | - | 3363.52 | 13785.6 | No | 1416.7 | 7226.67 | No | - | - | 13650 | 3.88 | 1402 | 6740 | No | - | - | Yes | 2880 | 7100 | No | - | - | No | - | - | - | - | - | - | - | - | No | - | - | No | - | - | MUZ-AP25VG2/MSZ-AP25VG2 Series
CRV13AT / EVV13AS | CRV13AT / EVV13AS | N/A | ACTRON AIR | N/A | Ducted | Single Split System | - | Air | Air | Australia | 3.68 | N/A | 12.8 | N/A | N/A | N/A | N/A | N/A | 3.88 | 13.65 | Calorimeter Room | 3.3947 | 3.346 | N/A | - | N/A | N/A | N/A | N/A | N/A | N/A | N/A | N/A | N/A | N/A | N/A | N/A | N/A | N/A | N/A | N/A | N/A | Three | R32 | Australia,New Zealand | 142127 | 46655 | 0 | Approved | Reverse Cycle | N/A | Yes | Class 11 | Yes | N/A | N/A | N/A | N/A | N/A | N/A | N/A | Available | N/A | N/A | https://www.actronair.com.au/ | http://www.actronair.com.au | N/A | 0 | 0 | AAC7031 | Yes | Variable output compressor | Inverter | No | - | 12800 | 3.68 | - | 1550 | 6710 | No | - | - | - | 3363.52 | 13785.6 | No | 1416.7 | 7226.67 | No | - | - | 13650 | 3.88 | 1402 | 6740 | No | - | - | Yes | 2880 | 7100 | No | - | - | No | - | - | - | - | - | - | - | - | No | - | - | No | - | - | MUZ-AP25VG2/MSZ-AP25VGD
CRV15AS / EAA15AS & EFV15AS | CRV15AS / EVV15AS - EXV SE | N/A | ACTRON AIR | N/A | Ducted | Single Split System | - | Air | Air | Australia | 4.34 | N/A | 14.4 | N/A | N/A | N/A | N/A | N/A | 4.43 | 15.53 | Calorimeter Room | 3.271 | 3.3648 | N/A | - | N/A | N/A | N/A | N/A | N/A | N/A | N/A | N/A | N/A | N/A | N/A | N/A | N/A | N/A | N/A | N/A | N/A | Single | R32 | Australia,New Zealand | 153656 | 47103 | 0 | Approved | Reverse Cycle | N/A | Yes | Class 11 | Yes | N/A | N/A | N/A | N/A | N/A | N/A | N/A | Available | N/A | N/A | http://www.actronair.com.au/ | http://www.actronair.com.au | N/A | 0 | 0 | AAC7971 | Yes | Variable output compressor | Inverter | No | - | 14400 | 4.34 | - | 1574 | 6744 | No | - | - | - | 3966.76 | 15508.8 | No | 1438.636 | 7263.288 | No | - | - | 15530 | 4.43 | 1634 | 7189 | No | - | - | Yes | 3851 | 10153 | No | - | - | No | - | - | - | - | - | No | - | - | No | - | - | No | - | - | MUZ-AP25VG2/MSZ-AP25VGD2
CRV15AS / EVV15AS | CRV15AS / EVV15AS - EXV SE | N/A | ACTRON AIR | N/A | Ducted | Single Split System | - | Air | Air | Australia | 4.34 | N/A | 14.4 | N/A | N/A | N/A | N/A | N/A | 4.43 | 15.53 | Calorimeter Room | 3.271 | 3.3648 | N/A | - | N/A | N/A | N/A | N/A | N/A | N/A | N/A | N/A | N/A | N/A | N/A | N/A | N/A | N/A | N/A | N/A | N/A | Single | R32 | Australia,New Zealand | 153656 | 47103 | 0 | Approved | Reverse Cycle | N/A | Yes | Class 11 | Yes | N/A | N/A | N/A | N/A | N/A | N/A | N/A | Available | N/A | N/A | http://www.actronair.com.au/ | http://www.actronair.com.au | N/A | 0 | 0 | AAC7971 | Yes | Variable output compressor | Inverter | No | - | 14400 | 4.34 | - | 1574 | 6744 | No | - | - | - | 3966.76 | 15508.8 | No | 1438.636 | 7263.288 | No | - | - | 15530 | 4.43 | 1634 | 7189 | No | - | - | Yes | 3851 | 10153 | No | - | - | No | - | - | - | - | - | No | - | - | No | - | - | No | - | - | MUZ-AP25VG2/MSZ-AP25VGKD2
CRV15AS / EVV15AS - EXV SE | CRV15AS / EVV15AS - EXV SE | N/A | ACTRON AIR | N/A | Ducted | Single Split System | - | Air | Air | Australia | 4.34 | N/A | 14.4 | N/A | N/A | N/A | N/A | N/A | 4.43 | 15.53 | Calorimeter Room | 3.271 | 3.3648 | N/A | - | N/A | N/A | N/A | N/A | N/A | N/A | N/A | N/A | N/A | N/A | N/A | N/A | N/A | N/A | N/A | N/A | N/A | Single | R32 | Australia,New Zealand | 153656 | 47103 | 0 | Approved | Reverse Cycle | N/A | Yes | Class 11 | Yes | N/A | N/A | N/A | N/A | N/A | N/A | N/A | Available | N/A | N/A | http://www.actronair.com.au/ | http://www.actronair.com.au | N/A | 0 | 0 | AAC7971 | Yes | Variable output compressor | Inverter | No | - | 14400 | 4.34 | - | 1574 | 6744 | No | - | - | - | 3966.76 | 15508.8 | No | 1438.636 | 7263.288 | No | - | - | 15530 | 4.43 | 1634 | 7189 | No | - | - | Yes | 3851 | 10153 | No | - | - | No | - | - | - | - | - | No | - | - | No | - | - | No | - | - | MUZ-AP25VGD/MSZ-AP25VGD
CRV15AT / EAA15AS & EFV15AS | CRV15AT / EVV15AS - EXV SE | N/A | ACTRON AIR | N/A | Ducted | Single Split System | - | Air | Air | Australia | 4.32 | N/A | 14.75 | N/A | N/A | N/A | N/A | N/A | 4.56 | 16 | Calorimeter Room | 3.3336 | 3.3906 | N/A | - | N/A | N/A | N/A | N/A | N/A | N/A | N/A | N/A | N/A | N/A | N/A | N/A | N/A | N/A | N/A | N/A | N/A | Three | R32 | Australia,New Zealand | 148885 | 47107 | 0 | Approved | Reverse Cycle | N/A | Yes | Class 11 | Yes | N/A | N/A | N/A | N/A | N/A | N/A | N/A | Available | N/A | N/A | https://www.actronair.com.au/ | http://www.actronair.com.au | N/A | 0 | 0 | AAC7983 | Yes | Variable output compressor | Inverter | No | - | 14750 | 4.32 | - | 1475 | 6705 | No | - | - | - | 3948.48 | 15885.75 | No | 1348.15 | 7221.285 | No | - | - | 16000 | 4.56 | 1670 | 7597 | No | - | - | Yes | 3025 | 8195 | No | - | - | No | - | - | - | - | - | No | - | - | No | - | - | No | - | - | MUZ-AP25VGD/MSZ-AP25VGD2
CRV15AT / EVV15AS | CRV15AT / EVV15AS - EXV SE | N/A | ACTRON AIR | N/A | Ducted | Single Split System | - | Air | Air | Australia | 4.32 | N/A | 14.75 | N/A | N/A | N/A | N/A | N/A | 4.56 | 16 | Calorimeter Room | 3.3336 | 3.3906 | N/A | - | N/A | N/A | N/A | N/A | N/A | N/A | N/A | N/A | N/A | N/A | N/A | N/A | N/A | N/A | N/A | N/A | N/A | Three | R32 | Australia,New Zealand | 148885 | 47107 | 0 | Approved | Reverse Cycle | N/A | Yes | Class 11 | Yes | N/A | N/A | N/A | N/A | N/A | N/A | N/A | Available | N/A | N/A | https://www.actronair.com.au/ | http://www.actronair.com.au | N/A | 0 | 0 | AAC7983 | Yes | Variable output compressor | Inverter | No | - | 14750 | 4.32 | - | 1475 | 6705 | No | - | - | - | 3948.48 | 15885.75 | No | 1348.15 | 7221.285 | No | - | - | 16000 | 4.56 | 1670 | 7597 | No | - | - | Yes | 3025 | 8195 | No | - | - | No | - | - | - | - | - | No | - | - | No | - | - | No | - | - | MUZ-AP25VGD/MSZ-AP25VGKD
CRV15AT / EVV15AS - EXV SE | CRV15AT / EVV15AS - EXV SE | N/A | ACTRON AIR | N/A | Ducted | Single Split System | - | Air | Air | Australia | 4.32 | N/A | 14.75 | N/A | N/A | N/A | N/A | N/A | 4.56 | 16 | Calorimeter Room | 3.3336 | 3.3906 | N/A | - | N/A | N/A | N/A | N/A | N/A | N/A | N/A | N/A | N/A | N/A | N/A | N/A | N/A | N/A | N/A | N/A | N/A | Three | R32 | Australia,New Zealand | 148885 | 47107 | 0 | Approved | Reverse Cycle | N/A | Yes | Class 11 | Yes | N/A | N/A | N/A | N/A | N/A | N/A | N/A | Available | N/A | N/A | https://www.actronair.com.au/ | http://www.actronair.com.au | N/A | 0 | 0 | AAC7983 | Yes | Variable output compressor | Inverter | No | - | 14750 | 4.32 | - | 1475 | 6705 | No | - | - | - | 3948.48 | 15885.75 | No | 1348.15 | 7221.285 | No | - | - | 16000 | 4.56 | 1670 | 7597 | No | - | - | Yes | 3025 | 8195 | No | - | - | No | - | - | - | - | - | No | - | - | No | - | - | No | - | - | MUZ-AP25VGD2/MSZ-AP25VGD
CRV17AS / EAA17AS & EFV17AS | CRV17AS / EVV17AS - EXV SE | N/A | ACTRON AIR | N/A | Ducted | Single Split System | - | Air | Air | Australia | 5.02 | N/A | 16.8 | N/A | N/A | N/A | N/A | N/A | 5.13 | 18 | Calorimeter Room | 3.2667 | 3.3379 | N/A | - | N/A | N/A | N/A | N/A | N/A | N/A | N/A | N/A | N/A | N/A | N/A | N/A | N/A | N/A | N/A | N/A | N/A | Single | R32 | Australia,New Zealand | 151736 | 47103 | 0 | Approved | Reverse Cycle | N/A | Yes | Class 11 | Yes | N/A | N/A | N/A | N/A | N/A | N/A | N/A | Available | N/A | N/A | http://www.actronair.com.au/ | http://www.actronair.com.au | N/A | 0 | 0 | AAC7972 | Yes | Variable output compressor | Inverter | No | - | 16800 | 5.02 | - | 2033 | 8057 | Yes | 1360 | 5192 | - | 4588.28 | 18093.6 | Yes | 1590 | 8271 | - | 1028 | 5188 | 18000 | 5.13 | 1931 | 8622 | Yes | 1256 | 5619 | Yes | 4151 | 11410 | No | - | - | No | - | - | - | - | - | No | - | - | No | - | - | No | - | - | MUZ-AP25VGD2/MSZ-AP25VGD2
CRV17AS / EVV17AS | CRV17AS / EVV17AS - EXV SE | N/A | ACTRON AIR | N/A | Ducted | Single Split System | - | Air | Air | Australia | 5.02 | N/A | 16.8 | N/A | N/A | N/A | N/A | N/A | 5.13 | 18 | Calorimeter Room | 3.2667 | 3.3379 | N/A | - | N/A | N/A | N/A | N/A | N/A | N/A | N/A | N/A | N/A | N/A | N/A | N/A | N/A | N/A | N/A | N/A | N/A | Single | R32 | Australia,New Zealand | 151736 | 47103 | 0 | Approved | Reverse Cycle | N/A | Yes | Class 11 | Yes | N/A | N/A | N/A | N/A | N/A | N/A | N/A | Available | N/A | N/A | http://www.actronair.com.au/ | http://www.actronair.com.au | N/A | 0 | 0 | AAC7972 | Yes | Variable output compressor | Inverter | No | - | 16800 | 5.02 | - | 2033 | 8057 | Yes | 1360 | 5192 | - | 4588.28 | 18093.6 | Yes | 1590 | 8271 | - | 1028 | 5188 | 18000 | 5.13 | 1931 | 8622 | Yes | 1256 | 5619 | Yes | 4151 | 11410 | No | - | - | No | - | - | - | - | - | No | - | - | No | - | - | No | - | - | MUZ-AP25VGD2/MSZ-AP25VGKD2
CRV17AS / EVV17AS - EXV SE | CRV17AS / EVV17AS - EXV SE | N/A | ACTRON AIR | N/A | Ducted | Single Split System | - | Air | Air | Australia | 5.02 | N/A | 16.8 | N/A | N/A | N/A | N/A | N/A | 5.13 | 18 | Calorimeter Room | 3.2667 | 3.3379 | N/A | - | N/A | N/A | N/A | N/A | N/A | N/A | N/A | N/A | N/A | N/A | N/A | N/A | N/A | N/A | N/A | N/A | N/A | Single | R32 | Australia,New Zealand | 151736 | 47103 | 0 | Approved | Reverse Cycle | N/A | Yes | Class 11 | Yes | N/A | N/A | N/A | N/A | N/A | N/A | N/A | Available | N/A | N/A | http://www.actronair.com.au/ | http://www.actronair.com.au | N/A | 0 | 0 | AAC7972 | Yes | Variable output compressor | Inverter | No | - | 16800 | 5.02 | - | 2033 | 8057 | Yes | 1360 | 5192 | - | 4588.28 | 18093.6 | Yes | 1590 | 8271 | - | 1028 | 5188 | 18000 | 5.13 | 1931 | 8622 | Yes | 1256 | 5619 | Yes | 4151 | 11410 | No | - | - | No | - | - | - | - | - | No | - | - | No | - | - | No | - | - | MUZ-AP35VG/MSZ-AP35VG Series
CRV17AT / EAA17AS & EFV17AS | CRV17AT / EVV17AS - EXV SE | N/A | ACTRON AIR | N/A | Ducted | Single Split System | - | Air | Air | Australia | 5 | N/A | 17 | N/A | N/A | N/A | N/A | N/A | 5.17 | 18.2 | Calorimeter Room | 3.3205 | 3.4039 | N/A | - | N/A | N/A | N/A | N/A | N/A | N/A | N/A | N/A | N/A | N/A | N/A | N/A | N/A | N/A | N/A | N/A | N/A | Three | R32 | Australia,New Zealand | 148704 | 47106 | 0 | Approved | Reverse Cycle | N/A | Yes | Class 11 | Yes | N/A | N/A | N/A | N/A | N/A | N/A | N/A | Available | N/A | N/A | https://www.actronair.com.au/ | http://www.actronair.com.au | N/A | 0 | 0 | AAC7978 | Yes | Variable output compressor | Inverter | No | - | 17000 | 5 | - | 1812 | 8282 | No | - | - | - | 4570 | 18309 | No | 1656.168 | 8919.714 | No | - | - | 18200 | 5.17 | 1952 | 8663 | No | - | - | Yes | 3295 | 8582 | No | - | - | No | - | - | - | - | - | No | - | - | No | - | - | No | - | - | MUZ-AP35VG/MSZ-AP35VGD
CRV17AT / EVV17AS | CRV17AT / EVV17AS - EXV SE | N/A | ACTRON AIR | N/A | Ducted | Single Split System | - | Air | Air | Australia | 5 | N/A | 17 | N/A | N/A | N/A | N/A | N/A | 5.17 | 18.2 | Calorimeter Room | 3.3205 | 3.4039 | N/A | - | N/A | N/A | N/A | N/A | N/A | N/A | N/A | N/A | N/A | N/A | N/A | N/A | N/A | N/A | N/A | N/A | N/A | Three | R32 | Australia,New Zealand | 148704 | 47106 | 0 | Approved | Reverse Cycle | N/A | Yes | Class 11 | Yes | N/A | N/A | N/A | N/A | N/A | N/A | N/A | Available | N/A | N/A | https://www.actronair.com.au/ | http://www.actronair.com.au | N/A | 0 | 0 | AAC7978 | Yes | Variable output compressor | Inverter | No | - | 17000 | 5 | - | 1812 | 8282 | No | - | - | - | 4570 | 18309 | No | 1656.168 | 8919.714 | No | - | - | 18200 | 5.17 | 1952 | 8663 | No | - | - | Yes | 3295 | 8582 | No | - | - | No | - | - | - | - | - | No | - | - | No | - | - | No | - | - | MUZ-AP35VG/MSZ-AP35VGD2
CRV17AT / EVV17AS - EXV SE | CRV17AT / EVV17AS - EXV SE | N/A | ACTRON AIR | N/A | Ducted | Single Split System | - | Air | Air | Australia | 5 | N/A | 17 | N/A | N/A | N/A | N/A | N/A | 5.17 | 18.2 | Calorimeter Room | 3.3205 | 3.4039 | N/A | - | N/A | N/A | N/A | N/A | N/A | N/A | N/A | N/A | N/A | N/A | N/A | N/A | N/A | N/A | N/A | N/A | N/A | Three | R32 | Australia,New Zealand | 148704 | 47106 | 0 | Approved | Reverse Cycle | N/A | Yes | Class 11 | Yes | N/A | N/A | N/A | N/A | N/A | N/A | N/A | Available | N/A | N/A | https://www.actronair.com.au/ | http://www.actronair.com.au | N/A | 0 | 0 | AAC7978 | Yes | Variable output compressor | Inverter | No | - | 17000 | 5 | - | 1812 | 8282 | No | - | - | - | 4570 | 18309 | No | 1656.168 | 8919.714 | No | - | - | 18200 | 5.17 | 1952 | 8663 | No | - | - | Yes | 3295 | 8582 | No | - | - | No | - | - | - | - | - | No | - | - | No | - | - | No | - | - | MUZ-AP35VG/MSZ-AP35VGKD
CRV290T / EVA290T | 0 | N/A | ACTRON AIR | 5.08 | Ducted | Single Split System | - | Air | Air | Australia | 8.6276 | 24.82 | 29.6 | N/A | N/A | N/A | N/A | N/A | 7.9096 | 29.804 | Calorimeter Room | 3.3574 | 3.6783 | Yes | - | N/A | 59.2 | 59.2 | N/A | N/A | N/A | N/A | N/A | 3.3997 | 3.6276 | N/A | N/A | N/A | N/A | N/A | N/A | Calorimeter Room | Three | R410A | Australia,New Zealand | 158882 | 47155 | 0 | Approved | Reverse Cycle | N/A | Yes | Class 11 | Yes | N/A | N/A | Yes | Yes | Yes | N/A | 3.4806 | Available | N/A | N/A | http://www.actronair.com.au/ | http://www.actronair.com.au | Yes | 0 | 0 | AAC8049 | Yes | Variable output compressor | Digital Scroll | No | - | 29600 | 8.6276 | - | 4463 | 14394 | No | - | - | - | 7885.6173 | 31879.2 | No | 4079.182 | 15502.338 | No | - | - | 29804.02 | 7.9096 | 4096 | 14220 | No | - | - | No | - | - | - | 6860 | 23435 | No | - | - | - | - | - | - | - | - | No | - | - | No | - | - | MUZ-AP35VG2/MSZ-AP35VG2 Series
CRV720T / EVA720T | 0 | N/A | ACTRON AIR | 12960 | Ducted | Single Split System | - | Air | Air | Australia | 21410 | 59040 | 72 | N/A | N/A | N/A | N/A | N/A | 21810 | 73 | Calorimeter Room | 3.2799 | 3.2644 | N/A | - | N/A | N/A | N/A | N/A | N/A | N/A | N/A | N/A | N/A | N/A | N/A | N/A | N/A | N/A | N/A | N/A | N/A | Three | R410A | Australia,New Zealand | 141817 | 46768 | 0 | Approved | Reverse Cycle | N/A | Yes | Class 25 | Yes | N/A | N/A | N/A | N/A | N/A | N/A | N/A | Available | N/A | N/A | http://www.actronair.com.au/ | http://www.actronair.com.au | N/A | 0 | 0 | AAC7225 | Yes | Variable output compressor | Inverter | No | No | 72000 | 21410 | - | 7900 | 36203 | No | - | - | - | - | - | No | - | - | No | - | - | 73000 | 21810 | 8128 | 34900 | No | - | - | Yes | 16645 | 40020 | No | - | - | No | - | - | - | - | - | - | - | - | No | - | - | No | - | - | MUZ-AP35VG2/MSZ-AP35VGD
CRV850T / EVA850T | 0 | N/A | ACTRON AIR | 15300 | Ducted | Single Split System | - | Air | Air | Australia | 25280 | 69700 | 85 | N/A | N/A | N/A | N/A | N/A | 24850 | 86 | Calorimeter Room | 3.2814 | 3.3761 | N/A | - | N/A | N/A | N/A | N/A | N/A | N/A | N/A | N/A | N/A | N/A | N/A | N/A | N/A | N/A | N/A | N/A | N/A | Three | R410A | Australia,New Zealand | 151797 | 46768 | 0 | Approved | Reverse Cycle | N/A | Yes | Class 25 | Yes | N/A | N/A | N/A | N/A | N/A | N/A | N/A | Available | N/A | N/A | http://www.actronair.com.au/ | http://www.actronair.com.au | N/A | 0 | 0 | AAC7226 | Yes | Variable output compressor | Inverter | No | No | 85000 | 25280 | - | 8640 | 40776 | No | - | - | - | - | - | No | - | - | No | - | - | 86000 | 24850 | 7922 | 40612 | No | - | - | Yes | 20500 | 52660 | No | - | - | No | - | - | - | - | - | No | - | - | No | - | - | No | - | - | MUZ-AP35VG2/MSZ-AP35VGD2
CRV960T / EVA960T | 0 | N/A | ACTRON AIR | 15360 | Ducted | Single Split System | - | Air | Air | Australia | 27920 | 80640 | 96 | N/A | N/A | N/A | N/A | N/A | 25840 | 97 | Calorimeter Room | 3.3533 | 3.662 | N/A | - | N/A | N/A | N/A | N/A | N/A | N/A | N/A | N/A | N/A | N/A | N/A | N/A | N/A | N/A | N/A | N/A | N/A | Three | R410A | Australia,New Zealand | 141941 | 46664 | 0 | Approved | Reverse Cycle | N/A | Yes | Class 25 | Yes | N/A | N/A | N/A | N/A | N/A | N/A | N/A | Available | N/A | N/A | http://www.actronair.com.au/ | http://www.actronair.com.au | N/A | 0 | 0 | AAC7072 | Yes | Variable output compressor | Inverter | No | No | 96000 | 27920 | - | 10838 | 47830 | No | - | - | - | - | - | No | - | - | No | - | - | 97000 | 25840 | 11328 | 48100 | No | - | - | Yes | 21779 | 50400 | No | - | - | No | - | - | - | - | - | No | - | - | No | - | - | No | - | - | MUZ-AP35VG2/MSZ-AP35VGKD2
LRC-071CS / LRE-071CS | 0 | N/A | ACTRON AIR | N/A | Ducted | Single Split System | - | Air | Air | China | 2.06 | N/A | 7.3 | N/A | N/A | N/A | N/A | N/A | 1.73 | 7.7 | Calorimeter Room | 3.4868 | 4.398 | N/A | - | N/A | N/A | N/A | N/A | N/A | N/A | N/A | N/A | N/A | N/A | N/A | N/A | N/A | N/A | N/A | N/A | N/A | Single | R32 | Australia,New Zealand | 146381 | 46629 | 0 | Approved | Reverse Cycle | N/A | Yes | Class 10 | Yes | N/A | N/A | N/A | N/A | N/A | N/A | N/A | Available | N/A | N/A | http://www.actronair.com.au/ | http://www.actronair.com.au | N/A | 0 | 0 | AAC6915 | Yes | Variable output compressor | Inverter | No | - | 7300 | 2.06 | - | 1113 | 3850 | Yes | 550 | 2800 | - | 1882.84 | 7862.1 | Yes | 598 | 3650 | - | 275 | 2200 | 7700 | 1.73 | 696 | 3710 | Yes | 366 | 1860 | Yes | 2691 | 7875 | - | - | - | - | - | - | - | - | - | - | - | - | - | - | - | - | - | - | MUZ-AP35VGD/MSZ-AP35VGD
LRC-100CS / LRE-100CS | 0 | N/A | ACTRON AIR | N/A | Ducted | Single Split System | - | Air | Air | China | 3.09 | N/A | 10.5 | N/A | N/A | N/A | N/A | N/A | 2.7 | 11.5 | Calorimeter Room | 3.3136 | 4.1842 | N/A | - | N/A | N/A | N/A | N/A | N/A | N/A | N/A | N/A | N/A | N/A | N/A | N/A | N/A | N/A | N/A | N/A | N/A | Single | R32 | Australia,New Zealand | 146387 | 46629 | 0 | Approved | Reverse Cycle | N/A | Yes | Class 11 | Yes | N/A | N/A | N/A | N/A | N/A | N/A | N/A | Available | N/A | N/A | http://www.actronair.com.au/ | http://www.actronair.com.au | N/A | 0 | 0 | AAC6916 | Yes | Variable output compressor | Inverter | No | - | 10500 | 3.09 | - | 1838 | 5570 | Yes | 731 | 3110 | - | 2824.26 | 11308.5 | Yes | 819 | 5380 | - | 354 | 2660 | 11500 | 2.7 | 1126 | 5830 | Yes | 481 | 2570 | Yes | 3485 | 10230 | - | - | - | - | - | - | - | - | - | - | - | - | - | - | - | - | - | - | MUZ-AP35VGD/MSZ-AP35VGD2
LRC-170CS / LRE-170CS | 0 | N/A | ACTRON AIR | N/A | Ducted | Single Split System | - | Air | Air | China | 4.93 | N/A | 16.6 | N/A | N/A | N/A | N/A | N/A | 4.39 | 17.6 | Calorimeter Room | 3.2966 | 3.9192 | N/A | - | N/A | N/A | N/A | N/A | N/A | N/A | N/A | N/A | N/A | N/A | N/A | N/A | N/A | N/A | N/A | N/A | N/A | Single | R32 | Australia,New Zealand | 146414 | 46629 | 0 | Approved | Reverse Cycle | N/A | Yes | Class 11 | Yes | N/A | N/A | N/A | N/A | N/A | N/A | N/A | Available | N/A | N/A | http://www.actronair.com.au/ | http://www.actronair.com.au | N/A | 0 | 0 | AAC6912 | Yes | Variable output compressor | Inverter | No | - | 16600 | 4.93 | - | 2723 | 7990 | Yes | 1129 | 4660 | - | 4506.02 | 17878.2 | Yes | 1335 | 8190 | - | 661 | 4120 | 17600 | 4.39 | 1738 | 8685 | Yes | 772 | 4110 | Yes | 4870 | 14125 | - | - | - | - | - | - | - | - | - | - | - | - | - | - | - | - | - | - | MUZ-AP35VGD/MSZ-AP35VGKD
MMV-080CS | 0 | N/A | ACTRON AIR | N/A | Non Ducted | vrf | N/A | Air | Air | China | 2.24 | N/A | 8 | N/A | N/A | N/A | N/A | N/A | 2.24 | 9 | Enthalpy Test Room | 3.6478 | 4.0638 | N/A | - | N/A | N/A | N/A | N/A | N/A | N/A | N/A | N/A | N/A | N/A | N/A | N/A | N/A | N/A | N/A | N/A | N/A | Single | R32 | Australia,New Zealand | 156814 | 47091 | 0 | Approved | Reverse Cycle | N/A | No | Class 19 | No | N/A | N/A | N/A | N/A | N/A | N/A | N/A | Available | N/A | N/A | http://www.actronair.com.au/ | http://www.actronair.com.au | N/A | 0 | 0 | AAC7937 | Yes | Variable output compressor | Inverter | No | - | 8000 | 2.24 | - | 880 | 4000 | No | - | - | - | 2047.36 | 8616 | No | 804.32 | 4308 | No | - | - | 9000 | 2.24 | 910 | 4500 | No | - | - | No | - | - | - | 2400 | 7600 | No | - | - | - | - | - | - | - | - | No | - | - | No | - | - | MUZ-AP35VGD2/MSZ-AP35VGD
MMV-100CS | 0 | N/A | ACTRON AIR | N/A | Non Ducted | vrf | N/A | Air | Air | China | 3 | N/A | 10 | N/A | N/A | N/A | N/A | N/A | 3.26 | 12 | Enthalpy Test Room | 3.4255 | 3.6732 | N/A | - | N/A | N/A | N/A | N/A | N/A | N/A | N/A | N/A | N/A | N/A | N/A | N/A | N/A | N/A | N/A | N/A | N/A | Single | R32 | Australia,New Zealand | 156823 | 47085 | 0 | Approved | Reverse Cycle | N/A | No | Class 20 | No | N/A | N/A | N/A | N/A | N/A | N/A | N/A | Available | N/A | N/A | http://www.actronair.com.au/ | http://www.actronair.com.au | N/A | 0 | 0 | AAC7915 | Yes | Variable output compressor | Inverter | No | - | 10000 | 3 | - | 1140 | 5000 | No | - | - | - | 2742 | 10770 | No | 1041.96 | 5385 | No | - | - | 12000 | 3.26 | 1290 | 6000 | No | - | - | No | - | - | - | 3400 | 10200 | No | - | - | - | - | - | - | - | - | No | - | - | No | - | - | MUZ-AP35VGD2/MSZ-AP35VGD2
MMV-120CS | 0 | N/A | ACTRON AIR | N/A | Non Ducted | vrf | N/A | Air | Air | China | 3.3 | N/A | 12 | N/A | N/A | N/A | N/A | N/A | 3.3 | 14 | Enthalpy Test Room | 3.636 | 4.273 | N/A | - | N/A | N/A | N/A | N/A | N/A | N/A | N/A | N/A | N/A | N/A | N/A | N/A | N/A | N/A | N/A | N/A | N/A | Single | R32 | Australia,New Zealand | 156752 | 47085 | 0 | Approved | Reverse Cycle | N/A | No | Class 20 | No | N/A | N/A | N/A | N/A | N/A | N/A | N/A | Available | N/A | N/A | http://www.actronair.com.au/ | http://www.actronair.com.au | N/A | 0 | 0 | AAC7912 | Yes | Variable output compressor | Inverter | No | - | 12000 | 3.3 | - | 1260 | 6150 | No | - | - | - | 3016.2 | 12924 | No | 1151.64 | 6623.55 | No | - | - | 14000 | 3.3 | 1380 | 7000 | No | - | - | No | - | - | - | 3180 | 10800 | No | - | - | - | - | - | - | - | - | No | - | - | No | - | - | MUZ-AP35VGD2/MSZ-AP35VGKD2
MMV-120CT | 0 | N/A | ACTRON AIR | N/A | Non Ducted | vrf | N/A | Air | Air | China | 3.3 | N/A | 12 | N/A | N/A | N/A | N/A | N/A | 3.3 | 14 | Enthalpy Test Room | 3.636 | 4.273 | N/A | - | N/A | N/A | N/A | N/A | N/A | N/A | N/A | N/A | N/A | N/A | N/A | N/A | N/A | N/A | N/A | N/A | N/A | Three | R32 | Australia,New Zealand | 156854 | 47084 | 0 | Approved | Reverse Cycle | N/A | No | Class 20 | No | N/A | N/A | N/A | N/A | N/A | N/A | N/A | Available | N/A | N/A | http://www.actronair.com.au/ | http://www.actronair.com.au | N/A | 0 | 0 | AAC7910 | Yes | Variable output compressor | Inverter | No | - | 12000 | 3.3 | - | 1260 | 6150 | No | - | - | - | 3016.2 | 12924 | No | 1151.64 | 6623.55 | No | - | - | 14000 | 3.3 | 1380 | 7000 | No | - | - | No | - | - | - | 3180 | 10800 | No | - | - | - | - | - | - | - | - | No | - | - | No | - | - | MUZ-AP42VG/MSZ-AP42VG Series
MMV-140CS | 0 | N/A | ACTRON AIR | N/A | Non Ducted | vrf | N/A | Air | Air | China | 4.12 | N/A | 14 | N/A | N/A | N/A | N/A | N/A | 3.86 | 16 | Enthalpy Test Room | 3.3972 | 4.1585 | N/A | - | N/A | N/A | N/A | N/A | N/A | N/A | N/A | N/A | N/A | N/A | N/A | N/A | N/A | N/A | N/A | N/A | N/A | Single | R32 | Australia,New Zealand | 156822 | 47085 | 0 | Approved | Reverse Cycle | N/A | No | Class 20 | No | N/A | N/A | N/A | N/A | N/A | N/A | N/A | Available | N/A | N/A | http://www.actronair.com.au/ | http://www.actronair.com.au | N/A | 0 | 0 | AAC7914 | Yes | Variable output compressor | Inverter | No | - | 14000 | 4.12 | - | 1500 | 7000 | No | - | - | - | 3765.68 | 15078 | No | 1371 | 7539 | No | - | - | 16000 | 3.86 | 1600 | 8000 | No | - | - | No | - | - | - | 3650 | 12300 | No | - | - | - | - | - | - | - | - | No | - | - | No | - | - | MUZ-AP42VG/MSZ-AP42VGD
MMV-140CT | 0 | N/A | ACTRON AIR | N/A | Non Ducted | vrf | N/A | Air | Air | China | 4.12 | N/A | 14 | N/A | N/A | N/A | N/A | N/A | 3.86 | 16 | Enthalpy Test Room | 3.3972 | 4.1585 | N/A | - | N/A | N/A | N/A | N/A | N/A | N/A | N/A | N/A | N/A | N/A | N/A | N/A | N/A | N/A | N/A | N/A | N/A | Three | R32 | Australia,New Zealand | 156859 | 47085 | 0 | Approved | Reverse Cycle | N/A | No | Class 20 | No | N/A | N/A | N/A | N/A | N/A | N/A | N/A | Available | N/A | N/A | http://www.actronair.com.au/ | http://www.actronair.com.au | N/A | 0 | 0 | AAC7916 | Yes | Variable output compressor | Inverter | No | - | 14000 | 4.12 | - | 1500 | 7000 | No | - | - | - | 3765.68 | 15078 | No | 1371 | 7539 | No | - | - | 16000 | 3.86 | 1600 | 8000 | No | - | - | No | - | - | - | 3650 | 12300 | No | - | - | - | - | - | - | - | - | No | - | - | No | - | - | MUZ-AP42VG/MSZ-AP42VGD2
MMV-160CS | 0 | N/A | ACTRON AIR | N/A | Non Ducted | vrf | N/A | Air | Air | China | 4.6 | N/A | 15.5 | N/A | N/A | N/A | N/A | N/A | 4.5 | 18 | Enthalpy Test Room | 3.4068 | 4.0409 | N/A | - | N/A | N/A | N/A | N/A | N/A | N/A | N/A | N/A | N/A | N/A | N/A | N/A | N/A | N/A | N/A | N/A | N/A | Single | R32 | Australia,New Zealand | 156818 | 47084 | 0 | Approved | Reverse Cycle | N/A | No | Class 20 | No | N/A | N/A | N/A | N/A | N/A | N/A | N/A | Available | N/A | N/A | http://www.actronair.com.au/ | http://www.actronair.com.au | N/A | 0 | 0 | AAC7909 | Yes | Variable output compressor | Inverter | No | - | 15500 | 4.6 | - | 1740 | 7750 | No | - | - | - | 4204.4 | 16693.5 | No | 1590.36 | 8346.75 | No | - | - | 18000 | 4.5 | 1820 | 9000 | No | - | - | No | - | - | - | 4160 | 13800 | No | - | - | - | - | - | - | - | - | No | - | - | No | - | - | MUZ-AP42VG/MSZ-AP42VGKD
MMV-160CT | 0 | N/A | ACTRON AIR | N/A | Non Ducted | vrf | N/A | Air | Air | China | 4.6 | N/A | 15.5 | N/A | N/A | N/A | N/A | N/A | 4.5 | 18 | Enthalpy Test Room | 3.4068 | 4.0409 | N/A | - | N/A | N/A | N/A | N/A | N/A | N/A | N/A | N/A | N/A | N/A | N/A | N/A | N/A | N/A | N/A | N/A | N/A | Three | R32 | Australia,New Zealand | 156867 | 47091 | 0 | Approved | Reverse Cycle | N/A | No | Class 20 | No | N/A | N/A | N/A | N/A | N/A | N/A | N/A | Available | N/A | N/A | http://www.actronair.com.au/ | http://www.actronair.com.au | N/A | 0 | 0 | AAC7936 | Yes | Variable output compressor | Inverter | No | - | 15500 | 4.6 | - | 1740 | 7750 | No | - | - | - | 4204.4 | 16693.5 | No | 1590.36 | 8346.75 | No | - | - | 18000 | 4.5 | 1820 | 9000 | No | - | - | No | - | - | - | 4160 | 13800 | No | - | - | - | - | - | - | - | - | No | - | - | No | - | - | MUZ-AP42VG2/MSZ-AP42VG2 Series
MMV-180CS | 0 | N/A | ACTRON AIR | N/A | Non Ducted | vrf | N/A | Air | Air | China | 5.53 | N/A | 17.5 | N/A | N/A | N/A | N/A | N/A | 4.93 | 19.5 | Enthalpy Test Room | 3.1667 | 3.9546 | N/A | - | N/A | N/A | N/A | N/A | N/A | N/A | N/A | N/A | N/A | N/A | N/A | N/A | N/A | N/A | N/A | N/A | N/A | Single | R32 | Australia,New Zealand | 156817 | 47085 | 0 | Approved | Reverse Cycle | N/A | No | Class 20 | No | N/A | N/A | N/A | N/A | N/A | N/A | N/A | Available | N/A | N/A | http://www.actronair.com.au/ | http://www.actronair.com.au | N/A | 0 | 0 | AAC7913 | Yes | Variable output compressor | Inverter | No | - | 17500 | 5.53 | - | 2060 | 8750 | No | - | - | - | 5054.42 | 18847.5 | No | 1882.84 | 9423.75 | No | - | - | 19500 | 4.93 | 2010 | 9750 | No | - | - | No | - | - | - | 4730 | 14900 | No | - | - | - | - | - | - | - | - | No | - | - | No | - | - | MUZ-AP42VG2/MSZ-AP42VGD
MMV-180CT | 0 | N/A | ACTRON AIR | N/A | Non Ducted | vrf | N/A | Air | Air | China | 5.53 | N/A | 17.5 | N/A | N/A | N/A | N/A | N/A | 4.93 | 19.5 | Enthalpy Test Room | 3.1667 | 3.9546 | N/A | - | N/A | N/A | N/A | N/A | N/A | N/A | N/A | N/A | N/A | N/A | N/A | N/A | N/A | N/A | N/A | N/A | N/A | Three | R32 | Australia,New Zealand | 156873 | 47092 | 0 | Approved | Reverse Cycle | N/A | No | Class 20 | No | N/A | N/A | N/A | N/A | N/A | N/A | N/A | Available | N/A | N/A | http://www.actronair.com.au/ | http://www.actronair.com.au | N/A | 0 | 0 | AAC7940 | Yes | Variable output compressor | Inverter | No | - | 17500 | 5.53 | - | 2060 | 8750 | No | - | - | - | 5054.42 | 18847.5 | No | 1882.84 | 9423.75 | No | - | - | 19500 | 4.93 | 2010 | 9750 | No | - | - | No | - | - | - | 4730 | 14900 | No | - | - | - | - | - | - | - | - | No | - | - | No | - | - | MUZ-AP42VG2/MSZ-AP42VGD2
MRC-071AS-3 | 0 | N/A | ACTRON AIR | N/A | Both | fixed | N/A | Air | Air | China | 1.99 | N/A | 7.1 | N/A | N/A | N/A | N/A | N/A | 1.92 | 7.75 | Calorimeter Room | 3.3212 | 3.9795 | N/A | - | N/A | N/A | N/A | N/A | N/A | N/A | N/A | N/A | N/A | N/A | N/A | N/A | N/A | N/A | N/A | N/A | N/A | Single | R410A | Australia,New Zealand | 153968 | 46869 | 0 | Approved | Reverse Cycle | N/A | Yes | Class 19 | Yes | N/A | N/A | N/A | N/A | N/A | N/A | N/A | Available | N/A | N/A | http://www.actronair.com.au/ | http://www.actronair.com.au | N/A | 0 | 0 | AAC7451 | Yes | Variable output compressor | Inverter | No | - | 7100 | 1.99 | - | 689 | 3400 | Yes | 462 | 2300 | - | 1818.86 | 7646.7 | Yes | 507 | 3460 | - | 376 | 2780 | 7750 | 1.92 | 681 | 3500 | Yes | 375 | 1906 | Yes | 2702 | 7330 | No | - | - | No | - | - | - | - | - | No | - | - | No | - | - | No | - | - | MUZ-AP42VG2/MSZ-AP42VGKD2
MRC-075CS-3 | 0 | N/A | ACTRON AIR | N/A | Non Ducted | fixed | N/A | Air | Air | China | 1.9 | N/A | 7.5 | N/A | N/A | N/A | N/A | N/A | 1.6 | 7.6 | Calorimeter Room | 3.8908 | 4.6832 | N/A | - | N/A | N/A | N/A | N/A | N/A | N/A | N/A | N/A | N/A | N/A | N/A | N/A | N/A | N/A | N/A | N/A | N/A | Single | R32 | Australia,New Zealand | 143624 | 46467 | 0 | Approved | Reverse Cycle | N/A | Yes | Class 19 | Yes | N/A | N/A | N/A | N/A | N/A | N/A | N/A | Available | N/A | N/A | http://www.actronair.com.au/ | http://www.actronair.com.au | N/A | 0 | 0 | AAC6559 | Yes | Variable output compressor | Inverter | No | - | 7500 | 1.9 | - | 760 | 3670 | Yes | 670 | 3235 | - | 1736.6 | 8077.5 | Yes | 465 | 3460 | - | 380 | 2860 | 7600 | 1.6 | 680 | 3700 | Yes | 400 | 2200 | Yes | 2560 | 8000 | No | - | - | No | - | - | - | - | - | No | - | - | No | - | - | No | - | - | MUZ-AP42VGD/MSZ-AP42VGD
MRC-100AS-4 | 0 | N/A | ACTRON AIR | N/A | Non Ducted | fixed | N/A | Air | Air | China | 2.48 | N/A | 9.85 | N/A | N/A | N/A | N/A | N/A | 2.58 | 9.9 | Calorimeter Room | 3.8818 | 3.7477 | N/A | - | N/A | N/A | N/A | N/A | N/A | N/A | N/A | N/A | N/A | N/A | N/A | N/A | N/A | N/A | N/A | N/A | N/A | Single | R410A | Australia,New Zealand | 137530 | 46133 | 0 | Approved | Reverse Cycle | N/A | Yes | Class 19 | Yes | N/A | N/A | N/A | N/A | N/A | N/A | N/A | Available | N/A | N/A | http://www.actronair.com.au/ | http://www.actronair.com.au | N/A | 0 | 0 | AAC5909 | Yes | Variable output compressor | Inverter | No | - | 9850 | 2.48 | - | 914 | 4506 | Yes | 623 | 3279 | - | 2266.72 | 10608.45 | Yes | 562 | 4268 | - | 355 | 2866 | 9900 | 2.58 | 929 | 4513 | Yes | 488 | 2299 | Yes | 2763 | 8143 | No | - | - | No | - | - | - | - | - | No | - | - | No | - | - | No | - | - | MUZ-AP42VGD/MSZ-AP42VGD2
MRC-100CS-4 | 0 | N/A | ACTRON AIR | N/A | Non Ducted | fixed | N/A | Air | Air | China | 2.11 | N/A | 9.4 | N/A | N/A | N/A | N/A | N/A | 1.98 | 9.5 | Calorimeter Room | 4.405 | 4.7253 | N/A | - | N/A | N/A | N/A | N/A | N/A | N/A | N/A | N/A | N/A | N/A | N/A | N/A | N/A | N/A | N/A | N/A | N/A | Single | R32 | Australia,New Zealand | 143620 | 46461 | 0 | Approved | Reverse Cycle | N/A | Yes | Class 19 | Yes | N/A | N/A | N/A | N/A | N/A | N/A | N/A | Available | N/A | N/A | http://www.actronair.com.au/ | http://www.actronair.com.au | N/A | 0 | 0 | AAC6557 | Yes | Variable output compressor | Inverter | No | - | 9400 | 2.11 | - | 915 | 4740 | Yes | 645 | 3270 | - | 1928.54 | 10123.8 | Yes | 615 | 4640 | - | 355 | 2930 | 9500 | 1.98 | 910 | 4950 | Yes | 480 | 2500 | Yes | 2640 | 8080 | No | - | - | No | - | - | - | - | - | No | - | - | No | - | - | No | - | - | MUZ-AP42VGD/MSZ-AP42VGKD
MRC-110AS-5 | 0 | N/A | ACTRON AIR | N/A | Non Ducted | fixed | N/A | Air | Air | China | 3 | N/A | 10.95 | N/A | N/A | N/A | N/A | N/A | 2.8 | 11.2 | Calorimeter Room | 3.5619 | 3.9128 | N/A | - | N/A | N/A | N/A | N/A | N/A | N/A | N/A | N/A | N/A | N/A | N/A | N/A | N/A | N/A | N/A | N/A | N/A | Single | R410A | Australia,New Zealand | 137533 | 46134 | 0 | Approved | Reverse Cycle | N/A | Yes | Class 20 | Yes | N/A | N/A | N/A | N/A | N/A | N/A | N/A | Available | N/A | N/A | http://www.actronair.com.au/ | http://www.actronair.com.au | N/A | 0 | 0 | AAC5911 | Yes | Variable output compressor | Inverter | No | - | 10950 | 3 | - | 875 | 5190 | Yes | 607 | 3652 | - | 2742 | 11793.15 | Yes | 739 | 5426 | - | 504 | 4238 | 11200 | 2.8 | 1367 | 5737 | Yes | 794 | 3534 | Yes | 3339 | 8645 | No | - | - | No | - | - | - | - | - | No | - | - | No | - | - | No | - | - | MUZ-AP42VGD2/MSZ-AP42VGD
MRC-120CS-5 | 0 | N/A | ACTRON AIR | N/A | Non Ducted | fixed | N/A | Air | Air | China | 3.15 | N/A | 11.85 | N/A | N/A | N/A | N/A | N/A | 3.25 | 12.5 | Calorimeter Room | 3.7335 | 3.805 | N/A | - | N/A | N/A | N/A | N/A | N/A | N/A | N/A | N/A | N/A | N/A | N/A | N/A | N/A | N/A | N/A | N/A | N/A | Single | R32 | Australia,New Zealand | 143625 | 46475 | 0 | Approved | Reverse Cycle | N/A | Yes | Class 20 | Yes | N/A | N/A | N/A | N/A | N/A | N/A | N/A | Available | N/A | N/A | http://www.actronair.com.au/ | http://www.actronair.com.au | N/A | 0 | 0 | AAC6565 | Yes | Variable output compressor | Inverter | No | - | 11850 | 3.15 | - | 1160 | 5780 | Yes | 560 | 2880 | - | 2879.1 | 12762.45 | Yes | 755 | 5750 | - | 450 | 3950 | 12500 | 3.25 | 1280 | 6300 | Yes | 605 | 2660 | Yes | 3270 | 9940 | No | - | - | No | - | - | - | - | - | No | - | - | No | - | - | No | - | - | MUZ-AP42VGD2/MSZ-AP42VGD2
MRC-135AS-5 | 0 | N/A | ACTRON AIR | N/A | Non Ducted | fixed | N/A | Air | Air | China | 3.82 | N/A | 13.5 | N/A | N/A | N/A | N/A | N/A | 4.17 | 14.8 | Calorimeter Room | 3.4169 | 3.5329 | N/A | - | N/A | N/A | N/A | N/A | N/A | N/A | N/A | N/A | N/A | N/A | N/A | N/A | N/A | N/A | N/A | N/A | N/A | Single | R410A | Australia,New Zealand | 137340 | 46125 | 0 | Approved | Reverse Cycle | N/A | Yes | Class 20 | Yes | N/A | N/A | N/A | N/A | N/A | N/A | N/A | Available | N/A | N/A | http://www.actronair.com.au/ | http://www.actronair.com.au | N/A | 0 | 0 | AAC5895 | Yes | Variable output compressor | Inverter | No | - | 13500 | 3.82 | - | 1205 | 6700 | Yes | 663 | 3860 | - | 3491.48 | 14539.5 | Yes | 890 | 6788 | - | 429 | 4918 | 14800 | 4.17 | 1522 | 7281 | Yes | 834 | 3872 | No | - | - | - | 4227 | 11858 | No | - | - | - | - | - | - | - | - | No | - | - | No | - | - | MUZ-AP42VGD2/MSZ-AP42VGKD2
PKV290T-L | PKV290T-L/R | N/A | ACTRON AIR | 4.38 | Ducted | Packaged | - | Air | Air | Australia | 8.716 | 24.82 | 29.511 | N/A | N/A | N/A | N/A | N/A | 8.2383 | 30.1971 | Calorimeter Room | 3.3052 | 3.5782 | Yes | - | N/A | 59.2 | 59.2 | N/A | N/A | N/A | N/A | N/A | 3.1833 | 3.3359 | N/A | N/A | N/A | N/A | N/A | N/A | Calorimeter Room | Three | R410A | Australia,New Zealand | 158891 | 47154 | 0 | Approved | Reverse Cycle | N/A | Yes | Class 6 | Yes | N/A | N/A | Yes | Yes | Yes | N/A | 3.2561 | Available | N/A | N/A | http://www.actronair.com.au/ | http://www.actronair.com.au | Yes | 0 | 0 | AAC8047 | Yes | Variable output compressor | Digital Scroll | No | - | 29511 | 8.716 | - | 4650 | 14241 | No | - | - | - | 7966.424 | 31783.347 | No | 4250.1 | 15337.557 | No | - | - | 30197.12 | 8.2383 | 3970 | 14472 | No | - | - | No | - | - | - | 7435 | 23241 | No | - | - | - | - | - | - | - | - | No | - | - | No | - | - | MUZ-AP50VG/MSZ-AP50VG Series
PKV290T-L/R | PKV290T-L/R | N/A | ACTRON AIR | 4.38 | Ducted | Packaged | - | Air | Air | Australia | 8.716 | 24.82 | 29.511 | N/A | N/A | N/A | N/A | N/A | 8.2383 | 30.1971 | Calorimeter Room | 3.3052 | 3.5782 | Yes | - | N/A | 59.2 | 59.2 | N/A | N/A | N/A | N/A | N/A | 3.1833 | 3.3359 | N/A | N/A | N/A | N/A | N/A | N/A | Calorimeter Room | Three | R410A | Australia,New Zealand | 158891 | 47154 | 0 | Approved | Reverse Cycle | N/A | Yes | Class 6 | Yes | N/A | N/A | Yes | Yes | Yes | N/A | 3.2561 | Available | N/A | N/A | http://www.actronair.com.au/ | http://www.actronair.com.au | Yes | 0 | 0 | AAC8047 | Yes | Variable output compressor | Digital Scroll | No | - | 29511 | 8.716 | - | 4650 | 14241 | No | - | - | - | 7966.424 | 31783.347 | No | 4250.1 | 15337.557 | No | - | - | 30197.12 | 8.2383 | 3970 | 14472 | No | - | - | No | - | - | - | 7435 | 23241 | No | - | - | - | - | - | - | - | - | No | - | - | No | - | - | MUZ-AP50VG/MSZ-AP50VGD
PKV290T-R | PKV290T-L/R | N/A | ACTRON AIR | 4.38 | Ducted | Packaged | - | Air | Air | Australia | 8.716 | 24.82 | 29.511 | N/A | N/A | N/A | N/A | N/A | 8.2383 | 30.1971 | Calorimeter Room | 3.3052 | 3.5782 | Yes | - | N/A | 59.2 | 59.2 | N/A | N/A | N/A | N/A | N/A | 3.1833 | 3.3359 | N/A | N/A | N/A | N/A | N/A | N/A | Calorimeter Room | Three | R410A | Australia,New Zealand | 158891 | 47154 | 0 | Approved | Reverse Cycle | N/A | Yes | Class 6 | Yes | N/A | N/A | Yes | Yes | Yes | N/A | 3.2561 | Available | N/A | N/A | http://www.actronair.com.au/ | http://www.actronair.com.au | Yes | 0 | 0 | AAC8047 | Yes | Variable output compressor | Digital Scroll | No | - | 29511 | 8.716 | - | 4650 | 14241 | No | - | - | - | 7966.424 | 31783.347 | No | 4250.1 | 15337.557 | No | - | - | 30197.12 | 8.2383 | 3970 | 14472 | No | - | - | No | - | - | - | 7435 | 23241 | No | - | - | - | - | - | - | - | - | No | - | - | No | - | - | MUZ-AP50VG/MSZ-AP50VGD2
PKV290T-T | 0 | N/A | ACTRON AIR | 5.08 | Ducted | Packaged | - | Air | Air | Australia | 8.6276 | 24.82 | 29.6 | N/A | N/A | N/A | N/A | N/A | 7.9096 | 29.804 | Calorimeter Room | 3.3574 | 3.6783 | Yes | - | N/A | 59.2 | 59.2 | N/A | N/A | N/A | N/A | N/A | 3.3997 | 3.6276 | N/A | N/A | N/A | N/A | N/A | N/A | Calorimeter Room | Three | R410A | Australia,New Zealand | 158876 | 47156 | 0 | Approved | Reverse Cycle | N/A | Yes | Class 6 | Yes | N/A | N/A | Yes | Yes | Yes | N/A | 3.4806 | Available | N/A | N/A | http://www.actronair.com.au/ | http://www.actronair.com.au | Yes | 0 | 0 | AAC8050 | Yes | Variable output compressor | Digital Scroll | No | - | 29600 | 8.6276 | - | 4463 | 14394 | No | - | - | - | 7885.6173 | 31879.2 | No | 4079.182 | 15502.338 | No | - | - | 29804.02 | 7.9096 | 4096 | 14220 | No | - | - | No | - | - | - | 6860 | 23435 | No | - | - | - | - | - | - | - | - | No | - | - | No | - | - | MUZ-AP50VG/MSZ-AP50VGKD
PKV960T | 0 | N/A | ACTRON AIR | 16320 | Ducted | Packaged | - | Air | Air | Australia | 28450 | 79680 | 96 | N/A | N/A | N/A | N/A | N/A | 28150 | 97 | Calorimeter Room | 3.2912 | 3.3626 | N/A | - | N/A | N/A | N/A | N/A | N/A | N/A | N/A | N/A | N/A | N/A | N/A | N/A | N/A | N/A | N/A | N/A | N/A | Three | R410A | Australia,New Zealand | 155957 | 46974 | 0 | Approved | Reverse Cycle | N/A | Yes | Class 24 | Yes | N/A | N/A | N/A | N/A | N/A | N/A | N/A | Unavailable | N/A | N/A | http://www.actronair.com.au/ | http://www.actronair.com.au | N/A | 0 | 0 | AAC7694 | Yes | Variable output compressor | Inverter | No | No | 96000 | 28450 | - | 10650 | 47240 | Yes | 8720 | 39400 | - | - | - | No | - | - | - | 7443 | 41000 | 97000 | 28150 | 10412 | 48390 | Yes | 7458 | 37040 | Yes | 25655 | 55880 | No | - | - | No | - | - | - | - | - | No | - | - | No | - | - | No | - | - | MUZ-AP50VG2/MSZ-AP50VG2 Series
PRV15AT-T | 0 | N/A | ACTRON AIR | N/A | Ducted | Packaged | - | Air | Air | Australia | 4.37 | N/A | 14.65 | N/A | N/A | N/A | N/A | N/A | 4.56 | 16 | Calorimeter Room | 3.269 | 3.3451 | N/A | - | N/A | N/A | N/A | N/A | N/A | N/A | N/A | N/A | N/A | N/A | N/A | N/A | N/A | N/A | N/A | N/A | N/A | Three | R32 | Australia,New Zealand | 148031 | 46628 | 0 | Approved | Reverse Cycle | N/A | Yes | Class 6 | Yes | N/A | N/A | N/A | N/A | N/A | N/A | N/A | Available | N/A | N/A | https://www.actronair.com.au/ | http://www.actronair.com.au | N/A | 0 | 0 | AAC6909 | Yes | Variable output compressor | Inverter | No | - | 14650 | 4.37 | - | 1690 | 7350 | No | - | - | - | 3994.18 | 15778.05 | No | 1544.66 | 7915.95 | No | - | - | 16000 | 4.56 | 1640 | 7895 | No | - | - | Yes | 3747 | 9320 | - | - | - | No | - | - | - | - | - | - | - | - | No | - | - | No | - | - | MUZ-AP50VG2/MSZ-AP50VGD
PRV17AT-T | 0 | N/A | ACTRON AIR | N/A | Ducted | Packaged | - | Air | Air | Australia | 5.09 | N/A | 17 | N/A | N/A | N/A | N/A | N/A | 5.25 | 18.4 | Calorimeter Room | 3.2626 | 3.414 | N/A | - | N/A | N/A | N/A | N/A | N/A | N/A | N/A | N/A | N/A | N/A | N/A | N/A | N/A | N/A | N/A | N/A | N/A | Three | R32 | Australia,New Zealand | 149833 | 46641 | 0 | Approved | Reverse Cycle | N/A | Yes | Class 6 | Yes | N/A | N/A | N/A | N/A | N/A | N/A | N/A | Available | N/A | N/A | https://www.actronair.com.au/ | http://www.actronair.com.au | N/A | 0 | 0 | AAC6987 | Yes | Variable output compressor | Inverter | No | - | 17000 | 5.09 | - | 1912 | 8220 | No | - | - | - | 4652.26 | 18309 | No | 1747.568 | 8852.94 | No | - | - | 18400 | 5.25 | 2018 | 9210 | No | - | - | Yes | 3459 | 10555 | No | - | - | No | - | - | - | - | - | - | - | - | No | - | - | No | - | - | MUZ-AP50VG2/MSZ-AP50VGD2
URC-071AS / CRE-071AS | 0 | N/A | ACTRON AIR | 1.288 | Non Ducted | Single Split System | Cassette | Air | Air | China | 2.11 | 5.812 | 7.1 | N/A | N/A | N/A | N/A | N/A | 2.25 | 7.85 | Calorimeter Room | 3.5161 | 3.8943 | Yes | - | N/A | 10 | 10 | N/A | N/A | N/A | N/A | N/A | 3.257 | 3.3567 | N/A | N/A | 2.0141 | 2.2134 | 2 | 2 | Calorimeter Room | Single | R410A | Australia,New Zealand | 134805 | 46125 | 0 | Approved | Reverse Cycle | N/A | Yes | Class 9 | Yes | Yes | N/A | Yes | Yes | Yes | N/A | 3.3091 | Available | N/A | N/A | http://www.actronair.com.au/ | http://www.actronair.com.au | Yes | 0 | https://reg.energyrating.gov.au/static/common/images/star_ratings_2014/aircon_rating_2_2.png | AAC5889 | Yes | Variable output compressor | Inverter | No | - | 7100 | 2.11 | - | 981 | 3469 | Yes | 429 | 2114 | - | 1928.54 | 7646.7 | Yes | 461 | 3257 | - | 259 | 2143 | 7850 | 2.25 | 694 | 3818 | Yes | 331 | 1833 | Yes | 2677 | 6165 | No | - | - | No | - | - | - | - | - | No | - | - | No | - | - | No | - | - | MUZ-AP50VG2/MSZ-AP50VGKD2
URC-071AS / LRE-071AS | 0 | N/A | ACTRON AIR | N/A | Ducted | Single Split System | - | Air | Air | China | 2.07 | N/A | 7.1 | N/A | N/A | N/A | N/A | N/A | 2.38 | 8.4 | Calorimeter Room | 3.3135 | 3.4494 | N/A | - | N/A | N/A | N/A | N/A | N/A | N/A | N/A | N/A | N/A | N/A | N/A | N/A | N/A | N/A | N/A | N/A | N/A | Single | R410A | Australia,New Zealand | 137483 | 46133 | 0 | Approved | Reverse Cycle | N/A | Yes | Class 10 | Yes | N/A | N/A | N/A | N/A | N/A | N/A | N/A | Available | N/A | N/A | http://www.actronair.com.au/ | http://www.actronair.com.au | N/A | 0 | 0 | AAC5906 | Yes | Variable output compressor | Inverter | No | - | 7100 | 2.07 | - | 868 | 3596 | Yes | 475 | 1742 | - | 1891.98 | 7646.7 | Yes | 663 | 3600 | - | 380 | 1811 | 8400 | 2.38 | 779 | 3800 | Yes | 377 | 1820 | Yes | 2500 | 6000 | No | - | - | No | - | - | - | - | - | No | - | - | No | - | - | No | - | - | MUZ-AP50VGD/MSZ-AP50VGD
URC-100AS / CRE-100AS | 0 | N/A | ACTRON AIR | 1.87 | Non Ducted | Single Split System | Cassette | Air | Air | China | 3.11 | 8.63 | 10.5 | N/A | N/A | N/A | N/A | N/A | 2.88 | 10.7 | Calorimeter Room | 3.321 | 3.8211 | Yes | - | N/A | 10 | 10 | N/A | N/A | N/A | N/A | N/A | 3.2604 | 3.5819 | N/A | N/A | 2.0208 | 2.6638 | 2 | 2.5 | Calorimeter Room | Single | R410A | Australia,New Zealand | 134811 | 46126 | 0 | Approved | Reverse Cycle | N/A | Yes | Class 11 | Yes | Yes | N/A | Yes | Yes | Yes | N/A | 3.2958 | Available | N/A | N/A | http://www.actronair.com.au/ | http://www.actronair.com.au | Yes | 0 | https://reg.energyrating.gov.au/static/common/images/star_ratings_2014/aircon_rating_2_2.5.png | AAC5896 | Yes | Variable output compressor | Inverter | No | - | 10500 | 3.11 | - | 1319 | 5153 | Yes | 631 | 2029 | - | 2842.54 | 11308.5 | No | 1205.566 | 5549.781 | - | 451 | 2984 | 10700 | 2.88 | 995 | 4823 | Yes | 422 | 1973 | Yes | 3691 | 8179 | No | - | - | No | - | - | - | - | - | No | - | - | No | - | - | No | - | - | MUZ-AP50VGD/MSZ-AP50VGD2
URC-100AS / LRE-100AS | 0 | N/A | ACTRON AIR | N/A | Ducted | Single Split System | - | Air | Air | China | 3.02 | N/A | 10 | N/A | N/A | N/A | N/A | N/A | 3.05 | 10.9 | Calorimeter Room | 3.228 | 3.5232 | N/A | - | N/A | N/A | N/A | N/A | N/A | N/A | N/A | N/A | N/A | N/A | N/A | N/A | N/A | N/A | N/A | N/A | N/A | Single | R410A | Australia,New Zealand | 137514 | 46133 | 0 | Approved | Reverse Cycle | N/A | Yes | Class 11 | Yes | N/A | N/A | N/A | N/A | N/A | N/A | N/A | Available | N/A | N/A | http://www.actronair.com.au/ | http://www.actronair.com.au | N/A | 0 | 0 | AAC5905 | Yes | Variable output compressor | Inverter | No | - | 10000 | 3.02 | - | 1191 | 5075 | Yes | 636 | 1997 | - | 2760.28 | 10770 | Yes | 1200 | 5483 | - | 513 | 2143 | 10900 | 3.05 | 973 | 5114 | Yes | 460 | 1546 | Yes | 3937 | 9879 | No | - | - | No | - | - | - | - | - | No | - | - | No | - | - | No | - | - | MUZ-AP50VGD/MSZ-AP50VGKD
URC-125AS / CRE-125AS | 0 | N/A | ACTRON AIR | 1.87 | Non Ducted | Single Split System | Cassette | Air | Air | China | 3.7 | 8.63 | 12.5 | N/A | N/A | N/A | N/A | N/A | 4.03 | 14.5 | Calorimeter Room | 3.3254 | 3.4979 | Yes | - | N/A | 10 | 10 | N/A | N/A | N/A | N/A | N/A | 3.2604 | 3.5819 | N/A | N/A | 2.0208 | 2.6638 | 2 | 2.5 | Calorimeter Room | Single | R410A | Australia,New Zealand | 137086 | 46133 | 0 | Approved | Reverse Cycle | N/A | Yes | Class 11 | Yes | Yes | N/A | Yes | Yes | Yes | N/A | 3.2958 | Available | N/A | N/A | http://www.actronair.com.au/ | http://www.actronair.com.au | Yes | 0 | https://reg.energyrating.gov.au/static/common/images/star_ratings_2014/aircon_rating_2_2.5.png | AAC5908 | Yes | Variable output compressor | Inverter | No | - | 12500 | 3.7 | - | 1378 | 6270 | Yes | 739 | 2166 | - | 3381.8 | 13462.5 | Yes | 1006 | 6274 | - | 536 | 3597 | 14500 | 4.03 | 1330 | 6530 | Yes | 530 | 2616 | Yes | 4955 | 13586 | No | - | - | No | - | - | - | - | - | No | - | - | No | - | - | - | - | - | MUZ-AP50VGD2/MSZ-AP50VGD
URC-125CS / CRE-125CS | 0 | N/A | ACTRON AIR | N/A | Non Ducted | Single Split System | Cassette | Air | Air | China | 3.25 | N/A | 12.3 | N/A | N/A | N/A | N/A | N/A | 3.46 | 13.5 | Calorimeter Room | 3.6958 | 3.8072 | N/A | - | N/A | N/A | N/A | N/A | N/A | N/A | N/A | N/A | N/A | N/A | N/A | N/A | N/A | N/A | N/A | N/A | N/A | Single | R32 | Australia,New Zealand | 146420 | 46509 | 0 | Approved | Reverse Cycle | N/A | Yes | Class 11 | Yes | N/A | N/A | N/A | N/A | N/A | N/A | N/A | Available | N/A | N/A | http://www.actronair.com.au/ | http://www.actronair.com.au | N/A | 0 | 0 | AAC6648 | Yes | Variable output compressor | Inverter | No | - | 12300 | 3.25 | - | 1672 | 6065 | Yes | 752 | 3580 | - | 2970.5 | 13247.1 | Yes | 955 | 6365 | - | 475 | 3520 | 13500 | 3.46 | 1250 | 6400 | Yes | 546 | 3070 | Yes | 4268 | 12520 | No | - | - | No | - | - | - | - | - | No | - | - | No | - | - | No | - | - | MUZ-AP50VGD2/MSZ-AP50VGD2
URC-125CS / LRE-125CS | 0 | N/A | ACTRON AIR | N/A | Ducted | Single Split System | - | Air | Air | China | 3.63 | N/A | 12.9 | N/A | N/A | N/A | N/A | N/A | 3.19 | 13.4 | Calorimeter Room | 3.4895 | 4.1209 | N/A | - | N/A | N/A | N/A | N/A | N/A | N/A | N/A | N/A | N/A | N/A | N/A | N/A | N/A | N/A | N/A | N/A | N/A | Single | R32 | Australia,New Zealand | 146394 | 46629 | 0 | Approved | Reverse Cycle | N/A | Yes | Class 11 | Yes | N/A | N/A | N/A | N/A | N/A | N/A | N/A | Available | N/A | N/A | http://www.actronair.com.au/ | http://www.actronair.com.au | N/A | 0 | 0 | AAC6913 | Yes | Variable output compressor | Inverter | No | - | 12900 | 3.63 | - | 1267 | 5810 | Yes | 1011 | 3790 | - | 3317.82 | 13893.3 | Yes | 1064 | 6510 | - | 528 | 3460 | 13400 | 3.19 | 1234 | 6335 | Yes | 577 | 2963 | Yes | 5741 | 16121 | - | - | - | - | - | - | - | - | - | - | - | - | - | - | - | - | - | - | MUZ-AP50VGD2/MSZ-AP50VGKD2
URC-140AS / CRE-140AS | 0 | N/A | ACTRON AIR | 1.87 | Non Ducted | Single Split System | Cassette | Air | Air | China | 4.08 | 8.63 | 13.75 | N/A | N/A | N/A | N/A | N/A | 4.41 | 15.3 | Calorimeter Room | 3.3827 | 3.32 | Yes | - | N/A | 10 | 10 | N/A | N/A | N/A | N/A | N/A | 3.2604 | 3.5819 | N/A | N/A | 2.0208 | 2.6638 | 2 | 2.5 | Calorimeter Room | Single | R410A | Australia,New Zealand | 137292 | 46135 | 0 | Approved | Reverse Cycle | N/A | Yes | Class 11 | Yes | Yes | N/A | Yes | Yes | Yes | N/A | 3.2958 | Available | N/A | N/A | http://www.actronair.com.au/ | http://www.actronair.com.au | Yes | 0 | https://reg.energyrating.gov.au/static/common/images/star_ratings_2014/aircon_rating_2_2.5.png | AAC5918 | Yes | Variable output compressor | Inverter | No | - | 13750 | 4.08 | - | 1597 | 6706 | Yes | 899 | 3202 | - | 3729.12 | 14808.75 | Yes | 1301 | 7552 | - | 616 | 4197 | 15300 | 4.41 | 1416 | 6930 | Yes | 600 | 2938 | Yes | 4562 | 11571 | No | - | - | No | - | - | - | - | - | No | - | - | No | - | - | No | - | - | MUZ-AP60VG/MSZ-AP60VG Series
URC-140CS / CRE-140CS | 0 | N/A | ACTRON AIR | N/A | Non Ducted | Single Split System | Cassette | Air | Air | China | 4.08 | N/A | 13.95 | N/A | N/A | N/A | N/A | N/A | 3.79 | 14.5 | Calorimeter Room | 3.3395 | 3.7367 | N/A | - | N/A | N/A | N/A | N/A | N/A | N/A | N/A | N/A | N/A | N/A | N/A | N/A | N/A | N/A | N/A | N/A | N/A | Single | R32 | Australia,New Zealand | 146422 | 46509 | 0 | Approved | Reverse Cycle | N/A | Yes | Class 11 | Yes | N/A | N/A | N/A | N/A | N/A | N/A | N/A | Available | N/A | N/A | http://www.actronair.com.au/ | http://www.actronair.com.au | N/A | 0 | 0 | AAC6647 | Yes | Variable output compressor | Inverter | No | - | 13950 | 4.08 | - | 1778 | 6990 | Yes | 726 | 3760 | - | 3729.12 | 15024.15 | Yes | 1072 | 7045 | - | 461 | 3720 | 14500 | 3.79 | 1366 | 6790 | Yes | 542 | 2760 | Yes | 5779 | 14800 | No | - | - | No | - | - | - | - | - | No | - | - | No | - | - | No | - | - | MUZ-AP60VG/MSZ-AP60VGD
URC-140CS / LRE-140CS | 0 | N/A | ACTRON AIR | N/A | Ducted | Single Split System | - | Air | Air | China | 4.11 | N/A | 14 | N/A | N/A | N/A | N/A | N/A | 3.46 | 14.35 | Calorimeter Room | 3.324 | 4.0445 | N/A | - | N/A | N/A | N/A | N/A | N/A | N/A | N/A | N/A | N/A | N/A | N/A | N/A | N/A | N/A | N/A | N/A | N/A | Single | R32 | Australia,New Zealand | 146395 | 46629 | 0 | Approved | Reverse Cycle | N/A | Yes | Class 11 | Yes | N/A | N/A | N/A | N/A | N/A | N/A | N/A | Available | N/A | N/A | http://www.actronair.com.au/ | http://www.actronair.com.au | N/A | 0 | 0 | AAC6917 | Yes | Variable output compressor | Inverter | No | - | 14000 | 4.11 | - | 1733 | 6560 | Yes | 893 | 3215 | - | 3756.54 | 15078 | Yes | 1094 | 7100 | - | 531 | 3770 | 14350 | 3.46 | 1299 | 6490 | Yes | 562 | 2800 | Yes | 5061 | 14140 | - | - | - | - | - | - | - | - | - | - | - | - | - | - | - | - | - | - | MUZ-AP60VG/MSZ-AP60VGD2
URC-170AS / LRE-170AS | 0 | N/A | ACTRON AIR | N/A | Ducted | Single Split System | - | Air | Air | China | 4.96 | N/A | 17 | N/A | N/A | N/A | N/A | N/A | 4.49 | 17.5 | Calorimeter Room | 3.3236 | 3.8033 | N/A | - | N/A | N/A | N/A | N/A | N/A | N/A | N/A | N/A | N/A | N/A | N/A | N/A | N/A | N/A | N/A | N/A | N/A | Single | R410A | Australia,New Zealand | 138647 | 46182 | 0 | Approved | Reverse Cycle | N/A | Yes | Class 11 | Yes | N/A | N/A | N/A | N/A | N/A | N/A | N/A | Available | N/A | N/A | http://www.actronair.com.au/ | http://www.actronair.com.au | N/A | 0 | 0 | AAC6063 | Yes | Variable output compressor | Inverter | No | - | 17000 | 4.96 | - | 1716 | 8129 | Yes | 1006 | 2732 | - | 4533.44 | 18309 | Yes | 1288 | 8558 | - | 492 | 3295 | 17500 | 4.49 | 1666 | 8371 | Yes | 584 | 2931 | Yes | 4663 | 12387 | No | - | - | No | - | - | - | - | - | No | - | - | No | - | - | No | - | - | MUZ-AP60VG/MSZ-AP60VGKD
WRC-026AS / WRE-026AS | 0 | N/A | ACTRON AIR | 0.097 | Non Ducted | Single Split System | Wall Hung | Air | Air | China | 0.59 | 2.553 | 2.65 | N/A | N/A | N/A | N/A | N/A | 0.63 | 2.85 | Calorimeter Room | 4.8151 | 4.4455 | Yes | - | N/A | 1 | 1 | N/A | N/A | N/A | N/A | N/A | 4.3697 | 4.4257 | N/A | N/A | 4.2394 | 4.3513 | 4 | 4 | Calorimeter Room | Single | R410A | Australia,New Zealand | 135799 | 46120 | 0 | Approved | Reverse Cycle | N/A | Yes | Class 8 | Yes | Yes | N/A | Yes | Yes | Yes | N/A | 4.3946 | Unavailable | N/A | N/A | http://www.actronair.com.au/ | http://www.actronair.com.au | Yes | 0 | https://reg.energyrating.gov.au/static/common/images/star_ratings_2014/aircon_rating_4_4.png | AAC5879 | Yes | Variable output compressor | Inverter | No | - | 2650 | 0.59 | - | 233 | 1280 | Yes | 167 | 760 | - | 539.26 | 2854.05 | Yes | 166 | 1255 | - | 134 | 987 | 2850 | 0.63 | 276 | 1397 | Yes | 206 | 918 | Yes | 987 | 3195 | No | - | - | No | - | - | - | - | - | No | - | - | No | - | - | No | - | - | MUZ-AP60VG2/MSZ-AP60VG2 Series
WRC-026CS / WRE-026CS | 0 | N/A | ACTRON AIR | N/A | Non Ducted | Single Split System | Wall Hung | Air | Air | China | 0.45 | N/A | 2.65 | N/A | N/A | N/A | N/A | N/A | 0.49 | 2.75 | Calorimeter Room | 5.7633 | 5.5102 | N/A | - | N/A | N/A | N/A | N/A | N/A | N/A | N/A | N/A | N/A | N/A | N/A | N/A | N/A | N/A | N/A | N/A | N/A | Single | R32 | Australia,New Zealand | 130975 | 45879 | 0 | Approved | Reverse Cycle | N/A | Yes | Class 8 | Yes | N/A | N/A | N/A | N/A | N/A | N/A | N/A | Available | N/A | N/A | http://www.actronair.com.au/ | http://www.actronair.com.au | N/A | 0 | 0 | AAC5121 | Yes | Variable output compressor | Inverter | No | - | 2650 | 0.45 | - | 180 | 1300 | Yes | 160 | 1070 | - | 411.3 | 2854.05 | Yes | 140 | 1330 | - | 105 | 1200 | 2750 | 0.49 | 235 | 1400 | Yes | 170 | 1000 | Yes | 1000 | 3250 | No | - | - | No | - | - | - | - | - | No | - | - | No | - | - | No | - | - | MUZ-AP60VG2/MSZ-AP60VGD
WRC-035AS / WRE-035AS | 0 | N/A | ACTRON AIR | 0.265 | Non Ducted | Single Split System | Wall Hung | Air | Air | China | 0.86 | 3.285 | 3.55 | N/A | N/A | N/A | N/A | N/A | 0.84 | 3.75 | Calorimeter Room | 4.2262 | 4.4764 | Yes | - | N/A | 1 | 1 | N/A | N/A | N/A | N/A | N/A | 4.0644 | 4.3369 | N/A | N/A | 3.6288 | 4.1738 | 3.5 | 4 | Calorimeter Room | Single | R410A | Australia,New Zealand | 135894 | 46133 | 0 | Approved | Reverse Cycle | N/A | Yes | Class 8 | Yes | Yes | N/A | Yes | Yes | Yes | N/A | 4.0804 | Available | N/A | N/A | http://www.actronair.com.au/ | http://www.actronair.com.au | Yes | 0 | https://reg.energyrating.gov.au/static/common/images/star_ratings_2014/aircon_rating_3.5_4.png | AAC5907 | Yes | Variable output compressor | Inverter | No | - | 3550 | 0.86 | - | 322 | 1777 | Yes | 240 | 1285 | - | 786.04 | 3823.35 | Yes | 219 | 1743 | - | 194 | 1518 | 3750 | 0.84 | 344 | 1930 | Yes | 199 | 994 | Yes | 952 | 3192 | No | - | - | No | - | - | - | - | - | No | - | - | No | - | - | No | - | - | MUZ-AP60VG2/MSZ-AP60VGD2
WRC-035CS / WRE-035CS | 0 | N/A | ACTRON AIR | N/A | Non Ducted | Single Split System | Wall Hung | Air | Air | China | 0.73 | N/A | 3.5 | N/A | N/A | N/A | N/A | N/A | 0.77 | 3.7 | Calorimeter Room | 4.7705 | 4.7686 | N/A | - | N/A | N/A | N/A | N/A | N/A | N/A | N/A | N/A | N/A | N/A | N/A | N/A | N/A | N/A | N/A | N/A | N/A | Single | R32 | Australia,New Zealand | 130978 | 45876 | 0 | Approved | Reverse Cycle | N/A | Yes | Class 8 | Yes | N/A | N/A | N/A | N/A | N/A | N/A | N/A | Available | N/A | N/A | http://www.actronair.com.au/ | http://www.actronair.com.au | N/A | 0 | 0 | AAC5108 | Yes | Variable output compressor | Inverter | No | - | 3500 | 0.73 | - | 260 | 1700 | Yes | 160 | 1080 | - | 667.22 | 3769.5 | Yes | 220 | 1780 | - | 140 | 1360 | 3700 | 0.77 | 290 | 1800 | Yes | 215 | 1250 | Yes | 1000 | 3300 | No | - | - | No | - | - | - | - | - | No | - | - | No | - | - | No | - | - | MUZ-AP60VG2/MSZ-AP60VGKD2
WRC-050AS / WRE-050AS | 0 | N/A | ACTRON AIR | 0.932 | Non Ducted | Single Split System | Wall Hung | Air | Air | China | 1.32 | 4.068 | 5 | N/A | N/A | N/A | N/A | N/A | 1.32 | 5.15 | Calorimeter Room | 3.6674 | 3.7546 | Yes | - | N/A | 1 | 1 | N/A | N/A | N/A | N/A | N/A | 3.7287 | 3.811 | N/A | N/A | 2.9575 | 3.122 | 2.5 | 3 | Calorimeter Room | Single | R410A | Australia,New Zealand | 135906 | 46120 | 0 | Approved | Reverse Cycle | N/A | Yes | Class 9 | Yes | Yes | N/A | Yes | Yes | Yes | N/A | 3.7383 | Unavailable | N/A | N/A | http://www.actronair.com.au/ | http://www.actronair.com.au | Yes | 0 | https://reg.energyrating.gov.au/static/common/images/star_ratings_2014/aircon_rating_2.5_3.png | AAC5876 | Yes | Variable output compressor | Inverter | No | - | 5000 | 1.32 | - | 554 | 2496 | Yes | 416 | 1639 | - | 1206.48 | 5385 | No | 506.356 | 2688.192 | - | 284 | 1860 | 5150 | 1.32 | 530 | 2711 | Yes | 267 | 1353 | Yes | 1292 | 4509 | No | - | - | No | - | - | - | - | - | No | - | - | No | - | - | No | - | - | MUZ-AP60VGD/MSZ-AP60VGD
WRC-050CS / WRE-050CS | 0 | N/A | ACTRON AIR | N/A | Non Ducted | Single Split System | Wall Hung | Air | Air | China | 1.17 | N/A | 5 | N/A | N/A | N/A | N/A | N/A | 1.16 | 5 | Calorimeter Room | 4.225 | 4.219 | N/A | - | N/A | N/A | N/A | N/A | N/A | N/A | N/A | N/A | N/A | N/A | N/A | N/A | N/A | N/A | N/A | N/A | N/A | Single | R32 | Australia,New Zealand | 130993 | 45890 | 0 | Approved | Reverse Cycle | N/A | Yes | Class 9 | Yes | N/A | N/A | N/A | N/A | N/A | N/A | N/A | Available | N/A | N/A | http://www.actronair.com.au/ | http://www.actronair.com.au | N/A | 0 | 0 | AAC5177 | Yes | Variable output compressor | Inverter | No | - | 5000 | 1.17 | - | 510 | 2550 | Yes | 445 | 2150 | - | 1069.38 | 5385 | Yes | 410 | 2960 | - | 300 | 2360 | 5000 | 1.16 | 480 | 2580 | Yes | 290 | 1500 | Yes | 1560 | 4260 | No | - | - | No | - | - | - | - | - | No | - | - | No | - | - | No | - | - | MUZ-AP60VGD/MSZ-AP60VGD2
WRC-071AS / WRE-071AS | 0 | N/A | ACTRON AIR | 1.298 | Non Ducted | Single Split System | Wall Hung | Air | Air | China | 1.98 | 5.802 | 7.1 | N/A | N/A | N/A | N/A | N/A | 2.06 | 7.65 | Calorimeter Room | 3.4532 | 3.5162 | Yes | - | N/A | 1 | 1 | N/A | N/A | N/A | N/A | N/A | 3.5016 | 3.6323 | N/A | N/A | 2.5032 | 2.7645 | 2.5 | 2.5 | Calorimeter Room | Single | R410A | Australia,New Zealand | 135909 | 46120 | 0 | Approved | Reverse Cycle | N/A | Yes | Class 9 | Yes | Yes | N/A | Yes | Yes | Yes | N/A | 3.5076 | Unavailable | N/A | N/A | http://www.actronair.com.au/ | http://www.actronair.com.au | Yes | 0 | https://reg.energyrating.gov.au/static/common/images/star_ratings_2014/aircon_rating_2.5_2.5.png | AAC5880 | Yes | Variable output compressor | Inverter | No | - | 7100 | 1.98 | - | 846 | 3664 | Yes | 708 | 2667 | - | 1809.72 | 7646.7 | Yes | 670 | 3853 | - | 387 | 2338 | 7650 | 2.06 | 825 | 3874 | Yes | 424 | 1912 | Yes | 3038 | 6781 | No | - | - | No | - | - | - | - | - | No | - | - | No | - | - | No | - | - | MUZ-AP60VGD/MSZ-AP60VGKD
WRC-072CS / WRE-072CS | 0 | N/A | ACTRON AIR | N/A | Non Ducted | Single Split System | Wall Hung | Air | Air | China | 1.9 | N/A | 7.2 | N/A | N/A | N/A | N/A | N/A | 2.05 | 8 | Calorimeter Room | 3.8051 | 3.9416 | N/A | - | N/A | N/A | N/A | N/A | N/A | N/A | N/A | N/A | N/A | N/A | N/A | N/A | N/A | N/A | N/A | N/A | N/A | Single | R32 | Australia,New Zealand | 130979 | 45879 | 0 | Approved | Reverse Cycle | N/A | Yes | Class 9 | Yes | N/A | N/A | N/A | N/A | N/A | N/A | N/A | Available | N/A | N/A | http://www.actronair.com.au/ | http://www.actronair.com.au | N/A | 0 | 0 | AAC5122 | Yes | Variable output compressor | Inverter | No | - | 7200 | 1.9 | - | 800 | 3900 | Yes | 715 | 3450 | - | 1736.6 | 7754.4 | Yes | 630 | 3950 | - | 510 | 3350 | 8000 | 2.05 | 740 | 4000 | Yes | 430 | 2250 | Yes | 2450 | 5980 | No | - | - | No | - | - | - | - | - | No | - | - | No | - | - | No | - | - | MUZ-AP60VGD2/MSZ-AP60VGD
WRC-080AS / WRE-080AS | 0 | N/A | ACTRON AIR | 1.926 | Non Ducted | Single Split System | Wall Hung | Air | Air | China | 2.3 | 6.074 | 8 | N/A | N/A | N/A | N/A | N/A | 2.37 | 8.15 | Calorimeter Room | 3.2695 | 3.2986 | Yes | - | N/A | 1 | 1 | N/A | N/A | N/A | N/A | N/A | 3.3974 | 3.3735 | N/A | N/A | 2.2949 | 2.2469 | 2 | 2 | Calorimeter Room | Single | R410A | Australia,New Zealand | 135910 | 46120 | 0 | Approved | Reverse Cycle | N/A | Yes | Class 9 | Yes | Yes | N/A | Yes | Yes | Yes | N/A | 3.4024 | Unavailable | N/A | N/A | http://www.actronair.com.au/ | http://www.actronair.com.au | Yes | 0 | https://reg.energyrating.gov.au/static/common/images/star_ratings_2014/aircon_rating_2_2.png | AAC5877 | Yes | Variable output compressor | Inverter | No | - | 8000 | 2.3 | - | 909 | 3970 | Yes | 756 | 3124 | - | 2102.2 | 8616 | No | 830.826 | 4275.69 | - | 506 | 3061 | 8150 | 2.37 | 979 | 4033 | Yes | 496 | 2279 | Yes | 2971 | 7018 | No | - | - | No | - | - | - | - | - | No | - | - | No | - | - | No | - | - | MUZ-AP60VGD2/MSZ-AP60VGD2
WRC-085CS / WRE-085CS | 0 | N/A | ACTRON AIR | N/A | Non Ducted | Single Split System | Wall Hung | Air | Air | China | 2.4 | N/A | 8.5 | N/A | N/A | N/A | N/A | N/A | 2.52 | 9.45 | Calorimeter Room | 3.4869 | 3.6607 | N/A | - | N/A | N/A | N/A | N/A | N/A | N/A | N/A | N/A | N/A | N/A | N/A | N/A | N/A | N/A | N/A | N/A | N/A | Single | R32 | Australia,New Zealand | 131176 | 45876 | 0 | Approved | Reverse Cycle | N/A | Yes | Class 9 | Yes | N/A | N/A | N/A | N/A | N/A | N/A | N/A | Available | N/A | N/A | http://www.actronair.com.au/ | http://www.actronair.com.au | N/A | 0 | 0 | AAC5109 | Yes | Variable output compressor | Inverter | No | - | 8500 | 2.4 | - | 910 | 4250 | Yes | 800 | 3870 | - | 2193.6 | 9154.5 | Yes | 765 | 4500 | - | 510 | 3350 | 9450 | 2.52 | 880 | 4500 | Yes | 480 | 2559 | Yes | 2270 | 5760 | No | - | - | No | - | - | - | - | - | No | - | - | No | - | - | No | - | - | MUZ-AP60VGD2/MSZ-AP60VGKD2
AR-VI160WV2R | 0 | N/A | Airion | N/A | Non Ducted | vrf | N/A | Air | Air | China | 4.67 | N/A | 15.5 | N/A | N/A | N/A | N/A | N/A | 4.78 | 18 | Enthalpy Test Room | 3.2209 | 3.6457 | N/A | - | N/A | N/A | N/A | N/A | N/A | N/A | N/A | N/A | N/A | N/A | N/A | N/A | N/A | N/A | N/A | N/A | N/A | Single | R410A | Australia,Fiji,New Zealand | 147513 | 46547 | 0 | Approved | Reverse Cycle | N/A | No | Class 20 | No | N/A | N/A | N/A | N/A | N/A | N/A | N/A | Available | N/A | N/A | 0 | 0 | N/A | 0 | 0 | AAC6768 | Yes | Variable output compressor | Inverter | No | - | 15500 | 4.67 | - | 1940 | 7750 | No | - | - | - | 4268.38 | 16693.5 | No | 1773.16 | 8346.75 | No | - | - | 18000 | 4.78 | 2260 | 9000 | No | - | - | Yes | 4830 | 13600 | No | - | - | No | - | - | - | - | - | No | - | - | No | - | - | No | - | - | MUZ-AP71VG/MSZ-AP71VG Series
AR-VI200WV2R | 0 | N/A | Airion | N/A | Non Ducted | vrf | N/A | Air | Air | China | 6 | N/A | 20 | N/A | N/A | N/A | N/A | N/A | 5.6 | 22 | Enthalpy Test Room | 3.316 | 3.8313 | N/A | - | N/A | N/A | N/A | N/A | N/A | N/A | N/A | N/A | N/A | N/A | N/A | N/A | N/A | N/A | N/A | N/A | N/A | Three | R410A | Australia,Fiji,New Zealand | 147514 | 46547 | 0 | Approved | Reverse Cycle | N/A | No | Class 20 | No | N/A | N/A | N/A | N/A | N/A | N/A | N/A | Available | N/A | N/A | 0 | 0 | N/A | 0 | 0 | AAC6771 | Yes | Variable output compressor | Inverter | No | - | 20000 | 6 | - | 2500 | 10000 | No | - | - | - | 5484 | 21540 | No | 2285 | 10770 | No | - | - | 22000 | 5.6 | 2200 | 11000 | No | - | - | Yes | 7000 | 15500 | No | - | - | No | - | - | - | - | - | No | - | - | No | - | - | - | - | - | MUZ-AP71VG/MSZ-AP71VGD
AR-VI224WV2R | 0 | N/A | Airion | N/A | Non Ducted | vrf | N/A | Air | Air | China | 6.5 | N/A | 22.4 | N/A | N/A | N/A | N/A | N/A | 6.5 | 24 | Enthalpy Test Room | 3.3478 | 3.6588 | N/A | - | N/A | N/A | N/A | N/A | N/A | N/A | N/A | N/A | N/A | N/A | N/A | N/A | N/A | N/A | N/A | N/A | N/A | Three | R410A | Australia,Fiji,New Zealand | 147516 | 46547 | 0 | Approved | Reverse Cycle | N/A | No | Class 20 | No | N/A | N/A | N/A | N/A | N/A | N/A | N/A | Available | N/A | N/A | 0 | 0 | N/A | 0 | 0 | AAC6770 | Yes | Variable output compressor | Inverter | No | - | 22400 | 6.5 | - | 2700 | 12100 | No | - | - | - | 5941 | 24124.8 | No | 2467.8 | 13031.7 | No | - | - | 24000 | 6.5 | 2600 | 12000 | No | - | - | Yes | 7500 | 16000 | No | - | - | No | - | - | - | - | - | No | - | - | No | - | - | No | - | - | MUZ-AP71VG/MSZ-AP71VGD2
AR-VI260WV2R | 0 | N/A | Airion | N/A | Non Ducted | vrf | N/A | Air | Air | China | 7.26 | N/A | 26 | N/A | N/A | N/A | N/A | N/A | 7.5 | 28 | Enthalpy Test Room | 3.5772 | 3.7859 | N/A | - | N/A | N/A | N/A | N/A | N/A | N/A | N/A | N/A | N/A | N/A | N/A | N/A | N/A | N/A | N/A | N/A | N/A | Three | R410A | Australia,Fiji,New Zealand | 147517 | 46547 | 0 | Approved | Reverse Cycle | N/A | No | Class 20 | No | N/A | N/A | N/A | N/A | N/A | N/A | N/A | Available | N/A | N/A | 0 | 0 | N/A | 0 | 0 | AAC6772 | Yes | Variable output compressor | Inverter | No | - | 26000 | 7.26 | - | 2770 | 12800 | No | - | - | - | 6635.64 | 28002 | No | 2531.78 | 13785.6 | No | - | - | 28000 | 7.5 | 3000 | 13700 | No | - | - | Yes | 8200 | 18500 | No | - | - | No | - | - | - | - | - | No | - | - | No | - | - | No | - | - | MUZ-AP71VG/MSZ-AP71VGKD
IES-*** | IES-*** | N/A | AirSmart | N/A | Ducted | Single Split System | - | Air | Air | China,Canada,Australia | 3.05 | N/A | 10 | N/A | N/A | N/A | N/A | N/A | 3.18 | 10.5 | Calorimeter Room | 3.228 | 3.5232 | N/A | - | N/A | N/A | N/A | N/A | N/A | N/A | N/A | N/A | N/A | N/A | N/A | N/A | N/A | N/A | N/A | N/A | N/A | Single | R410A | Australia | 139794 | 46410 | 0 | Approved | Reverse Cycle | N/A | Yes | Class 11 | Yes | N/A | N/A | N/A | N/A | N/A | N/A | N/A | Available | N/A | N/A | http://www.airsmart.com | http://www.airsmart.com/ | N/A | 0 | 0 | AAC6408 | Yes | Variable output compressor | Rotary | No | - | 10000 | 3.05 | - | 1200 | 5000 | Yes | 650 | 2000 | - | 2787.7 | 10770 | Yes | 1200 | 5500 | - | 520 | 2150 | 10500 | 3.18 | 1000 | 5200 | Yes | 460 | 1550 | Yes | 3950 | 9850 | No | - | - | No | - | - | - | - | - | No | - | - | No | - | - | No | - | - | MUZ-AP71VG2/MSZ-AP71VG2 Series
IES-*** | IES-*** | N/A | AirSmart | N/A | Ducted | Single Split System | - | Air | Air | Australia,Canada,China | 4.95 | N/A | 17 | N/A | N/A | N/A | N/A | N/A | 3.4 | 15.8 | Enthalpy Test Room | 3.2964 | 4.3206 | N/A | - | N/A | N/A | N/A | N/A | N/A | N/A | N/A | N/A | N/A | N/A | N/A | N/A | N/A | N/A | N/A | N/A | N/A | Single | R410A | Australia | 162158 | 47292 | 0 | Approved | Reverse Cycle | N/A | Yes | Class 11 | Yes | N/A | N/A | N/A | N/A | N/A | N/A | N/A | Available | N/A | N/A | http://www.airsmart.com | http://www.airsmart.com/ | N/A | 0 | 0 | AAC8309 | Yes | Variable output compressor | Inverter | No | - | 17000 | 4.95 | - | 2040 | 8700 | Yes | 1080 | 5400 | - | 4524.3 | 18309 | Yes | 1330 | 8700 | - | 700 | 4300 | 15800 | 3.4 | 1560 | 8000 | Yes | 720 | 3700 | Yes | 4600 | 12800 | No | - | - | No | - | - | - | - | - | No | - | - | No | - | - | No | - | - | MUZ-AP71VG2/MSZ-AP71VGD
IES-500 | IES-*** | N/A | AirSmart | N/A | Ducted | Single Split System | - | Air | Air | China,Canada,Australia | 3.05 | N/A | 10 | N/A | N/A | N/A | N/A | N/A | 3.18 | 10.5 | Calorimeter Room | 3.228 | 3.5232 | N/A | - | N/A | N/A | N/A | N/A | N/A | N/A | N/A | N/A | N/A | N/A | N/A | N/A | N/A | N/A | N/A | N/A | N/A | Single | R410A | Australia | 139794 | 46410 | 0 | Approved | Reverse Cycle | N/A | Yes | Class 11 | Yes | N/A | N/A | N/A | N/A | N/A | N/A | N/A | Available | N/A | N/A | http://www.airsmart.com | http://www.airsmart.com/ | N/A | 0 | 0 | AAC6408 | Yes | Variable output compressor | Rotary | No | - | 10000 | 3.05 | - | 1200 | 5000 | Yes | 650 | 2000 | - | 2787.7 | 10770 | Yes | 1200 | 5500 | - | 520 | 2150 | 10500 | 3.18 | 1000 | 5200 | Yes | 460 | 1550 | Yes | 3950 | 9850 | No | - | - | No | - | - | - | - | - | No | - | - | No | - | - | No | - | - | MUZ-AP71VG2/MSZ-AP71VGD2
IES-500-AC | IES-*** | N/A | AirSmart | N/A | Ducted | Single Split System | - | Air | Air | China,Canada,Australia | 3.05 | N/A | 10 | N/A | N/A | N/A | N/A | N/A | 3.18 | 10.5 | Calorimeter Room | 3.228 | 3.5232 | N/A | - | N/A | N/A | N/A | N/A | N/A | N/A | N/A | N/A | N/A | N/A | N/A | N/A | N/A | N/A | N/A | N/A | N/A | Single | R410A | Australia | 139794 | 46410 | 0 | Approved | Reverse Cycle | N/A | Yes | Class 11 | Yes | N/A | N/A | N/A | N/A | N/A | N/A | N/A | Available | N/A | N/A | http://www.airsmart.com | http://www.airsmart.com/ | N/A | 0 | 0 | AAC6408 | Yes | Variable output compressor | Rotary | No | - | 10000 | 3.05 | - | 1200 | 5000 | Yes | 650 | 2000 | - | 2787.7 | 10770 | Yes | 1200 | 5500 | - | 520 | 2150 | 10500 | 3.18 | 1000 | 5200 | Yes | 460 | 1550 | Yes | 3950 | 9850 | No | - | - | No | - | - | - | - | - | No | - | - | No | - | - | No | - | - | MUZ-AP71VG2/MSZ-AP71VGKD
IES-700 | IES-*** | N/A | AirSmart | N/A | Ducted | Single Split System | - | Air | Air | Australia,Canada,China | 4.95 | N/A | 17 | N/A | N/A | N/A | N/A | N/A | 3.4 | 15.8 | Enthalpy Test Room | 3.2964 | 4.3206 | N/A | - | N/A | N/A | N/A | N/A | N/A | N/A | N/A | N/A | N/A | N/A | N/A | N/A | N/A | N/A | N/A | N/A | N/A | Single | R410A | Australia | 162158 | 47292 | 0 | Approved | Reverse Cycle | N/A | Yes | Class 11 | Yes | N/A | N/A | N/A | N/A | N/A | N/A | N/A | Available | N/A | N/A | http://www.airsmart.com | http://www.airsmart.com/ | N/A | 0 | 0 | AAC8309 | Yes | Variable output compressor | Inverter | No | - | 17000 | 4.95 | - | 2040 | 8700 | Yes | 1080 | 5400 | - | 4524.3 | 18309 | Yes | 1330 | 8700 | - | 700 | 4300 | 15800 | 3.4 | 1560 | 8000 | Yes | 720 | 3700 | Yes | 4600 | 12800 | No | - | - | No | - | - | - | - | - | No | - | - | No | - | - | No | - | - | MUZ-AP71VG2/MSZ-AP71VGKD2
IES-700-AC | IES-*** | N/A | AirSmart | N/A | Ducted | Single Split System | - | Air | Air | Australia,Canada,China | 4.95 | N/A | 17 | N/A | N/A | N/A | N/A | N/A | 3.4 | 15.8 | Enthalpy Test Room | 3.2964 | 4.3206 | N/A | - | N/A | N/A | N/A | N/A | N/A | N/A | N/A | N/A | N/A | N/A | N/A | N/A | N/A | N/A | N/A | N/A | N/A | Single | R410A | Australia | 162158 | 47292 | 0 | Approved | Reverse Cycle | N/A | Yes | Class 11 | Yes | N/A | N/A | N/A | N/A | N/A | N/A | N/A | Available | N/A | N/A | http://www.airsmart.com | http://www.airsmart.com/ | N/A | 0 | 0 | AAC8309 | Yes | Variable output compressor | Inverter | No | - | 17000 | 4.95 | - | 2040 | 8700 | Yes | 1080 | 5400 | - | 4524.3 | 18309 | Yes | 1330 | 8700 | - | 700 | 4300 | 15800 | 3.4 | 1560 | 8000 | Yes | 720 | 3700 | Yes | 4600 | 12800 | No | - | - | No | - | - | - | - | - | No | - | - | No | - | - | No | - | - | MUZ-AP71VGD/MSZ-AP71VGD
ATC-32DDNO H/C INVERTER-M7 | 0 | N/A | Airtemp | N/A | Non Ducted | Unitary double duct wall mounted | - | Air | Air | China | 0.762 | N/A | 2.477 | N/A | N/A | N/A | N/A | N/A | 0.716 | 2.341 | Calorimeter Room | 3.132 | 3.1516 | N/A | - | N/A | N/A | N/A | N/A | N/A | N/A | N/A | N/A | N/A | N/A | N/A | N/A | N/A | N/A | N/A | N/A | N/A | Single | R32 | Australia,Fiji,New Zealand | 159831 | 47180 | 0 | Approved | Reverse Cycle | N/A | No | Class 1 | No | N/A | N/A | N/A | N/A | N/A | N/A | N/A | Available | N/A | N/A | 0 | 0 | N/A | 0 | 0 | AAC8079 | Yes | Variable output compressor | Inverter | No | - | 2477 | 0.762 | - | 372 | 1215 | No | - | - | - | 696.468 | 2667.729 | No | 340.008 | 1308.555 | No | - | - | 2341 | 0.716 | 342 | 1139 | No | - | - | No | - | - | - | 625 | 1650 | No | - | - | - | - | - | - | - | - | No | - | - | No | - | - | MUZ-AP71VGD/MSZ-AP71VGD2
AK-TP26 | 0 | N/A | AKAI | N/A | Non Ducted | Single Split System | Wall Hung | Air | Air | China | 0.595 | N/A | 2.64 | N/A | N/A | N/A | N/A | N/A | 0.985 | 4.05 | Calorimeter Room | 4.3349 | 3.8501 | N/A | - | N/A | N/A | N/A | N/A | N/A | N/A | N/A | N/A | N/A | N/A | N/A | N/A | N/A | N/A | N/A | N/A | N/A | Single | R32 | Australia,Fiji,New Zealand | 158297 | 47105 | 0 | Approved | Reverse Cycle | N/A | Yes | Class 8 | Yes | N/A | N/A | N/A | N/A | N/A | N/A | N/A | Available | N/A | N/A | 0 | http://www.tempoaustralia.com.au | N/A | 0 | 0 | AAC7976 | Yes | Variable output compressor | Inverter | No | - | 2640 | 0.595 | - | 445 | 1450 | No | - | - | - | 543.83 | 2843.28 | Yes | 170 | 1280 | No | - | - | 4050 | 0.985 | 345 | 1930 | No | - | - | No | - | - | - | 1450 | 3500 | No | - | - | - | - | - | - | - | - | No | - | - | No | - | - | MUZ-AP71VGD/MSZ-AP71VGKD
AK-TP35 | 0 | N/A | AKAI | N/A | Non Ducted | Single Split System | Wall Hung | Air | Air | China | 0.8 | N/A | 3.5 | N/A | N/A | N/A | N/A | N/A | 1.07 | 4.5 | Calorimeter Room | 4.3234 | 4.2021 | N/A | - | N/A | N/A | N/A | N/A | N/A | N/A | N/A | N/A | N/A | N/A | N/A | N/A | N/A | N/A | N/A | N/A | N/A | Single | R32 | Australia,New Zealand | 141611 | 46301 | 0 | Approved | Reverse Cycle | N/A | Yes | Class 8 | Yes | N/A | N/A | N/A | N/A | N/A | N/A | N/A | Available | N/A | N/A | 0 | http://www.tempoaustralia.com.au | N/A | 0 | 0 | AAC6270 | Yes | Variable output compressor | Inverter | No | - | 3500 | 0.8 | - | 390 | 1800 | No | - | - | - | 731.2 | 3769.5 | Yes | 225 | 1700 | No | - | - | 4500 | 1.07 | 420 | 2260 | No | - | - | No | - | - | - | 1590 | 4300 | No | - | - | - | - | - | - | - | - | No | - | - | No | - | - | MUZ-AP71VGD2/MSZ-AP71VGD
AK-TP52 | 0 | N/A | AKAI | N/A | Non Ducted | Single Split System | Wall Hung | Air | Air | China | 1.4 | N/A | 5.2 | N/A | N/A | N/A | N/A | N/A | 1.2 | 5.2 | Calorimeter Room | 3.6011 | 4.1987 | N/A | - | N/A | N/A | N/A | N/A | N/A | N/A | N/A | N/A | N/A | N/A | N/A | N/A | N/A | N/A | N/A | N/A | N/A | Single | R32 | Australia,New Zealand | 141613 | 46301 | 0 | Approved | Reverse Cycle | N/A | Yes | Class 9 | Yes | N/A | N/A | N/A | N/A | N/A | N/A | N/A | Available | N/A | N/A | 0 | http://www.tempoaustralia.com.au | N/A | 0 | 0 | AAC6271 | Yes | Variable output compressor | Inverter | No | - | 5200 | 1.4 | - | 560 | 2500 | No | - | - | - | 1279.6 | 5600.4 | Yes | 400 | 2600 | No | - | - | 5200 | 1.2 | 510 | 2600 | No | - | - | No | - | - | - | 1810 | 5300 | No | - | - | - | - | - | - | - | - | No | - | - | No | - | - | MUZ-AP71VGD2/MSZ-AP71VGD2
P024AHR3SA | P024AHR3SA- | N/A | APAC | N/A | Ducted | Packaged | - | Air | Air | Australia,Malaysia | 6.93 | N/A | 23.36 | N/A | N/A | N/A | N/A | N/A | 6.08 | 20.36 | Enthalpy Test Room | 3.2067 | 3.1872 | N/A | - | N/A | N/A | N/A | N/A | N/A | N/A | N/A | N/A | N/A | N/A | N/A | N/A | N/A | N/A | N/A | N/A | N/A | Three | R410A | Australia,Fiji,New Zealand | 152704 | 46803 | 0 | Approved | Reverse Cycle | N/A | No | Class 6 | No | N/A | N/A | N/A | N/A | N/A | N/A | N/A | Available | N/A | N/A | http://rinnai.com.au | https://www.apacair.com.au | N/A | 0 | 0 | AAC7276 | Yes | Two-stage | - | No | - | 23360 | 6.93 | - | - | - | Yes | 3830 | 11520 | Yes | 6380 | 25040 | - | - | - | - | 3550 | 11800 | 20360 | 6.08 | - | - | - | 3090 | 10600 | - | - | - | - | 5600 | 16170 | - | - | - | Yes | 3100 | 8480 | - | - | - | No | - | - | - | - | - | MUZ-AP71VGD2/MSZ-AP71VGKD
P024AHR3SA- | P024AHR3SA- | N/A | APAC | N/A | Ducted | Packaged | - | Air | Air | Australia,Malaysia | 6.93 | N/A | 23.36 | N/A | N/A | N/A | N/A | N/A | 6.08 | 20.36 | Enthalpy Test Room | 3.2067 | 3.1872 | N/A | - | N/A | N/A | N/A | N/A | N/A | N/A | N/A | N/A | N/A | N/A | N/A | N/A | N/A | N/A | N/A | N/A | N/A | Three | R410A | Australia,Fiji,New Zealand | 152704 | 46803 | 0 | Approved | Reverse Cycle | N/A | No | Class 6 | No | N/A | N/A | N/A | N/A | N/A | N/A | N/A | Available | N/A | N/A | http://rinnai.com.au | https://www.apacair.com.au | N/A | 0 | 0 | AAC7276 | Yes | Two-stage | - | No | - | 23360 | 6.93 | - | - | - | Yes | 3830 | 11520 | Yes | 6380 | 25040 | - | - | - | - | 3550 | 11800 | 20360 | 6.08 | - | - | - | 3090 | 10600 | - | - | - | - | 5600 | 16170 | - | - | - | Yes | 3100 | 8480 | - | - | - | No | - | - | - | - | - | MUZ-AP71VGD2/MSZ-AP71VGKD2
P024AHR3SA-LBB | P024AHR3SA- | N/A | APAC | N/A | Ducted | Packaged | - | Air | Air | Australia,Malaysia | 6.93 | N/A | 23.36 | N/A | N/A | N/A | N/A | N/A | 6.08 | 20.36 | Enthalpy Test Room | 3.2067 | 3.1872 | N/A | - | N/A | N/A | N/A | N/A | N/A | N/A | N/A | N/A | N/A | N/A | N/A | N/A | N/A | N/A | N/A | N/A | N/A | Three | R410A | Australia,Fiji,New Zealand | 152704 | 46803 | 0 | Approved | Reverse Cycle | N/A | No | Class 6 | No | N/A | N/A | N/A | N/A | N/A | N/A | N/A | Available | N/A | N/A | http://rinnai.com.au | https://www.apacair.com.au | N/A | 0 | 0 | AAC7276 | Yes | Two-stage | - | No | - | 23360 | 6.93 | - | - | - | Yes | 3830 | 11520 | Yes | 6380 | 25040 | - | - | - | - | 3550 | 11800 | 20360 | 6.08 | - | - | - | 3090 | 10600 | - | - | - | - | 5600 | 16170 | - | - | - | Yes | 3100 | 8480 | - | - | - | No | - | - | - | - | - | MUZ-AP80VG/MSZ-AP80VG Series
P024AHR3SA-LRR | P024AHR3SA- | N/A | APAC | N/A | Ducted | Packaged | - | Air | Air | Australia,Malaysia | 6.93 | N/A | 23.36 | N/A | N/A | N/A | N/A | N/A | 6.08 | 20.36 | Enthalpy Test Room | 3.2067 | 3.1872 | N/A | - | N/A | N/A | N/A | N/A | N/A | N/A | N/A | N/A | N/A | N/A | N/A | N/A | N/A | N/A | N/A | N/A | N/A | Three | R410A | Australia,Fiji,New Zealand | 152704 | 46803 | 0 | Approved | Reverse Cycle | N/A | No | Class 6 | No | N/A | N/A | N/A | N/A | N/A | N/A | N/A | Available | N/A | N/A | http://rinnai.com.au | https://www.apacair.com.au | N/A | 0 | 0 | AAC7276 | Yes | Two-stage | - | No | - | 23360 | 6.93 | - | - | - | Yes | 3830 | 11520 | Yes | 6380 | 25040 | - | - | - | - | 3550 | 11800 | 20360 | 6.08 | - | - | - | 3090 | 10600 | - | - | - | - | 5600 | 16170 | - | - | - | Yes | 3100 | 8480 | - | - | - | No | - | - | - | - | - | MUZ-AP80VG/MSZ-AP80VGD
P024AHR3SA-LTR | P024AHR3SA- | N/A | APAC | N/A | Ducted | Packaged | - | Air | Air | Australia,Malaysia | 6.93 | N/A | 23.36 | N/A | N/A | N/A | N/A | N/A | 6.08 | 20.36 | Enthalpy Test Room | 3.2067 | 3.1872 | N/A | - | N/A | N/A | N/A | N/A | N/A | N/A | N/A | N/A | N/A | N/A | N/A | N/A | N/A | N/A | N/A | N/A | N/A | Three | R410A | Australia,Fiji,New Zealand | 152704 | 46803 | 0 | Approved | Reverse Cycle | N/A | No | Class 6 | No | N/A | N/A | N/A | N/A | N/A | N/A | N/A | Available | N/A | N/A | http://rinnai.com.au | https://www.apacair.com.au | N/A | 0 | 0 | AAC7276 | Yes | Two-stage | - | No | - | 23360 | 6.93 | - | - | - | Yes | 3830 | 11520 | Yes | 6380 | 25040 | - | - | - | - | 3550 | 11800 | 20360 | 6.08 | - | - | - | 3090 | 10600 | - | - | - | - | 5600 | 16170 | - | - | - | Yes | 3100 | 8480 | - | - | - | No | - | - | - | - | - | MUZ-AP80VG/MSZ-AP80VGD2
P024AHR3SA-LTT | P024AHR3SA- | N/A | APAC | N/A | Ducted | Packaged | - | Air | Air | Australia,Malaysia | 6.93 | N/A | 23.36 | N/A | N/A | N/A | N/A | N/A | 6.08 | 20.36 | Enthalpy Test Room | 3.2067 | 3.1872 | N/A | - | N/A | N/A | N/A | N/A | N/A | N/A | N/A | N/A | N/A | N/A | N/A | N/A | N/A | N/A | N/A | N/A | N/A | Three | R410A | Australia,Fiji,New Zealand | 152704 | 46803 | 0 | Approved | Reverse Cycle | N/A | No | Class 6 | No | N/A | N/A | N/A | N/A | N/A | N/A | N/A | Available | N/A | N/A | http://rinnai.com.au | https://www.apacair.com.au | N/A | 0 | 0 | AAC7276 | Yes | Two-stage | - | No | - | 23360 | 6.93 | - | - | - | Yes | 3830 | 11520 | Yes | 6380 | 25040 | - | - | - | - | 3550 | 11800 | 20360 | 6.08 | - | - | - | 3090 | 10600 | - | - | - | - | 5600 | 16170 | - | - | - | Yes | 3100 | 8480 | - | - | - | No | - | - | - | - | - | MUZ-AP80VG/MSZ-AP80VGKD
P024AHR3SA-RBB | P024AHR3SA- | N/A | APAC | N/A | Ducted | Packaged | - | Air | Air | Australia,Malaysia | 6.93 | N/A | 23.36 | N/A | N/A | N/A | N/A | N/A | 6.08 | 20.36 | Enthalpy Test Room | 3.2067 | 3.1872 | N/A | - | N/A | N/A | N/A | N/A | N/A | N/A | N/A | N/A | N/A | N/A | N/A | N/A | N/A | N/A | N/A | N/A | N/A | Three | R410A | Australia,Fiji,New Zealand | 152704 | 46803 | 0 | Approved | Reverse Cycle | N/A | No | Class 6 | No | N/A | N/A | N/A | N/A | N/A | N/A | N/A | Available | N/A | N/A | http://rinnai.com.au | https://www.apacair.com.au | N/A | 0 | 0 | AAC7276 | Yes | Two-stage | - | No | - | 23360 | 6.93 | - | - | - | Yes | 3830 | 11520 | Yes | 6380 | 25040 | - | - | - | - | 3550 | 11800 | 20360 | 6.08 | - | - | - | 3090 | 10600 | - | - | - | - | 5600 | 16170 | - | - | - | Yes | 3100 | 8480 | - | - | - | No | - | - | - | - | - | MUZ-AP80VG2/MSZ-AP80VG2 Series
P024AHR3SA-RRR | P024AHR3SA- | N/A | APAC | N/A | Ducted | Packaged | - | Air | Air | Australia,Malaysia | 6.93 | N/A | 23.36 | N/A | N/A | N/A | N/A | N/A | 6.08 | 20.36 | Enthalpy Test Room | 3.2067 | 3.1872 | N/A | - | N/A | N/A | N/A | N/A | N/A | N/A | N/A | N/A | N/A | N/A | N/A | N/A | N/A | N/A | N/A | N/A | N/A | Three | R410A | Australia,Fiji,New Zealand | 152704 | 46803 | 0 | Approved | Reverse Cycle | N/A | No | Class 6 | No | N/A | N/A | N/A | N/A | N/A | N/A | N/A | Available | N/A | N/A | http://rinnai.com.au | https://www.apacair.com.au | N/A | 0 | 0 | AAC7276 | Yes | Two-stage | - | No | - | 23360 | 6.93 | - | - | - | Yes | 3830 | 11520 | Yes | 6380 | 25040 | - | - | - | - | 3550 | 11800 | 20360 | 6.08 | - | - | - | 3090 | 10600 | - | - | - | - | 5600 | 16170 | - | - | - | Yes | 3100 | 8480 | - | - | - | No | - | - | - | - | - | MUZ-AP80VG2/MSZ-AP80VGD
P024AHR3SA-RTR | P024AHR3SA- | N/A | APAC | N/A | Ducted | Packaged | - | Air | Air | Australia,Malaysia | 6.93 | N/A | 23.36 | N/A | N/A | N/A | N/A | N/A | 6.08 | 20.36 | Enthalpy Test Room | 3.2067 | 3.1872 | N/A | - | N/A | N/A | N/A | N/A | N/A | N/A | N/A | N/A | N/A | N/A | N/A | N/A | N/A | N/A | N/A | N/A | N/A | Three | R410A | Australia,Fiji,New Zealand | 152704 | 46803 | 0 | Approved | Reverse Cycle | N/A | No | Class 6 | No | N/A | N/A | N/A | N/A | N/A | N/A | N/A | Available | N/A | N/A | http://rinnai.com.au | https://www.apacair.com.au | N/A | 0 | 0 | AAC7276 | Yes | Two-stage | - | No | - | 23360 | 6.93 | - | - | - | Yes | 3830 | 11520 | Yes | 6380 | 25040 | - | - | - | - | 3550 | 11800 | 20360 | 6.08 | - | - | - | 3090 | 10600 | - | - | - | - | 5600 | 16170 | - | - | - | Yes | 3100 | 8480 | - | - | - | No | - | - | - | - | - | MUZ-AP80VG2/MSZ-AP80VGD2
P024AHR3SA-RTT | P024AHR3SA- | N/A | APAC | N/A | Ducted | Packaged | - | Air | Air | Australia,Malaysia | 6.93 | N/A | 23.36 | N/A | N/A | N/A | N/A | N/A | 6.08 | 20.36 | Enthalpy Test Room | 3.2067 | 3.1872 | N/A | - | N/A | N/A | N/A | N/A | N/A | N/A | N/A | N/A | N/A | N/A | N/A | N/A | N/A | N/A | N/A | N/A | N/A | Three | R410A | Australia,Fiji,New Zealand | 152704 | 46803 | 0 | Approved | Reverse Cycle | N/A | No | Class 6 | No | N/A | N/A | N/A | N/A | N/A | N/A | N/A | Available | N/A | N/A | http://rinnai.com.au | https://www.apacair.com.au | N/A | 0 | 0 | AAC7276 | Yes | Two-stage | - | No | - | 23360 | 6.93 | - | - | - | Yes | 3830 | 11520 | Yes | 6380 | 25040 | - | - | - | - | 3550 | 11800 | 20360 | 6.08 | - | - | - | 3090 | 10600 | - | - | - | - | 5600 | 16170 | - | - | - | Yes | 3100 | 8480 | - | - | - | No | - | - | - | - | - | MUZ-AP80VG2/MSZ-AP80VGKD
P024AVR3SA- | P024AVR3SA- | N/A | APAC | N/A | Ducted | Packaged | - | Air | Air | Australia,Malaysia | 6.93 | N/A | 23.36 | N/A | N/A | N/A | N/A | N/A | 6.08 | 20.36 | Enthalpy Test Room | 3.2067 | 3.1872 | N/A | - | N/A | N/A | N/A | N/A | N/A | N/A | N/A | N/A | N/A | N/A | N/A | N/A | N/A | N/A | N/A | N/A | N/A | Three | R410A | Australia,Fiji,New Zealand | 153284 | 46847 | 0 | Approved | Reverse Cycle | N/A | No | Class 6 | No | N/A | N/A | N/A | N/A | N/A | N/A | N/A | Available | N/A | N/A | http://rinnai.com.au | https://www.apacair.com.au | N/A | 0 | 0 | AAC7408 | Yes | Two-stage | - | No | - | 23360 | 6.93 | - | - | - | Yes | 3830 | 11520 | Yes | 6380 | 25040 | - | - | - | - | 3550 | 11800 | 20360 | 6.08 | - | - | - | 3090 | 10600 | - | - | - | - | 5600 | 16170 | - | - | - | Yes | 3100 | 8480 | - | - | - | No | - | - | - | - | - | MUZ-AP80VG2/MSZ-AP80VGKD2
P024AVR3SA-LTR | P024AVR3SA- | N/A | APAC | N/A | Ducted | Packaged | - | Air | Air | Australia,Malaysia | 6.93 | N/A | 23.36 | N/A | N/A | N/A | N/A | N/A | 6.08 | 20.36 | Enthalpy Test Room | 3.2067 | 3.1872 | N/A | - | N/A | N/A | N/A | N/A | N/A | N/A | N/A | N/A | N/A | N/A | N/A | N/A | N/A | N/A | N/A | N/A | N/A | Three | R410A | Australia,Fiji,New Zealand | 153284 | 46847 | 0 | Approved | Reverse Cycle | N/A | No | Class 6 | No | N/A | N/A | N/A | N/A | N/A | N/A | N/A | Available | N/A | N/A | http://rinnai.com.au | https://www.apacair.com.au | N/A | 0 | 0 | AAC7408 | Yes | Two-stage | - | No | - | 23360 | 6.93 | - | - | - | Yes | 3830 | 11520 | Yes | 6380 | 25040 | - | - | - | - | 3550 | 11800 | 20360 | 6.08 | - | - | - | 3090 | 10600 | - | - | - | - | 5600 | 16170 | - | - | - | Yes | 3100 | 8480 | - | - | - | No | - | - | - | - | - | MUZ-AP80VGD/MSZ-AP80VGD
P024AVR3SA-LTS | P024AVR3SA- | N/A | APAC | N/A | Ducted | Packaged | - | Air | Air | Australia,Malaysia | 6.93 | N/A | 23.36 | N/A | N/A | N/A | N/A | N/A | 6.08 | 20.36 | Enthalpy Test Room | 3.2067 | 3.1872 | N/A | - | N/A | N/A | N/A | N/A | N/A | N/A | N/A | N/A | N/A | N/A | N/A | N/A | N/A | N/A | N/A | N/A | N/A | Three | R410A | Australia,Fiji,New Zealand | 153284 | 46847 | 0 | Approved | Reverse Cycle | N/A | No | Class 6 | No | N/A | N/A | N/A | N/A | N/A | N/A | N/A | Available | N/A | N/A | http://rinnai.com.au | https://www.apacair.com.au | N/A | 0 | 0 | AAC7408 | Yes | Two-stage | - | No | - | 23360 | 6.93 | - | - | - | Yes | 3830 | 11520 | Yes | 6380 | 25040 | - | - | - | - | 3550 | 11800 | 20360 | 6.08 | - | - | - | 3090 | 10600 | - | - | - | - | 5600 | 16170 | - | - | - | Yes | 3100 | 8480 | - | - | - | No | - | - | - | - | - | MUZ-AP80VGD/MSZ-AP80VGD2
P024AVR3SA-RTR | P024AVR3SA- | N/A | APAC | N/A | Ducted | Packaged | - | Air | Air | Australia,Malaysia | 6.93 | N/A | 23.36 | N/A | N/A | N/A | N/A | N/A | 6.08 | 20.36 | Enthalpy Test Room | 3.2067 | 3.1872 | N/A | - | N/A | N/A | N/A | N/A | N/A | N/A | N/A | N/A | N/A | N/A | N/A | N/A | N/A | N/A | N/A | N/A | N/A | Three | R410A | Australia,Fiji,New Zealand | 153284 | 46847 | 0 | Approved | Reverse Cycle | N/A | No | Class 6 | No | N/A | N/A | N/A | N/A | N/A | N/A | N/A | Available | N/A | N/A | http://rinnai.com.au | https://www.apacair.com.au | N/A | 0 | 0 | AAC7408 | Yes | Two-stage | - | No | - | 23360 | 6.93 | - | - | - | Yes | 3830 | 11520 | Yes | 6380 | 25040 | - | - | - | - | 3550 | 11800 | 20360 | 6.08 | - | - | - | 3090 | 10600 | - | - | - | - | 5600 | 16170 | - | - | - | Yes | 3100 | 8480 | - | - | - | No | - | - | - | - | - | MUZ-AP80VGD/MSZ-AP80VGKD
P024AVR3SA-RTS | P024AVR3SA- | N/A | APAC | N/A | Ducted | Packaged | - | Air | Air | Australia,Malaysia | 6.93 | N/A | 23.36 | N/A | N/A | N/A | N/A | N/A | 6.08 | 20.36 | Enthalpy Test Room | 3.2067 | 3.1872 | N/A | - | N/A | N/A | N/A | N/A | N/A | N/A | N/A | N/A | N/A | N/A | N/A | N/A | N/A | N/A | N/A | N/A | N/A | Three | R410A | Australia,Fiji,New Zealand | 153284 | 46847 | 0 | Approved | Reverse Cycle | N/A | No | Class 6 | No | N/A | N/A | N/A | N/A | N/A | N/A | N/A | Available | N/A | N/A | http://rinnai.com.au | https://www.apacair.com.au | N/A | 0 | 0 | AAC7408 | Yes | Two-stage | - | No | - | 23360 | 6.93 | - | - | - | Yes | 3830 | 11520 | Yes | 6380 | 25040 | - | - | - | - | 3550 | 11800 | 20360 | 6.08 | - | - | - | 3090 | 10600 | - | - | - | - | 5600 | 16170 | - | - | - | Yes | 3100 | 8480 | - | - | - | No | - | - | - | - | - | MUZ-AP80VGD2/MSZ-AP80VGD
P030AHR3SA- | P030AHR3SA- | N/A | APAC | N/A | Ducted | Packaged | - | Air | Air | Australia,Malaysia | 8.61 | N/A | 32.14 | N/A | N/A | N/A | N/A | N/A | 7.99 | 26.48 | Enthalpy Test Room | 3.5623 | 3.1592 | N/A | - | N/A | N/A | N/A | N/A | N/A | N/A | N/A | N/A | N/A | N/A | N/A | N/A | N/A | N/A | N/A | N/A | N/A | Three | R410A | Australia,Fiji,New Zealand | 153333 | 46847 | 0 | Approved | Reverse Cycle | N/A | No | Class 6 | No | N/A | N/A | N/A | N/A | N/A | N/A | N/A | Available | N/A | N/A | http://rinnai.com.au | https://www.apacair.com.au | N/A | 0 | 0 | AAC7405 | Yes | Two-stage | - | No | - | 32140 | 8.61 | - | - | - | Yes | 4640 | 15800 | Yes | 8100 | 33760 | - | - | - | - | 4310 | 16640 | 26480 | 7.99 | - | - | - | 3920 | 13380 | - | - | - | - | 7290 | 16670 | - | - | - | Yes | 4000 | 7800 | - | - | - | No | - | - | - | - | - | MUZ-AP80VGD2/MSZ-AP80VGD2
P030AHR3SA-LBB | P030AHR3SA- | N/A | APAC | N/A | Ducted | Packaged | - | Air | Air | Australia,Malaysia | 8.61 | N/A | 32.14 | N/A | N/A | N/A | N/A | N/A | 7.99 | 26.48 | Enthalpy Test Room | 3.5623 | 3.1592 | N/A | - | N/A | N/A | N/A | N/A | N/A | N/A | N/A | N/A | N/A | N/A | N/A | N/A | N/A | N/A | N/A | N/A | N/A | Three | R410A | Australia,Fiji,New Zealand | 153333 | 46847 | 0 | Approved | Reverse Cycle | N/A | No | Class 6 | No | N/A | N/A | N/A | N/A | N/A | N/A | N/A | Available | N/A | N/A | http://rinnai.com.au | https://www.apacair.com.au | N/A | 0 | 0 | AAC7405 | Yes | Two-stage | - | No | - | 32140 | 8.61 | - | - | - | Yes | 4640 | 15800 | Yes | 8100 | 33760 | - | - | - | - | 4310 | 16640 | 26480 | 7.99 | - | - | - | 3920 | 13380 | - | - | - | - | 7290 | 16670 | - | - | - | Yes | 4000 | 7800 | - | - | - | No | - | - | - | - | - | MUZ-AP80VGD2/MSZ-AP80VGKD
P030AHR3SA-LRR | P030AHR3SA- | N/A | APAC | N/A | Ducted | Packaged | - | Air | Air | Australia,Malaysia | 8.61 | N/A | 32.14 | N/A | N/A | N/A | N/A | N/A | 7.99 | 26.48 | Enthalpy Test Room | 3.5623 | 3.1592 | N/A | - | N/A | N/A | N/A | N/A | N/A | N/A | N/A | N/A | N/A | N/A | N/A | N/A | N/A | N/A | N/A | N/A | N/A | Three | R410A | Australia,Fiji,New Zealand | 153333 | 46847 | 0 | Approved | Reverse Cycle | N/A | No | Class 6 | No | N/A | N/A | N/A | N/A | N/A | N/A | N/A | Available | N/A | N/A | http://rinnai.com.au | https://www.apacair.com.au | N/A | 0 | 0 | AAC7405 | Yes | Two-stage | - | No | - | 32140 | 8.61 | - | - | - | Yes | 4640 | 15800 | Yes | 8100 | 33760 | - | - | - | - | 4310 | 16640 | 26480 | 7.99 | - | - | - | 3920 | 13380 | - | - | - | - | 7290 | 16670 | - | - | - | Yes | 4000 | 7800 | - | - | - | No | - | - | - | - | - | MUZ-AP80VGD2/MSZ-AP80VGKD2
P030AHR3SA-LTR | P030AHR3SA- | N/A | APAC | N/A | Ducted | Packaged | - | Air | Air | Australia,Malaysia | 8.61 | N/A | 32.14 | N/A | N/A | N/A | N/A | N/A | 7.99 | 26.48 | Enthalpy Test Room | 3.5623 | 3.1592 | N/A | - | N/A | N/A | N/A | N/A | N/A | N/A | N/A | N/A | N/A | N/A | N/A | N/A | N/A | N/A | N/A | N/A | N/A | Three | R410A | Australia,Fiji,New Zealand | 153333 | 46847 | 0 | Approved | Reverse Cycle | N/A | No | Class 6 | No | N/A | N/A | N/A | N/A | N/A | N/A | N/A | Available | N/A | N/A | http://rinnai.com.au | https://www.apacair.com.au | N/A | 0 | 0 | AAC7405 | Yes | Two-stage | - | No | - | 32140 | 8.61 | - | - | - | Yes | 4640 | 15800 | Yes | 8100 | 33760 | - | - | - | - | 4310 | 16640 | 26480 | 7.99 | - | - | - | 3920 | 13380 | - | - | - | - | 7290 | 16670 | - | - | - | Yes | 4000 | 7800 | - | - | - | No | - | - | - | - | - | MUZ-AS90VGD/MSZ-AS90VGD
P030AHR3SA-LTT | P030AHR3SA- | N/A | APAC | N/A | Ducted | Packaged | - | Air | Air | Australia,Malaysia | 8.61 | N/A | 32.14 | N/A | N/A | N/A | N/A | N/A | 7.99 | 26.48 | Enthalpy Test Room | 3.5623 | 3.1592 | N/A | - | N/A | N/A | N/A | N/A | N/A | N/A | N/A | N/A | N/A | N/A | N/A | N/A | N/A | N/A | N/A | N/A | N/A | Three | R410A | Australia,Fiji,New Zealand | 153333 | 46847 | 0 | Approved | Reverse Cycle | N/A | No | Class 6 | No | N/A | N/A | N/A | N/A | N/A | N/A | N/A | Available | N/A | N/A | http://rinnai.com.au | https://www.apacair.com.au | N/A | 0 | 0 | AAC7405 | Yes | Two-stage | - | No | - | 32140 | 8.61 | - | - | - | Yes | 4640 | 15800 | Yes | 8100 | 33760 | - | - | - | - | 4310 | 16640 | 26480 | 7.99 | - | - | - | 3920 | 13380 | - | - | - | - | 7290 | 16670 | - | - | - | Yes | 4000 | 7800 | - | - | - | No | - | - | - | - | - | MUZ-EF25VG/MSZ-EF25VG*(W)(B)(S)
P030AHR3SA-RBB | P030AHR3SA- | N/A | APAC | N/A | Ducted | Packaged | - | Air | Air | Australia,Malaysia | 8.61 | N/A | 32.14 | N/A | N/A | N/A | N/A | N/A | 7.99 | 26.48 | Enthalpy Test Room | 3.5623 | 3.1592 | N/A | - | N/A | N/A | N/A | N/A | N/A | N/A | N/A | N/A | N/A | N/A | N/A | N/A | N/A | N/A | N/A | N/A | N/A | Three | R410A | Australia,Fiji,New Zealand | 153333 | 46847 | 0 | Approved | Reverse Cycle | N/A | No | Class 6 | No | N/A | N/A | N/A | N/A | N/A | N/A | N/A | Available | N/A | N/A | http://rinnai.com.au | https://www.apacair.com.au | N/A | 0 | 0 | AAC7405 | Yes | Two-stage | - | No | - | 32140 | 8.61 | - | - | - | Yes | 4640 | 15800 | Yes | 8100 | 33760 | - | - | - | - | 4310 | 16640 | 26480 | 7.99 | - | - | - | 3920 | 13380 | - | - | - | - | 7290 | 16670 | - | - | - | Yes | 4000 | 7800 | - | - | - | No | - | - | - | - | - | MUZ-EF25VG/MSZ-EF25VGB
P030AHR3SA-RRR | P030AHR3SA- | N/A | APAC | N/A | Ducted | Packaged | - | Air | Air | Australia,Malaysia | 8.61 | N/A | 32.14 | N/A | N/A | N/A | N/A | N/A | 7.99 | 26.48 | Enthalpy Test Room | 3.5623 | 3.1592 | N/A | - | N/A | N/A | N/A | N/A | N/A | N/A | N/A | N/A | N/A | N/A | N/A | N/A | N/A | N/A | N/A | N/A | N/A | Three | R410A | Australia,Fiji,New Zealand | 153333 | 46847 | 0 | Approved | Reverse Cycle | N/A | No | Class 6 | No | N/A | N/A | N/A | N/A | N/A | N/A | N/A | Available | N/A | N/A | http://rinnai.com.au | https://www.apacair.com.au | N/A | 0 | 0 | AAC7405 | Yes | Two-stage | - | No | - | 32140 | 8.61 | - | - | - | Yes | 4640 | 15800 | Yes | 8100 | 33760 | - | - | - | - | 4310 | 16640 | 26480 | 7.99 | - | - | - | 3920 | 13380 | - | - | - | - | 7290 | 16670 | - | - | - | Yes | 4000 | 7800 | - | - | - | No | - | - | - | - | - | MUZ-EF25VG/MSZ-EF25VGKB
P030AHR3SA-RTR | P030AHR3SA- | N/A | APAC | N/A | Ducted | Packaged | - | Air | Air | Australia,Malaysia | 8.61 | N/A | 32.14 | N/A | N/A | N/A | N/A | N/A | 7.99 | 26.48 | Enthalpy Test Room | 3.5623 | 3.1592 | N/A | - | N/A | N/A | N/A | N/A | N/A | N/A | N/A | N/A | N/A | N/A | N/A | N/A | N/A | N/A | N/A | N/A | N/A | Three | R410A | Australia,Fiji,New Zealand | 153333 | 46847 | 0 | Approved | Reverse Cycle | N/A | No | Class 6 | No | N/A | N/A | N/A | N/A | N/A | N/A | N/A | Available | N/A | N/A | http://rinnai.com.au | https://www.apacair.com.au | N/A | 0 | 0 | AAC7405 | Yes | Two-stage | - | No | - | 32140 | 8.61 | - | - | - | Yes | 4640 | 15800 | Yes | 8100 | 33760 | - | - | - | - | 4310 | 16640 | 26480 | 7.99 | - | - | - | 3920 | 13380 | - | - | - | - | 7290 | 16670 | - | - | - | Yes | 4000 | 7800 | - | - | - | No | - | - | - | - | - | MUZ-EF25VG/MSZ-EF25VGKS
P030AHR3SA-RTT | P030AHR3SA- | N/A | APAC | N/A | Ducted | Packaged | - | Air | Air | Australia,Malaysia | 8.61 | N/A | 32.14 | N/A | N/A | N/A | N/A | N/A | 7.99 | 26.48 | Enthalpy Test Room | 3.5623 | 3.1592 | N/A | - | N/A | N/A | N/A | N/A | N/A | N/A | N/A | N/A | N/A | N/A | N/A | N/A | N/A | N/A | N/A | N/A | N/A | Three | R410A | Australia,Fiji,New Zealand | 153333 | 46847 | 0 | Approved | Reverse Cycle | N/A | No | Class 6 | No | N/A | N/A | N/A | N/A | N/A | N/A | N/A | Available | N/A | N/A | http://rinnai.com.au | https://www.apacair.com.au | N/A | 0 | 0 | AAC7405 | Yes | Two-stage | - | No | - | 32140 | 8.61 | - | - | - | Yes | 4640 | 15800 | Yes | 8100 | 33760 | - | - | - | - | 4310 | 16640 | 26480 | 7.99 | - | - | - | 3920 | 13380 | - | - | - | - | 7290 | 16670 | - | - | - | Yes | 4000 | 7800 | - | - | - | No | - | - | - | - | - | MUZ-EF25VG/MSZ-EF25VGKW
P030AVR3SA- | P030AVR3SA- | N/A | APAC | N/A | Ducted | Packaged | - | Air | Air | Australia,Malaysia | 8.61 | N/A | 32.14 | N/A | N/A | N/A | N/A | N/A | 7.99 | 26.48 | Enthalpy Test Room | 3.5623 | 3.1592 | N/A | - | N/A | N/A | N/A | N/A | N/A | N/A | N/A | N/A | N/A | N/A | N/A | N/A | N/A | N/A | N/A | N/A | N/A | Three | R410A | Australia,Fiji,New Zealand | 153334 | 46847 | 0 | Approved | Reverse Cycle | N/A | No | Class 6 | No | N/A | N/A | N/A | N/A | N/A | N/A | N/A | Available | N/A | N/A | http://rinnai.com.au | https://www.apacair.com.au | N/A | 0 | 0 | AAC7407 | Yes | Two-stage | - | No | - | 32140 | 8.61 | - | - | - | Yes | 4640 | 15800 | Yes | 8100 | 33760 | - | - | - | - | 4310 | 16640 | 26480 | 7.99 | - | - | - | 3920 | 13380 | - | - | - | - | 7290 | 16670 | - | - | - | Yes | 4000 | 7800 | - | - | - | No | - | - | - | - | - | MUZ-EF25VG/MSZ-EF25VGS
P030AVR3SA-LTR | P030AVR3SA- | N/A | APAC | N/A | Ducted | Packaged | - | Air | Air | Australia,Malaysia | 8.61 | N/A | 32.14 | N/A | N/A | N/A | N/A | N/A | 7.99 | 26.48 | Enthalpy Test Room | 3.5623 | 3.1592 | N/A | - | N/A | N/A | N/A | N/A | N/A | N/A | N/A | N/A | N/A | N/A | N/A | N/A | N/A | N/A | N/A | N/A | N/A | Three | R410A | Australia,Fiji,New Zealand | 153334 | 46847 | 0 | Approved | Reverse Cycle | N/A | No | Class 6 | No | N/A | N/A | N/A | N/A | N/A | N/A | N/A | Available | N/A | N/A | http://rinnai.com.au | https://www.apacair.com.au | N/A | 0 | 0 | AAC7407 | Yes | Two-stage | - | No | - | 32140 | 8.61 | - | - | - | Yes | 4640 | 15800 | Yes | 8100 | 33760 | - | - | - | - | 4310 | 16640 | 26480 | 7.99 | - | - | - | 3920 | 13380 | - | - | - | - | 7290 | 16670 | - | - | - | Yes | 4000 | 7800 | - | - | - | No | - | - | - | - | - | MUZ-EF25VG/MSZ-EF25VGW
P030AVR3SA-LTS | P030AVR3SA- | N/A | APAC | N/A | Ducted | Packaged | - | Air | Air | Australia,Malaysia | 8.61 | N/A | 32.14 | N/A | N/A | N/A | N/A | N/A | 7.99 | 26.48 | Enthalpy Test Room | 3.5623 | 3.1592 | N/A | - | N/A | N/A | N/A | N/A | N/A | N/A | N/A | N/A | N/A | N/A | N/A | N/A | N/A | N/A | N/A | N/A | N/A | Three | R410A | Australia,Fiji,New Zealand | 153334 | 46847 | 0 | Approved | Reverse Cycle | N/A | No | Class 6 | No | N/A | N/A | N/A | N/A | N/A | N/A | N/A | Available | N/A | N/A | http://rinnai.com.au | https://www.apacair.com.au | N/A | 0 | 0 | AAC7407 | Yes | Two-stage | - | No | - | 32140 | 8.61 | - | - | - | Yes | 4640 | 15800 | Yes | 8100 | 33760 | - | - | - | - | 4310 | 16640 | 26480 | 7.99 | - | - | - | 3920 | 13380 | - | - | - | - | 7290 | 16670 | - | - | - | Yes | 4000 | 7800 | - | - | - | No | - | - | - | - | - | MUZ-EF25VGD/MSZ-EF25VGDB
P030AVR3SA-RTR | P030AVR3SA- | N/A | APAC | N/A | Ducted | Packaged | - | Air | Air | Australia,Malaysia | 8.61 | N/A | 32.14 | N/A | N/A | N/A | N/A | N/A | 7.99 | 26.48 | Enthalpy Test Room | 3.5623 | 3.1592 | N/A | - | N/A | N/A | N/A | N/A | N/A | N/A | N/A | N/A | N/A | N/A | N/A | N/A | N/A | N/A | N/A | N/A | N/A | Three | R410A | Australia,Fiji,New Zealand | 153334 | 46847 | 0 | Approved | Reverse Cycle | N/A | No | Class 6 | No | N/A | N/A | N/A | N/A | N/A | N/A | N/A | Available | N/A | N/A | http://rinnai.com.au | https://www.apacair.com.au | N/A | 0 | 0 | AAC7407 | Yes | Two-stage | - | No | - | 32140 | 8.61 | - | - | - | Yes | 4640 | 15800 | Yes | 8100 | 33760 | - | - | - | - | 4310 | 16640 | 26480 | 7.99 | - | - | - | 3920 | 13380 | - | - | - | - | 7290 | 16670 | - | - | - | Yes | 4000 | 7800 | - | - | - | No | - | - | - | - | - | MUZ-EF25VGD/MSZ-EF25VGDS
P030AVR3SA-RTS | P030AVR3SA- | N/A | APAC | N/A | Ducted | Packaged | - | Air | Air | Australia,Malaysia | 8.61 | N/A | 32.14 | N/A | N/A | N/A | N/A | N/A | 7.99 | 26.48 | Enthalpy Test Room | 3.5623 | 3.1592 | N/A | - | N/A | N/A | N/A | N/A | N/A | N/A | N/A | N/A | N/A | N/A | N/A | N/A | N/A | N/A | N/A | N/A | N/A | Three | R410A | Australia,Fiji,New Zealand | 153334 | 46847 | 0 | Approved | Reverse Cycle | N/A | No | Class 6 | No | N/A | N/A | N/A | N/A | N/A | N/A | N/A | Available | N/A | N/A | http://rinnai.com.au | https://www.apacair.com.au | N/A | 0 | 0 | AAC7407 | Yes | Two-stage | - | No | - | 32140 | 8.61 | - | - | - | Yes | 4640 | 15800 | Yes | 8100 | 33760 | - | - | - | - | 4310 | 16640 | 26480 | 7.99 | - | - | - | 3920 | 13380 | - | - | - | - | 7290 | 16670 | - | - | - | Yes | 4000 | 7800 | - | - | - | No | - | - | - | - | - | MUZ-EF25VGD/MSZ-EF25VGDW
S024OVR3SA / S024IHR3SA- | S024OVR3SA / S024IHR3SA- | N/A | APAC | N/A | Ducted | Single Split System | - | Air | Air | Australia,Malaysia | 6.93 | N/A | 23.36 | N/A | N/A | N/A | N/A | N/A | 6.08 | 20.36 | Enthalpy Test Room | 3.1904 | 3.2016 | N/A | - | N/A | N/A | N/A | N/A | N/A | N/A | N/A | N/A | N/A | N/A | N/A | N/A | N/A | N/A | N/A | N/A | N/A | Three | R410A | Australia,Fiji,New Zealand | 153286 | 46875 | 0 | Approved | Reverse Cycle | N/A | No | Class 11 | No | N/A | N/A | N/A | N/A | N/A | N/A | N/A | Available | N/A | N/A | http://rinnai.com.au | https://www.apacair.com.au | N/A | 0 | 0 | AAC7461 | Yes | Two-stage | - | No | - | 23360 | 6.93 | - | - | - | Yes | 3830 | 11520 | Yes | 6380 | 25040 | - | - | - | - | 3550 | 11800 | 20360 | 6.08 | - | - | - | 3090 | 10600 | - | - | - | - | 5600 | 16170 | - | - | - | Yes | 3100 | 8480 | - | - | - | No | - | - | - | - | - | MUZ-EF25VGD/MSZ-EF25VGKD(W)(B)(S)
S024OVR3SA / S024IHR3SA-FR | S024OVR3SA / S024IHR3SA- | N/A | APAC | N/A | Ducted | Single Split System | - | Air | Air | Australia,Malaysia | 6.93 | N/A | 23.36 | N/A | N/A | N/A | N/A | N/A | 6.08 | 20.36 | Enthalpy Test Room | 3.1904 | 3.2016 | N/A | - | N/A | N/A | N/A | N/A | N/A | N/A | N/A | N/A | N/A | N/A | N/A | N/A | N/A | N/A | N/A | N/A | N/A | Three | R410A | Australia,Fiji,New Zealand | 153286 | 46875 | 0 | Approved | Reverse Cycle | N/A | No | Class 11 | No | N/A | N/A | N/A | N/A | N/A | N/A | N/A | Available | N/A | N/A | http://rinnai.com.au | https://www.apacair.com.au | N/A | 0 | 0 | AAC7461 | Yes | Two-stage | - | No | - | 23360 | 6.93 | - | - | - | Yes | 3830 | 11520 | Yes | 6380 | 25040 | - | - | - | - | 3550 | 11800 | 20360 | 6.08 | - | - | - | 3090 | 10600 | - | - | - | - | 5600 | 16170 | - | - | - | Yes | 3100 | 8480 | - | - | - | No | - | - | - | - | - | MUZ-EF25VGD/MSZ-EF25VGKDB
S024OVR3SA / S024IHR3SA-TR | S024OVR3SA / S024IHR3SA- | N/A | APAC | N/A | Ducted | Single Split System | - | Air | Air | Australia,Malaysia | 6.93 | N/A | 23.36 | N/A | N/A | N/A | N/A | N/A | 6.08 | 20.36 | Enthalpy Test Room | 3.1904 | 3.2016 | N/A | - | N/A | N/A | N/A | N/A | N/A | N/A | N/A | N/A | N/A | N/A | N/A | N/A | N/A | N/A | N/A | N/A | N/A | Three | R410A | Australia,Fiji,New Zealand | 153286 | 46875 | 0 | Approved | Reverse Cycle | N/A | No | Class 11 | No | N/A | N/A | N/A | N/A | N/A | N/A | N/A | Available | N/A | N/A | http://rinnai.com.au | https://www.apacair.com.au | N/A | 0 | 0 | AAC7461 | Yes | Two-stage | - | No | - | 23360 | 6.93 | - | - | - | Yes | 3830 | 11520 | Yes | 6380 | 25040 | - | - | - | - | 3550 | 11800 | 20360 | 6.08 | - | - | - | 3090 | 10600 | - | - | - | - | 5600 | 16170 | - | - | - | Yes | 3100 | 8480 | - | - | - | No | - | - | - | - | - | MUZ-EF25VGD/MSZ-EF25VGKDS
S024OVR3SA / S024ILR3SA-FR | S024OVR3SA / S024IHR3SA- | N/A | APAC | N/A | Ducted | Single Split System | - | Air | Air | Australia,Malaysia | 6.93 | N/A | 23.36 | N/A | N/A | N/A | N/A | N/A | 6.08 | 20.36 | Enthalpy Test Room | 3.1904 | 3.2016 | N/A | - | N/A | N/A | N/A | N/A | N/A | N/A | N/A | N/A | N/A | N/A | N/A | N/A | N/A | N/A | N/A | N/A | N/A | Three | R410A | Australia,Fiji,New Zealand | 153286 | 46875 | 0 | Approved | Reverse Cycle | N/A | No | Class 11 | No | N/A | N/A | N/A | N/A | N/A | N/A | N/A | Available | N/A | N/A | http://rinnai.com.au | https://www.apacair.com.au | N/A | 0 | 0 | AAC7461 | Yes | Two-stage | - | No | - | 23360 | 6.93 | - | - | - | Yes | 3830 | 11520 | Yes | 6380 | 25040 | - | - | - | - | 3550 | 11800 | 20360 | 6.08 | - | - | - | 3090 | 10600 | - | - | - | - | 5600 | 16170 | - | - | - | Yes | 3100 | 8480 | - | - | - | No | - | - | - | - | - | MUZ-EF25VGD/MSZ-EF25VGKDW
S024OVR3SA / S024ILR3SA-TR | S024OVR3SA / S024IHR3SA- | N/A | APAC | N/A | Ducted | Single Split System | - | Air | Air | Australia,Malaysia | 6.93 | N/A | 23.36 | N/A | N/A | N/A | N/A | N/A | 6.08 | 20.36 | Enthalpy Test Room | 3.1904 | 3.2016 | N/A | - | N/A | N/A | N/A | N/A | N/A | N/A | N/A | N/A | N/A | N/A | N/A | N/A | N/A | N/A | N/A | N/A | N/A | Three | R410A | Australia,Fiji,New Zealand | 153286 | 46875 | 0 | Approved | Reverse Cycle | N/A | No | Class 11 | No | N/A | N/A | N/A | N/A | N/A | N/A | N/A | Available | N/A | N/A | http://rinnai.com.au | https://www.apacair.com.au | N/A | 0 | 0 | AAC7461 | Yes | Two-stage | - | No | - | 23360 | 6.93 | - | - | - | Yes | 3830 | 11520 | Yes | 6380 | 25040 | - | - | - | - | 3550 | 11800 | 20360 | 6.08 | - | - | - | 3090 | 10600 | - | - | - | - | 5600 | 16170 | - | - | - | Yes | 3100 | 8480 | - | - | - | No | - | - | - | - | - | MUZ-EF35VG/MSZ-EF35VG*(W)(B)(S)
S024OVR3SA / S024IVR3SA-TR | S024OVR3SA / S024IHR3SA- | N/A | APAC | N/A | Ducted | Single Split System | - | Air | Air | Australia,Malaysia | 6.93 | N/A | 23.36 | N/A | N/A | N/A | N/A | N/A | 6.08 | 20.36 | Enthalpy Test Room | 3.1904 | 3.2016 | N/A | - | N/A | N/A | N/A | N/A | N/A | N/A | N/A | N/A | N/A | N/A | N/A | N/A | N/A | N/A | N/A | N/A | N/A | Three | R410A | Australia,Fiji,New Zealand | 153286 | 46875 | 0 | Approved | Reverse Cycle | N/A | No | Class 11 | No | N/A | N/A | N/A | N/A | N/A | N/A | N/A | Available | N/A | N/A | http://rinnai.com.au | https://www.apacair.com.au | N/A | 0 | 0 | AAC7461 | Yes | Two-stage | - | No | - | 23360 | 6.93 | - | - | - | Yes | 3830 | 11520 | Yes | 6380 | 25040 | - | - | - | - | 3550 | 11800 | 20360 | 6.08 | - | - | - | 3090 | 10600 | - | - | - | - | 5600 | 16170 | - | - | - | Yes | 3100 | 8480 | - | - | - | No | - | - | - | - | - | MUZ-EF35VG/MSZ-EF35VGB
S030OVR3SA / S030IHR3SA- | S030OVR3SA / S030IHR3SA- | N/A | APAC | N/A | Ducted | Single Split System | - | Air | Air | Australia,Malaysia | 8.61 | N/A | 32.14 | N/A | N/A | N/A | N/A | N/A | 7.99 | 26.48 | Enthalpy Test Room | 3.5461 | 3.1754 | N/A | - | N/A | N/A | N/A | N/A | N/A | N/A | N/A | N/A | N/A | N/A | N/A | N/A | N/A | N/A | N/A | N/A | N/A | Three | R410A | Australia,Fiji,New Zealand | 153335 | 46875 | 0 | Approved | Reverse Cycle | N/A | No | Class 11 | No | N/A | N/A | N/A | N/A | N/A | N/A | N/A | Available | N/A | N/A | http://rinnai.com.au | https://www.apacair.com.au | N/A | 0 | 0 | AAC7459 | Yes | Two-stage | - | No | - | 32140 | 8.61 | - | - | - | Yes | 4640 | 15800 | Yes | 8100 | 33760 | - | - | - | - | 4310 | 16640 | 26480 | 7.99 | - | - | - | 3920 | 13380 | - | - | - | - | 7290 | 16670 | - | - | - | Yes | 4000 | 7800 | - | - | - | No | - | - | - | - | - | MUZ-EF35VG/MSZ-EF35VGKB
S030OVR3SA / S030IHR3SA-FR | S030OVR3SA / S030IHR3SA- | N/A | APAC | N/A | Ducted | Single Split System | - | Air | Air | Australia,Malaysia | 8.61 | N/A | 32.14 | N/A | N/A | N/A | N/A | N/A | 7.99 | 26.48 | Enthalpy Test Room | 3.5461 | 3.1754 | N/A | - | N/A | N/A | N/A | N/A | N/A | N/A | N/A | N/A | N/A | N/A | N/A | N/A | N/A | N/A | N/A | N/A | N/A | Three | R410A | Australia,Fiji,New Zealand | 153335 | 46875 | 0 | Approved | Reverse Cycle | N/A | No | Class 11 | No | N/A | N/A | N/A | N/A | N/A | N/A | N/A | Available | N/A | N/A | http://rinnai.com.au | https://www.apacair.com.au | N/A | 0 | 0 | AAC7459 | Yes | Two-stage | - | No | - | 32140 | 8.61 | - | - | - | Yes | 4640 | 15800 | Yes | 8100 | 33760 | - | - | - | - | 4310 | 16640 | 26480 | 7.99 | - | - | - | 3920 | 13380 | - | - | - | - | 7290 | 16670 | - | - | - | Yes | 4000 | 7800 | - | - | - | No | - | - | - | - | - | MUZ-EF35VG/MSZ-EF35VGKS
S030OVR3SA / S030IHR3SA-TR | S030OVR3SA / S030IHR3SA- | N/A | APAC | N/A | Ducted | Single Split System | - | Air | Air | Australia,Malaysia | 8.61 | N/A | 32.14 | N/A | N/A | N/A | N/A | N/A | 7.99 | 26.48 | Enthalpy Test Room | 3.5461 | 3.1754 | N/A | - | N/A | N/A | N/A | N/A | N/A | N/A | N/A | N/A | N/A | N/A | N/A | N/A | N/A | N/A | N/A | N/A | N/A | Three | R410A | Australia,Fiji,New Zealand | 153335 | 46875 | 0 | Approved | Reverse Cycle | N/A | No | Class 11 | No | N/A | N/A | N/A | N/A | N/A | N/A | N/A | Available | N/A | N/A | http://rinnai.com.au | https://www.apacair.com.au | N/A | 0 | 0 | AAC7459 | Yes | Two-stage | - | No | - | 32140 | 8.61 | - | - | - | Yes | 4640 | 15800 | Yes | 8100 | 33760 | - | - | - | - | 4310 | 16640 | 26480 | 7.99 | - | - | - | 3920 | 13380 | - | - | - | - | 7290 | 16670 | - | - | - | Yes | 4000 | 7800 | - | - | - | No | - | - | - | - | - | MUZ-EF35VG/MSZ-EF35VGKW
S030OVR3SA / S030ILR3SA-FR | S030OVR3SA / S030IHR3SA- | N/A | APAC | N/A | Ducted | Single Split System | - | Air | Air | Australia,Malaysia | 8.61 | N/A | 32.14 | N/A | N/A | N/A | N/A | N/A | 7.99 | 26.48 | Enthalpy Test Room | 3.5461 | 3.1754 | N/A | - | N/A | N/A | N/A | N/A | N/A | N/A | N/A | N/A | N/A | N/A | N/A | N/A | N/A | N/A | N/A | N/A | N/A | Three | R410A | Australia,Fiji,New Zealand | 153335 | 46875 | 0 | Approved | Reverse Cycle | N/A | No | Class 11 | No | N/A | N/A | N/A | N/A | N/A | N/A | N/A | Available | N/A | N/A | http://rinnai.com.au | https://www.apacair.com.au | N/A | 0 | 0 | AAC7459 | Yes | Two-stage | - | No | - | 32140 | 8.61 | - | - | - | Yes | 4640 | 15800 | Yes | 8100 | 33760 | - | - | - | - | 4310 | 16640 | 26480 | 7.99 | - | - | - | 3920 | 13380 | - | - | - | - | 7290 | 16670 | - | - | - | Yes | 4000 | 7800 | - | - | - | No | - | - | - | - | - | MUZ-EF35VG/MSZ-EF35VGS
S030OVR3SA / S030ILR3SA-TR | S030OVR3SA / S030IHR3SA- | N/A | APAC | N/A | Ducted | Single Split System | - | Air | Air | Australia,Malaysia | 8.61 | N/A | 32.14 | N/A | N/A | N/A | N/A | N/A | 7.99 | 26.48 | Enthalpy Test Room | 3.5461 | 3.1754 | N/A | - | N/A | N/A | N/A | N/A | N/A | N/A | N/A | N/A | N/A | N/A | N/A | N/A | N/A | N/A | N/A | N/A | N/A | Three | R410A | Australia,Fiji,New Zealand | 153335 | 46875 | 0 | Approved | Reverse Cycle | N/A | No | Class 11 | No | N/A | N/A | N/A | N/A | N/A | N/A | N/A | Available | N/A | N/A | http://rinnai.com.au | https://www.apacair.com.au | N/A | 0 | 0 | AAC7459 | Yes | Two-stage | - | No | - | 32140 | 8.61 | - | - | - | Yes | 4640 | 15800 | Yes | 8100 | 33760 | - | - | - | - | 4310 | 16640 | 26480 | 7.99 | - | - | - | 3920 | 13380 | - | - | - | - | 7290 | 16670 | - | - | - | Yes | 4000 | 7800 | - | - | - | No | - | - | - | - | - | MUZ-EF35VG/MSZ-EF35VGW
S030OVR3SA / S030IVR3SA-TR | S030OVR3SA / S030IHR3SA- | N/A | APAC | N/A | Ducted | Single Split System | - | Air | Air | Australia,Malaysia | 8.61 | N/A | 32.14 | N/A | N/A | N/A | N/A | N/A | 7.99 | 26.48 | Enthalpy Test Room | 3.5461 | 3.1754 | N/A | - | N/A | N/A | N/A | N/A | N/A | N/A | N/A | N/A | N/A | N/A | N/A | N/A | N/A | N/A | N/A | N/A | N/A | Three | R410A | Australia,Fiji,New Zealand | 153335 | 46875 | 0 | Approved | Reverse Cycle | N/A | No | Class 11 | No | N/A | N/A | N/A | N/A | N/A | N/A | N/A | Available | N/A | N/A | http://rinnai.com.au | https://www.apacair.com.au | N/A | 0 | 0 | AAC7459 | Yes | Two-stage | - | No | - | 32140 | 8.61 | - | - | - | Yes | 4640 | 15800 | Yes | 8100 | 33760 | - | - | - | - | 4310 | 16640 | 26480 | 7.99 | - | - | - | 3920 | 13380 | - | - | - | - | 7290 | 16670 | - | - | - | Yes | 4000 | 7800 | - | - | - | No | - | - | - | - | - | MUZ-EF35VGD/MSZ-EF35VGDB
ASR352HA | 0 | N/A | Arlec | N/A | Non Ducted | Single Split System | Wall Hung | Air | Air | China | 0.8 | N/A | 3.5 | N/A | N/A | N/A | N/A | N/A | 1.07 | 4.5 | Calorimeter Room | 4.3234 | 4.2021 | N/A | - | N/A | N/A | N/A | N/A | N/A | N/A | N/A | N/A | N/A | N/A | N/A | N/A | N/A | N/A | N/A | N/A | N/A | Single | R32 | Australia | 142375 | 46316 | 0 | Approved | Reverse Cycle | N/A | Yes | Class 8 | Yes | N/A | N/A | N/A | N/A | N/A | N/A | N/A | Available | N/A | N/A | http://www.tcldl.com | http://www.arlec.com.au/ | N/A | 0 | 0 | AAC6295 | Yes | Variable output compressor | Inverter | No | - | 3500 | 0.8 | - | 390 | 1800 | No | - | - | - | 731.2 | 3769.5 | Yes | 225 | 1700 | No | - | - | 4500 | 1.07 | 420 | 2260 | No | - | - | No | - | - | - | 1590 | 4300 | No | - | - | - | - | - | - | - | - | No | - | - | No | - | - | MUZ-EF35VGD/MSZ-EF35VGDS
AC25 | 0 | N/A | Astivita | N/A | Non Ducted | Single Split System | Wall Hung | Air | Air | Australia | 0.52 | N/A | 2.5 | N/A | N/A | N/A | N/A | N/A | 0.67 | 3.2 | Calorimeter Room | 4.8912 | 4.7019 | N/A | - | N/A | N/A | N/A | N/A | N/A | N/A | N/A | N/A | N/A | N/A | N/A | N/A | N/A | N/A | N/A | N/A | N/A | Single | R32 | Australia,Fiji,New Zealand | 134789 | 46183 | 0 | Approved | Reverse Cycle | N/A | Yes | Class 8 | Yes | N/A | N/A | N/A | N/A | N/A | N/A | N/A | Available | N/A | N/A | 0 | 0 | N/A | 0 | 0 | AAC6066 | Yes | Variable output compressor | Inverter | No | - | 2500 | 0.52 | - | 250 | 1240 | Yes | 215 | 1070 | - | 475.28 | 2692.5 | Yes | 180 | 1270 | - | 160 | 1170 | 3200 | 0.67 | 280 | 1650 | Yes | 220 | 1280 | Yes | 950 | 2520 | No | - | - | No | - | - | - | - | - | No | - | - | No | - | - | No | - | - | MUZ-EF35VGD/MSZ-EF35VGDW
AC50 | 0 | N/A | Astivita | N/A | Non Ducted | Single Split System | Wall Hung | Air | Air | China | 1.24 | N/A | 5 | N/A | N/A | N/A | N/A | N/A | 1.45 | 6 | Calorimeter Room | 4.2523 | 4.1961 | N/A | - | N/A | N/A | N/A | N/A | N/A | N/A | N/A | N/A | N/A | N/A | N/A | N/A | N/A | N/A | N/A | N/A | N/A | Single | R32 | Australia,Fiji | 134790 | 46182 | 0 | Approved | Reverse Cycle | N/A | Yes | Class 9 | Yes | N/A | N/A | N/A | N/A | N/A | N/A | N/A | Available | N/A | N/A | 0 | 0 | N/A | 0 | 0 | AAC6064 | Yes | Variable output compressor | Inverter | No | - | 5000 | 1.24 | - | 505 | 2700 | Yes | 470 | 2430 | - | 1133.36 | 5385 | No | 461.57 | 2907.9 | - | 360 | 2625 | 6000 | 1.45 | 470 | 2750 | Yes | 275 | 1450 | Yes | 1430 | 4360 | No | - | - | No | - | - | - | - | - | - | - | - | No | - | - | No | - | - | MUZ-EF35VGD/MSZ-EF35VGKD(W)(B)(S)
AU-BS24HR-2A-O / AU-LCF24-2A-I | 0 | N/A | AURORA | N/A | Ducted | Single Split System | - | Air | Air | China | 2.1 | N/A | 7.3 | N/A | N/A | N/A | N/A | N/A | 1.7 | 7.5 | Calorimeter Room | 3.4868 | 4.398 | N/A | - | N/A | N/A | N/A | N/A | N/A | N/A | N/A | N/A | N/A | N/A | N/A | N/A | N/A | N/A | N/A | N/A | N/A | Single | R32 | Australia,Fiji,New Zealand | 142595 | 46328 | 0 | Approved | Reverse Cycle | N/A | Yes | Class 10 | Yes | N/A | N/A | N/A | N/A | N/A | N/A | N/A | Available | N/A | N/A | 0 | 0 | N/A | 0 | 0 | AAC6329 | Yes | Variable output compressor | Inverter | No | - | 7300 | 2.1 | - | 1120 | 3850 | Yes | 550 | 2800 | - | 1919.4 | 7862.1 | Yes | 600 | 3650 | - | 280 | 2200 | 7500 | 1.7 | 700 | 3800 | Yes | 370 | 1850 | Yes | 2700 | 7850 | No | - | - | No | - | - | - | - | - | No | - | - | No | - | - | No | - | - | MUZ-EF35VGD/MSZ-EF35VGKDB
AU-BS36HR-2A-O / AU-LCF36-2A-I | 0 | N/A | AURORA | N/A | Ducted | Single Split System | - | Air | Air | China | 3.2 | N/A | 10.5 | N/A | N/A | N/A | N/A | N/A | 2.7 | 11.5 | Calorimeter Room | 3.3136 | 4.1842 | N/A | - | N/A | N/A | N/A | N/A | N/A | N/A | N/A | N/A | N/A | N/A | N/A | N/A | N/A | N/A | N/A | N/A | N/A | Single | R32 | Australia,Fiji,New Zealand | 142598 | 46323 | 0 | Approved | Reverse Cycle | N/A | Yes | Class 11 | Yes | N/A | N/A | N/A | N/A | N/A | N/A | N/A | Available | N/A | N/A | 0 | 0 | N/A | 0 | 0 | AAC6325 | Yes | Variable output compressor | Inverter | No | - | 10500 | 3.2 | - | 1850 | 5500 | Yes | 750 | 3110 | - | 2924.8 | 11308.5 | Yes | 820 | 5400 | - | 360 | 2670 | 11500 | 2.7 | 1150 | 5800 | Yes | 490 | 2600 | Yes | 3500 | 10250 | No | - | - | No | - | - | - | - | - | No | - | - | No | - | - | No | - | - | MUZ-EF35VGD/MSZ-EF35VGKDS
6950020/6950120 | 0 | N/A | BONAIRE | N/A | Ducted | Single Split System | - | Air | Air | China | 6.2 | N/A | 20 | N/A | N/A | N/A | N/A | N/A | 6.2 | 22.8 | Enthalpy Test Room | 3.2873 | 3.6702 | N/A | - | N/A | N/A | N/A | N/A | N/A | N/A | N/A | N/A | N/A | N/A | N/A | N/A | N/A | N/A | N/A | N/A | N/A | Three | R410A | Australia,New Zealand | 154277 | 46896 | 0 | Approved | Reverse Cycle | N/A | Yes | Class 11 | Yes | N/A | N/A | N/A | N/A | N/A | N/A | N/A | Available | N/A | N/A | http://www.haier.com/cn/ | http://www.climatetechnologies.com.au/ | N/A | 0 | 0 | AAC7529 | Yes | Variable output compressor | Inverter | No | - | 20000 | 6.2 | - | 2800 | 10000 | No | - | - | - | 5666.8 | 21540 | No | 2559.2 | 10770 | No | - | - | 22800 | 6.2 | 3000 | 11400 | No | - | - | No | - | - | - | 6300 | 17800 | No | - | - | - | - | - | - | - | - | No | - | - | No | - | - | MUZ-EF35VGD/MSZ-EF35VGKDW
CRC6911025/CRC6911125 | 0 | N/A | BONAIRE | N/A | Non Ducted | Single Split System | Wall Hung | Air | Air | China | 0.595 | N/A | 2.64 | N/A | N/A | N/A | N/A | N/A | 0.985 | 4.05 | Calorimeter Room | 4.3349 | 3.8501 | N/A | - | N/A | N/A | N/A | N/A | N/A | N/A | N/A | N/A | N/A | N/A | N/A | N/A | N/A | N/A | N/A | N/A | N/A | Single | R32 | Australia,New Zealand | 161001 | 47230 | 0 | Approved | Reverse Cycle | N/A | Yes | Class 8 | Yes | N/A | N/A | N/A | N/A | N/A | N/A | N/A | Available | N/A | N/A | https://www.climatetechnologies.com.au/ | http://www.climatetechnologies.com.au/ | N/A | 0 | 0 | AAC8185 | Yes | Variable output compressor | Inverter | No | - | 2640 | 0.595 | - | 445 | 1450 | No | - | - | - | 543.83 | 2843.28 | Yes | 170 | 1280 | No | - | - | 4050 | 0.985 | 345 | 1930 | No | - | - | No | - | - | - | 1450 | 3500 | No | - | - | - | - | - | - | - | - | No | - | - | No | - | - | MUZ-EF42VG/MSZ-EF42VG*(W)(B)(S)
CRC6911028/CRC6911128 | 0 | N/A | BONAIRE | N/A | Non Ducted | Single Split System | Wall Hung | Air | Air | China | 0.535 | N/A | 2.8 | N/A | N/A | N/A | N/A | N/A | 0.465 | 2.65 | Calorimeter Room | 5.1296 | 5.4411 | N/A | - | N/A | N/A | N/A | N/A | N/A | N/A | N/A | N/A | N/A | N/A | N/A | N/A | N/A | N/A | N/A | N/A | N/A | Single | R32 | Australia | 162495 | 47285 | 0 | Approved | Reverse Cycle | N/A | Yes | Class 8 | Yes | N/A | N/A | N/A | N/A | N/A | N/A | N/A | Available | N/A | N/A | https://www.climatetechnologies.com.au/ | http://www.climatetechnologies.com.au/ | N/A | 0 | 0 | AAC8298 | Yes | Variable output compressor | Inverter | No | - | 2800 | 0.535 | - | 260 | 1300 | No | - | - | - | 488.99 | 3015.6 | Yes | 185 | 1650 | No | - | - | 2650 | 0.465 | 215 | 1300 | No | - | - | No | - | - | - | 1300 | 3900 | No | - | - | - | - | - | - | - | - | No | - | - | No | - | - | MUZ-EF42VG/MSZ-EF42VGB
CRC6911035/CRC6911135 | 0 | N/A | BONAIRE | N/A | Non Ducted | Single Split System | Wall Hung | Air | Air | China | 0.8 | N/A | 3.5 | N/A | N/A | N/A | N/A | N/A | 1.07 | 4.5 | Calorimeter Room | 4.3234 | 4.2021 | N/A | - | N/A | N/A | N/A | N/A | N/A | N/A | N/A | N/A | N/A | N/A | N/A | N/A | N/A | N/A | N/A | N/A | N/A | Single | R32 | Australia,New Zealand | 160999 | 47230 | 0 | Approved | Reverse Cycle | N/A | Yes | Class 8 | Yes | N/A | N/A | N/A | N/A | N/A | N/A | N/A | Available | N/A | N/A | https://www.climatetechnologies.com.au/ | http://www.climatetechnologies.com.au/ | N/A | 0 | 0 | AAC8187 | Yes | Variable output compressor | Inverter | No | - | 3500 | 0.8 | - | 390 | 1800 | No | - | - | - | 731.2 | 3769.5 | Yes | 225 | 1700 | No | - | - | 4500 | 1.07 | 420 | 2260 | No | - | - | No | - | - | - | 1590 | 4300 | No | - | - | - | - | - | - | - | - | - | - | - | No | - | - | MUZ-EF42VG/MSZ-EF42VGKB
CRC6911050/CRC6911150 | 0 | N/A | BONAIRE | N/A | Non Ducted | Single Split System | Wall Hung | Air | Air | China | 1.4 | N/A | 5.2 | N/A | N/A | N/A | N/A | N/A | 1.2 | 5.2 | Calorimeter Room | 3.6011 | 4.1987 | N/A | - | N/A | N/A | N/A | N/A | N/A | N/A | N/A | N/A | N/A | N/A | N/A | N/A | N/A | N/A | N/A | N/A | N/A | Single | R32 | Australia,New Zealand | 160939 | 47230 | 0 | Approved | Reverse Cycle | N/A | Yes | Class 9 | Yes | N/A | N/A | N/A | N/A | N/A | N/A | N/A | Available | N/A | N/A | https://www.climatetechnologies.com.au/ | http://www.climatetechnologies.com.au/ | N/A | 0 | 0 | AAC8186 | Yes | Variable output compressor | Inverter | No | - | 5200 | 1.4 | - | 560 | 2500 | No | - | - | - | 1279.6 | 5600.4 | Yes | 400 | 2600 | No | - | - | 5200 | 1.2 | 510 | 2600 | No | - | - | No | - | - | - | 1810 | 5300 | No | - | - | - | - | - | - | - | - | No | - | - | No | - | - | MUZ-EF42VG/MSZ-EF42VGKS
CRC6911071/CRC6911171 | 0 | N/A | BONAIRE | N/A | Non Ducted | Single Split System | Wall Hung | Air | Air | China | 1.9 | N/A | 7.2 | N/A | N/A | N/A | N/A | N/A | 1.7 | 7.2 | Calorimeter Room | 3.5574 | 4.0042 | N/A | - | N/A | N/A | N/A | N/A | N/A | N/A | N/A | N/A | N/A | N/A | N/A | N/A | N/A | N/A | N/A | N/A | N/A | Single | R32 | Australia,New Zealand | 161024 | 47226 | 0 | Approved | Reverse Cycle | N/A | Yes | Class 9 | Yes | N/A | N/A | N/A | N/A | N/A | N/A | N/A | Available | N/A | N/A | https://www.climatetechnologies.com.au/ | http://www.climatetechnologies.com.au/ | N/A | 0 | 0 | AAC8182 | Yes | Variable output compressor | Inverter | No | - | 7200 | 1.9 | - | 750 | 3700 | No | - | - | - | 1736.6 | 7754.4 | Yes | 580 | 3700 | No | - | - | 7200 | 1.7 | 690 | 3700 | No | - | - | No | - | - | - | 2100 | 6200 | No | - | - | - | - | - | - | - | - | No | - | - | No | - | - | MUZ-EF42VG/MSZ-EF42VGKW
CRC6911082/CRC6911182 | 0 | N/A | BONAIRE | N/A | Non Ducted | Single Split System | Wall Hung | Air | Air | China | 2.3 | N/A | 8.2 | N/A | N/A | N/A | N/A | N/A | 2.3 | 8.5 | Calorimeter Room | 3.5346 | 3.7519 | N/A | - | N/A | N/A | N/A | N/A | N/A | N/A | N/A | N/A | N/A | N/A | N/A | N/A | N/A | N/A | N/A | N/A | N/A | Single | R32 | Australia,New Zealand | 161027 | 47231 | 0 | Approved | Reverse Cycle | N/A | Yes | Class 9 | Yes | N/A | N/A | N/A | N/A | N/A | N/A | N/A | Available | N/A | N/A | https://www.climatetechnologies.com.au/ | http://www.climatetechnologies.com.au/ | N/A | 0 | 0 | AAC8189 | Yes | Variable output compressor | Inverter | No | - | 8200 | 2.3 | - | 810 | 4200 | No | - | - | - | 2102.2 | 8831.4 | Yes | 650 | 4250 | No | - | - | 8500 | 2.3 | 750 | 4200 | No | - | - | No | - | - | - | 3000 | 7900 | No | - | - | - | - | - | - | - | - | No | - | - | No | - | - | MUZ-EF42VG/MSZ-EF42VGS
CRC6960007/CRC6960107 | 0 | N/A | BONAIRE | N/A | Ducted | Single Split System | - | Air | Air | China | 2.1 | N/A | 7.1 | N/A | N/A | N/A | N/A | N/A | 2.2 | 7.7 | Enthalpy Test Room | 3.4098 | 3.7146 | N/A | - | N/A | N/A | N/A | N/A | N/A | N/A | N/A | N/A | N/A | N/A | N/A | N/A | N/A | N/A | N/A | N/A | N/A | Single | R32 | Australia,New Zealand | 146156 | 46489 | 0 | Approved | Reverse Cycle | N/A | Yes | Class 10 | Yes | N/A | N/A | N/A | N/A | N/A | N/A | N/A | Available | N/A | N/A | http://www.haier.com/cn/ | http://www.climatetechnologies.com.au/ | N/A | 0 | 0 | AAC6612 | Yes | Variable output compressor | Inverter | No | - | 7100 | 2.1 | - | 960 | 3550 | No | - | - | - | 1919.4 | 7646.7 | No | 877.44 | 3823.35 | No | - | - | 7700 | 2.2 | 1000 | 3880 | No | - | - | Yes | 2500 | 6800 | No | - | - | No | - | - | - | - | - | No | - | - | No | - | - | No | - | - | MUZ-EF42VG/MSZ-EF42VGW
CRC6960010/CRC6960110 | 0 | N/A | BONAIRE | N/A | Ducted | Single Split System | - | Air | Air | China | 3.12 | N/A | 10 | N/A | N/A | N/A | N/A | N/A | 3.19 | 11.5 | Enthalpy Test Room | 3.3566 | 4.0391 | N/A | - | N/A | N/A | N/A | N/A | N/A | N/A | N/A | N/A | N/A | N/A | N/A | N/A | N/A | N/A | N/A | N/A | N/A | Single | R32 | Australia,New Zealand | 145989 | 46497 | 0 | Approved | Reverse Cycle | N/A | Yes | Class 11 | Yes | N/A | N/A | N/A | N/A | N/A | N/A | N/A | Available | N/A | N/A | http://www.haier.com/cn/ | http://www.climatetechnologies.com.au/ | N/A | 0 | 0 | AAC6613 | Yes | Variable output compressor | Inverter | No | - | 10000 | 3.12 | - | 1100 | 5000 | No | - | - | - | 2851.68 | 10770 | No | 1005.4 | 5385 | No | - | - | 11500 | 3.19 | 1300 | 5750 | No | - | - | Yes | 3200 | 8400 | No | - | - | No | - | - | - | - | - | No | - | - | No | - | - | No | - | - | MUZ-EF42VGD/MSZ-EF42VGDB
CRC6960012/CRC6960112 | 0 | N/A | BONAIRE | N/A | Ducted | Single Split System | - | Air | Air | China | 3.68 | N/A | 12.5 | N/A | N/A | N/A | N/A | N/A | 3.68 | 13.5 | Enthalpy Test Room | 3.4711 | 4.0579 | N/A | - | N/A | N/A | N/A | N/A | N/A | N/A | N/A | N/A | N/A | N/A | N/A | N/A | N/A | N/A | N/A | N/A | N/A | Single | R32 | Australia,New Zealand | 146003 | 46488 | 0 | Approved | Reverse Cycle | N/A | Yes | Class 11 | Yes | N/A | N/A | N/A | N/A | N/A | N/A | N/A | Available | N/A | N/A | http://www.haier.com/cn/ | http://www.climatetechnologies.com.au/ | N/A | 0 | 0 | AAC6609 | Yes | Variable output compressor | Inverter | No | - | 12500 | 3.68 | - | 1700 | 6250 | No | - | - | - | 3363.52 | 13462.5 | No | 1553.8 | 6731.25 | No | - | - | 13500 | 3.68 | 1850 | 7000 | No | - | - | Yes | 3600 | 11500 | No | - | - | No | - | - | - | - | - | No | - | - | No | - | - | No | - | - | MUZ-EF42VGD/MSZ-EF42VGDS
CRC6960014/CRC6960114 | 0 | N/A | BONAIRE | N/A | Ducted | Single Split System | - | Air | Air | China | 4.28 | N/A | 13.5 | N/A | N/A | N/A | N/A | N/A | 4.57 | 16 | Calorimeter Room | 3.5847 | 3.7655 | N/A | - | N/A | N/A | N/A | N/A | N/A | N/A | N/A | N/A | N/A | N/A | N/A | N/A | N/A | N/A | N/A | N/A | N/A | Single | R32 | Australia,New Zealand | 146008 | 46488 | 0 | Approved | Reverse Cycle | N/A | Yes | Class 11 | Yes | N/A | N/A | N/A | N/A | N/A | N/A | N/A | Available | N/A | N/A | http://www.haier.com/cn/ | http://www.climatetechnologies.com.au/ | N/A | 0 | 0 | AAC6611 | Yes | Variable output compressor | Inverter | No | - | 13500 | 4.28 | - | 1550 | 7000 | No | - | - | - | 3911.92 | 14539.5 | No | 1416.7 | 7539 | No | - | - | 16000 | 4.57 | 1950 | 8000 | No | - | - | Yes | 4200 | 11500 | No | - | - | No | - | - | - | - | - | No | - | - | No | - | - | No | - | - | MUZ-EF42VGD/MSZ-EF42VGDW
CRC6960016/CRC6960116 | 0 | N/A | BONAIRE | N/A | Ducted | Single Split System | - | Air | Air | China | 4.8 | N/A | 15 | N/A | N/A | N/A | N/A | N/A | 4.9 | 17.5 | Enthalpy Test Room | 3.4049 | 3.7148 | N/A | - | N/A | N/A | N/A | N/A | N/A | N/A | N/A | N/A | N/A | N/A | N/A | N/A | N/A | N/A | N/A | N/A | N/A | Single | R32 | Australia,New Zealand | 146012 | 46488 | 0 | Approved | Reverse Cycle | N/A | Yes | Class 11 | Yes | N/A | N/A | N/A | N/A | N/A | N/A | N/A | Available | N/A | N/A | http://www.haier.com/cn/ | http://www.climatetechnologies.com.au/ | N/A | 0 | 0 | AAC6610 | Yes | Variable output compressor | Inverter | No | - | 15000 | 4.8 | - | 1800 | 7525 | No | - | - | - | 4387.2 | 16155 | No | 1645.2 | 8104.425 | No | - | - | 17500 | 4.9 | 2200 | 9000 | No | - | - | Yes | 4200 | 12000 | No | - | - | No | - | - | - | - | - | No | - | - | No | - | - | No | - | - | MUZ-EF42VGD/MSZ-EF42VGKD(W)(B)(S)
CRC6960018/CRC6960118 | 0 | N/A | BONAIRE | N/A | Ducted | Single Split System | - | Air | Air | China | 5.625 | N/A | 18 | N/A | N/A | N/A | N/A | N/A | 5.33 | 20 | Enthalpy Test Room | 3.2308 | 3.8724 | N/A | - | N/A | N/A | N/A | N/A | N/A | N/A | N/A | N/A | N/A | N/A | N/A | N/A | N/A | N/A | N/A | N/A | N/A | Single | R32 | Australia,Fiji,New Zealand | 155454 | 46957 | 0 | Approved | Reverse Cycle | N/A | Yes | Class 11 | Yes | N/A | N/A | N/A | N/A | N/A | N/A | N/A | Unavailable | N/A | N/A | http://www.haier.com/cn/ | http://www.climatetechnologies.com.au/ | N/A | 0 | 0 | AAC7649 | Yes | Variable output compressor | Inverter | No | - | 18000 | 5.625 | - | 2200 | 9000 | No | - | - | - | 5141.25 | 19386 | No | 2010.8 | 9693 | No | - | - | 20000 | 5.33 | 2500 | 10000 | No | - | - | No | - | - | - | 4500 | 13000 | No | - | - | - | - | - | - | - | - | No | - | - | No | - | - | MUZ-EF42VGD/MSZ-EF42VGKDB
CRC6970025/CRC6970125 | 0 | N/A | BONAIRE | N/A | Non Ducted | Single Split System | Wall Hung | Air | Air | China | 0.67 | N/A | 2.5 | N/A | N/A | N/A | N/A | N/A | 0.8 | 3 | Calorimeter Room | 3.8599 | 3.7688 | N/A | - | N/A | N/A | N/A | N/A | N/A | N/A | N/A | N/A | N/A | N/A | N/A | N/A | N/A | N/A | N/A | N/A | N/A | Single | R32 | Australia,Fiji,New Zealand | 156707 | 47016 | 0 | Approved | Reverse Cycle | N/A | Yes | Class 8 | Yes | N/A | N/A | N/A | N/A | N/A | N/A | N/A | Available | N/A | N/A | http://www.haier.com/cn/ | http://www.climatetechnologies.com.au/ | N/A | 0 | 0 | AAC7790 | Yes | Variable output compressor | Inverter | No | - | 2500 | 0.67 | - | 260 | 1250 | No | - | - | - | 612.38 | 2692.5 | No | 237.64 | 1346.25 | No | - | - | 3000 | 0.8 | 310 | 1500 | No | - | - | No | - | - | - | 1090 | 2950 | No | - | - | - | - | - | - | - | - | No | - | - | No | - | - | MUZ-EF42VGD/MSZ-EF42VGKDS
CRC6970035/CRC6970135 | 0 | N/A | BONAIRE | N/A | Non Ducted | Single Split System | Wall Hung | Air | Air | China | 0.94 | N/A | 3.5 | N/A | N/A | N/A | N/A | N/A | 1 | 3.7 | Calorimeter Room | 3.7987 | 3.7928 | N/A | - | N/A | N/A | N/A | N/A | N/A | N/A | N/A | N/A | N/A | N/A | N/A | N/A | N/A | N/A | N/A | N/A | N/A | Single | R32 | Australia,Fiji,New Zealand | 156721 | 47015 | 0 | Approved | Reverse Cycle | N/A | Yes | Class 8 | Yes | N/A | N/A | N/A | N/A | N/A | N/A | N/A | Available | N/A | N/A | http://www.haier.com/cn/ | http://www.climatetechnologies.com.au/ | N/A | 0 | 0 | AAC7787 | Yes | Variable output compressor | Inverter | No | - | 3500 | 0.94 | - | 360 | 1750 | No | - | - | - | 859.16 | 3769.5 | No | 329.04 | 1884.75 | No | - | - | 3700 | 1 | 390 | 1850 | No | - | - | No | - | - | - | 1430 | 3600 | No | - | - | - | - | - | - | - | - | No | - | - | No | - | - | MUZ-EF42VGD/MSZ-EF42VGKDW
CRC6970050/CRC6970150 | 0 | N/A | BONAIRE | N/A | Non Ducted | Single Split System | Wall Hung | Air | Air | China | 1.4 | N/A | 5 | N/A | N/A | N/A | N/A | N/A | 1.54 | 5.2 | Calorimeter Room | 3.6588 | 3.4181 | N/A | - | N/A | N/A | N/A | N/A | N/A | N/A | N/A | N/A | N/A | N/A | N/A | N/A | N/A | N/A | N/A | N/A | N/A | Single | R32 | Australia,Fiji,New Zealand | 156726 | 47015 | 0 | Approved | Reverse Cycle | N/A | Yes | Class 9 | Yes | N/A | N/A | N/A | N/A | N/A | N/A | N/A | Available | N/A | N/A | http://www.haier.com/cn/ | http://www.climatetechnologies.com.au/ | N/A | 0 | 0 | AAC7788 | Yes | Variable output compressor | Inverter | No | - | 5000 | 1.4 | - | 600 | 2500 | No | - | - | - | 1279.6 | 5385 | No | 548.4 | 2692.5 | No | - | - | 5200 | 1.54 | 620 | 2600 | No | - | - | No | - | - | - | 1950 | 5000 | No | - | - | - | - | - | - | - | - | No | - | - | No | - | - | MUZ-EF50VG/MSZ-EF50VG*(W)(B)(S)
CRC6970071/CRC6970171 | 0 | N/A | BONAIRE | N/A | Non Ducted | Single Split System | Wall Hung | Air | Air | China | 2.1 | N/A | 7 | N/A | N/A | N/A | N/A | N/A | 2.05 | 7.5 | Calorimeter Room | 3.5209 | 3.8683 | N/A | - | N/A | N/A | N/A | N/A | N/A | N/A | N/A | N/A | N/A | N/A | N/A | N/A | N/A | N/A | N/A | N/A | N/A | Single | R32 | Australia,Fiji,New Zealand | 156747 | 47015 | 0 | Approved | Reverse Cycle | N/A | Yes | Class 9 | Yes | N/A | N/A | N/A | N/A | N/A | N/A | N/A | Available | N/A | N/A | http://www.haier.com/cn/ | http://www.climatetechnologies.com.au/ | N/A | 0 | 0 | AAC7789 | Yes | Variable output compressor | Inverter | No | - | 7000 | 2.1 | - | 800 | 3500 | No | - | - | - | 1919.4 | 7539 | No | 731.2 | 3769.5 | No | - | - | 7500 | 2.05 | 800 | 3750 | No | - | - | No | - | - | - | 2700 | 7000 | No | - | - | - | - | - | - | - | - | No | - | - | No | - | - | MUZ-EF50VG/MSZ-EF50VGB
OPTIMA L-SERIES 6910025 / 6910125 | OPTIMA N-SERIES CRC6930025 / CRC6930125 | N/A | BONAIRE | N/A | Non Ducted | Single Split System | Wall Hung | Air | Air | China | 0.67 | N/A | 2.5 | N/A | N/A | N/A | N/A | N/A | 0.78 | 2.9 | Calorimeter Room | 4.0186 | 4.2982 | N/A | - | N/A | N/A | N/A | N/A | N/A | N/A | N/A | N/A | N/A | N/A | N/A | N/A | N/A | N/A | N/A | N/A | N/A | Single | R32 | Australia,New Zealand | 129835 | 45827 | 0 | Approved | Reverse Cycle | N/A | No | Class 8 | No | N/A | N/A | N/A | N/A | N/A | N/A | N/A | Available | N/A | N/A | http://www.haier.com/cn/ | http://www.climatetechnologies.com.au/ | N/A | 0 | 0 | AAC4923 | Yes | Variable output compressor | Inverter | No | - | 2500 | 0.67 | - | 250 | 1250 | No | - | - | - | 612.38 | 2692.5 | No | 228.5 | 1346.25 | No | - | - | 2900 | 0.78 | 290 | 1450 | No | - | - | No | - | - | - | 695 | 2000 | No | - | - | - | - | - | - | - | - | No | - | - | No | - | - | MUZ-EF50VG/MSZ-EF50VGKB
OPTIMA L-SERIES 6910035 / 6910135 | OPTIMA N SERIES CRC6930135 / CRC6930035 | N/A | BONAIRE | N/A | Non Ducted | Single Split System | Wall Hung | Air | Air | China | 0.94 | N/A | 3.5 | N/A | N/A | N/A | N/A | N/A | 1 | 3.7 | Calorimeter Room | 4.1036 | 4.2973 | N/A | - | N/A | N/A | N/A | N/A | N/A | N/A | N/A | N/A | N/A | N/A | N/A | N/A | N/A | N/A | N/A | N/A | N/A | Single | R32 | Australia,New Zealand | 129843 | 45827 | 0 | Approved | Reverse Cycle | N/A | Yes | Class 8 | Yes | N/A | N/A | N/A | N/A | N/A | N/A | N/A | Available | N/A | N/A | http://www.haier.com/cn/ | http://www.climatetechnologies.com.au/ | N/A | 0 | 0 | AAC4924 | Yes | Variable output compressor | Inverter | No | - | 3500 | 0.94 | - | 350 | 1750 | No | - | - | - | 859.16 | 3769.5 | No | 319.9 | 1884.75 | No | - | - | 3700 | 1 | 370 | 1850 | No | - | - | No | - | - | - | 1020 | 2800 | No | - | - | - | - | - | - | - | - | No | - | - | No | - | - | MUZ-EF50VG/MSZ-EF50VGKS
OPTIMA L-SERIES 6910050 / 6910150 | OPTIMA N SERIES CRC6930050 / CRC6930150 | N/A | BONAIRE | N/A | Non Ducted | Single Split System | Wall Hung | Air | Air | China | 1.52 | N/A | 5 | N/A | N/A | N/A | N/A | N/A | 1.59 | 5.2 | Calorimeter Room | 3.5589 | 3.2932 | N/A | - | N/A | N/A | N/A | N/A | N/A | N/A | N/A | N/A | N/A | N/A | N/A | N/A | N/A | N/A | N/A | N/A | N/A | Single | R32 | Australia,New Zealand | 129846 | 45827 | 0 | Approved | Reverse Cycle | N/A | Yes | Class 9 | Yes | N/A | N/A | N/A | N/A | N/A | N/A | N/A | Available | N/A | N/A | http://www.haier.com/cn/ | http://www.climatetechnologies.com.au/ | N/A | 0 | 0 | AAC4921 | Yes | Variable output compressor | Inverter | No | - | 5000 | 1.52 | - | 580 | 2500 | No | - | - | - | 1389.28 | 5385 | No | 530.12 | 2692.5 | No | - | - | 5200 | 1.59 | 600 | 2600 | No | - | - | No | - | - | - | 1500 | 4140 | No | - | - | - | - | - | - | - | - | No | - | - | No | - | - | MUZ-EF50VG/MSZ-EF50VGKW
OPTIMA L-SERIES 6910070 / 6910170 | OPTIMA N-SERIES CRC6930170 / CRC6930070 | N/A | BONAIRE | N/A | Non Ducted | Single Split System | Wall Hung | Air | Air | China | 2.14 | N/A | 7 | N/A | N/A | N/A | N/A | N/A | 2.29 | 7.5 | Calorimeter Room | 3.4742 | 3.6451 | N/A | - | N/A | N/A | N/A | N/A | N/A | N/A | N/A | N/A | N/A | N/A | N/A | N/A | N/A | N/A | N/A | N/A | N/A | Single | R32 | Australia,New Zealand | 129848 | 45827 | 0 | Approved | Reverse Cycle | N/A | Yes | Class 9 | Yes | N/A | N/A | N/A | N/A | N/A | N/A | N/A | Available | N/A | N/A | http://www.haier.com/cn/ | http://www.climatetechnologies.com.au/ | N/A | 0 | 0 | AAC4922 | Yes | Variable output compressor | Inverter | No | - | 7000 | 2.14 | - | 850 | 3500 | No | - | - | - | 1955.96 | 7539 | No | 776.9 | 3769.5 | No | - | - | 7500 | 2.29 | 850 | 3750 | No | - | - | No | - | - | - | 2343 | 6000 | No | - | - | - | - | - | - | - | - | No | - | - | No | - | - | MUZ-EF50VG/MSZ-EF50VGS
OPTIMA L-SERIES CRC6910082 / CRC6910182 | OPTIMA N-SERIES CRC6930182 / CRC6930082 | N/A | BONAIRE | N/A | Non Ducted | Single Split System | Wall Hung | Air | Air | China | 2.27 | N/A | 8.2 | N/A | N/A | N/A | N/A | N/A | 2.5 | 9 | Calorimeter Room | 3.4483 | 3.4295 | N/A | - | N/A | N/A | N/A | N/A | N/A | N/A | N/A | N/A | N/A | N/A | N/A | N/A | N/A | N/A | N/A | N/A | N/A | Single | R32 | Australia,New Zealand | 140596 | 46237 | 0 | Approved | Reverse Cycle | N/A | Yes | Class 9 | Yes | N/A | N/A | N/A | N/A | N/A | N/A | N/A | Available | N/A | N/A | http://www.haier.com/cn/ | http://www.climatetechnologies.com.au/ | N/A | 0 | 0 | AAC6198 | Yes | Variable output compressor | Inverter | No | - | 8200 | 2.27 | - | 950 | 4100 | No | - | - | - | 2074.78 | 8831.4 | No | 868.3 | 4415.7 | No | - | - | 9000 | 2.5 | 1000 | 4500 | No | - | - | No | - | - | - | 2500 | 6850 | No | - | - | - | - | - | - | - | - | No | - | - | No | - | - | MUZ-EF50VG/MSZ-EF50VGW
OPTIMA N SERIES CRC6930050 / CRC6930150 | OPTIMA N SERIES CRC6930050 / CRC6930150 | N/A | BONAIRE | N/A | Non Ducted | Single Split System | Wall Hung | Air | Air | China | 1.52 | N/A | 5 | N/A | N/A | N/A | N/A | N/A | 1.59 | 5.2 | Calorimeter Room | 3.5589 | 3.2932 | N/A | - | N/A | N/A | N/A | N/A | N/A | N/A | N/A | N/A | N/A | N/A | N/A | N/A | N/A | N/A | N/A | N/A | N/A | Single | R32 | Australia,New Zealand | 129846 | 45827 | 0 | Approved | Reverse Cycle | N/A | Yes | Class 9 | Yes | N/A | N/A | N/A | N/A | N/A | N/A | N/A | Available | N/A | N/A | http://www.haier.com/cn/ | http://www.climatetechnologies.com.au/ | N/A | 0 | 0 | AAC4921 | Yes | Variable output compressor | Inverter | No | - | 5000 | 1.52 | - | 580 | 2500 | No | - | - | - | 1389.28 | 5385 | No | 530.12 | 2692.5 | No | - | - | 5200 | 1.59 | 600 | 2600 | No | - | - | No | - | - | - | 1500 | 4140 | No | - | - | - | - | - | - | - | - | No | - | - | No | - | - | MUZ-EF50VGD/MSZ-EF50VGDB
OPTIMA N SERIES CRC6930135 / CRC6930035 | OPTIMA N SERIES CRC6930135 / CRC6930035 | N/A | BONAIRE | N/A | Non Ducted | Single Split System | Wall Hung | Air | Air | China | 0.94 | N/A | 3.5 | N/A | N/A | N/A | N/A | N/A | 1 | 3.7 | Calorimeter Room | 4.1036 | 4.2973 | N/A | - | N/A | N/A | N/A | N/A | N/A | N/A | N/A | N/A | N/A | N/A | N/A | N/A | N/A | N/A | N/A | N/A | N/A | Single | R32 | Australia,New Zealand | 129843 | 45827 | 0 | Approved | Reverse Cycle | N/A | Yes | Class 8 | Yes | N/A | N/A | N/A | N/A | N/A | N/A | N/A | Available | N/A | N/A | http://www.haier.com/cn/ | http://www.climatetechnologies.com.au/ | N/A | 0 | 0 | AAC4924 | Yes | Variable output compressor | Inverter | No | - | 3500 | 0.94 | - | 350 | 1750 | No | - | - | - | 859.16 | 3769.5 | No | 319.9 | 1884.75 | No | - | - | 3700 | 1 | 370 | 1850 | No | - | - | No | - | - | - | 1020 | 2800 | No | - | - | - | - | - | - | - | - | No | - | - | No | - | - | MUZ-EF50VGD/MSZ-EF50VGDS
OPTIMA N-SERIES CRC6930025 / CRC6930125 | OPTIMA N-SERIES CRC6930025 / CRC6930125 | N/A | BONAIRE | N/A | Non Ducted | Single Split System | Wall Hung | Air | Air | China | 0.67 | N/A | 2.5 | N/A | N/A | N/A | N/A | N/A | 0.78 | 2.9 | Calorimeter Room | 4.0186 | 4.2982 | N/A | - | N/A | N/A | N/A | N/A | N/A | N/A | N/A | N/A | N/A | N/A | N/A | N/A | N/A | N/A | N/A | N/A | N/A | Single | R32 | Australia,New Zealand | 129835 | 45827 | 0 | Approved | Reverse Cycle | N/A | No | Class 8 | No | N/A | N/A | N/A | N/A | N/A | N/A | N/A | Available | N/A | N/A | http://www.haier.com/cn/ | http://www.climatetechnologies.com.au/ | N/A | 0 | 0 | AAC4923 | Yes | Variable output compressor | Inverter | No | - | 2500 | 0.67 | - | 250 | 1250 | No | - | - | - | 612.38 | 2692.5 | No | 228.5 | 1346.25 | No | - | - | 2900 | 0.78 | 290 | 1450 | No | - | - | No | - | - | - | 695 | 2000 | No | - | - | - | - | - | - | - | - | No | - | - | No | - | - | MUZ-EF50VGD/MSZ-EF50VGDW
OPTIMA N-SERIES CRC6930170 / CRC6930070 | OPTIMA N-SERIES CRC6930170 / CRC6930070 | N/A | BONAIRE | N/A | Non Ducted | Single Split System | Wall Hung | Air | Air | China | 2.14 | N/A | 7 | N/A | N/A | N/A | N/A | N/A | 2.29 | 7.5 | Calorimeter Room | 3.4742 | 3.6451 | N/A | - | N/A | N/A | N/A | N/A | N/A | N/A | N/A | N/A | N/A | N/A | N/A | N/A | N/A | N/A | N/A | N/A | N/A | Single | R32 | Australia,New Zealand | 129848 | 45827 | 0 | Approved | Reverse Cycle | N/A | Yes | Class 9 | Yes | N/A | N/A | N/A | N/A | N/A | N/A | N/A | Available | N/A | N/A | http://www.haier.com/cn/ | http://www.climatetechnologies.com.au/ | N/A | 0 | 0 | AAC4922 | Yes | Variable output compressor | Inverter | No | - | 7000 | 2.14 | - | 850 | 3500 | No | - | - | - | 1955.96 | 7539 | No | 776.9 | 3769.5 | No | - | - | 7500 | 2.29 | 850 | 3750 | No | - | - | No | - | - | - | 2343 | 6000 | No | - | - | - | - | - | - | - | - | No | - | - | No | - | - | MUZ-EF50VGD/MSZ-EF50VGKD(W)(B)(S)
OPTIMA N-SERIES CRC6930182 / CRC6930082 | OPTIMA N-SERIES CRC6930182 / CRC6930082 | N/A | BONAIRE | N/A | Non Ducted | Single Split System | Wall Hung | Air | Air | China | 2.27 | N/A | 8.2 | N/A | N/A | N/A | N/A | N/A | 2.5 | 9 | Calorimeter Room | 3.4483 | 3.4295 | N/A | - | N/A | N/A | N/A | N/A | N/A | N/A | N/A | N/A | N/A | N/A | N/A | N/A | N/A | N/A | N/A | N/A | N/A | Single | R32 | Australia,New Zealand | 140596 | 46237 | 0 | Approved | Reverse Cycle | N/A | Yes | Class 9 | Yes | N/A | N/A | N/A | N/A | N/A | N/A | N/A | Available | N/A | N/A | http://www.haier.com/cn/ | http://www.climatetechnologies.com.au/ | N/A | 0 | 0 | AAC6198 | Yes | Variable output compressor | Inverter | No | - | 8200 | 2.27 | - | 950 | 4100 | No | - | - | - | 2074.78 | 8831.4 | No | 868.3 | 4415.7 | No | - | - | 9000 | 2.5 | 1000 | 4500 | No | - | - | No | - | - | - | 2500 | 6850 | No | - | - | - | - | - | - | - | - | No | - | - | No | - | - | MUZ-EF50VGD/MSZ-EF50VGKDB
ACHV25D1S/ASHV25D1S | 0 | N/A | Braemar | N/A | Non Ducted | Single Split System | Wall Hung | Air | Air | China | 0.718 | N/A | 2.7 | N/A | N/A | N/A | N/A | N/A | 0.767 | 3 | Calorimeter Room | 3.7923 | 3.9932 | N/A | - | N/A | N/A | N/A | N/A | N/A | N/A | N/A | N/A | N/A | N/A | N/A | N/A | N/A | N/A | N/A | N/A | N/A | Single | R32 | Australia,Fiji,New Zealand | 157011 | 47092 | 0 | Approved | Reverse Cycle | N/A | Yes | Class 8 | Yes | N/A | N/A | N/A | N/A | N/A | N/A | N/A | Available | N/A | N/A | http://www.gree.com/ | http://www.braemar.com.au/ | N/A | 0 | 0 | AAC7939 | Yes | Variable output compressor | Inverter | No | - | 2700 | 0.718 | - | 310 | 1350 | No | - | - | - | 656.252 | 2907.9 | Yes | 215 | 1280 | No | - | - | 3000 | 0.767 | 350 | 1500 | Yes | 180 | 870 | Yes | 1090 | 2750 | No | - | - | No | - | - | - | - | - | No | - | - | No | - | - | No | - | - | MUZ-EF50VGD/MSZ-EF50VGKDS
ACHV35D1S/ASHV35D1S | 0 | N/A | Braemar | N/A | Non Ducted | Single Split System | Wall Hung | Air | Air | China | 0.91 | N/A | 3.517 | N/A | N/A | N/A | N/A | N/A | 0.97 | 3.8 | Calorimeter Room | 3.8621 | 3.9292 | N/A | - | N/A | N/A | N/A | N/A | N/A | N/A | N/A | N/A | N/A | N/A | N/A | N/A | N/A | N/A | N/A | N/A | N/A | Single | R32 | Australia,Fiji,New Zealand | 157012 | 47090 | 0 | Approved | Reverse Cycle | N/A | Yes | Class 8 | Yes | N/A | N/A | N/A | N/A | N/A | N/A | N/A | Available | N/A | N/A | http://www.gree.com/ | http://www.braemar.com.au/ | N/A | 0 | 0 | AAC7932 | Yes | Variable output compressor | Inverter | No | - | 3517 | 0.91 | - | 348 | 1750 | No | - | - | - | 831.74 | 3787.809 | Yes | 240 | 1700 | No | - | - | 3800 | 0.97 | 340 | 1750 | - | - | - | Yes | 1345 | 3515 | No | - | - | No | - | - | - | - | - | No | - | - | No | - | - | No | - | - | MUZ-EF50VGD/MSZ-EF50VGKDW
ACHV50D1S/ASHV50D1S | 0 | N/A | Braemar | N/A | Non Ducted | Single Split System | Wall Hung | Air | Air | China | 1.53 | N/A | 5.2 | N/A | N/A | N/A | N/A | N/A | 1.568 | 5.8 | Calorimeter Room | 3.5485 | 3.8019 | N/A | - | N/A | N/A | N/A | N/A | N/A | N/A | N/A | N/A | N/A | N/A | N/A | N/A | N/A | N/A | N/A | N/A | N/A | Single | R32 | Australia,Fiji,New Zealand | 157013 | 47092 | 0 | Approved | Reverse Cycle | N/A | Yes | Class 9 | Yes | N/A | N/A | N/A | N/A | N/A | N/A | N/A | Available | N/A | N/A | http://www.gree.com/ | http://www.braemar.com.au/ | N/A | 0 | 0 | AAC7938 | Yes | Variable output compressor | Inverter | No | - | 5200 | 1.53 | - | 500 | 2500 | Yes | 290 | 850 | - | 1398.42 | 5600.4 | Yes | 380 | 2500 | - | 220 | 1350 | 5800 | 1.568 | 540 | 2780 | Yes | 220 | 1000 | Yes | 1850 | 4940 | No | - | - | No | - | - | - | - | - | No | - | - | No | - | - | No | - | - | MUZ-GS25VFD/MSZ-GS25VFD
ACHV70D1S/ASHV70D1S | 0 | N/A | Braemar | N/A | Non Ducted | Single Split System | Wall Hung | Air | Air | China | 1.92 | N/A | 7.1 | N/A | N/A | N/A | N/A | N/A | 2 | 7.8 | Calorimeter Room | 3.7114 | 4.1766 | N/A | - | N/A | N/A | N/A | N/A | N/A | N/A | N/A | N/A | N/A | N/A | N/A | N/A | N/A | N/A | N/A | N/A | N/A | Single | R32 | Australia,Fiji,New Zealand | 157014 | 47089 | 0 | Approved | Reverse Cycle | N/A | Yes | Class 9 | Yes | N/A | N/A | N/A | N/A | N/A | N/A | N/A | Available | N/A | N/A | http://www.gree.com/ | http://www.braemar.com.au/ | N/A | 0 | 0 | AAC7925 | Yes | Variable output compressor | Inverter | No | - | 7100 | 1.92 | - | 1250 | 3400 | No | - | - | - | 1754.88 | 7646.7 | Yes | 550 | 3600 | No | - | - | 7800 | 2 | 750 | 3900 | Yes | 380 | 2000 | Yes | 2350 | 6500 | No | - | - | No | - | - | - | - | - | No | - | - | No | - | - | No | - | - | MUZ-GS35VFD/MSZ-GS35VFD
ACHV80D1S/ASHV80D1S | 0 | N/A | Braemar | N/A | Non Ducted | Single Split System | Wall Hung | Air | Air | China | 2.485 | N/A | 8.2 | N/A | N/A | N/A | N/A | N/A | 2.65 | 9 | Calorimeter Room | 3.3032 | 3.4097 | N/A | - | N/A | N/A | N/A | N/A | N/A | N/A | N/A | N/A | N/A | N/A | N/A | N/A | N/A | N/A | N/A | N/A | N/A | Single | R32 | Australia,Fiji,New Zealand | 157015 | 47089 | 0 | Approved | Reverse Cycle | N/A | Yes | Class 9 | Yes | N/A | N/A | N/A | N/A | N/A | N/A | N/A | Available | N/A | N/A | http://www.gree.com/ | http://www.braemar.com.au/ | N/A | 0 | 0 | AAC7921 | Yes | Variable output compressor | Inverter | No | - | 8200 | 2.485 | - | 1300 | 4100 | No | - | - | - | 2271.29 | 8831.4 | Yes | 700 | 4300 | No | - | - | 9000 | 2.65 | 940 | 4500 | No | - | - | Yes | 2500 | 6500 | No | - | - | Yes | 930 | 3350 | - | - | - | Yes | 3200 | 7000 | No | - | - | Yes | 1800 | 2830 | MUZ-GS50VFD/MSZ-GS50VFD
KCHA070D1B/KBHA070D1S | 0 | N/A | Braemar | N/A | Non Ducted | Single Split System | Cassette | Air | Air | China | 1.97 | N/A | 7.1 | N/A | N/A | N/A | N/A | N/A | 2 | 8 | Enthalpy Test Room | 3.6596 | 4.0218 | N/A | - | N/A | N/A | N/A | N/A | N/A | N/A | N/A | N/A | N/A | N/A | N/A | N/A | N/A | N/A | N/A | N/A | N/A | Single | R32 | Australia,Fiji,New Zealand | 161526 | 47267 | 0 | Approved | Reverse Cycle | N/A | Yes | Class 9 | Yes | N/A | N/A | N/A | N/A | N/A | N/A | N/A | Available | N/A | N/A | http://www.gree.com/ | http://www.braemar.com.au/ | N/A | 0 | 0 | AAC8275 | Yes | Variable output compressor | Inverter | No | - | 7100 | 1.97 | - | 660 | 3550 | Yes | 570 | 2200 | - | 1800.58 | 7646.7 | No | 603.24 | 3823.35 | - | 380 | 2700 | 8000 | 2 | 750 | 4000 | Yes | 350 | 2100 | Yes | 2000 | 5940 | No | - | - | No | - | - | - | - | - | No | - | - | No | - | - | No | - | - | MUZ-GS60VFD/MSZ-GS60VFD
KCHA070D1B/KDHA070D1S | 0 | N/A | Braemar | N/A | Ducted | Single Split System | - | Air | Air | China | 1.97 | N/A | 7.1 | N/A | N/A | N/A | N/A | N/A | 2 | 8 | Enthalpy Test Room | 3.7352 | 4.0319 | N/A | - | N/A | N/A | N/A | N/A | N/A | N/A | N/A | N/A | N/A | N/A | N/A | N/A | N/A | N/A | N/A | N/A | N/A | Single | R32 | Australia,Fiji,New Zealand | 160268 | 47267 | 0 | Approved | Reverse Cycle | N/A | Yes | Class 10 | Yes | N/A | N/A | N/A | N/A | N/A | N/A | N/A | Available | N/A | N/A | http://www.gree.com/ | http://www.braemar.com.au/ | N/A | 0 | 0 | AAC8277 | Yes | Variable output compressor | Inverter | No | - | 7100 | 1.97 | - | 700 | 3550 | Yes | 610 | 2350 | - | 1800.58 | 7646.7 | No | 639.8 | 3823.35 | - | 380 | 2600 | 8000 | 2 | 745 | 4000 | Yes | 370 | 1900 | Yes | 2060 | 6140 | No | - | - | No | - | - | - | - | - | No | - | - | No | - | - | No | - | - | MUZ-GS71VFD/MSZ-GS71VFD
KCHA100D1B/KBHA100D1S | 0 | N/A | Braemar | N/A | Non Ducted | Single Split System | Cassette | Air | Air | China | 2.9 | N/A | 10 | N/A | N/A | N/A | N/A | N/A | 3.45 | 12 | Enthalpy Test Room | 3.4208 | 3.4146 | N/A | - | N/A | N/A | N/A | N/A | N/A | N/A | N/A | N/A | N/A | N/A | N/A | N/A | N/A | N/A | N/A | N/A | N/A | Single | R32 | Australia,Fiji,New Zealand | 161527 | 47268 | 0 | Approved | Reverse Cycle | N/A | Yes | Class 11 | Yes | N/A | N/A | N/A | N/A | N/A | N/A | N/A | Available | N/A | N/A | http://www.gree.com/ | http://www.braemar.com.au/ | N/A | 0 | 0 | AAC8281 | Yes | Variable output compressor | Inverter | No | - | 10000 | 2.9 | - | 1070 | 5000 | Yes | 535 | 2100 | - | 2650.6 | 10770 | No | 977.98 | 5385 | - | 285 | 2000 | 12000 | 3.45 | 1150 | 6000 | Yes | 535 | 2850 | Yes | 3600 | 9600 | No | - | - | No | - | - | - | - | - | No | - | - | No | - | - | No | - | - | MUZ-GS80VFD/MSZ-GS80VFD
KCHA100D1B/KDHA100D1S | 0 | N/A | Braemar | N/A | Ducted | Single Split System | - | Air | Air | China | 2.7 | N/A | 10 | N/A | N/A | N/A | N/A | N/A | 3 | 12 | Enthalpy Test Room | 3.6606 | 3.9209 | N/A | - | N/A | N/A | N/A | N/A | N/A | N/A | N/A | N/A | N/A | N/A | N/A | N/A | N/A | N/A | N/A | N/A | N/A | Single | R32 | Australia,Fiji,New Zealand | 160269 | 47268 | 0 | Approved | Reverse Cycle | N/A | Yes | Class 11 | Yes | N/A | N/A | N/A | N/A | N/A | N/A | N/A | Available | N/A | N/A | http://www.gree.com/ | http://www.braemar.com.au/ | N/A | 0 | 0 | AAC8278 | Yes | Variable output compressor | Inverter | No | - | 10000 | 2.7 | - | 1100 | 5000 | Yes | 760 | 2800 | - | 2467.8 | 10770 | No | 1005.4 | 5385 | - | 395 | 2340 | 12000 | 3 | 1200 | 6000 | Yes | 790 | 3750 | Yes | 3400 | 9700 | No | - | - | No | - | - | - | - | - | No | - | - | No | - | - | No | - | - | MUZ-LN25VG2/MSZ-LN25VG2 Series
KCHA125D1B/KBHA125D1S | 0 | N/A | Braemar | N/A | Non Ducted | Single Split System | Cassette | Air | Air | China | 3.85 | N/A | 12.5 | N/A | N/A | N/A | N/A | N/A | 4.2 | 14 | Enthalpy Test Room | 3.2018 | 3.3137 | N/A | - | N/A | N/A | N/A | N/A | N/A | N/A | N/A | N/A | N/A | N/A | N/A | N/A | N/A | N/A | N/A | N/A | N/A | Single | R32 | Australia,Fiji,New Zealand | 161528 | 47268 | 0 | Approved | Reverse Cycle | N/A | Yes | Class 11 | Yes | N/A | N/A | N/A | N/A | N/A | N/A | N/A | Available | N/A | N/A | http://www.gree.com/ | http://www.braemar.com.au/ | N/A | 0 | 0 | AAC8282 | Yes | Variable output compressor | Inverter | No | - | 12500 | 3.85 | - | 1300 | 6250 | Yes | 760 | 3300 | - | 3518.9 | 13462.5 | No | 1188.2 | 6731.25 | - | 430 | 2600 | 14000 | 4.2 | 1400 | 7000 | Yes | 580 | 3400 | Yes | 4200 | 11400 | No | - | - | No | - | - | - | - | - | No | - | - | No | - | - | No | - | - | MUZ-LN25VG2/MSZ-LN25VG2B
KCHA125D1B/KDHA125D1S | 0 | N/A | Braemar | N/A | Ducted | Single Split System | - | Air | Air | China | 3.68 | N/A | 12.5 | N/A | N/A | N/A | N/A | N/A | 3.68 | 14 | Enthalpy Test Room | 3.3659 | 3.7389 | N/A | - | N/A | N/A | N/A | N/A | N/A | N/A | N/A | N/A | N/A | N/A | N/A | N/A | N/A | N/A | N/A | N/A | N/A | Single | R32 | Australia,Fiji,New Zealand | 160270 | 47267 | 0 | Approved | Reverse Cycle | N/A | Yes | Class 11 | Yes | N/A | N/A | N/A | N/A | N/A | N/A | N/A | Available | N/A | N/A | http://www.gree.com/ | http://www.braemar.com.au/ | N/A | 0 | 0 | AAC8276 | Yes | Variable output compressor | Inverter | No | - | 12500 | 3.68 | - | 1250 | 6250 | Yes | 715 | 2500 | - | 3363.52 | 13462.5 | No | 1142.5 | 6731.25 | - | 390 | 2600 | 14000 | 3.68 | 1250 | 7000 | Yes | 620 | 3200 | Yes | 3600 | 10300 | No | - | - | No | - | - | - | - | - | No | - | - | No | - | - | No | - | - | MUZ-LN25VG2/MSZ-LN25VG2R
KCHA140D1B/KDHA140D1S | 0 | N/A | Braemar | N/A | Ducted | Single Split System | - | Air | Air | China | 3.92 | N/A | 14 | N/A | N/A | N/A | N/A | N/A | 4.2 | 16 | Enthalpy Test Room | 3.5282 | 3.8682 | N/A | - | N/A | N/A | N/A | N/A | N/A | N/A | N/A | N/A | N/A | N/A | N/A | N/A | N/A | N/A | N/A | N/A | N/A | Single | R32 | Australia,Fiji,New Zealand | 160271 | 47271 | 0 | Approved | Reverse Cycle | N/A | Yes | Class 11 | Yes | N/A | N/A | N/A | N/A | N/A | N/A | N/A | Available | N/A | N/A | http://www.gree.com/ | http://www.braemar.com.au/ | N/A | 0 | 0 | AAC8284 | Yes | Variable output compressor | Inverter | No | - | 14000 | 3.92 | - | 1460 | 7000 | Yes | 700 | 3200 | - | 3582.88 | 15078 | No | 1334.44 | 7539 | - | 560 | 3600 | 16000 | 4.2 | 1650 | 8000 | Yes | 1060 | 5000 | Yes | 4200 | 12900 | No | - | - | No | - | - | - | - | - | No | - | - | No | - | - | No | - | - | MUZ-LN25VG2/MSZ-LN25VG2V
KCHA160D1B/KBHA160D1S | 0 | N/A | Braemar | N/A | Non Ducted | Single Split System | Cassette | Air | Air | China | 4.18 | N/A | 14 | N/A | N/A | N/A | N/A | N/A | 4.66 | 15.4 | Enthalpy Test Room | 3.3166 | 3.2215 | N/A | - | N/A | N/A | N/A | N/A | N/A | N/A | N/A | N/A | N/A | N/A | N/A | N/A | N/A | N/A | N/A | N/A | N/A | Single | R32 | Australia,Fiji,New Zealand | 161529 | 47268 | 0 | Approved | Reverse Cycle | N/A | Yes | Class 11 | Yes | N/A | N/A | N/A | N/A | N/A | N/A | N/A | Available | N/A | N/A | http://www.gree.com/ | http://www.braemar.com.au/ | N/A | 0 | 0 | AAC8283 | Yes | Variable output compressor | Inverter | No | - | 14000 | 4.18 | - | 1500 | 7000 | Yes | 650 | 3100 | - | 3820.52 | 15078 | No | 1371 | 7539 | - | 480 | 3350 | 15400 | 4.66 | 1740 | 7700 | Yes | 780 | 3750 | Yes | 5100 | 12200 | No | - | - | No | - | - | - | - | - | No | - | - | No | - | - | No | - | - | MUZ-LN25VGHZ2/MSZ-LN25VG2 Series
KCHA160D1B/KDHA160D1S | 0 | N/A | Braemar | N/A | Ducted | Single Split System | - | Air | Air | China | 4.8 | N/A | 16 | N/A | N/A | N/A | N/A | N/A | 4.65 | 18 | Enthalpy Test Room | 3.3888 | 3.8287 | N/A | - | N/A | N/A | N/A | N/A | N/A | N/A | N/A | N/A | N/A | N/A | N/A | N/A | N/A | N/A | N/A | N/A | N/A | Single | R32 | Australia,Fiji,New Zealand | 160272 | 47268 | 0 | Approved | Reverse Cycle | N/A | Yes | Class 11 | Yes | N/A | N/A | N/A | N/A | N/A | N/A | N/A | Available | N/A | N/A | http://www.gree.com/ | http://www.braemar.com.au/ | N/A | 0 | 0 | AAC8279 | Yes | Variable output compressor | Inverter | No | - | 16000 | 4.8 | - | 1650 | 8000 | Yes | 740 | 3000 | - | 4387.2 | 17232 | No | 1508.1 | 8616 | - | 520 | 3450 | 18000 | 4.65 | 1750 | 9000 | Yes | 1020 | 5300 | Yes | 4750 | 14200 | No | - | - | No | - | - | - | - | - | No | - | - | No | - | - | No | - | - | MUZ-LN25VGHZ2/MSZ-LN25VG2B
KCHV070D1B/KBHV070D1S | 0 | N/A | Braemar | N/A | Non Ducted | Single Split System | Cassette | Air | Air | China | 2.05 | N/A | 7.2 | N/A | N/A | N/A | N/A | N/A | 2.1 | 8 | Enthalpy Test Room | 3.4808 | 3.8154 | N/A | - | N/A | N/A | N/A | N/A | N/A | N/A | N/A | N/A | N/A | N/A | N/A | N/A | N/A | N/A | N/A | N/A | N/A | Single | R32 | Australia,New Zealand | 143045 | 46442 | 0 | Approved | Reverse Cycle | N/A | Yes | Class 9 | Yes | N/A | N/A | N/A | N/A | N/A | N/A | N/A | Available | N/A | N/A | https://www.seeleyinternational.com/ | http://www.braemar.com.au/ | N/A | 0 | 0 | AAC6500 | Yes | Variable output compressor | Inverter | No | - | 7200 | 2.05 | - | 780 | 3450 | Yes | 510 | 2400 | - | 1873.7 | 7754.4 | No | 712.92 | 3715.65 | - | 410 | 2700 | 8000 | 2.1 | 750 | 3700 | Yes | 370 | 1800 | No | - | - | - | 1930 | 5700 | No | - | - | - | - | - | - | - | - | No | - | - | No | - | - | MUZ-LN25VGHZ2/MSZ-LN25VG2R
KCHV070D1B/KBHV070D1S | 0 | N/A | Braemar | N/A | Non Ducted | Single Split System | Cassette | Air | Air | China | 2.05 | N/A | 7.1 | N/A | N/A | N/A | N/A | N/A | 2.1 | 8 | Enthalpy Test Room | 3.4808 | 3.8154 | N/A | - | N/A | N/A | N/A | N/A | N/A | N/A | N/A | N/A | N/A | N/A | N/A | N/A | N/A | N/A | N/A | N/A | N/A | Single | R32 | Australia,Fiji,New Zealand | 149449 | 46644 | 0 | Approved | Reverse Cycle | N/A | Yes | Class 9 | Yes | N/A | N/A | N/A | N/A | N/A | N/A | N/A | Available | N/A | N/A | http://www.gree.com/ | http://www.braemar.com.au/ | N/A | 0 | 0 | AAC7009 | Yes | Variable output compressor | Inverter | No | - | 7100 | 2.05 | - | 780 | 3450 | Yes | 510 | 2400 | - | 1873.7 | 7646.7 | No | 712.92 | 3715.65 | - | 410 | 2700 | 8000 | 2.1 | 750 | 3700 | Yes | 370 | 1800 | No | - | - | - | 1930 | 5700 | No | - | - | - | - | - | - | - | - | No | - | - | No | - | - | MUZ-LN25VGHZ2/MSZ-LN25VG2V
KCHV070D1B/KDHV070D1S | 0 | N/A | Braemar | N/A | Ducted | Single Split System | - | Air | Air | China | 2 | N/A | 7.1 | N/A | N/A | N/A | N/A | N/A | 2.1 | 8 | Enthalpy Test Room | 3.5669 | 3.8338 | N/A | - | N/A | N/A | N/A | N/A | N/A | N/A | N/A | N/A | N/A | N/A | N/A | N/A | N/A | N/A | N/A | N/A | N/A | Single | R32 | Australia,Fiji,New Zealand | 130964 | 45890 | 0 | Approved | Reverse Cycle | N/A | Yes | Class 10 | Yes | N/A | N/A | N/A | N/A | N/A | N/A | N/A | Unavailable | N/A | N/A | http://www.gree.com/ | http://www.braemar.com.au/ | N/A | 0 | 0 | AAC5179 | Yes | Variable output compressor | Inverter | No | - | 7100 | 2 | - | 800 | 3380 | Yes | 580 | 2470 | - | 1828 | 7646.7 | No | 731.2 | 3640.26 | - | 480 | 2780 | 8000 | 2.1 | 800 | 3780 | Yes | 450 | 1890 | No | - | - | - | 2000 | 5950 | No | - | - | - | - | - | - | - | - | No | - | - | No | - | - | MUZ-LN35VG2/MSZ-LN35VG2 Series
KCHV100D1B/KBHV100D1S | 0 | N/A | Braemar | N/A | Non Ducted | Single Split System | Cassette | Air | Air | China | 3.04 | N/A | 10.2 | N/A | N/A | N/A | N/A | N/A | 3.4 | 12.1 | Enthalpy Test Room | 3.3399 | 3.561 | N/A | - | N/A | N/A | N/A | N/A | N/A | N/A | N/A | N/A | N/A | N/A | N/A | N/A | N/A | N/A | N/A | N/A | N/A | Single | R32 | Australia,New Zealand | 143047 | 46442 | 0 | Approved | Reverse Cycle | N/A | Yes | Class 11 | Yes | N/A | N/A | N/A | N/A | N/A | N/A | N/A | Available | N/A | N/A | http://www.gree.com/ | http://www.braemar.com.au/ | N/A | 0 | 0 | AAC6499 | Yes | Variable output compressor | Inverter | No | - | 10200 | 3.04 | - | 1000 | 4650 | Yes | 600 | 2890 | - | 2778.56 | 10985.4 | No | 914 | 5008.05 | - | 480 | 3000 | 12100 | 3.4 | 1150 | 5600 | Yes | 520 | 2600 | No | - | - | - | 2850 | 7400 | No | - | - | - | - | - | - | - | - | No | - | - | No | - | - | MUZ-LN35VG2/MSZ-LN35VG2B
KCHV100D1B/KBHV100D1S | 0 | N/A | Braemar | N/A | Non Ducted | Single Split System | Cassette | Air | Air | China | 3.04 | N/A | 10.1 | N/A | N/A | N/A | N/A | N/A | 3.4 | 12 | Enthalpy Test Room | 3.3399 | 3.561 | N/A | - | N/A | N/A | N/A | N/A | N/A | N/A | N/A | N/A | N/A | N/A | N/A | N/A | N/A | N/A | N/A | N/A | N/A | Single | R32 | Australia,Fiji,New Zealand | 149450 | 46644 | 0 | Approved | Reverse Cycle | N/A | Yes | Class 11 | Yes | N/A | N/A | N/A | N/A | N/A | N/A | N/A | Available | N/A | N/A | http://www.gree.com/ | http://www.braemar.com.au/ | N/A | 0 | 0 | AAC7004 | Yes | Variable output compressor | Inverter | No | - | 10100 | 3.04 | - | 1000 | 4650 | Yes | 600 | 2890 | - | 2778.56 | 10877.7 | No | 914 | 5008.05 | - | 480 | 3000 | 12000 | 3.4 | 1150 | 5600 | Yes | 520 | 2600 | No | - | - | - | 2850 | 7400 | No | - | - | - | - | - | - | - | - | No | - | - | No | - | - | MUZ-LN35VG2/MSZ-LN35VG2R
KCHV100D1B/KDHV100D1S | 0 | N/A | Braemar | N/A | Ducted | Single Split System | - | Air | Air | China | 2.85 | N/A | 9.2 | N/A | N/A | N/A | N/A | N/A | 3.55 | 12.1 | Enthalpy Test Room | 3.2655 | 3.4499 | N/A | - | N/A | N/A | N/A | N/A | N/A | N/A | N/A | N/A | N/A | N/A | N/A | N/A | N/A | N/A | N/A | N/A | N/A | Single | R32 | Australia,Fiji,New Zealand | 130968 | 45894 | 0 | Approved | Reverse Cycle | N/A | Yes | Class 10 | Yes | N/A | N/A | N/A | N/A | N/A | N/A | N/A | Unavailable | N/A | N/A | http://www.gree.com/ | http://www.braemar.com.au/ | N/A | 0 | 0 | AAC5182 | Yes | Variable output compressor | Inverter | No | - | 9200 | 2.85 | - | 1060 | 4470 | Yes | 540 | 2420 | - | 2604.9 | 9908.4 | No | 968.84 | 4814.19 | - | 420 | 2730 | 12100 | 3.55 | 1250 | 5840 | Yes | 540 | 2540 | No | - | - | - | 2820 | 7050 | No | - | - | - | - | - | - | - | - | No | - | - | No | - | - | MUZ-LN35VG2/MSZ-LN35VG2V
KCHV100D1B/KDHV100D1S | KDHV100D1S | N/A | Braemar | N/A | Ducted | Single Split System | - | Air | Air | Australia | 3.05 | N/A | 10 | N/A | N/A | N/A | N/A | N/A | 3.6 | 12 | Enthalpy Test Room | 3.2894 | 3.3917 | N/A | - | N/A | N/A | N/A | N/A | N/A | N/A | N/A | N/A | N/A | N/A | N/A | N/A | N/A | N/A | N/A | N/A | Calorimeter Room | Single | R32 | Australia,Fiji,New Zealand | 137786 | 46141 | 0 | Approved | Reverse Cycle | N/A | Yes | Class 11 | Yes | N/A | N/A | N/A | N/A | N/A | N/A | N/A | Available | N/A | N/A | http://www.gree.com/ | http://www.braemar.com.au/ | N/A | 0 | 0 | AAC5929 | Yes | Variable output compressor | Inverter | No | - | 10000 | 3.05 | - | 1150 | 4800 | Yes | 550 | 2500 | - | 2787.7 | 10770 | No | 1051.1 | 5169.6 | - | 450 | 2750 | 12000 | 3.6 | 1250 | 5800 | Yes | 550 | 2550 | No | - | - | - | 2850 | 7100 | No | - | - | - | - | - | - | - | - | No | - | - | No | - | - | MUZ-LN35VGHZ2/MSZ-LN35VG2 Series
KCHV100D1B/KDHV101D1S | KDHV100D1S | N/A | Braemar | N/A | Ducted | Single Split System | - | Air | Air | Australia | 3.05 | N/A | 10 | N/A | N/A | N/A | N/A | N/A | 3.6 | 12 | Enthalpy Test Room | 3.2894 | 3.3917 | N/A | - | N/A | N/A | N/A | N/A | N/A | N/A | N/A | N/A | N/A | N/A | N/A | N/A | N/A | N/A | N/A | N/A | Calorimeter Room | Single | R32 | Australia,Fiji,New Zealand | 137786 | 46141 | 0 | Approved | Reverse Cycle | N/A | Yes | Class 11 | Yes | N/A | N/A | N/A | N/A | N/A | N/A | N/A | Available | N/A | N/A | http://www.gree.com/ | http://www.braemar.com.au/ | N/A | 0 | 0 | AAC5929 | Yes | Variable output compressor | Inverter | No | - | 10000 | 3.05 | - | 1150 | 4800 | Yes | 550 | 2500 | - | 2787.7 | 10770 | No | 1051.1 | 5169.6 | - | 450 | 2750 | 12000 | 3.6 | 1250 | 5800 | Yes | 550 | 2550 | No | - | - | - | 2850 | 7100 | No | - | - | - | - | - | - | - | - | No | - | - | No | - | - | MUZ-LN35VGHZ2/MSZ-LN35VG2B
KCHV125D1B/KBHV125D1S | 0 | N/A | Braemar | N/A | Non Ducted | Single Split System | Cassette | Air | Air | China | 3.85 | N/A | 12.8 | N/A | N/A | N/A | N/A | N/A | 4.2 | 13.5 | Enthalpy Test Room | 3.363 | 3.2458 | N/A | - | N/A | N/A | N/A | N/A | N/A | N/A | N/A | N/A | N/A | N/A | N/A | N/A | N/A | N/A | N/A | N/A | N/A | Single | R32 | Australia,Fiji,New Zealand | 143048 | 46440 | 0 | Approved | Reverse Cycle | N/A | Yes | Class 11 | Yes | N/A | N/A | N/A | N/A | N/A | N/A | N/A | Available | N/A | N/A | http://www.gree.com/ | http://www.braemar.com.au/ | N/A | 0 | 0 | AAC6466 | Yes | Variable output compressor | Inverter | No | - | 12800 | 3.85 | - | 1350 | 6300 | Yes | 630 | 3250 | - | 3518.9 | 13785.6 | No | 1233.9 | 6785.1 | - | 500 | 3600 | 13500 | 4.2 | 1320 | 6710 | Yes | 710 | 3950 | No | - | - | - | 3800 | 9880 | No | - | - | - | - | - | - | - | - | No | - | - | - | - | - | MUZ-LN35VGHZ2/MSZ-LN35VG2R
KCHV125D1B/KBHV125D1S | 0 | N/A | Braemar | N/A | Non Ducted | Single Split System | Cassette | Air | Air | China | 3.85 | N/A | 12.5 | N/A | N/A | N/A | N/A | N/A | 4.2 | 13.5 | Enthalpy Test Room | 3.363 | 3.2458 | N/A | - | N/A | N/A | N/A | N/A | N/A | N/A | N/A | N/A | N/A | N/A | N/A | N/A | N/A | N/A | N/A | N/A | N/A | Single | R32 | Australia,Fiji,New Zealand | 149452 | 46644 | 0 | Approved | Reverse Cycle | N/A | Yes | Class 11 | Yes | N/A | N/A | N/A | N/A | N/A | N/A | N/A | Available | N/A | N/A | http://www.gree.com/ | http://www.braemar.com.au/ | N/A | 0 | 0 | AAC7003 | Yes | Variable output compressor | Inverter | No | - | 12500 | 3.85 | - | 1350 | 6150 | Yes | 630 | 3250 | - | 3518.9 | 13462.5 | No | 1233.9 | 6623.55 | - | 500 | 3400 | 13500 | 4.2 | 1380 | 6500 | Yes | 730 | 3800 | No | - | - | - | 3950 | 9880 | No | - | - | - | - | - | - | - | - | No | - | - | No | - | - | MUZ-LN35VGHZ2/MSZ-LN35VG2V
KCHV125D1B/KDHV125D1S | 0 | N/A | Braemar | N/A | Ducted | Single Split System | - | Air | Air | China | 3.8 | N/A | 12.4 | N/A | N/A | N/A | N/A | N/A | 4 | 14 | Enthalpy Test Room | 3.2777 | 3.6007 | N/A | - | N/A | N/A | N/A | N/A | N/A | N/A | N/A | N/A | N/A | N/A | N/A | N/A | N/A | N/A | N/A | N/A | N/A | Single | R410A | Australia,Fiji,New Zealand | 130982 | 45894 | 0 | Approved | Reverse Cycle | N/A | Yes | Class 11 | Yes | N/A | N/A | N/A | N/A | N/A | N/A | N/A | Unavailable | N/A | N/A | http://www.gree.com/ | http://www.braemar.com.au/ | N/A | 0 | 0 | AAC5181 | Yes | Variable output compressor | Inverter | No | - | 12400 | 3.8 | - | 1350 | 6300 | Yes | 650 | 3350 | - | 3473.2 | 13354.8 | No | 1233.9 | 6785.1 | - | 530 | 3740 | 14000 | 4 | 1420 | 6390 | Yes | 720 | 3620 | No | - | - | - | 3700 | 10640 | No | - | - | - | - | - | - | - | - | No | - | - | No | - | - | MUZ-LN50VG2/MSZ-LN50VG2 Series
KCHV140D1B/KBHV140D1S | 0 | N/A | Braemar | N/A | Non Ducted | Single Split System | Cassette | Air | Air | China | 4.25 | N/A | 13.6 | N/A | N/A | N/A | N/A | N/A | 4.85 | 16 | Enthalpy Test Room | 3.2083 | 3.2441 | N/A | - | N/A | N/A | N/A | N/A | N/A | N/A | N/A | N/A | N/A | N/A | N/A | N/A | N/A | N/A | N/A | N/A | N/A | Single | R32 | Australia,New Zealand | 143062 | 46440 | 0 | Approved | Reverse Cycle | N/A | Yes | Class 11 | Yes | N/A | N/A | N/A | N/A | N/A | N/A | N/A | Available | N/A | N/A | http://www.gree.com/ | http://www.braemar.com.au/ | N/A | 0 | 0 | AAC6450 | Yes | Variable output compressor | Inverter | No | - | 13600 | 4.25 | - | 1500 | 6800 | Yes | 650 | 3100 | - | 3884.5 | 14647.2 | No | 1371 | 7323.6 | - | 500 | 3400 | 16000 | 4.85 | 1700 | 8000 | Yes | 750 | 3600 | No | - | - | - | 4200 | 10500 | No | - | - | - | - | - | - | - | - | No | - | - | No | - | - | MUZ-LN50VG2/MSZ-LN50VG2B
KCHV140D1B/KBHV140D1S | 0 | N/A | Braemar | N/A | Non Ducted | Single Split System | Cassette | Air | Air | China | 4.25 | N/A | 13.6 | N/A | N/A | N/A | N/A | N/A | 4.85 | 16 | Enthalpy Test Room | 3.2083 | 3.2441 | N/A | - | N/A | N/A | N/A | N/A | N/A | N/A | N/A | N/A | N/A | N/A | N/A | N/A | N/A | N/A | N/A | N/A | N/A | Single | R32 | Australia,Fiji,New Zealand | 149454 | 46644 | 0 | Approved | Reverse Cycle | N/A | Yes | Class 11 | Yes | N/A | N/A | N/A | N/A | N/A | N/A | N/A | Available | N/A | N/A | http://www.gree.com/ | http://www.braemar.com.au/ | N/A | 0 | 0 | AAC7002 | Yes | Variable output compressor | Inverter | No | - | 13600 | 4.25 | - | 1500 | 6800 | Yes | 650 | 3100 | - | 3884.5 | 14647.2 | No | 1371 | 7323.6 | - | 500 | 3400 | 16000 | 4.85 | 1700 | 8000 | Yes | 750 | 3600 | No | - | - | - | 4200 | 10500 | No | - | - | - | - | - | - | - | - | No | - | - | No | - | - | MUZ-LN50VG2/MSZ-LN50VG2R
KCHV140D1B/KDHV140D1S | 0 | N/A | Braemar | N/A | Ducted | Single Split System | - | Air | Air | China | 4.25 | N/A | 13.5 | N/A | N/A | N/A | N/A | N/A | 4.35 | 16 | Enthalpy Test Room | 3.192 | 3.6887 | N/A | - | N/A | N/A | N/A | N/A | N/A | N/A | N/A | N/A | N/A | N/A | N/A | N/A | N/A | N/A | N/A | N/A | N/A | Single | R32 | Australia,Fiji,New Zealand | 130991 | 45897 | 0 | Approved | Reverse Cycle | N/A | Yes | Class 11 | Yes | N/A | N/A | N/A | N/A | N/A | N/A | N/A | Available | N/A | N/A | http://www.gree.com/ | http://www.braemar.com.au/ | N/A | 0 | 0 | AAC5209 | Yes | Variable output compressor | Inverter | No | - | 13500 | 4.25 | - | 1490 | 6430 | Yes | 660 | 3090 | - | 3884.5 | 14539.5 | No | 1361.86 | 6925.11 | - | 520 | 3350 | 16000 | 4.35 | 1450 | 7300 | Yes | 810 | 4310 | No | - | - | - | 3930 | 10650 | No | - | - | - | - | - | - | - | - | No | - | - | No | - | - | MUZ-LN50VG2/MSZ-LN50VG2V
KCHV160D1B/KDHV160D1S | 0 | N/A | Braemar | N/A | Ducted | Single Split System | - | Air | Air | China | 4.9 | N/A | 16.3 | N/A | N/A | N/A | N/A | N/A | 5.25 | 18.6 | Enthalpy Test Room | 3.3364 | 3.5679 | N/A | - | N/A | N/A | N/A | N/A | N/A | N/A | N/A | N/A | N/A | N/A | N/A | N/A | N/A | N/A | N/A | N/A | N/A | Single | R32 | Australia,Fiji,New Zealand | 130984 | 45893 | 0 | Approved | Reverse Cycle | N/A | Yes | Class 11 | Yes | N/A | N/A | N/A | N/A | N/A | N/A | N/A | Unavailable | N/A | N/A | http://www.gree.com/ | http://www.braemar.com.au/ | N/A | 0 | 0 | AAC5180 | Yes | Variable output compressor | Inverter | No | - | 16300 | 4.9 | - | 1740 | 7830 | Yes | 1350 | 6290 | - | 4478.6 | 17555.1 | No | 1590.36 | 8432.91 | - | 1120 | 6840 | 18600 | 5.25 | 1750 | 8770 | Yes | 1480 | 7420 | No | - | - | - | 4570 | 12930 | No | - | - | - | - | - | - | - | - | No | - | - | No | - | - | MUZ-LN50VG3/MSZ-LN50VG3 Series
KCHV160D1B/KGHV200A1S | 0 | N/A | Braemar | N/A | Ducted | Single Split System | - | Air | Air | Australia,China | 3.885 | N/A | 12.2 | N/A | N/A | N/A | N/A | N/A | 5.065 | 20 | Enthalpy Test Room | 3.1352 | 3.9154 | N/A | - | N/A | N/A | N/A | N/A | N/A | N/A | N/A | N/A | N/A | N/A | N/A | N/A | N/A | N/A | N/A | N/A | N/A | Single | R32 | Australia,Fiji,New Zealand | 159008 | 47145 | 0 | Approved | Reverse Cycle | N/A | Yes | Class 11 | Yes | N/A | N/A | N/A | N/A | N/A | N/A | N/A | Available | N/A | N/A | http://www.gree.com/ | http://www.braemar.com.au/ | N/A | 0 | 0 | AAC8022 | Yes | Variable output compressor | Inverter | No | - | 12200 | 3.885 | - | 1460 | 5850 | Yes | 805 | 2315 | - | 3550.89 | 13139.4 | No | 1334.44 | 6300.45 | - | 580 | 2460 | 20000 | 5.065 | 1660 | 9050 | Yes | 920 | 5400 | No | - | - | - | 4160 | 15000 | No | - | - | - | - | - | - | - | - | No | - | - | No | - | - | MUZ-LN50VG3/MSZ-LN50VG3B
KCHV160D1B/KGHV200A1S | 0 | N/A | Braemar | N/A | Ducted | Single Split System | - | Air | Air | Australia,China | 3.9 | N/A | 13.2 | N/A | N/A | N/A | N/A | N/A | 4.86 | 17 | Enthalpy Test Room | 3.3956 | 3.461 | N/A | - | N/A | N/A | N/A | N/A | N/A | N/A | N/A | N/A | N/A | N/A | N/A | N/A | N/A | N/A | N/A | N/A | N/A | Single | R32 | Australia,Fiji,New Zealand | 161997 | 47273 | 0 | Approved | Reverse Cycle | N/A | Yes | Class 11 | Yes | N/A | N/A | N/A | N/A | N/A | N/A | N/A | Available | N/A | N/A | http://www.gree.com/ | http://www.braemar.com.au/ | N/A | 0 | 0 | AAC8286 | Yes | Variable output compressor | Inverter | No | - | 13200 | 3.9 | - | 1450 | 6400 | Yes | 780 | 2900 | - | 3564.6 | 14216.4 | No | 1325.3 | 6892.8 | - | 620 | 3000 | 17000 | 4.86 | 1670 | 7660 | Yes | 820 | 4000 | No | - | - | - | 4170 | 13200 | No | - | - | - | - | - | - | - | - | No | - | - | No | - | - | MUZ-LN50VG3/MSZ-LN50VG3R
KDHV100D1S | KDHV100D1S | N/A | Braemar | N/A | Ducted | Single Split System | - | Air | Air | Australia | 3.05 | N/A | 10 | N/A | N/A | N/A | N/A | N/A | 3.6 | 12 | Enthalpy Test Room | 3.2894 | 3.3917 | N/A | - | N/A | N/A | N/A | N/A | N/A | N/A | N/A | N/A | N/A | N/A | N/A | N/A | N/A | N/A | N/A | N/A | Calorimeter Room | Single | R32 | Australia,Fiji,New Zealand | 137786 | 46141 | 0 | Approved | Reverse Cycle | N/A | Yes | Class 11 | Yes | N/A | N/A | N/A | N/A | N/A | N/A | N/A | Available | N/A | N/A | http://www.gree.com/ | http://www.braemar.com.au/ | N/A | 0 | 0 | AAC5929 | Yes | Variable output compressor | Inverter | No | - | 10000 | 3.05 | - | 1150 | 4800 | Yes | 550 | 2500 | - | 2787.7 | 10770 | No | 1051.1 | 5169.6 | - | 450 | 2750 | 12000 | 3.6 | 1250 | 5800 | Yes | 550 | 2550 | No | - | - | - | 2850 | 7100 | No | - | - | - | - | - | - | - | - | No | - | - | No | - | - | MUZ-LN50VG3/MSZ-LN50VG3V
KSHV25D1S/KCHV25D1S | 0 | N/A | Braemar | N/A | Non Ducted | Single Split System | Wall Hung | Air | Air | China | 0.46 | N/A | 2.5 | N/A | N/A | N/A | N/A | N/A | 0.67 | 3.2 | Calorimeter Room | 5.4178 | 4.8163 | N/A | - | N/A | N/A | N/A | N/A | N/A | N/A | N/A | N/A | N/A | N/A | N/A | N/A | N/A | N/A | N/A | N/A | N/A | Single | R32 | Australia | 151826 | 46754 | 0 | Approved | Reverse Cycle | N/A | Yes | Class 8 | Yes | N/A | N/A | N/A | N/A | N/A | N/A | N/A | Available | N/A | N/A | http://www.gree.com/ | http://www.braemar.com.au/ | N/A | 0 | 0 | AAC7221 | Yes | Variable output compressor | Inverter | No | - | 2500 | 0.46 | - | 250 | 1300 | No | - | - | - | 420.44 | 2692.5 | No | 228.5 | 1400.1 | Yes | 250 | 1000 | 3200 | 0.67 | 350 | 1600 | No | - | - | Yes | 700 | 3000 | Yes | 500 | 2600 | Yes | 400 | 1300 | - | - | - | Yes | 600 | 3200 | Yes | 600 | 3200 | Yes | 600 | 1600 | MUZ-LN50VGHZ/MSZ-LN50VG2 Series
KSHV35D1S/KCHV35D1S | 0 | N/A | Braemar | N/A | Non Ducted | Single Split System | Wall Hung | Air | Air | China | 0.72 | N/A | 3.5 | N/A | N/A | N/A | N/A | N/A | 0.78 | 3.8 | Calorimeter Room | 4.8439 | 4.8375 | N/A | - | N/A | N/A | N/A | N/A | N/A | N/A | N/A | N/A | N/A | N/A | N/A | N/A | N/A | N/A | N/A | N/A | N/A | Single | R32 | Australia | 151893 | 46755 | 0 | Approved | Reverse Cycle | N/A | Yes | Class 8 | Yes | N/A | N/A | N/A | N/A | N/A | N/A | N/A | Available | N/A | N/A | http://www.gree.com/ | http://www.braemar.com.au/ | N/A | 0 | 0 | AAC7223 | Yes | Variable output compressor | Inverter | No | - | 3500 | 0.72 | - | 430 | 1627 | No | - | - | - | 658.08 | 3769.5 | No | 393.02 | 1752.279 | Yes | 325 | 1900 | 3800 | 0.78 | 400 | 1900 | No | - | - | Yes | 800 | 3500 | Yes | 650 | 3000 | Yes | 500 | 1500 | - | - | - | Yes | 700 | 3800 | Yes | 700 | 3800 | Yes | 700 | 1900 | MUZ-LN50VGHZ/MSZ-LN50VG2B
KSHV52D1S/KCHV52D1S | 0 | N/A | Braemar | N/A | Non Ducted | Single Split System | Wall Hung | Air | Air | China | 1.13 | N/A | 5.2 | N/A | N/A | N/A | N/A | N/A | 1.34 | 5.8 | Calorimeter Room | 4.6185 | 4.34 | N/A | - | N/A | N/A | N/A | N/A | N/A | N/A | N/A | N/A | N/A | N/A | N/A | N/A | N/A | N/A | N/A | N/A | N/A | Single | R32 | Australia | 151768 | 46743 | 0 | Approved | Reverse Cycle | N/A | Yes | Class 9 | Yes | N/A | N/A | N/A | N/A | N/A | N/A | N/A | Available | N/A | N/A | http://www.gree.com/ | http://www.braemar.com.au/ | N/A | 0 | 0 | AAC7218 | Yes | Variable output compressor | Inverter | No | - | 5200 | 1.13 | - | 550 | 2500 | No | - | - | - | 1032.82 | 5600.4 | No | 502.7 | 2692.5 | Yes | 400 | 1750 | 5800 | 1.34 | 600 | 2650 | No | - | - | Yes | 1000 | 4500 | Yes | 900 | 4500 | Yes | 500 | 2250 | - | - | - | Yes | 900 | 5500 | Yes | 900 | 5500 | Yes | 500 | 2750 | MUZ-LN50VGHZ/MSZ-LN50VG2R
LCHV20D1S/LSHV20D1S | 0 | N/A | Braemar | N/A | Non Ducted | Single Split System | Wall Hung | Air | Air | China | 0.46 | N/A | 2.02 | N/A | N/A | N/A | N/A | N/A | 0.62 | 2.62 | Calorimeter Room | 4.5286 | 4.2702 | N/A | - | N/A | N/A | N/A | N/A | N/A | N/A | N/A | N/A | N/A | N/A | N/A | N/A | N/A | N/A | N/A | N/A | N/A | Single | R410A | Australia,Fiji,New Zealand | 127262 | 45789 | 0 | Approved | Reverse Cycle | N/A | Yes | Class 8 | Yes | N/A | N/A | Yes | Yes | Yes | N/A | N/A | Unavailable | N/A | N/A | http://www.gree.com/ | http://www.braemar.com.au/ | N/A | 0 | 0 | AAC4832 | Yes | Variable output compressor | Inverter | No | - | 2020 | 0.46 | - | 230 | 1010 | No | - | - | - | 420.44 | 2175.54 | Yes | 143 | 1028 | No | - | - | 2620 | 0.62 | 255 | 1410 | No | - | - | Yes | 1160 | 3000 | No | - | - | No | - | - | - | - | - | No | - | - | No | - | - | No | - | - | MUZ-LN50VGHZ/MSZ-LN50VG2V
LCHV25D1S/LSHV25D1S | 0 | N/A | Braemar | N/A | Non Ducted | Single Split System | Wall Hung | Air | Air | China | 0.57 | N/A | 2.4 | N/A | N/A | N/A | N/A | N/A | 0.69 | 2.87 | Calorimeter Room | 4.268 | 4.1736 | N/A | - | N/A | N/A | N/A | N/A | N/A | N/A | N/A | N/A | N/A | N/A | N/A | N/A | N/A | N/A | N/A | N/A | N/A | Single | R410A | Australia,Fiji,New Zealand | 127447 | 45790 | 0 | Approved | Reverse Cycle | N/A | Yes | Class 8 | Yes | N/A | N/A | Yes | Yes | Yes | N/A | N/A | Unavailable | N/A | N/A | http://www.gree.com/ | http://www.braemar.com.au/ | N/A | 0 | 0 | AAC4836 | Yes | Variable output compressor | Inverter | No | - | 2400 | 0.57 | - | 230 | 1250 | No | - | - | - | 520.98 | 2584.8 | Yes | 185 | 1300 | No | - | - | 2870 | 0.69 | 280 | 1575 | No | - | - | Yes | 1200 | 3200 | No | - | - | No | - | - | - | - | - | No | - | - | No | - | - | No | - | - | MUZ-LN50VGHZ2/MSZ-LN50VG3 Series
LCHV35D1S/LSHV35D1S | 0 | N/A | Braemar | N/A | Non Ducted | Single Split System | Wall Hung | Air | Air | China | 0.87 | N/A | 3.3 | N/A | N/A | N/A | N/A | N/A | 1 | 3.8 | Calorimeter Room | 3.8446 | 3.8399 | N/A | - | N/A | N/A | N/A | N/A | N/A | N/A | N/A | N/A | N/A | N/A | N/A | N/A | N/A | N/A | N/A | N/A | N/A | Single | R410A | Australia,Fiji,New Zealand | 127548 | 45789 | 0 | Approved | Reverse Cycle | N/A | Yes | Class 8 | Yes | N/A | N/A | Yes | Yes | Yes | N/A | N/A | Unavailable | N/A | N/A | http://www.gree.com/ | http://www.braemar.com.au/ | N/A | 0 | 0 | AAC4835 | Yes | Variable output compressor | Inverter | No | - | 3300 | 0.87 | - | 330 | 1700 | No | - | - | - | 795.18 | 3554.1 | No | 301.62 | 1830.9 | No | - | - | 3800 | 1 | 360 | 1900 | No | - | - | Yes | 1500 | 3700 | No | - | - | - | - | - | - | - | - | No | - | - | No | - | - | No | - | - | MUZ-LN50VGHZ2/MSZ-LN50VG3B
LCHV50D1S/LSHV50D1S | 0 | N/A | Braemar | N/A | Non Ducted | Single Split System | Wall Hung | Air | Air | China | 1.46 | N/A | 5.1 | N/A | N/A | N/A | N/A | N/A | 1.49 | 5.4 | Calorimeter Room | 3.5246 | 3.622 | N/A | - | N/A | N/A | N/A | N/A | N/A | N/A | N/A | N/A | N/A | N/A | N/A | N/A | N/A | N/A | N/A | N/A | N/A | Single | R410A | Australia,Fiji,New Zealand | 127448 | 45789 | 0 | Approved | Reverse Cycle | N/A | Yes | Class 9 | Yes | N/A | N/A | Yes | Yes | Yes | N/A | N/A | Unavailable | N/A | N/A | http://www.gree.com/ | http://www.braemar.com.au/ | N/A | 0 | 0 | AAC4834 | Yes | Variable output compressor | Inverter | No | - | 5100 | 1.46 | - | 540 | 2630 | No | - | - | - | 1334.44 | 5492.7 | No | 493.56 | 2832.51 | No | - | - | 5400 | 1.49 | 555 | 2700 | No | - | - | Yes | 2000 | 4900 | No | - | - | No | - | - | - | - | - | No | - | - | No | - | - | No | - | - | MUZ-LN50VGHZ2/MSZ-LN50VG3R
LCHV60D1S/LSHV60D1S | 0 | N/A | Braemar | N/A | Non Ducted | Single Split System | Wall Hung | Air | Air | China | 1.57 | N/A | 6 | N/A | N/A | N/A | N/A | N/A | 1.69 | 7 | Calorimeter Room | 3.816 | 4.0942 | N/A | - | N/A | N/A | N/A | N/A | N/A | N/A | N/A | N/A | N/A | N/A | N/A | N/A | N/A | N/A | N/A | N/A | N/A | Single | R410A | Australia,Fiji,New Zealand | 127549 | 45795 | 0 | Approved | Reverse Cycle | N/A | Yes | Class 9 | Yes | N/A | N/A | Yes | Yes | Yes | N/A | N/A | Unavailable | N/A | N/A | http://www.gree.com/ | http://www.braemar.com.au/ | N/A | 0 | 0 | AAC4838 | Yes | Variable output compressor | Inverter | No | - | 6000 | 1.57 | - | 650 | 3100 | No | - | - | - | 1434.98 | 6462 | No | 594.1 | 3338.7 | No | - | - | 7000 | 1.69 | 700 | 3480 | No | - | - | No | - | - | - | 3050 | 7800 | No | - | - | - | - | - | - | - | - | No | - | - | No | - | - | MUZ-LN50VGHZ2/MSZ-LN50VG3V
LCHV70D1S/LSHV70D1S | 0 | N/A | Braemar | N/A | Non Ducted | Single Split System | Wall Hung | Air | Air | China | 2.13 | N/A | 7.1 | N/A | N/A | N/A | N/A | N/A | 2.4 | 8 | Calorimeter Room | 3.3877 | 3.3926 | N/A | - | N/A | N/A | N/A | N/A | N/A | N/A | N/A | N/A | N/A | N/A | N/A | N/A | N/A | N/A | N/A | N/A | N/A | Single | R410A | Australia,Fiji,New Zealand | 127276 | 45789 | 0 | Approved | Reverse Cycle | N/A | Yes | Class 9 | Yes | N/A | N/A | Yes | Yes | Yes | N/A | N/A | Unavailable | N/A | N/A | http://www.gree.com/ | http://www.braemar.com.au/ | N/A | 0 | 0 | AAC4833 | Yes | Variable output compressor | Inverter | No | - | 7100 | 2.13 | - | 750 | 3600 | Yes | 490 | 2100 | - | 1946.82 | 7646.7 | Yes | 620 | 3800 | - | 370 | 2300 | 8000 | 2.4 | 840 | 3800 | No | - | - | Yes | 3050 | 7100 | No | - | - | No | - | - | - | - | - | No | - | - | No | - | - | No | - | - | MUZ-LN60VG/MSZ-LN60VG2 Series
LCHV80D1S/LSHV80D1S | 0 | N/A | Braemar | N/A | Non Ducted | Single Split System | Wall Hung | Air | Air | China | 2.5 | N/A | 8.2 | N/A | N/A | N/A | N/A | N/A | 2.7 | 8.8 | Calorimeter Room | 3.4675 | 3.285 | N/A | - | N/A | N/A | N/A | N/A | N/A | N/A | N/A | N/A | N/A | N/A | N/A | N/A | N/A | N/A | N/A | N/A | N/A | Single | R410A | Australia,Fiji,New Zealand | 127449 | 45790 | 0 | Approved | Reverse Cycle | N/A | Yes | Class 9 | Yes | N/A | N/A | Yes | Yes | Yes | N/A | N/A | Unavailable | N/A | N/A | http://www.gree.com/ | http://www.braemar.com.au/ | N/A | 0 | 0 | AAC4837 | Yes | Variable output compressor | Inverter | No | - | 8200 | 2.5 | - | 862 | 4322 | Yes | 531 | 1817 | - | 2285 | 8831.4 | No | 787.868 | 4654.794 | - | 441 | 3332 | 8800 | 2.7 | 850 | 4083 | Yes | 454 | 2334 | Yes | 3129 | 7845 | No | - | - | No | - | - | - | - | - | Yes | 3763 | 8018 | No | - | - | No | - | - | MUZ-LN60VG/MSZ-LN60VG2B
MCHX224D313B | 0 | N/A | Braemar | N/A | Ducted | vrf | N/A | Air | Air | China | 5.07 | N/A | 22.4 | N/A | N/A | N/A | N/A | N/A | 4.48 | 22.4 | Enthalpy Test Room | 4.4244 | 4.9982 | N/A | - | N/A | N/A | N/A | N/A | N/A | N/A | N/A | N/A | N/A | N/A | N/A | N/A | N/A | N/A | N/A | N/A | N/A | Three | R410A | Australia,Fiji,New Zealand | 148115 | 46650 | 0 | Approved | Reverse Cycle | N/A | No | Class 20 | No | N/A | N/A | N/A | N/A | N/A | N/A | N/A | Available | N/A | N/A | http://www.gree.com/ | http://www.braemar.com.au/ | N/A | 0 | 0 | AAC7021 | Yes | Variable output compressor | Inverter | No | - | 22400 | 5.07 | - | 2250 | 11200 | No | - | - | - | 4633.98 | 24124.8 | No | 2056.5 | 12062.4 | No | - | - | 22400 | 4.48 | 2140 | 11200 | No | - | - | Yes | 11540 | 29380 | No | - | - | No | - | - | - | - | - | No | - | - | No | - | - | No | - | - | MUZ-LN60VG/MSZ-LN60VG2R
MCHX280D316B | 0 | N/A | Braemar | N/A | Ducted | vrf | N/A | Air | Air | China | 7.14 | N/A | 28 | N/A | N/A | N/A | N/A | N/A | 6.17 | 28 | Enthalpy Test Room | 3.9208 | 4.5428 | N/A | - | N/A | N/A | N/A | N/A | N/A | N/A | N/A | N/A | N/A | N/A | N/A | N/A | N/A | N/A | N/A | N/A | N/A | Three | R410A | Australia,Fiji,New Zealand | 148294 | 46644 | 0 | Approved | Reverse Cycle | N/A | Yes | Class 20 | Yes | N/A | N/A | N/A | N/A | N/A | N/A | N/A | Available | N/A | N/A | http://www.gree.com/ | http://www.braemar.com.au/ | N/A | 0 | 0 | AAC7008 | Yes | Variable output compressor | Inverter | No | - | 28000 | 7.14 | - | 2830 | 14000 | No | - | - | - | 6525.96 | 30156 | No | 2586.62 | 15078 | No | - | - | 28000 | 6.17 | 2600 | 14000 | No | - | - | Yes | 11540 | 29380 | No | - | - | No | - | - | - | - | - | No | - | - | No | - | - | No | - | - | MUZ-LN60VG/MSZ-LN60VG2V
MCHX335D319B | 0 | N/A | Braemar | N/A | Ducted | vrf | N/A | Air | Air | China | 8.86 | N/A | 33.5 | N/A | N/A | N/A | N/A | N/A | 8.44 | 33.5 | Enthalpy Test Room | 3.78 | 3.9663 | N/A | - | N/A | N/A | N/A | N/A | N/A | N/A | N/A | N/A | N/A | N/A | N/A | N/A | N/A | N/A | N/A | N/A | N/A | Three | R410A | Australia,Fiji,New Zealand | 148297 | 46711 | 0 | Approved | Reverse Cycle | N/A | Yes | Class 20 | Yes | N/A | N/A | N/A | N/A | N/A | N/A | N/A | Available | N/A | N/A | http://www.gree.com/ | http://www.braemar.com.au/ | N/A | 0 | 0 | AAC7170 | Yes | Variable output compressor | Inverter | No | - | 33500 | 8.86 | - | 3280 | 16750 | No | - | - | - | 8098.04 | 36079.5 | No | 2997.92 | 18039.75 | No | - | - | 33500 | 8.44 | 3340 | 16750 | No | - | - | Yes | 11430 | 27820 | No | - | - | No | - | - | - | - | - | No | - | - | No | - | - | No | - | - | MUZ-LN60VG2/MSZ-LN60VG3 Series
MCHX400D323B | 0 | N/A | Braemar | N/A | Ducted | vrf | N/A | Air | Air | China | 9.93 | N/A | 40 | N/A | N/A | N/A | N/A | N/A | 9.6 | 40 | Enthalpy Test Room | 4.0295 | 4.1672 | N/A | - | N/A | N/A | N/A | N/A | N/A | N/A | N/A | N/A | N/A | N/A | N/A | N/A | N/A | N/A | N/A | N/A | N/A | Three | R410A | Australia,Fiji,New Zealand | 148291 | 46650 | 0 | Approved | Reverse Cycle | N/A | Yes | Class 21 | Yes | N/A | N/A | N/A | N/A | N/A | N/A | N/A | Available | N/A | N/A | http://www.gree.com/ | http://www.braemar.com.au/ | N/A | 0 | 0 | AAC7020 | Yes | Variable output compressor | Inverter | No | No | 40000 | 9.93 | - | 3880 | 20000 | No | - | - | - | 9076.02 | 43080 | No | 3546.32 | 21540 | No | - | - | 40000 | 9.6 | 4090 | 20000 | - | - | - | Yes | 15610 | 35950 | No | - | - | No | - | - | - | - | - | No | - | - | No | - | - | No | - | - | MUZ-LN60VG2/MSZ-LN60VG3B
MCHX450D326B | 0 | N/A | Braemar | N/A | Ducted | vrf | N/A | Air | Air | China | 12.89 | N/A | 45 | N/A | N/A | N/A | N/A | N/A | 11.6 | 45 | Enthalpy Test Room | 3.4285 | 3.8779 | N/A | - | N/A | N/A | N/A | N/A | N/A | N/A | N/A | N/A | N/A | N/A | N/A | N/A | N/A | N/A | N/A | N/A | N/A | Three | R410A | Australia,Fiji,New Zealand | 148293 | 46650 | 0 | Approved | Reverse Cycle | N/A | Yes | Class 21 | Yes | N/A | N/A | N/A | N/A | N/A | N/A | N/A | Available | N/A | N/A | http://www.gree.com/ | http://www.braemar.com.au/ | N/A | 0 | 0 | AAC7019 | Yes | Variable output compressor | Inverter | No | No | 45000 | 12.89 | - | 4550 | 22500 | No | - | - | - | 11781.46 | 48465 | No | 4158.7 | 24232.5 | No | - | - | 45000 | 11.6 | 4580 | 22500 | No | - | - | Yes | 15610 | 35950 | No | - | - | No | - | - | - | - | - | No | - | - | No | - | - | No | - | - | MUZ-LN60VG2/MSZ-LN60VG3R
MCMX080D104B | 0 | N/A | Braemar | N/A | Both | vrf | N/A | Air | Air | China | 2.4 | N/A | 8 | N/A | N/A | N/A | N/A | N/A | 2.5 | 8.8 | Enthalpy Test Room | 3.2862 | 3.5628 | N/A | 89.0775 | N/A | N/A | N/A | N/A | N/A | N/A | N/A | N/A | N/A | N/A | N/A | N/A | N/A | N/A | N/A | N/A | N/A | Single | R410A | Australia,Fiji,New Zealand | 130713 | 45949 | 0 | Approved | Reverse Cycle | N/A | Yes | Class 19 | Yes | N/A | N/A | N/A | N/A | N/A | N/A | N/A | Unavailable | N/A | N/A | http://www.gree.com/ | http://www.braemar.com.au/ | N/A | 0 | 0 | AAC5414 | Yes | Variable output compressor | Inverter | No | - | 8000 | 2.4 | - | 1100 | 4000 | No | - | - | - | 2193.6 | 8616 | No | 1005.4 | 4308 | No | - | - | 8800 | 2.5 | 1000 | 4500 | No | - | - | No | - | - | - | 2700 | 8000 | No | - | - | - | - | - | - | - | - | No | - | - | No | - | - | MUZ-LN60VG2/MSZ-LN60VG3V
MCMX100D105B | 0 | N/A | Braemar | N/A | Both | vrf | N/A | Air | Air | China | 3.1 | N/A | 10 | N/A | N/A | N/A | N/A | N/A | 3 | 11 | Enthalpy Test Room | 3.2024 | 3.5533 | N/A | 84.15 | N/A | N/A | N/A | N/A | N/A | N/A | N/A | N/A | N/A | N/A | N/A | N/A | N/A | N/A | N/A | N/A | N/A | Single | R410A | Australia,Fiji,New Zealand | 130714 | 45943 | 0 | Approved | Reverse Cycle | N/A | Yes | Class 20 | Yes | N/A | N/A | N/A | N/A | N/A | N/A | N/A | Unavailable | N/A | N/A | http://www.gree.com/ | http://www.braemar.com.au/ | N/A | 0 | 0 | AAC5393 | Yes | Variable output compressor | Inverter | No | - | 10000 | 3.1 | - | 1550 | 5000 | No | - | - | - | 2833.4 | 10770 | No | 1416.7 | 5385 | No | - | - | 11000 | 3 | 1650 | 5500 | No | - | - | No | - | - | - | 3500 | 8000 | No | - | - | - | - | - | - | - | - | No | - | - | No | - | - | MXZ-2F52VF
MCMX120D107B | 0 | N/A | Braemar | N/A | Both | vrf | N/A | Air | Air | China | 3.7 | N/A | 12 | N/A | N/A | N/A | N/A | N/A | 3.6 | 14 | Enthalpy Test Room | 3.2712 | 3.6996 | N/A | - | N/A | N/A | N/A | N/A | N/A | N/A | N/A | N/A | N/A | N/A | N/A | N/A | N/A | N/A | N/A | N/A | N/A | Single | R410A | Australia,Fiji,New Zealand | 133048 | 45943 | 0 | Approved | Reverse Cycle | N/A | Yes | Class 20 | Yes | N/A | N/A | N/A | N/A | N/A | N/A | N/A | Available | N/A | N/A | http://www.gree.com/ | http://www.braemar.com.au/ | N/A | 0 | 0 | AAC5395 | Yes | Variable output compressor | Inverter | No | - | 12000 | 3.7 | - | 1400 | 6000 | No | - | - | - | 3381.8 | 12924 | No | 1279.6 | 6462 | No | - | - | 14000 | 3.6 | 1700 | 7000 | No | - | - | Yes | 4400 | 11000 | No | - | - | No | - | - | - | - | - | No | - | - | No | - | - | No | - | - | MXZ-2F52VGD
MCMX140D108B | 0 | N/A | Braemar | N/A | Both | vrf | N/A | Air | Air | China | 4.4 | N/A | 14 | N/A | N/A | N/A | N/A | N/A | 4.4 | 16 | Enthalpy Test Room | 3.0633 | 3.557 | N/A | 84.61 | N/A | N/A | N/A | N/A | N/A | N/A | N/A | N/A | N/A | N/A | N/A | N/A | N/A | N/A | N/A | N/A | N/A | Single | R410A | Australia,Fiji,New Zealand | 133050 | 45943 | 0 | Approved | Reverse Cycle | N/A | Yes | Class 20 | Yes | N/A | N/A | N/A | N/A | N/A | N/A | N/A | Available | N/A | N/A | http://www.gree.com/ | http://www.braemar.com.au/ | N/A | 0 | 0 | AAC5396 | Yes | Variable output compressor | Inverter | No | - | 14000 | 4.4 | - | 1800 | 7100 | No | - | - | - | 4021.6 | 15078 | No | 1645.2 | 7646.7 | No | - | - | 16000 | 4.4 | 2000 | 8000 | No | - | - | No | - | - | - | 4500 | 11500 | No | - | - | - | - | - | - | - | - | No | - | - | No | - | - | MXZ-3F54VGD
MCMX160D109B | 0 | N/A | Braemar | N/A | Both | vrf | N/A | Air | Air | China | 4.646 | N/A | 15.5 | N/A | N/A | N/A | N/A | N/A | 5.175 | 18 | Enthalpy Test Room | 3.3185 | 3.4018 | N/A | - | N/A | N/A | N/A | N/A | N/A | N/A | N/A | N/A | N/A | N/A | N/A | N/A | N/A | N/A | N/A | N/A | N/A | Single | R410A | Australia,Fiji,New Zealand | 133052 | 45943 | 0 | Approved | Reverse Cycle | N/A | Yes | Class 20 | Yes | N/A | N/A | N/A | N/A | N/A | N/A | N/A | Available | N/A | N/A | http://www.gree.com/ | http://www.braemar.com.au/ | N/A | 0 | 0 | AAC5397 | Yes | Variable output compressor | Inverter | No | - | 15500 | 4.646 | - | 1696 | 7750 | No | - | - | - | 4246.444 | 16693.5 | No | 1550.144 | 8346.75 | No | - | - | 18000 | 5.175 | 1875 | 9000 | No | - | - | No | - | - | - | 6475 | 16500 | No | - | - | - | - | - | - | - | - | No | - | - | No | - | - | MXZ-4F71VGD
MCRX224D313B | 0 | N/A | Braemar | N/A | Ducted | vrf | N/A | Air | Air | China | 5.09 | N/A | 22.4 | N/A | N/A | N/A | N/A | N/A | 4.85 | 22.4 | Enthalpy Test Room | 4.3152 | 4.523 | N/A | - | N/A | N/A | N/A | N/A | N/A | N/A | N/A | N/A | N/A | N/A | N/A | N/A | N/A | N/A | N/A | N/A | N/A | Three | R410A | Australia,Fiji,New Zealand | 148313 | 46643 | 0 | Approved | Reverse Cycle | N/A | Yes | Class 20 | Yes | N/A | N/A | N/A | N/A | N/A | N/A | N/A | Available | N/A | N/A | http://www.gree.com/ | http://www.braemar.com.au/ | N/A | 0 | 0 | AAC6995 | Yes | Variable output compressor | Inverter | No | - | 22400 | 5.09 | - | 2050 | 11200 | No | - | - | - | 4652.26 | 24124.8 | No | 1873.7 | 12062.4 | No | - | - | 22400 | 4.85 | 2290 | 11200 | No | - | - | Yes | 10900 | 24500 | No | - | - | No | - | - | - | - | - | No | - | - | No | - | - | No | - | - | MXZ-4F80VGD
MCRX280D316B | 0 | N/A | Braemar | N/A | Ducted | vrf | N/A | Air | Air | China | 7.05 | N/A | 28 | N/A | N/A | N/A | N/A | N/A | 6.57 | 28 | Enthalpy Test Room | 3.8949 | 4.1775 | N/A | - | N/A | N/A | N/A | N/A | N/A | N/A | N/A | N/A | N/A | N/A | N/A | N/A | N/A | N/A | N/A | N/A | N/A | Three | R410A | Australia,Fiji,New Zealand | 148314 | 46644 | 0 | Approved | Reverse Cycle | N/A | Yes | Class 20 | Yes | N/A | N/A | N/A | N/A | N/A | N/A | N/A | Available | N/A | N/A | http://www.gree.com/ | http://www.braemar.com.au/ | N/A | 0 | 0 | AAC7007 | Yes | Variable output compressor | Inverter | No | - | 28000 | 7.05 | - | 2750 | 14000 | No | - | - | - | 6443.7 | 30156 | No | 2513.5 | 15078 | No | - | - | 28000 | 6.57 | 2800 | 14000 | No | - | - | Yes | 10900 | 26000 | No | - | - | No | - | - | - | - | - | No | - | - | No | - | - | No | - | - | MXZ-5F100VGD
MCRX335D319B | 0 | N/A | Braemar | N/A | Ducted | vrf | N/A | Air | Air | China | 9.2 | N/A | 33.5 | N/A | N/A | N/A | N/A | N/A | 8.5 | 33.5 | Enthalpy Test Room | 3.6341 | 3.8638 | N/A | - | N/A | N/A | N/A | N/A | N/A | N/A | N/A | N/A | N/A | N/A | N/A | N/A | N/A | N/A | N/A | N/A | N/A | Three | R410A | Australia,Fiji,New Zealand | 148315 | 46643 | 0 | Approved | Reverse Cycle | N/A | Yes | Class 20 | Yes | N/A | N/A | N/A | N/A | N/A | N/A | N/A | Available | N/A | N/A | http://www.gree.com/ | http://www.braemar.com.au/ | N/A | 0 | 0 | AAC6994 | Yes | Variable output compressor | Inverter | No | No | 33500 | 9.2 | - | 3800 | 16750 | No | - | - | - | 8408.8 | 36079.5 | No | 3473.2 | 18039.75 | No | - | - | 33500 | 8.5 | 3610 | 16750 | No | - | - | Yes | 11340 | 27500 | No | - | - | No | - | - | - | - | - | No | - | - | No | - | - | No | - | - | MXZ-6F120VGD
MCRX400D323B | 0 | N/A | Braemar | N/A | Ducted | vrf | N/A | Air | Air | China | 10.2 | N/A | 40 | N/A | N/A | N/A | N/A | N/A | 9.9 | 40 | Enthalpy Test Room | 3.8796 | 4.01 | N/A | - | N/A | N/A | N/A | N/A | N/A | N/A | N/A | N/A | N/A | N/A | N/A | N/A | N/A | N/A | N/A | N/A | N/A | Three | R410A | Australia,Fiji,New Zealand | 148330 | 46644 | 0 | Approved | Reverse Cycle | N/A | Yes | Class 21 | Yes | N/A | N/A | N/A | N/A | N/A | N/A | N/A | Available | N/A | N/A | http://www.gree.com/ | http://www.braemar.com.au/ | N/A | 0 | 0 | AAC7006 | Yes | Variable output compressor | Inverter | No | No | 40000 | 10.2 | - | 3750 | 20000 | No | - | - | - | 9322.8 | 43080 | No | 3427.5 | 21540 | No | - | - | 40000 | 9.9 | 4250 | 20000 | No | - | - | Yes | 14900 | 33500 | No | - | - | No | - | - | - | - | - | No | - | - | No | - | - | No | - | - | PEAD-M140JAA(D)/PUZ-ZM140YKA*-A
MCRX450D326B | 0 | N/A | Braemar | N/A | Ducted | vrf | N/A | Air | Air | China | 12.38 | N/A | 45 | N/A | N/A | N/A | N/A | N/A | 12.1 | 45 | Enthalpy Test Room | 3.5594 | 3.6422 | N/A | - | N/A | N/A | N/A | N/A | N/A | N/A | N/A | N/A | N/A | N/A | N/A | N/A | N/A | N/A | N/A | N/A | N/A | Three | R410A | Australia,Fiji,New Zealand | 148354 | 46644 | 0 | Approved | Reverse Cycle | N/A | Yes | Class 21 | Yes | N/A | N/A | N/A | N/A | N/A | N/A | N/A | Available | N/A | N/A | http://www.gree.com/ | http://www.braemar.com.au/ | N/A | 0 | 0 | AAC7005 | Yes | Variable output compressor | Inverter | No | No | 45000 | 12.38 | - | 4380 | 22500 | No | - | - | - | 11315.32 | 48465 | No | 4003.32 | 24232.5 | No | - | - | 45000 | 12.1 | 4650 | 22500 | No | - | - | Yes | 14900 | 33500 | No | - | - | No | - | - | - | - | - | No | - | - | No | - | - | No | - | - | PEAD-M140JAA/PUZ-ZM140YKA2-A
MCSX2*0D31*B | MCSX2*0D31*B | N/A | Braemar | N/A | Ducted | vrf | N/A | Air | Air | China | 8.48 | N/A | 28 | N/A | N/A | N/A | N/A | N/A | 7.98 | 31.5 | Enthalpy Test Room | 3.202 | 3.8506 | N/A | - | N/A | N/A | N/A | N/A | N/A | N/A | N/A | N/A | N/A | N/A | N/A | N/A | N/A | N/A | N/A | N/A | N/A | Three | R410A | Australia,Fiji,New Zealand | 148537 | 46643 | 0 | Approved | Reverse Cycle | N/A | Yes | Class 20 | Yes | N/A | N/A | N/A | N/A | N/A | N/A | N/A | Available | N/A | N/A | http://www.gree.com/ | http://www.braemar.com.au/ | N/A | 0 | 0 | AAC6992 | Yes | Variable output compressor | Inverter | No | - | 28000 | 8.48 | - | 3680 | 14000 | No | - | - | - | 7750.72 | 30156 | No | 3363.52 | 15078 | No | - | - | 31500 | 7.98 | 3380 | 15750 | No | - | - | Yes | 8980 | 25000 | No | - | - | No | - | - | - | - | - | No | - | - | No | - | - | No | - | - | PEAD-M140JAA/PUZ-ZM140YKA-A
MCSX220D312 | 0 | N/A | Braemar | N/A | Both | vrf | N/A | Air | Air | China | 7.2 | N/A | 22.4 | N/A | N/A | N/A | N/A | N/A | 6.5 | 24 | Enthalpy Test Room | 3.0058 | 3.7011 | N/A | 62.46 | N/A | N/A | N/A | N/A | N/A | N/A | N/A | N/A | N/A | N/A | N/A | N/A | N/A | N/A | N/A | N/A | N/A | Three | R410A | Australia,Fiji,New Zealand | 128343 | 45824 | 0 | Approved | Reverse Cycle | N/A | Yes | Class 20 | Yes | N/A | N/A | Yes | Yes | Yes | N/A | N/A | Unavailable | N/A | N/A | http://www.gree.com/ | http://www.braemar.com.au/ | N/A | 0 | 0 | AAC4906 | Yes | Variable output compressor | Inverter | No | - | 22400 | 7.2 | - | 2500 | 11200 | No | - | - | - | 6580.8 | 24124.8 | No | 2285 | 12062.4 | No | - | - | 24000 | 6.5 | 2600 | 12500 | No | - | - | No | - | - | - | 5000 | 14500 | No | - | - | - | - | - | - | - | - | No | - | - | No | - | - | PEAD-M140JAAD/PUZ-ZM140YKA2-A
MCSX220D312B | 0 | N/A | Braemar | N/A | Ducted | vrf | N/A | Air | Air | China | 7.174 | N/A | 22.4 | N/A | N/A | N/A | N/A | N/A | 6.524 | 25 | Enthalpy Test Room | 3.0296 | 3.7372 | N/A | - | N/A | N/A | N/A | N/A | N/A | N/A | N/A | N/A | N/A | N/A | N/A | N/A | N/A | N/A | N/A | N/A | N/A | Three | R410A | Australia,Fiji,New Zealand | 148529 | 46643 | 0 | Approved | Reverse Cycle | N/A | Yes | Class 20 | Yes | N/A | N/A | N/A | N/A | N/A | N/A | N/A | Available | N/A | N/A | http://www.gree.com/ | http://www.braemar.com.au/ | N/A | 0 | 0 | AAC6993 | Yes | Variable output compressor | Inverter | No | - | 22400 | 7.174 | - | 2544 | 11200 | No | - | - | - | 6557.036 | 24124.8 | No | 2325.216 | 12062.4 | No | - | - | 25000 | 6.524 | 2674 | 12500 | No | - | - | Yes | 6944 | 17500 | No | - | - | No | - | - | - | - | - | No | - | - | No | - | - | No | - | - | PEAD-M140JAAD/PUZ-ZM140YKA-A
MCSX260D314B | MCSX2*0D31*B | N/A | Braemar | N/A | Ducted | vrf | N/A | Air | Air | China | 8.48 | N/A | 28 | N/A | N/A | N/A | N/A | N/A | 7.98 | 31.5 | Enthalpy Test Room | 3.202 | 3.8506 | N/A | - | N/A | N/A | N/A | N/A | N/A | N/A | N/A | N/A | N/A | N/A | N/A | N/A | N/A | N/A | N/A | N/A | N/A | Three | R410A | Australia,Fiji,New Zealand | 148537 | 46643 | 0 | Approved | Reverse Cycle | N/A | Yes | Class 20 | Yes | N/A | N/A | N/A | N/A | N/A | N/A | N/A | Available | N/A | N/A | http://www.gree.com/ | http://www.braemar.com.au/ | N/A | 0 | 0 | AAC6992 | Yes | Variable output compressor | Inverter | No | - | 28000 | 8.48 | - | 3680 | 14000 | No | - | - | - | 7750.72 | 30156 | No | 3363.52 | 15078 | No | - | - | 31500 | 7.98 | 3380 | 15750 | No | - | - | Yes | 8980 | 25000 | No | - | - | No | - | - | - | - | - | No | - | - | No | - | - | No | - | - | PLA-M125EA*-A/PUZ-ZM125YKA*-A Series
MCSX280D317B | MCSX2*0D31*B | N/A | Braemar | N/A | Ducted | vrf | N/A | Air | Air | China | 8.48 | N/A | 28 | N/A | N/A | N/A | N/A | N/A | 7.98 | 31.5 | Enthalpy Test Room | 3.202 | 3.8506 | N/A | - | N/A | N/A | N/A | N/A | N/A | N/A | N/A | N/A | N/A | N/A | N/A | N/A | N/A | N/A | N/A | N/A | N/A | Three | R410A | Australia,Fiji,New Zealand | 148537 | 46643 | 0 | Approved | Reverse Cycle | N/A | Yes | Class 20 | Yes | N/A | N/A | N/A | N/A | N/A | N/A | N/A | Available | N/A | N/A | http://www.gree.com/ | http://www.braemar.com.au/ | N/A | 0 | 0 | AAC6992 | Yes | Variable output compressor | Inverter | No | - | 28000 | 8.48 | - | 3680 | 14000 | No | - | - | - | 7750.72 | 30156 | No | 3363.52 | 15078 | No | - | - | 31500 | 7.98 | 3380 | 15750 | No | - | - | Yes | 8980 | 25000 | No | - | - | No | - | - | - | - | - | No | - | - | No | - | - | No | - | - | PLA-M125EA2-A/PUZ-ZM125YKA2-A
NCHV05D12B | 0 | N/A | Braemar | N/A | Both | fixed | N/A | Air | Air | China | 1.38 | N/A | 5.3 | N/A | N/A | N/A | N/A | N/A | 1.3 | 5.6 | Enthalpy Test Room | 3.8452 | 4.3724 | N/A | - | N/A | N/A | N/A | N/A | N/A | N/A | N/A | N/A | N/A | N/A | N/A | N/A | N/A | N/A | N/A | N/A | N/A | Single | R32 | Australia,Fiji,New Zealand | 157016 | 47089 | 0 | Approved | Reverse Cycle | N/A | Yes | Class 19 | Yes | N/A | N/A | N/A | N/A | N/A | N/A | N/A | Available | N/A | N/A | http://www.gree.com/ | http://www.braemar.com.au/ | N/A | 0 | 0 | AAC7924 | Yes | Variable output compressor | Inverter | No | - | 5300 | 1.38 | - | 510 | 2650 | No | - | - | - | 1261.32 | 5708.1 | No | 466.14 | 2854.05 | No | - | - | 5600 | 1.3 | 500 | 2800 | No | - | - | Yes | 1500 | 4700 | No | - | - | No | - | - | - | - | - | No | - | - | No | - | - | No | - | - | PLA-M125EA2-A/PUZ-ZM125YKA-A
NCHV07D13B | 0 | N/A | Braemar | N/A | Both | fixed | N/A | Air | Air | China | 1.96 | N/A | 7.3 | N/A | N/A | N/A | N/A | N/A | 2 | 8.3 | Enthalpy Test Room | 3.7521 | 4.27 | N/A | - | N/A | N/A | N/A | N/A | N/A | N/A | N/A | N/A | N/A | N/A | N/A | N/A | N/A | N/A | N/A | N/A | N/A | Single | R32 | Australia,Fiji,New Zealand | 157017 | 47091 | 0 | Approved | Reverse Cycle | N/A | Yes | Class 19 | Yes | N/A | N/A | N/A | N/A | N/A | N/A | N/A | Available | N/A | N/A | http://www.gree.com/ | http://www.braemar.com.au/ | N/A | 0 | 0 | AAC7934 | Yes | Variable output compressor | Inverter | No | - | 7300 | 1.96 | - | 655 | 3650 | No | - | - | - | 1791.44 | 7862.1 | No | 598.67 | 3931.05 | No | - | - | 8300 | 2 | 740 | 4150 | No | - | - | Yes | 2200 | 6800 | No | - | - | No | - | - | - | - | - | No | - | - | No | - | - | No | - | - | PLA-M125EA-A/PUZ-ZM125YKA2-A
NCHV08D14B | 0 | N/A | Braemar | N/A | Both | fixed | N/A | Air | Air | China | 1.88 | N/A | 8.2 | N/A | N/A | N/A | N/A | N/A | 2.12 | 8.8 | Enthalpy Test Room | 4.3797 | 4.3459 | N/A | - | N/A | N/A | N/A | N/A | N/A | N/A | N/A | N/A | N/A | N/A | N/A | N/A | N/A | N/A | N/A | N/A | N/A | Single | R32 | Australia,Fiji,New Zealand | 157018 | 47091 | 0 | Approved | Reverse Cycle | N/A | Yes | Class 19 | Yes | N/A | N/A | N/A | N/A | N/A | N/A | N/A | Available | N/A | N/A | http://www.gree.com/ | http://www.braemar.com.au/ | N/A | 0 | 0 | AAC7933 | Yes | Variable output compressor | Inverter | No | - | 8200 | 1.88 | - | 680 | 4100 | No | - | - | - | 1718.32 | 8831.4 | No | 621.52 | 4415.7 | No | - | - | 8800 | 2.12 | 780 | 4400 | No | - | - | Yes | 2100 | 6900 | No | - | - | No | - | - | - | - | - | No | - | - | No | - | - | No | - | - | PLA-M125EA-A/PUZ-ZM125YKA-A
NCHV10D14 | 0 | N/A | Braemar | N/A | Both | fixed | N/A | Air | Air | China | 3.1 | N/A | 10.4 | N/A | N/A | N/A | N/A | N/A | 3 | 10.8 | Enthalpy Test Room | 3.5708 | 3.6608 | N/A | - | N/A | N/A | N/A | N/A | N/A | N/A | N/A | N/A | N/A | N/A | N/A | N/A | N/A | N/A | N/A | N/A | N/A | Single | R32 | Australia,Fiji,New Zealand | 144986 | 46510 | 0 | Approved | Reverse Cycle | N/A | Yes | Class 20 | Yes | N/A | N/A | N/A | N/A | N/A | N/A | N/A | Available | N/A | N/A | http://www.gree.com/ | http://www.braemar.com.au/ | N/A | 0 | 0 | AAC6651 | Yes | Variable output compressor | Inverter | No | - | 10400 | 3.1 | - | 960 | 5500 | No | - | - | - | 2833.4 | 11200.8 | No | 877.44 | 5923.5 | No | - | - | 10800 | 3 | 860 | 5000 | - | - | - | Yes | 2800 | 8400 | No | - | - | No | - | - | - | - | - | No | - | - | No | - | - | No | - | - | PUHY-EP200YNW-A1
NCHV10D14 | 0 | N/A | Braemar | N/A | Both | fixed | N/A | Air | Air | China | 3.1 | N/A | 10.1 | N/A | N/A | N/A | N/A | N/A | 3.1 | 10.5 | Enthalpy Test Room | 3.5708 | 3.6608 | N/A | - | N/A | N/A | N/A | N/A | N/A | N/A | N/A | N/A | N/A | N/A | N/A | N/A | N/A | N/A | N/A | N/A | N/A | Single | R32 | Australia,Fiji,New Zealand | 154304 | 46904 | 0 | Approved | Reverse Cycle | N/A | Yes | Class 20 | Yes | N/A | N/A | N/A | N/A | N/A | N/A | N/A | Available | N/A | N/A | http://www.gree.com/ | http://www.braemar.com.au/ | N/A | 0 | 0 | AAC7535 | Yes | Variable output compressor | Inverter | No | - | 10100 | 3.1 | - | 960 | 5500 | No | - | - | - | 2833.4 | 10877.7 | No | 877.44 | 5923.5 | No | - | - | 10500 | 3.1 | 860 | 5000 | No | - | - | Yes | 2800 | 8400 | No | - | - | No | - | - | - | - | - | No | - | - | No | - | - | No | - | - | PUHY-EP250YNW-A1
NCHV10D14B | 0 | N/A | Braemar | N/A | Both | fixed | N/A | Air | Air | China | 2.65 | N/A | 10.6 | N/A | N/A | N/A | N/A | N/A | 2.85 | 11.4 | Enthalpy Test Room | 4.1166 | 4.1845 | N/A | - | N/A | N/A | N/A | N/A | N/A | N/A | N/A | N/A | N/A | N/A | N/A | N/A | N/A | N/A | N/A | N/A | N/A | Single | R32 | Australia,Fiji,New Zealand | 157019 | 47090 | 0 | Approved | Reverse Cycle | N/A | Yes | Class 20 | Yes | N/A | N/A | N/A | N/A | N/A | N/A | N/A | Available | N/A | N/A | http://www.gree.com/ | http://www.braemar.com.au/ | N/A | 0 | 0 | AAC7927 | Yes | Variable output compressor | Inverter | No | - | 10600 | 2.65 | - | 860 | 5300 | No | - | - | - | 2422.1 | 11416.2 | No | 786.04 | 5708.1 | No | - | - | 11400 | 2.85 | 1000 | 5700 | No | - | - | Yes | 3900 | 10500 | No | - | - | No | - | - | - | - | - | No | - | - | No | - | - | No | - | - | PUHY-EP300YNW-A1
NCHV12D15B | 0 | N/A | Braemar | N/A | Both | fixed | N/A | Air | Air | China | 3.1 | N/A | 12.3 | N/A | N/A | N/A | N/A | N/A | 3.2 | 12.6 | Enthalpy Test Room | 3.8917 | 4.6757 | N/A | - | N/A | N/A | N/A | N/A | N/A | N/A | N/A | N/A | N/A | N/A | N/A | N/A | N/A | N/A | N/A | N/A | N/A | Single | R32 | Australia,Fiji,New Zealand | 157020 | 47089 | 0 | Approved | Reverse Cycle | N/A | Yes | Class 20 | Yes | N/A | N/A | N/A | N/A | N/A | N/A | N/A | Available | N/A | N/A | http://www.gree.com/ | http://www.braemar.com.au/ | N/A | 0 | 0 | AAC7923 | Yes | Variable output compressor | Inverter | No | - | 12300 | 3.1 | - | 980 | 6150 | No | - | - | - | 2833.4 | 13247.1 | No | 895.72 | 6623.55 | No | - | - | 12600 | 3.2 | 1050 | 6300 | No | - | - | Yes | 3750 | 11000 | No | - | - | No | - | - | - | - | - | No | - | - | No | - | - | No | - | - | PUHY-EP350YNW-A1
NCHV53D12 | 0 | N/A | Braemar | N/A | Both | fixed | N/A | Air | Air | China | 1.5 | N/A | 5.24 | N/A | N/A | N/A | N/A | N/A | 1.15 | 5.3 | Enthalpy Test Room | 3.7125 | 4.8049 | N/A | - | N/A | N/A | N/A | N/A | N/A | N/A | N/A | N/A | N/A | N/A | N/A | N/A | N/A | N/A | N/A | N/A | N/A | Single | R32 | Australia,Fiji,New Zealand | 144954 | 46508 | 0 | Approved | Reverse Cycle | N/A | Yes | Class 19 | Yes | N/A | N/A | N/A | N/A | N/A | N/A | N/A | Available | N/A | N/A | http://www.gree.com/ | http://www.braemar.com.au/ | N/A | 0 | 0 | AAC6644 | Yes | Variable output compressor | Inverter | No | - | 5240 | 1.5 | - | 550 | 2620 | No | - | - | - | 1371 | 5643.48 | No | 502.7 | 2821.74 | No | - | - | 5300 | 1.15 | 490 | 2700 | No | - | - | No | - | - | - | 1500 | 4550 | No | - | - | - | - | - | - | - | - | No | - | - | No | - | - | PUHY-EP400YNW-A1
NCHV72D13 | 0 | N/A | Braemar | N/A | Both | fixed | N/A | Air | Air | Australia | 1.9 | N/A | 7.15 | N/A | N/A | N/A | N/A | N/A | 1.9 | 8.6 | Enthalpy Test Room | 3.7221 | 4.5016 | N/A | - | N/A | N/A | N/A | N/A | N/A | N/A | N/A | N/A | N/A | N/A | N/A | N/A | N/A | N/A | N/A | N/A | N/A | Single | R32 | Australia,Fiji,New Zealand | 144953 | 46511 | 0 | Approved | Reverse Cycle | N/A | Yes | Class 19 | Yes | N/A | N/A | N/A | N/A | N/A | N/A | N/A | Available | N/A | N/A | http://www.gree.com/ | http://www.braemar.com.au/ | N/A | 0 | 0 | AAC6657 | Yes | Variable output compressor | Inverter | No | - | 7150 | 1.9 | - | 830 | 3400 | No | - | - | - | 1736.6 | 7700.55 | No | 758.62 | 3661.8 | No | - | - | 8600 | 1.9 | 720 | 3900 | No | - | - | Yes | 2500 | 7900 | No | - | - | No | - | - | - | - | - | No | - | - | No | - | - | No | - | - | PUHY-EP450YNW-A1
NCHV72D13 | 0 | N/A | Braemar | N/A | Both | fixed | N/A | Air | Air | China | 2 | N/A | 7.3 | N/A | N/A | N/A | N/A | N/A | 1.9 | 8.5 | Enthalpy Test Room | 3.7221 | 4.5016 | N/A | - | N/A | N/A | N/A | N/A | N/A | N/A | N/A | N/A | N/A | N/A | N/A | N/A | N/A | N/A | N/A | N/A | N/A | Single | R32 | Australia,Fiji,New Zealand | 154222 | 46917 | 0 | Approved | Reverse Cycle | N/A | Yes | Class 19 | Yes | N/A | N/A | N/A | N/A | N/A | N/A | N/A | Available | N/A | N/A | http://www.gree.com/ | http://www.braemar.com.au/ | N/A | 0 | 0 | AAC7568 | Yes | Variable output compressor | Inverter | No | - | 7300 | 2 | - | 830 | 3400 | No | - | - | - | 1828 | 7862.1 | No | 758.62 | 3661.8 | No | - | - | 8500 | 1.9 | 720 | 3900 | No | - | - | Yes | 2500 | 7900 | No | - | - | No | - | - | - | - | - | No | - | - | No | - | - | No | - | - | PUHY-EP500YNW-A1
NCHV80D14 | 0 | N/A | Braemar | N/A | Both | fixed | N/A | Air | Air | China | 2.2 | N/A | 8 | N/A | N/A | N/A | N/A | N/A | 1.9 | 8.9 | Calorimeter Room | 3.6796 | 4.7528 | N/A | - | N/A | N/A | N/A | N/A | N/A | N/A | N/A | N/A | N/A | N/A | N/A | N/A | N/A | N/A | N/A | N/A | N/A | Single | R32 | Australia,Fiji,New Zealand | 144961 | 46515 | 0 | Approved | Reverse Cycle | N/A | Yes | Class 19 | Yes | N/A | N/A | N/A | N/A | N/A | N/A | N/A | Available | N/A | N/A | http://www.gree.com/ | http://www.braemar.com.au/ | N/A | 0 | 0 | AAC6663 | Yes | Variable output compressor | Inverter | No | - | 8000 | 2.2 | - | 820 | 3800 | No | - | - | - | 2010.8 | 8616 | No | 749.48 | 4092.6 | No | - | - | 8900 | 1.9 | 790 | 4300 | No | - | - | Yes | 2900 | 8300 | No | - | - | No | - | - | - | - | - | - | - | - | No | - | - | No | - | - | PUHY-P200YNW-A1
NCHV80D14 | 0 | N/A | Braemar | N/A | Both | fixed | N/A | Air | Air | China | 2.3 | N/A | 8.2 | N/A | N/A | N/A | N/A | N/A | 2.1 | 8.8 | Calorimeter Room | 3.6796 | 4.7528 | N/A | - | N/A | N/A | N/A | N/A | N/A | N/A | N/A | N/A | N/A | N/A | N/A | N/A | N/A | N/A | N/A | N/A | N/A | Single | R32 | Australia,Fiji,New Zealand | 154302 | 46917 | 0 | Approved | Reverse Cycle | N/A | Yes | Class 19 | Yes | N/A | N/A | N/A | N/A | N/A | N/A | N/A | Available | N/A | N/A | http://www.gree.com/ | http://www.braemar.com.au/ | N/A | 0 | 0 | AAC7567 | Yes | Variable output compressor | Inverter | No | - | 8200 | 2.3 | - | 820 | 3800 | No | - | - | - | 2102.2 | 8831.4 | No | 749.48 | 4092.6 | No | - | - | 8800 | 2.1 | 790 | 4300 | No | - | - | Yes | 2900 | 8300 | No | - | - | No | - | - | - | - | - | No | - | - | No | - | - | No | - | - | PUHY-P250YNW-A1
SCHS20D3B/SDHS20D1S | 0 | N/A | Braemar | N/A | Ducted | Single Split System | - | Air | Air | China | 6.38 | N/A | 20.4 | N/A | N/A | N/A | N/A | N/A | 6.28 | 22.5 | Enthalpy Test Room | 3.2791 | 3.5941 | N/A | - | N/A | N/A | N/A | N/A | N/A | N/A | N/A | N/A | N/A | N/A | N/A | N/A | N/A | N/A | N/A | N/A | N/A | Three | R410A | Australia,Fiji,New Zealand | 160273 | 47268 | 0 | Approved | Reverse Cycle | N/A | Yes | Class 11 | Yes | N/A | N/A | N/A | N/A | N/A | N/A | N/A | Available | N/A | N/A | http://www.gree.com/ | http://www.braemar.com.au/ | N/A | 0 | 0 | AAC8280 | Yes | Variable output compressor | Inverter | No | - | 20400 | 6.38 | - | 2600 | 10200 | No | - | - | - | 5831.32 | 21970.8 | No | 2376.4 | 10985.4 | No | - | - | 22500 | 6.28 | 2300 | 11000 | Yes | 2000 | 9100 | Yes | 5500 | 18000 | No | - | - | No | - | - | - | - | - | No | - | - | No | - | - | No | - | - | PUHY-P300YNW-A1
TCHV25T1S/TSHV25T1S | 0 | N/A | Braemar | N/A | Non Ducted | Single Split System | Wall Hung | Air | Air | China | 0.535 | N/A | 2.8 | N/A | N/A | N/A | N/A | N/A | 0.465 | 2.65 | Calorimeter Room | 5.1296 | 5.4411 | N/A | - | N/A | N/A | N/A | N/A | N/A | N/A | N/A | N/A | N/A | N/A | N/A | N/A | N/A | N/A | N/A | N/A | N/A | Single | R32 | Australia,Fiji,New Zealand | 163125 | 47309 | 0 | Approved | Reverse Cycle | N/A | Yes | Class 8 | Yes | N/A | N/A | N/A | N/A | N/A | N/A | N/A | Available | N/A | N/A | http://hao.tcl.com | http://www.braemar.com.au/ | N/A | 0 | 0 | AAC8343 | Yes | Variable output compressor | Inverter | No | - | 2800 | 0.535 | - | 260 | 1300 | No | - | - | - | 488.99 | 3015.6 | Yes | 185 | 1650 | No | - | - | 2650 | 0.465 | 215 | 1300 | No | - | - | No | - | - | - | 1300 | 3900 | No | - | - | - | - | - | - | - | - | No | - | - | No | - | - | PUHY-P350YNW-A1
TCHV35T1S/TSHV35T1S | 0 | N/A | Braemar | N/A | Non Ducted | Single Split System | Wall Hung | Air | Air | China | 0.8 | N/A | 3.5 | N/A | N/A | N/A | N/A | N/A | 1.07 | 4.5 | Calorimeter Room | 4.3234 | 4.2021 | N/A | - | N/A | N/A | N/A | N/A | N/A | N/A | N/A | N/A | N/A | N/A | N/A | N/A | N/A | N/A | N/A | N/A | N/A | Single | R32 | Australia,Fiji,New Zealand | 163126 | 47307 | 0 | Approved | Reverse Cycle | N/A | Yes | Class 8 | Yes | N/A | N/A | N/A | N/A | N/A | N/A | N/A | Available | N/A | N/A | http://hao.tcl.com | http://www.braemar.com.au/ | N/A | 0 | 0 | AAC8338 | Yes | Variable output compressor | Inverter | No | - | 3500 | 0.8 | - | 390 | 1800 | No | - | - | - | 731.2 | 3769.5 | Yes | 225 | 1700 | No | - | - | 4500 | 1.07 | 420 | 2260 | No | - | - | No | - | - | - | 1590 | 4300 | No | - | - | - | - | - | - | - | - | No | - | - | No | - | - | PUHY-P400YNW-A1
TCHV50T1S/TSHV50T1S | 0 | N/A | Braemar | N/A | Non Ducted | Single Split System | Wall Hung | Air | Air | China | 1.4 | N/A | 5.2 | N/A | N/A | N/A | N/A | N/A | 1.2 | 5.2 | Calorimeter Room | 3.6011 | 4.1987 | N/A | - | N/A | N/A | N/A | N/A | N/A | N/A | N/A | N/A | N/A | N/A | N/A | N/A | N/A | N/A | N/A | N/A | N/A | Single | R32 | Australia,Fiji,New Zealand | 163127 | 47309 | 0 | Approved | Reverse Cycle | N/A | Yes | Class 9 | Yes | N/A | N/A | N/A | N/A | N/A | N/A | N/A | Available | N/A | N/A | http://hao.tcl.com | http://www.braemar.com.au/ | N/A | 0 | 0 | AAC8344 | Yes | Variable output compressor | Inverter | No | - | 5200 | 1.4 | - | 560 | 2500 | No | - | - | - | 1279.6 | 5600.4 | Yes | 400 | 2600 | No | - | - | 5200 | 1.2 | 510 | 2600 | No | - | - | No | - | - | - | 1810 | 5300 | No | - | - | - | - | - | - | - | - | No | - | - | No | - | - | PUHY-P450YNW-A1
TCHV70T1S/TSHV70T1S | 0 | N/A | Braemar | N/A | Non Ducted | Single Split System | Wall Hung | Air | Air | China | 1.9 | N/A | 7.2 | N/A | N/A | N/A | N/A | N/A | 1.7 | 7.2 | Calorimeter Room | 3.5574 | 4.0042 | N/A | - | N/A | N/A | N/A | N/A | N/A | N/A | N/A | N/A | N/A | N/A | N/A | N/A | N/A | N/A | N/A | N/A | N/A | Single | R32 | Australia,Fiji,New Zealand | 163128 | 47307 | 0 | Approved | Reverse Cycle | N/A | Yes | Class 9 | Yes | N/A | N/A | N/A | N/A | N/A | N/A | N/A | Available | N/A | N/A | http://hao.tcl.com | http://www.braemar.com.au/ | N/A | 0 | 0 | AAC8339 | Yes | Variable output compressor | Inverter | No | - | 7200 | 1.9 | - | 750 | 3700 | No | - | - | - | 1736.6 | 7754.4 | Yes | 580 | 3700 | No | - | - | 7200 | 1.7 | 690 | 3700 | No | - | - | No | - | - | - | 2100 | 6200 | No | - | - | - | - | - | - | - | - | No | - | - | No | - | - | PUHY-P500YNW-A1
TCHV80T1S/TSHV80T1S | 0 | N/A | Braemar | N/A | Non Ducted | Single Split System | Wall Hung | Air | Air | China | 2.3 | N/A | 8.2 | N/A | N/A | N/A | N/A | N/A | 2.3 | 8.5 | Calorimeter Room | 3.5346 | 3.7519 | N/A | - | N/A | N/A | N/A | N/A | N/A | N/A | N/A | N/A | N/A | N/A | N/A | N/A | N/A | N/A | N/A | N/A | N/A | Single | R32 | Australia,Fiji,New Zealand | 163129 | 47309 | 0 | Approved | Reverse Cycle | N/A | Yes | Class 9 | Yes | N/A | N/A | N/A | N/A | N/A | N/A | N/A | Available | N/A | N/A | http://hao.tcl.com | http://www.braemar.com.au/ | N/A | 0 | 0 | AAC8345 | Yes | Variable output compressor | Inverter | No | - | 8200 | 2.3 | - | 810 | 4200 | No | - | - | - | 2102.2 | 8831.4 | Yes | 650 | 4250 | No | - | - | 8500 | 2.3 | 750 | 4200 | No | - | - | No | - | - | - | 3000 | 7900 | No | - | - | - | - | - | - | - | - | No | - | - | No | - | - | PUMY-P112VKM5
WCHV25D1S/WSHV25D1S | 0 | N/A | Braemar | N/A | Non Ducted | Single Split System | Wall Hung | Air | Air | China | 0.655 | N/A | 2.5 | N/A | N/A | N/A | N/A | N/A | 0.75 | 3 | Calorimeter Room | 4.0358 | 4.0593 | N/A | - | N/A | N/A | N/A | N/A | N/A | N/A | N/A | N/A | N/A | N/A | N/A | N/A | N/A | N/A | N/A | N/A | N/A | Single | R32 | Australia,Fiji,New Zealand | 129635 | 45846 | 0 | Approved | Reverse Cycle | N/A | Yes | Class 8 | Yes | N/A | N/A | N/A | N/A | N/A | N/A | N/A | Available | N/A | N/A | http://www.gree.com/ | http://www.braemar.com.au/ | N/A | 0 | 0 | AAC4985 | Yes | Variable output compressor | Inverter | No | - | 2500 | 0.655 | - | 290 | 1250 | No | - | - | - | 598.67 | 2692.5 | No | 265.06 | 1346.25 | No | - | - | 3000 | 0.75 | 290 | 1450 | No | - | - | Yes | 1100 | 3000 | No | - | - | No | - | - | - | - | - | No | - | - | No | - | - | No | - | - | PUMY-P112VKM5 Series
WCHV25D1T/WSHV25D1T | 0 | N/A | Braemar | N/A | Non Ducted | Single Split System | Wall Hung | Air | Air | China | 0.6 | N/A | 2.5 | N/A | N/A | N/A | N/A | N/A | 0.73 | 3.15 | Calorimeter Room | 4.2372 | 4.3499 | N/A | - | N/A | N/A | N/A | N/A | N/A | N/A | N/A | N/A | N/A | N/A | N/A | N/A | N/A | N/A | N/A | N/A | N/A | Single | R32 | Australia,Fiji,New Zealand | 145288 | 46508 | 0 | Approved | Reverse Cycle | N/A | Yes | Class 8 | Yes | N/A | N/A | N/A | N/A | N/A | N/A | N/A | Available | N/A | N/A | http://www.gree.com/ | http://www.braemar.com.au/ | N/A | 0 | 0 | AAC6645 | Yes | Variable output compressor | Inverter | No | - | 2500 | 0.6 | - | 240 | 1200 | No | - | - | - | 548.4 | 2692.5 | Yes | 165 | 1270 | No | - | - | 3150 | 0.73 | 280 | 1640 | Yes | 155 | 800 | Yes | 940 | 3000 | No | - | - | Yes | 165 | 1270 | - | - | - | No | - | - | No | - | - | No | - | - | PUMY-P112VKM5-BS
WCHV25D1T/WSHV25D1T | 0 | N/A | Braemar | N/A | Non Ducted | Single Split System | Wall Hung | Air | Air | China | 0.61 | N/A | 2.5 | N/A | N/A | N/A | N/A | N/A | 0.71 | 3 | Calorimeter Room | 4.2372 | 4.3499 | N/A | - | N/A | N/A | N/A | N/A | N/A | N/A | N/A | N/A | N/A | N/A | N/A | N/A | N/A | N/A | N/A | N/A | N/A | Single | R32 | Australia,Fiji,New Zealand | 148703 | 46643 | 0 | Approved | Reverse Cycle | N/A | Yes | Class 8 | Yes | N/A | N/A | N/A | N/A | N/A | N/A | N/A | Available | N/A | N/A | http://www.gree.com/ | http://www.braemar.com.au/ | N/A | 0 | 0 | AAC6998 | Yes | Variable output compressor | Inverter | No | - | 2500 | 0.61 | - | 240 | 1200 | No | - | - | - | 557.54 | 2692.5 | Yes | 165 | 1250 | No | - | - | 3000 | 0.71 | 295 | 1500 | Yes | 155 | 800 | Yes | 940 | 2850 | No | - | - | No | - | - | - | - | - | No | - | - | No | - | - | No | - | - | PUMY-P112YKM Series
WCHV35D1S/WSHV35D1S | 0 | N/A | Braemar | N/A | Non Ducted | Single Split System | Wall Hung | Air | Air | China | 0.88 | N/A | 3.35 | N/A | N/A | N/A | N/A | N/A | 0.96 | 3.6 | Calorimeter Room | 3.8246 | 3.7906 | N/A | - | N/A | N/A | N/A | N/A | N/A | N/A | N/A | N/A | N/A | N/A | N/A | N/A | N/A | N/A | N/A | N/A | N/A | Single | R32 | Australia,Fiji,New Zealand | 129645 | 45852 | 0 | Approved | Reverse Cycle | N/A | Yes | Class 8 | Yes | N/A | N/A | N/A | N/A | N/A | N/A | N/A | Available | N/A | N/A | http://www.gree.com/ | http://www.braemar.com.au/ | N/A | 0 | 0 | AAC5012 | Yes | Variable output compressor | Inverter | No | - | 3350 | 0.88 | - | 340 | 1740 | No | - | - | - | 804.32 | 3607.95 | No | 310.76 | 1873.98 | No | - | - | 3600 | 0.96 | 370 | 1860 | No | - | - | Yes | 1480 | 3850 | No | - | - | No | - | - | - | - | - | No | - | - | No | - | - | No | - | - | PUMY-P112YKM4-BSR2
WCHV35D1T/WSHV35D1T | 0 | N/A | Braemar | N/A | Non Ducted | Single Split System | Wall Hung | Air | Air | Australia | 0.915 | N/A | 3.45 | N/A | N/A | N/A | N/A | N/A | 0.95 | 3.73 | Calorimeter Room | 3.7822 | 3.9295 | N/A | - | N/A | N/A | N/A | N/A | N/A | N/A | N/A | N/A | N/A | N/A | N/A | N/A | N/A | N/A | N/A | N/A | N/A | Single | R32 | Australia,Fiji,New Zealand | 145292 | 46533 | 0 | Approved | Reverse Cycle | N/A | Yes | Class 8 | Yes | N/A | N/A | N/A | N/A | N/A | N/A | N/A | Available | N/A | N/A | http://www.gree.com/ | http://www.braemar.com.au/ | N/A | 0 | 0 | AAC6749 | Yes | Variable output compressor | Inverter | No | - | 3450 | 0.915 | - | 330 | 1800 | No | - | - | - | 836.31 | 3715.65 | Yes | 260 | 1900 | No | - | - | 3730 | 0.95 | 340 | 1820 | No | - | - | Yes | 1600 | 3800 | No | - | - | No | - | - | - | - | - | No | - | - | No | - | - | No | - | - | PUMY-P112YKM4R2
WCHV50D1S/WSHV50D1S | 0 | N/A | Braemar | N/A | Non Ducted | Single Split System | Wall Hung | Air | Air | China | 1.39 | N/A | 5.1 | N/A | N/A | N/A | N/A | N/A | 1.52 | 5.4 | Calorimeter Room | 3.6692 | 3.5717 | N/A | - | N/A | N/A | N/A | N/A | N/A | N/A | N/A | N/A | N/A | N/A | N/A | N/A | N/A | N/A | N/A | N/A | N/A | Single | R32 | Australia,Fiji,New Zealand | 129670 | 45847 | 0 | Approved | Reverse Cycle | N/A | Yes | Class 9 | Yes | N/A | N/A | N/A | N/A | N/A | N/A | N/A | Available | N/A | N/A | http://www.gree.com/ | http://www.braemar.com.au/ | N/A | 0 | 0 | AAC4994 | Yes | Variable output compressor | Inverter | No | - | 5100 | 1.39 | - | 490 | 2400 | No | - | - | - | 1270.46 | 5492.7 | No | 447.86 | 2584.8 | Yes | 280 | 1700 | 5400 | 1.52 | 620 | 2900 | Yes | 340 | 1450 | Yes | 2200 | 5050 | No | - | - | No | - | - | - | - | - | No | - | - | No | - | - | No | - | - | PUMY-P112YKME4-BSR2
WCHV50D1T/WSHV50D1T | 0 | N/A | Braemar | N/A | Non Ducted | Single Split System | Wall Hung | Air | Air | China | 1.35 | N/A | 5.2 | N/A | N/A | N/A | N/A | N/A | 1.4 | 5.5 | Calorimeter Room | 3.8659 | 4.1101 | N/A | - | N/A | N/A | N/A | N/A | N/A | N/A | N/A | N/A | N/A | N/A | N/A | N/A | N/A | N/A | N/A | N/A | N/A | Single | R32 | Australia,Fiji,New Zealand | 145297 | 46519 | 0 | Approved | Reverse Cycle | N/A | Yes | Class 9 | Yes | N/A | N/A | N/A | N/A | N/A | N/A | N/A | Available | N/A | N/A | http://www.gree.com/ | http://www.braemar.com.au/ | N/A | 0 | 0 | AAC6686 | Yes | Variable output compressor | Inverter | No | - | 5200 | 1.35 | - | 500 | 2600 | Yes | 210 | 1010 | - | 1233.9 | 5600.4 | No | 457 | 2800.2 | - | 190 | 1640 | 5500 | 1.4 | 550 | 2970 | No | - | - | Yes | 2000 | 5220 | No | - | - | No | - | - | - | - | - | No | - | - | No | - | - | No | - | - | PUMY-P112YKME4R2
WCHV70D1S/WSHV70D1S | 0 | N/A | Braemar | N/A | Non Ducted | Single Split System | Wall Hung | Air | Air | China | 1.99 | N/A | 7 | N/A | N/A | N/A | N/A | N/A | 1.75 | 6.8 | Calorimeter Room | 3.488 | 3.9001 | N/A | - | N/A | N/A | N/A | N/A | N/A | N/A | N/A | N/A | N/A | N/A | N/A | N/A | N/A | N/A | N/A | N/A | N/A | Single | R32 | Australia,Fiji,New Zealand | 129674 | 45853 | 0 | Approved | Reverse Cycle | N/A | Yes | Class 9 | Yes | N/A | N/A | N/A | N/A | N/A | N/A | N/A | Available | N/A | N/A | http://www.gree.com/ | http://www.braemar.com.au/ | N/A | 0 | 0 | AAC5018 | Yes | Variable output compressor | Inverter | No | - | 7000 | 1.99 | - | 687 | 3342 | Yes | 400 | 1140 | - | 1818.86 | 7539 | Yes | 567 | 3631 | - | 314 | 2256 | 6800 | 1.75 | 660 | 3398 | No | - | - | Yes | 2464 | 6194 | No | - | - | No | - | - | - | - | - | Yes | 2903 | 6497 | - | - | - | - | - | - | PUMY-P125VKM5
WCHV70D1T/WSHV70D1T | 0 | N/A | Braemar | N/A | Non Ducted | Single Split System | Wall Hung | Air | Air | China | 1.9 | N/A | 7.1 | N/A | N/A | N/A | N/A | N/A | 1.87 | 7.1 | Calorimeter Room | 3.8201 | 4.0351 | N/A | - | N/A | N/A | N/A | N/A | N/A | N/A | N/A | N/A | N/A | N/A | N/A | N/A | N/A | N/A | N/A | N/A | N/A | Single | R32 | Australia,Fiji,New Zealand | 145299 | 46512 | 0 | Approved | Reverse Cycle | N/A | Yes | Class 9 | Yes | N/A | N/A | N/A | N/A | N/A | N/A | N/A | Available | N/A | N/A | http://www.gree.com/ | http://www.braemar.com.au/ | N/A | 0 | 0 | AAC6660 | Yes | Variable output compressor | Inverter | No | - | 7100 | 1.9 | - | 660 | 3520 | No | - | - | - | 1736.6 | 7646.7 | No | 603.24 | 3791.04 | Yes | 335 | 2460 | 7100 | 1.87 | 665 | 3550 | No | - | - | Yes | 2685 | 6760 | No | - | - | No | - | - | - | - | - | No | - | - | No | - | - | No | - | - | PUMY-P125VKM5 Series
WCHV85D1T/WSHV85D1T | 0 | N/A | Braemar | N/A | Non Ducted | Single Split System | Wall Hung | Air | Air | China | 2.297 | N/A | 8.5 | N/A | N/A | N/A | N/A | N/A | 2.647 | 9 | Calorimeter Room | 3.7275 | 3.4658 | N/A | - | N/A | N/A | N/A | N/A | N/A | N/A | N/A | N/A | N/A | N/A | N/A | N/A | N/A | N/A | N/A | N/A | N/A | Single | R32 | Australia,Fiji,New Zealand | 149445 | 46643 | 0 | Approved | Reverse Cycle | N/A | Yes | Class 9 | Yes | N/A | N/A | N/A | N/A | N/A | N/A | N/A | Available | N/A | N/A | http://www.gree.com/ | http://www.braemar.com.au/ | N/A | 0 | 0 | AAC6999 | Yes | Variable output compressor | Inverter | No | - | 8500 | 2.297 | - | 1100 | 4330 | No | - | - | - | 2099.458 | 9154.5 | Yes | 620 | 4265 | No | - | - | 9000 | 2.647 | 888 | 4345 | Yes | 513 | 2810 | Yes | 2975 | 7620 | No | - | - | Yes | 907 | 3220 | - | - | - | Yes | 2950 | 7200 | No | - | - | Yes | 1490 | 3010 | PUMY-P125VKM5-BS
AONSR13B1/AINHU11B1 | 0 | N/A | BRIVIS | N/A | Ducted | Single Split System | - | Air | Air | Australia,China | 2.7 | N/A | 10.3 | N/A | N/A | N/A | N/A | N/A | 2.4 | 11.3 | Enthalpy Test Room | 3.7377 | 4.6053 | N/A | - | N/A | N/A | N/A | N/A | N/A | N/A | N/A | N/A | N/A | N/A | N/A | N/A | N/A | N/A | N/A | N/A | N/A | Single | R32 | Australia,Fiji,New Zealand | 150328 | 46684 | 0 | Approved | Reverse Cycle | N/A | Yes | Class 11 | Yes | N/A | N/A | N/A | N/A | N/A | N/A | N/A | Available | N/A | N/A | http://www.rinnai.com.au/ | 0 | N/A | 0 | 0 | AAC7111 | Yes | Variable output compressor | Inverter | No | - | 10300 | 2.7 | - | 2120 | 5000 | Yes | 700 | 1740 | - | 2467.8 | 11093.1 | Yes | 770 | 4870 | - | 460 | 3680 | 11300 | 2.4 | 970 | 5800 | Yes | 530 | 3380 | Yes | 3400 | 10800 | No | - | - | No | - | - | - | - | - | No | - | - | No | - | - | No | - | - | PUMY-P125YKM Series
AONSR13B1/AINHU13B1 | 0 | N/A | BRIVIS | N/A | Ducted | Single Split System | - | Air | Air | Australia,China | 3.05 | N/A | 12 | N/A | N/A | N/A | N/A | N/A | 2.8 | 13.8 | Enthalpy Test Room | 3.8258 | 4.8398 | N/A | - | N/A | N/A | N/A | N/A | N/A | N/A | N/A | N/A | N/A | N/A | N/A | N/A | N/A | N/A | N/A | N/A | N/A | Single | R32 | Australia,Fiji,New Zealand | 150339 | 46685 | 0 | Approved | Reverse Cycle | N/A | Yes | Class 11 | Yes | N/A | N/A | N/A | N/A | N/A | N/A | N/A | Available | N/A | N/A | http://www.rinnai.com.au/ | 0 | N/A | 0 | 0 | AAC7118 | Yes | Variable output compressor | Inverter | No | - | 12000 | 3.05 | - | 1810 | 5800 | Yes | 1200 | 3300 | - | 2787.7 | 12924 | Yes | 1050 | 6000 | - | 520 | 3300 | 13800 | 2.8 | 1150 | 7000 | Yes | 610 | 4400 | Yes | 3400 | 12600 | No | - | - | No | - | - | - | - | - | No | - | - | No | - | - | No | - | - | PUMY-P125YKM4-BSR2
AONSR15B1/AINHU15B1 | 0 | N/A | BRIVIS | N/A | Ducted | Single Split System | - | Air | Air | Australia,China | 3.75 | N/A | 13.6 | N/A | N/A | N/A | N/A | N/A | 3.65 | 15.7 | Enthalpy Test Room | 3.54 | 4.2143 | N/A | - | N/A | N/A | N/A | N/A | N/A | N/A | N/A | N/A | N/A | N/A | N/A | N/A | N/A | N/A | N/A | N/A | N/A | Single | R32 | Australia,Fiji,New Zealand | 150340 | 46684 | 0 | Approved | Reverse Cycle | N/A | Yes | Class 11 | Yes | N/A | N/A | N/A | N/A | N/A | N/A | N/A | Available | N/A | N/A | http://www.rinnai.com.au/ | 0 | N/A | 0 | 0 | AAC7110 | Yes | Variable output compressor | Inverter | No | - | 13600 | 3.75 | - | 2010 | 6450 | Yes | 1200 | 3300 | - | 3427.5 | 14647.2 | Yes | 1050 | 6000 | - | 520 | 3300 | 15700 | 3.65 | 1300 | 8000 | Yes | 610 | 4400 | Yes | 3400 | 12600 | No | - | - | No | - | - | - | - | - | No | - | - | No | - | - | No | - | - | PUMY-P125YKM4R2
AONSR18B1/AINXU18B1 | 0 | N/A | BRIVIS | N/A | Ducted | Single Split System | - | Air | Air | Australia,China | 5.4 | N/A | 17.1 | N/A | N/A | N/A | N/A | N/A | 4.9 | 19 | Enthalpy Test Room | 3.131 | 3.8375 | N/A | - | N/A | N/A | N/A | N/A | N/A | N/A | N/A | N/A | N/A | N/A | N/A | N/A | N/A | N/A | N/A | N/A | N/A | Single | R32 | Australia,Fiji,New Zealand | 150341 | 46692 | 0 | Approved | Reverse Cycle | N/A | Yes | Class 11 | Yes | N/A | N/A | N/A | N/A | N/A | N/A | N/A | Available | N/A | N/A | http://www.rinnai.com.au/ | 0 | N/A | 0 | 0 | AAC7121 | Yes | Variable output compressor | Inverter | No | - | 17100 | 5.4 | - | 2600 | 8200 | Yes | 1600 | 3900 | - | 4935.6 | 18416.7 | Yes | 1550 | 8300 | - | 650 | 3300 | 19000 | 4.9 | 1550 | 9700 | Yes | 600 | 5140 | Yes | 4200 | 15000 | No | - | - | No | - | - | - | - | - | No | - | - | No | - | - | No | - | - | PUMY-P125YKME4-BSR2
ASW-H12C5B4/HDR3DI-D1 | 0 | N/A | CAELI | N/A | Non Ducted | Single Split System | Wall Hung | Air | Air | China | 0.87 | N/A | 3.5 | N/A | N/A | N/A | N/A | N/A | 1.05 | 4 | Calorimeter Room | 4.1005 | 3.9827 | N/A | - | N/A | N/A | N/A | N/A | N/A | N/A | N/A | N/A | N/A | N/A | N/A | N/A | N/A | N/A | N/A | N/A | N/A | Single | R32 | Australia,New Zealand | 129830 | 45879 | 0 | Approved | Reverse Cycle | N/A | Yes | Class 8 | Yes | N/A | N/A | N/A | N/A | N/A | N/A | N/A | Available | N/A | N/A | 0 | 0 | N/A | 0 | 0 | AAC5110 | Yes | Variable output compressor | Inverter | No | - | 3500 | 0.87 | - | 420 | 1750 | No | - | - | - | 795.18 | 3769.5 | Yes | 230 | 1750 | No | - | - | 4000 | 1.05 | 380 | 2000 | No | - | - | No | - | - | - | 1050 | 3250 | No | - | - | - | - | - | - | - | - | No | - | - | No | - | - | PUMY-P125YKME4R2
38QAG020N8/42QAG020N8 | 0 | N/A | Carrier | N/A | Non Ducted | Single Split System | Wall Hung | Air | Air | China | 0.45 | N/A | 2 | N/A | N/A | N/A | N/A | N/A | 0.46 | 2.2 | Calorimeter Room | 4.6975 | 4.8242 | N/A | - | N/A | N/A | N/A | N/A | N/A | N/A | N/A | N/A | N/A | N/A | N/A | N/A | N/A | N/A | N/A | N/A | N/A | Single | R32 | Australia,Fiji,New Zealand | 156049 | 46977 | 0 | Approved | Reverse Cycle | N/A | Yes | Class 8 | Yes | N/A | N/A | N/A | N/A | N/A | N/A | N/A | Available | N/A | N/A | http://www.midea.com.cn/ | 0 | N/A | 0 | 0 | AAC7704 | Yes | Variable output compressor | Inverter | No | - | 2000 | 0.45 | - | 200 | 1000 | Yes | 165 | 720 | - | 411.3 | 2154 | Yes | 145 | 1150 | - | 110 | 950 | 2200 | 0.46 | 200 | 1100 | Yes | 155 | 800 | Yes | 1100 | 2800 | No | - | - | No | - | - | - | - | - | No | - | - | No | - | - | No | - | - | PUMY-P140VKM5
38QAG026N8/42QAG026N8 | 0 | N/A | Carrier | N/A | Non Ducted | Single Split System | Wall Hung | Air | Air | China | 0.53 | N/A | 2.65 | N/A | N/A | N/A | N/A | N/A | 0.53 | 2.75 | Calorimeter Room | 5.0357 | 5.155 | N/A | - | N/A | N/A | N/A | N/A | N/A | N/A | N/A | N/A | N/A | N/A | N/A | N/A | N/A | N/A | N/A | N/A | N/A | Single | R32 | Australia,Fiji,New Zealand | 156075 | 46977 | 0 | Approved | Reverse Cycle | N/A | Yes | Class 8 | Yes | N/A | N/A | N/A | N/A | N/A | N/A | N/A | Available | N/A | N/A | http://www.midea.com.cn/ | 0 | N/A | 0 | 0 | AAC7705 | Yes | Variable output compressor | Inverter | No | - | 2650 | 0.53 | - | 230 | 1320 | Yes | 180 | 980 | - | 484.42 | 2854.05 | Yes | 150 | 1400 | - | 115 | 1020 | 2750 | 0.53 | 230 | 1370 | Yes | 160 | 1000 | Yes | 1100 | 3400 | No | - | - | No | - | - | - | - | - | No | - | - | No | - | - | No | - | - | PUMY-P140VKM5 Series
38QAG035N8/42QAG035N8 | 0 | N/A | Carrier | N/A | Non Ducted | Single Split System | Wall Hung | Air | Air | China | 0.79 | N/A | 3.5 | N/A | N/A | N/A | N/A | N/A | 0.83 | 3.75 | Calorimeter Room | 4.3932 | 4.4562 | N/A | - | N/A | N/A | N/A | N/A | N/A | N/A | N/A | N/A | N/A | N/A | N/A | N/A | N/A | N/A | N/A | N/A | N/A | Single | R32 | Australia,Fiji,New Zealand | 156084 | 46977 | 0 | Approved | Reverse Cycle | N/A | Yes | Class 8 | Yes | N/A | N/A | N/A | N/A | N/A | N/A | N/A | Available | N/A | N/A | http://www.midea.com.cn/ | 0 | N/A | 0 | 0 | AAC7706 | Yes | Variable output compressor | Inverter | No | - | 3500 | 0.79 | - | 330 | 1750 | Yes | 185 | 980 | - | 722.06 | 3769.5 | Yes | 255 | 1900 | - | 115 | 1020 | 3750 | 0.83 | 330 | 1850 | Yes | 165 | 1050 | Yes | 1100 | 3500 | No | - | - | No | - | - | - | - | - | No | - | - | No | - | - | No | - | - | PUMY-P140VKM5-BS
38QAG050N8/42QAG050N8 | 0 | N/A | Carrier | N/A | Non Ducted | Single Split System | Wall Hung | Air | Air | China | 1.36 | N/A | 5 | N/A | N/A | N/A | N/A | N/A | 1.46 | 5.35 | Calorimeter Room | 3.9432 | 4.1211 | N/A | - | N/A | N/A | N/A | N/A | N/A | N/A | N/A | N/A | N/A | N/A | N/A | N/A | N/A | N/A | N/A | N/A | N/A | Single | R32 | Australia,Fiji,New Zealand | 156095 | 46978 | 0 | Approved | Reverse Cycle | N/A | Yes | Class 9 | Yes | N/A | N/A | N/A | N/A | N/A | N/A | N/A | Available | N/A | N/A | http://www.midea.com.cn/ | 0 | N/A | 0 | 0 | AAC7707 | Yes | Variable output compressor | Inverter | No | - | 5000 | 1.36 | - | 510 | 2500 | Yes | 480 | 2320 | - | 1243.04 | 5385 | Yes | 390 | 2640 | - | 320 | 2300 | 5350 | 1.46 | 540 | 2650 | Yes | 460 | 2400 | Yes | 1700 | 4800 | No | - | - | No | - | - | - | - | - | No | - | - | No | - | - | No | - | - | PUMY-P140YKM Series
38QAG060N8/42QAG060N8 | 0 | N/A | Carrier | N/A | Non Ducted | Single Split System | Wall Hung | Air | Air | China | 1.77 | N/A | 6 | N/A | N/A | N/A | N/A | N/A | 1.82 | 6.2 | Calorimeter Room | 3.3615 | 3.6939 | N/A | - | N/A | N/A | N/A | N/A | N/A | N/A | N/A | N/A | N/A | N/A | N/A | N/A | N/A | N/A | N/A | N/A | N/A | Single | R32 | Australia,Fiji,New Zealand | 156140 | 46993 | 0 | Approved | Reverse Cycle | N/A | Yes | Class 9 | Yes | N/A | N/A | N/A | N/A | N/A | N/A | N/A | Available | N/A | N/A | http://www.midea.com.cn/ | 0 | N/A | 0 | 0 | AAC7750 | Yes | Variable output compressor | Inverter | No | - | 6000 | 1.77 | - | 650 | 3000 | Yes | 580 | 2760 | - | 1617.78 | 6462 | Yes | 490 | 3290 | - | 330 | 2300 | 6200 | 1.82 | 615 | 3050 | Yes | 460 | 2400 | Yes | 1700 | 4800 | No | - | - | No | - | - | - | - | - | No | - | - | No | - | - | No | - | - | PUMY-P140YKM4-BSR2
38QAG070N8/42QAG070N8 | 0 | N/A | Carrier | N/A | Non Ducted | Single Split System | Wall Hung | Air | Air | China | 2 | N/A | 7 | N/A | N/A | N/A | N/A | N/A | 2.07 | 7.6 | Calorimeter Room | 3.5353 | 3.7408 | N/A | - | N/A | N/A | N/A | N/A | N/A | N/A | N/A | N/A | N/A | N/A | N/A | N/A | N/A | N/A | N/A | N/A | N/A | Single | R32 | Australia,Fiji,New Zealand | 156180 | 46993 | 0 | Approved | Reverse Cycle | N/A | Yes | Class 9 | Yes | N/A | N/A | N/A | N/A | N/A | N/A | N/A | Available | N/A | N/A | http://www.midea.com.cn/ | 0 | N/A | 0 | 0 | AAC7749 | Yes | Variable output compressor | Inverter | No | - | 7000 | 2 | - | 707 | 3458 | Yes | 631 | 2998 | - | 1828 | 7539 | Yes | 618 | 3862 | - | 488 | 3260 | 7600 | 2.07 | 754 | 3793 | Yes | 469 | 2389 | Yes | 2979 | 7782 | No | - | - | No | - | - | - | - | - | No | - | - | No | - | - | No | - | - | PUMY-P140YKM4R2
38QAG080N8/42QAG080N8 | 0 | N/A | Carrier | N/A | Non Ducted | Single Split System | Wall Hung | Air | Air | China | 2.35 | N/A | 8 | N/A | N/A | N/A | N/A | N/A | 2.3 | 8.2 | Calorimeter Room | 3.3973 | 3.6166 | N/A | - | N/A | N/A | N/A | N/A | N/A | N/A | N/A | N/A | N/A | N/A | N/A | N/A | N/A | N/A | N/A | N/A | N/A | Single | R32 | Australia,Fiji,New Zealand | 156185 | 47014 | 0 | Approved | Reverse Cycle | N/A | Yes | Class 9 | Yes | N/A | N/A | N/A | N/A | N/A | N/A | N/A | Available | N/A | N/A | http://www.midea.com.cn/ | 0 | N/A | 0 | 0 | AAC7786 | Yes | Variable output compressor | Inverter | No | - | 8000 | 2.35 | - | 770 | 3790 | Yes | 664 | 3170 | - | 2147.9 | 8616 | Yes | 700 | 4160 | - | 490 | 3250 | 8200 | 2.3 | 808.4 | 4026.8 | Yes | 468.9 | 2388.9 | Yes | 2979 | 7782 | No | - | - | No | - | - | - | - | - | No | - | - | No | - | - | No | - | - | PUMY-P140YKME4-BSR2
38QHB020N8-1/42QHB020N8-1 | 0 | N/A | Carrier | N/A | Non Ducted | Single Split System | Wall Hung | Air | Air | China | 0.4 | N/A | 2.1 | N/A | N/A | N/A | N/A | N/A | 0.57 | 2.86 | Calorimeter Room | 5.2864 | 5.0035 | N/A | - | N/A | N/A | N/A | N/A | N/A | N/A | N/A | N/A | N/A | N/A | N/A | N/A | N/A | N/A | N/A | N/A | N/A | Single | R32 | Australia,Fiji,New Zealand | 129411 | 45824 | 0 | Approved | Reverse Cycle | N/A | Yes | Class 8 | Yes | N/A | N/A | Yes | Yes | Yes | N/A | N/A | Available | N/A | N/A | http://www.midea.com.cn/ | 0 | N/A | 0 | 0 | AAC4908 | Yes | Variable output compressor | Inverter | No | - | 2100 | 0.4 | - | 220 | 1130 | Yes | 200 | 1100 | - | 365.6 | 2261.7 | Yes | 160 | 1200 | - | 160 | 1170 | 2860 | 0.57 | 250 | 1430 | Yes | 220 | 1220 | Yes | 930 | 2480 | No | - | - | No | - | - | - | - | - | No | - | - | No | - | - | No | - | - | PUMY-P140YKME4R2
38QHB026N8-1/42QHB026N8-1 | 0 | N/A | Carrier | N/A | Non Ducted | Single Split System | Wall Hung | Air | Air | China | 0.52 | N/A | 2.56 | N/A | N/A | N/A | N/A | N/A | 0.7 | 3.3 | Calorimeter Room | 4.9709 | 4.7565 | N/A | - | N/A | N/A | N/A | N/A | N/A | N/A | N/A | N/A | N/A | N/A | N/A | N/A | N/A | N/A | N/A | N/A | N/A | Single | R32 | Australia,Fiji,New Zealand | 129412 | 45826 | 0 | Approved | Reverse Cycle | N/A | Yes | Class 8 | Yes | N/A | N/A | Yes | Yes | Yes | N/A | N/A | Available | N/A | N/A | http://www.midea.com.cn/ | 0 | N/A | 0 | 0 | AAC4915 | Yes | Variable output compressor | Inverter | No | - | 2560 | 0.52 | - | 250 | 1270 | Yes | 210 | 1120 | - | 475.28 | 2757.12 | Yes | 170 | 1300 | - | 160 | 1230 | 3300 | 0.7 | 280 | 1620 | Yes | 220 | 1260 | Yes | 1020 | 2910 | No | - | - | No | - | - | - | - | - | No | - | - | No | - | - | No | - | - | PUMY-P200YKMD2-A
38QHB035N8-1/42QHB035N8-1 | 0 | N/A | Carrier | N/A | Non Ducted | Single Split System | Wall Hung | Air | Air | China | 0.82 | N/A | 3.55 | N/A | N/A | N/A | N/A | N/A | 0.94 | 3.98 | Calorimeter Room | 4.3558 | 4.2564 | N/A | - | N/A | N/A | N/A | N/A | N/A | N/A | N/A | N/A | N/A | N/A | N/A | N/A | N/A | N/A | N/A | N/A | N/A | Single | R32 | Australia,Fiji,New Zealand | 129388 | 45817 | 0 | Approved | Reverse Cycle | N/A | Yes | Class 8 | Yes | N/A | N/A | Yes | Yes | Yes | N/A | N/A | Available | N/A | N/A | http://www.midea.com.cn/ | 0 | N/A | 0 | 0 | AAC4891 | Yes | Variable output compressor | Inverter | No | - | 3550 | 0.82 | - | 350 | 1860 | Yes | 200 | 960 | - | 749.48 | 3823.35 | Yes | 240 | 1750 | - | 140 | 1080 | 3980 | 0.94 | 360 | 2000 | Yes | 230 | 1230 | Yes | 1130 | 3560 | No | - | - | No | - | - | - | - | - | No | - | - | No | - | - | No | - | - | PUMY-P200YKMD2-A Series
38QHB050N8-1/42QHB050N8-1 | 0 | N/A | Carrier | N/A | Non Ducted | Single Split System | Wall Hung | Air | Air | China | 1.2 | N/A | 5.05 | N/A | N/A | N/A | N/A | N/A | 1.19 | 5.35 | Calorimeter Room | 4.2529 | 4.5013 | N/A | - | N/A | N/A | N/A | N/A | N/A | N/A | N/A | N/A | N/A | N/A | N/A | N/A | N/A | N/A | N/A | N/A | N/A | Single | R32 | Fiji,New Zealand | 129303 | 80517 | 0 | Approved | Reverse Cycle | N/A | Yes | Class 9 | Yes | N/A | N/A | Yes | Yes | Yes | N/A | N/A | Unavailable | N/A | N/A | http://www.ahi-carrier.co.nz/ | http://www.ahi-carrier.co.nz/ | N/A | 0 | 0 | ZAC0676 | Yes | Variable output compressor | Inverter | No | - | 5050 | 1.2 | - | 490 | 2560 | Yes | 460 | 2300 | - | - | - | Yes | 390 | 2790 | - | 350 | 2540 | 5350 | 1.19 | 470 | 2660 | Yes | 270 | 1440 | Yes | 1390 | 4510 | No | - | - | No | - | - | - | - | - | No | - | - | No | - | - | No | - | - | PUMY-P200YKMD2-A-BS
38QHB050N8-1/42QHB050N8-1 | 0 | N/A | Carrier | N/A | Non Ducted | Single Split System | Wall Hung | Air | Air | China | 1.2 | N/A | 5.05 | N/A | N/A | N/A | N/A | N/A | 1.19 | 5.35 | Calorimeter Room | 4.2529 | 4.5013 | N/A | - | N/A | N/A | N/A | N/A | N/A | N/A | N/A | N/A | N/A | N/A | N/A | N/A | N/A | N/A | N/A | N/A | N/A | Single | R32 | Australia,Fiji,New Zealand | 129392 | 45817 | 0 | Approved | Reverse Cycle | N/A | Yes | Class 9 | Yes | N/A | N/A | Yes | Yes | Yes | N/A | N/A | Available | N/A | N/A | http://www.midea.com.cn/ | 0 | N/A | 0 | 0 | AAC4890 | Yes | Variable output compressor | Inverter | No | - | 5050 | 1.2 | - | 490 | 2560 | Yes | 460 | 2300 | - | 1096.8 | 5438.85 | Yes | 390 | 2790 | - | 350 | 2540 | 5350 | 1.19 | 470 | 2660 | Yes | 270 | 1440 | Yes | 1390 | 4510 | No | - | - | No | - | - | - | - | - | No | - | - | No | - | - | No | - | - | PUMY-P250YBMD-A
38QHB070N8-1/42QHB070N8-1 | 0 | N/A | Carrier | N/A | Non Ducted | Single Split System | Wall Hung | Air | Air | China | 1.95 | N/A | 7 | N/A | N/A | N/A | N/A | N/A | 2.13 | 8.25 | Calorimeter Room | 3.6182 | 3.8793 | N/A | - | N/A | N/A | N/A | N/A | N/A | N/A | N/A | N/A | N/A | N/A | N/A | N/A | N/A | N/A | N/A | N/A | N/A | Single | R32 | Australia,Fiji,New Zealand | 129395 | 45824 | 0 | Approved | Reverse Cycle | N/A | Yes | Class 9 | Yes | N/A | N/A | Yes | Yes | Yes | N/A | N/A | Available | N/A | N/A | http://www.midea.com.cn/ | 0 | N/A | 0 | 0 | AAC4907 | Yes | Variable output compressor | Inverter | No | - | 7000 | 1.95 | - | 780 | 3720 | Yes | 700 | 3280 | - | 1782.3 | 7539 | Yes | 620 | 3810 | - | 500 | 3220 | 8250 | 2.13 | 770 | 4150 | Yes | 440 | 2470 | Yes | 2400 | 5860 | No | - | - | No | - | - | - | - | - | No | - | - | No | - | - | No | - | - | PUMY-P250YBMD-A Series
38QHB080N8-1/42QHB080N8-1 | 0 | N/A | Carrier | N/A | Non Ducted | Single Split System | Wall Hung | Air | Air | China | 2.04 | N/A | 8 | N/A | N/A | N/A | N/A | N/A | 2.9 | 10.1 | Calorimeter Room | 3.9382 | 3.5069 | N/A | - | N/A | N/A | N/A | N/A | N/A | N/A | N/A | N/A | N/A | N/A | N/A | N/A | N/A | N/A | N/A | N/A | N/A | Single | R32 | Australia,Fiji,New Zealand | 129397 | 45824 | 0 | Approved | Reverse Cycle | N/A | Yes | Class 9 | Yes | N/A | N/A | Yes | Yes | Yes | N/A | N/A | Available | N/A | N/A | 0 | 0 | N/A | 0 | 0 | AAC4911 | Yes | Variable output compressor | Inverter | No | - | 8000 | 2.04 | - | 850 | 4060 | Yes | 650 | 3130 | - | 1864.56 | 8616 | Yes | 660 | 4350 | - | 470 | 3300 | 10100 | 2.9 | 1020 | 5090 | Yes | 570 | 2910 | Yes | 2910 | 7320 | No | - | - | No | - | - | - | - | - | No | - | - | No | - | - | No | - | - | PUMY-P250YBMD-A-BS
38QHB090N8-1/42QHB090N8-1 | 0 | N/A | Carrier | N/A | Non Ducted | Single Split System | Wall Hung | Air | Air | China | 2.59 | N/A | 9.1 | N/A | N/A | N/A | N/A | N/A | 2.9 | 10.1 | Calorimeter Room | 3.5321 | 3.5069 | N/A | - | N/A | N/A | N/A | N/A | N/A | N/A | N/A | N/A | N/A | N/A | N/A | N/A | N/A | N/A | N/A | N/A | N/A | Single | R32 | Australia,Fiji,New Zealand | 129399 | 45824 | 0 | Approved | Reverse Cycle | N/A | Yes | Class 9 | Yes | N/A | N/A | Yes | Yes | Yes | N/A | N/A | Available | N/A | N/A | http://www.midea.com.cn/ | 0 | N/A | 0 | 0 | AAC4910 | Yes | Variable output compressor | Inverter | No | - | 9100 | 2.59 | - | 970 | 4540 | Yes | 650 | 3130 | - | 2367.26 | 9800.7 | Yes | 770 | 4900 | - | 470 | 3300 | 10100 | 2.9 | 1020 | 5090 | Yes | 570 | 2910 | Yes | 2910 | 7320 | No | - | - | No | - | - | - | - | - | No | - | - | No | - | - | No | - | - | PUMY-P300YBMD-A
38QHG020N8/42QHG020N8 | 0 | N/A | Carrier | N/A | Non Ducted | Single Split System | Wall Hung | Air | Air | China | 0.45 | N/A | 2 | N/A | N/A | N/A | N/A | N/A | 0.46 | 2.2 | Calorimeter Room | 4.6975 | 4.8242 | N/A | - | N/A | N/A | N/A | N/A | N/A | N/A | N/A | N/A | N/A | N/A | N/A | N/A | N/A | N/A | N/A | N/A | N/A | Single | R32 | Australia,Fiji | 132247 | 45908 | 0 | Approved | Reverse Cycle | N/A | Yes | Class 8 | Yes | N/A | N/A | N/A | N/A | N/A | N/A | N/A | Available | N/A | N/A | http://www.midea.com.cn/ | 0 | N/A | 0 | 0 | AAC5266 | Yes | Variable output compressor | Inverter | No | - | 2000 | 0.45 | - | 200 | 1000 | Yes | 165 | 720 | - | 411.3 | 2154 | Yes | 145 | 1150 | - | 110 | 950 | 2200 | 0.46 | 200 | 1100 | Yes | 155 | 800 | Yes | 1100 | 2800 | No | - | - | No | - | - | - | - | - | No | - | - | No | - | - | No | - | - | PUMY-P300YBMD-A Series
38QHG020N8/42QHG020N8-1 | 0 | N/A | Carrier | N/A | Non Ducted | Single Split System | Wall Hung | Air | Air | China | 0.45 | N/A | 2 | N/A | N/A | N/A | N/A | N/A | 0.46 | 2.2 | Calorimeter Room | 4.6975 | 4.8242 | N/A | - | N/A | N/A | N/A | N/A | N/A | N/A | N/A | N/A | N/A | N/A | N/A | N/A | N/A | N/A | N/A | N/A | N/A | Single | R32 | Australia,Fiji,New Zealand | 149669 | 46641 | 0 | Approved | Reverse Cycle | N/A | Yes | Class 8 | Yes | N/A | N/A | N/A | N/A | N/A | N/A | N/A | Available | N/A | N/A | http://www.midea.com.cn/ | 0 | N/A | 0 | 0 | AAC6981 | Yes | Variable output compressor | Inverter | No | - | 2000 | 0.45 | - | 200 | 1000 | Yes | 165 | 720 | - | 411.3 | 2154 | Yes | 145 | 1150 | - | 110 | 950 | 2200 | 0.46 | 200 | 1100 | Yes | 155 | 800 | Yes | 1100 | 2800 | No | - | - | No | - | - | - | - | - | No | - | - | No | - | - | No | - | - | PUMY-P300YBMD-A-BS
38QHG026N8/42QHG026N8 | 0 | N/A | Carrier | N/A | Non Ducted | Single Split System | Wall Hung | Air | Air | China | 0.53 | N/A | 2.65 | N/A | N/A | N/A | N/A | N/A | 0.53 | 2.75 | Calorimeter Room | 5.0357 | 5.155 | N/A | - | N/A | N/A | N/A | N/A | N/A | N/A | N/A | N/A | N/A | N/A | N/A | N/A | N/A | N/A | N/A | N/A | N/A | Single | R32 | Australia,Fiji,New Zealand | 132273 | 45907 | 0 | Approved | Reverse Cycle | N/A | Yes | Class 8 | Yes | N/A | N/A | N/A | N/A | N/A | N/A | N/A | Available | N/A | N/A | http://www.midea.com.cn/ | 0 | N/A | 0 | 0 | AAC5260 | Yes | Variable output compressor | Inverter | No | - | 2650 | 0.53 | - | 230 | 1320 | Yes | 180 | 980 | - | 484.42 | 2854.05 | Yes | 150 | 1400 | - | 115 | 1020 | 2750 | 0.53 | 230 | 1370 | Yes | 160 | 1000 | Yes | 1100 | 3400 | No | - | - | No | - | - | - | - | - | No | - | - | No | - | - | No | - | - | PUMY-SP112VKMD2-A
38QHG026N8/42QHG026N8-1 | 0 | N/A | Carrier | N/A | Non Ducted | Single Split System | Wall Hung | Air | Air | China | 0.53 | N/A | 2.65 | N/A | N/A | N/A | N/A | N/A | 0.53 | 2.75 | Calorimeter Room | 5.0357 | 5.155 | N/A | - | N/A | N/A | N/A | N/A | N/A | N/A | N/A | N/A | N/A | N/A | N/A | N/A | N/A | N/A | N/A | N/A | N/A | Single | R32 | Australia,Fiji,New Zealand | 149691 | 46641 | 0 | Approved | Reverse Cycle | N/A | Yes | Class 8 | Yes | N/A | N/A | N/A | N/A | N/A | N/A | N/A | Available | N/A | N/A | http://www.midea.com.cn/ | 0 | N/A | 0 | 0 | AAC6982 | Yes | Variable output compressor | Inverter | No | - | 2650 | 0.53 | - | 230 | 1320 | Yes | 180 | 980 | - | 484.42 | 2854.05 | Yes | 150 | 1400 | - | 115 | 1020 | 2750 | 0.53 | 230 | 1370 | Yes | 160 | 1000 | Yes | 1100 | 3400 | No | - | - | No | - | - | - | - | - | No | - | - | No | - | - | No | - | - | PUMY-SP112VKMD2-A Series
38QHG035N8/42QHG035N8 | 0 | N/A | Carrier | N/A | Non Ducted | Single Split System | Wall Hung | Air | Air | China | 0.79 | N/A | 3.5 | N/A | N/A | N/A | N/A | N/A | 0.83 | 3.75 | Calorimeter Room | 4.3932 | 4.4562 | N/A | - | N/A | N/A | N/A | N/A | N/A | N/A | N/A | N/A | N/A | N/A | N/A | N/A | N/A | N/A | N/A | N/A | N/A | Single | R32 | Australia,Fiji,New Zealand | 132272 | 45907 | 0 | Approved | Reverse Cycle | N/A | Yes | Class 8 | Yes | N/A | N/A | N/A | N/A | N/A | N/A | N/A | Available | N/A | N/A | http://www.midea.com.cn/ | 0 | N/A | 0 | 0 | AAC5263 | Yes | Variable output compressor | Inverter | No | - | 3500 | 0.79 | - | 330 | 1750 | Yes | 185 | 980 | - | 722.06 | 3769.5 | Yes | 255 | 1900 | - | 115 | 1020 | 3750 | 0.83 | 330 | 1850 | Yes | 165 | 1050 | Yes | 1100 | 3500 | No | - | - | No | - | - | - | - | - | No | - | - | No | - | - | No | - | - | PUMY-SP112VKMD2-A-BS
38QHG035N8/42QHG035N8-1 | 0 | N/A | Carrier | N/A | Non Ducted | Single Split System | Wall Hung | Air | Air | China | 0.79 | N/A | 3.5 | N/A | N/A | N/A | N/A | N/A | 0.83 | 3.75 | Calorimeter Room | 4.3932 | 4.4562 | N/A | - | N/A | N/A | N/A | N/A | N/A | N/A | N/A | N/A | N/A | N/A | N/A | N/A | N/A | N/A | N/A | N/A | N/A | Single | R32 | Australia,Fiji,New Zealand | 149745 | 46642 | 0 | Approved | Reverse Cycle | N/A | Yes | Class 8 | Yes | N/A | N/A | N/A | N/A | N/A | N/A | N/A | Available | N/A | N/A | http://www.midea.com.cn/ | 0 | N/A | 0 | 0 | AAC6990 | Yes | Variable output compressor | Inverter | No | - | 3500 | 0.79 | - | 330 | 1750 | Yes | 185 | 980 | - | 722.06 | 3769.5 | Yes | 255 | 1900 | - | 115 | 1020 | 3750 | 0.83 | 330 | 1850 | Yes | 165 | 1050 | Yes | 1100 | 3500 | No | - | - | No | - | - | - | - | - | No | - | - | No | - | - | No | - | - | PUMY-SP112YKMD2-A
38QHG050N8/42QHG050N8 | 0 | N/A | Carrier | N/A | Non Ducted | Single Split System | Wall Hung | Air | Air | China | 1.36 | N/A | 5 | N/A | N/A | N/A | N/A | N/A | 1.46 | 5.35 | Calorimeter Room | 3.9432 | 4.1211 | N/A | - | N/A | N/A | N/A | N/A | N/A | N/A | N/A | N/A | N/A | N/A | N/A | N/A | N/A | N/A | N/A | N/A | N/A | Single | R32 | Australia,Fiji,New Zealand | 132276 | 45908 | 0 | Approved | Reverse Cycle | N/A | Yes | Class 9 | Yes | N/A | N/A | N/A | N/A | N/A | N/A | N/A | Available | N/A | N/A | http://www.midea.com.cn/ | 0 | N/A | 0 | 0 | AAC5268 | Yes | Variable output compressor | Inverter | No | - | 5000 | 1.36 | - | 510 | 2500 | Yes | 480 | 2320 | - | 1243.04 | 5385 | Yes | 390 | 2640 | - | 320 | 2300 | 5350 | 1.46 | 540 | 2650 | Yes | 460 | 2400 | Yes | 1700 | 4800 | No | - | - | No | - | - | - | - | - | No | - | - | - | - | - | No | - | - | PUMY-SP112YKMD2-A Series
38QHG050N8/42QHG050N8-1 | 0 | N/A | Carrier | N/A | Non Ducted | Single Split System | Wall Hung | Air | Air | China | 1.36 | N/A | 5 | N/A | N/A | N/A | N/A | N/A | 1.46 | 5.35 | Calorimeter Room | 3.9432 | 4.1211 | N/A | - | N/A | N/A | N/A | N/A | N/A | N/A | N/A | N/A | N/A | N/A | N/A | N/A | N/A | N/A | N/A | N/A | N/A | Single | R32 | Australia,Fiji,New Zealand | 149795 | 46642 | 0 | Approved | Reverse Cycle | N/A | Yes | Class 9 | Yes | N/A | N/A | N/A | N/A | N/A | N/A | N/A | Available | N/A | N/A | http://www.midea.com.cn/ | 0 | N/A | 0 | 0 | AAC6991 | Yes | Variable output compressor | Inverter | No | - | 5000 | 1.36 | - | 510 | 2500 | Yes | 480 | 2320 | - | 1243.04 | 5385 | Yes | 390 | 2640 | - | 320 | 2300 | 5350 | 1.46 | 540 | 2650 | Yes | 460 | 2400 | Yes | 1700 | 4800 | No | - | - | No | - | - | - | - | - | No | - | - | No | - | - | No | - | - | PUMY-SP112YKMD2-A-BS
38QHG060N8/42QHG060N8 | 0 | N/A | Carrier | N/A | Non Ducted | Single Split System | Wall Hung | Air | Air | China | 1.77 | N/A | 6 | N/A | N/A | N/A | N/A | N/A | 1.82 | 6.2 | Calorimeter Room | 3.3615 | 3.6939 | N/A | - | N/A | N/A | N/A | N/A | N/A | N/A | N/A | N/A | N/A | N/A | N/A | N/A | N/A | N/A | N/A | N/A | N/A | Single | R32 | Australia,Fiji,New Zealand | 132291 | 45907 | 0 | Approved | Reverse Cycle | N/A | Yes | Class 9 | Yes | N/A | N/A | N/A | N/A | N/A | N/A | N/A | Available | N/A | N/A | http://www.midea.com.cn/ | 0 | N/A | 0 | 0 | AAC5261 | Yes | Variable output compressor | Inverter | No | - | 6000 | 1.77 | - | 650 | 3000 | Yes | 580 | 2760 | - | 1617.78 | 6462 | Yes | 490 | 3290 | - | 330 | 2300 | 6200 | 1.82 | 615 | 3050 | Yes | 460 | 2400 | Yes | 1700 | 4800 | No | - | - | No | - | - | - | - | - | No | - | - | No | - | - | No | - | - | PUMY-SP125VKMD2-A
38QHG060N8/42QHG060N8-1 | 0 | N/A | Carrier | N/A | Non Ducted | Single Split System | Wall Hung | Air | Air | China | 1.77 | N/A | 6 | N/A | N/A | N/A | N/A | N/A | 1.82 | 6.2 | Calorimeter Room | 3.3615 | 3.6939 | N/A | - | N/A | N/A | N/A | N/A | N/A | N/A | N/A | N/A | N/A | N/A | N/A | N/A | N/A | N/A | N/A | N/A | N/A | Single | R32 | Australia,Fiji,New Zealand | 149798 | 46638 | 0 | Approved | Reverse Cycle | N/A | Yes | Class 9 | Yes | N/A | N/A | N/A | N/A | N/A | N/A | N/A | Available | N/A | N/A | http://www.midea.com.cn/ | 0 | N/A | 0 | 0 | AAC6967 | Yes | Variable output compressor | Inverter | No | - | 6000 | 1.77 | - | 650 | 3000 | Yes | 580 | 2760 | - | 1617.78 | 6462 | Yes | 490 | 3290 | - | 330 | 2300 | 6200 | 1.82 | 615 | 3050 | Yes | 460 | 2400 | Yes | 1700 | 4800 | No | - | - | No | - | - | - | - | - | No | - | - | No | - | - | No | - | - | PUMY-SP125VKMD2-A Series
38QHG070N8/42QHG070N8 | 0 | N/A | Carrier | N/A | Non Ducted | Single Split System | Wall Hung | Air | Air | China | 2.01 | N/A | 7 | N/A | N/A | N/A | N/A | N/A | 2.04 | 7.6 | Calorimeter Room | 3.5625 | 3.7917 | N/A | - | N/A | N/A | N/A | N/A | N/A | N/A | N/A | N/A | N/A | N/A | N/A | N/A | N/A | N/A | N/A | N/A | N/A | Single | R32 | Australia,Fiji,New Zealand | 132295 | 45908 | 0 | Approved | Reverse Cycle | N/A | Yes | Class 9 | Yes | N/A | N/A | N/A | N/A | N/A | N/A | N/A | Available | N/A | N/A | http://www.midea.com.cn/ | 0 | N/A | 0 | 0 | AAC5267 | Yes | Variable output compressor | Inverter | No | - | 7000 | 2.01 | - | 760 | 3500 | Yes | 700 | 3270 | - | 1837.14 | 7539 | Yes | 620 | 3780 | - | 500 | 3210 | 7600 | 2.04 | 770 | 3700 | Yes | 420 | 2080 | Yes | 2800 | 6300 | No | - | - | No | - | - | - | - | - | No | - | - | No | - | - | No | - | - | PUMY-SP125VKMD2-A-BS
38QHG070N8-1/42QHG070N8-1 | 0 | N/A | Carrier | N/A | Non Ducted | Single Split System | Wall Hung | Air | Air | China | 2 | N/A | 7 | N/A | N/A | N/A | N/A | N/A | 2.07 | 7.6 | Calorimeter Room | 3.5353 | 3.7408 | N/A | - | N/A | N/A | N/A | N/A | N/A | N/A | N/A | N/A | N/A | N/A | N/A | N/A | N/A | N/A | N/A | N/A | N/A | Single | R32 | Australia,Fiji,New Zealand | 149800 | 46642 | 0 | Approved | Reverse Cycle | N/A | Yes | Class 9 | Yes | N/A | N/A | N/A | N/A | N/A | N/A | N/A | Available | N/A | N/A | http://www.midea.com.cn/ | 0 | N/A | 0 | 0 | AAC6988 | Yes | Variable output compressor | Inverter | No | - | 7000 | 2 | - | 707 | 3458 | Yes | 631 | 2998 | - | 1828 | 7539 | Yes | 618 | 3862 | - | 488 | 3260 | 7600 | 2.07 | 754 | 3793 | Yes | 469 | 2389 | Yes | 2979 | 7782 | No | - | - | No | - | - | - | - | - | No | - | - | No | - | - | No | - | - | PUMY-SP125YKMD2-A
38QHG080N8/42QHG080N8 | 0 | N/A | Carrier | N/A | Non Ducted | Single Split System | Wall Hung | Air | Air | China | 2.35 | N/A | 8 | N/A | N/A | N/A | N/A | N/A | 2.44 | 8.3 | Calorimeter Room | 3.2862 | 3.5999 | N/A | - | N/A | N/A | N/A | N/A | N/A | N/A | N/A | N/A | N/A | N/A | N/A | N/A | N/A | N/A | N/A | N/A | N/A | Single | R32 | Australia,Fiji,New Zealand | 132300 | 45908 | 0 | Approved | Reverse Cycle | N/A | Yes | Class 9 | Yes | N/A | N/A | N/A | N/A | N/A | N/A | N/A | Available | N/A | N/A | http://www.midea.com.cn/ | 0 | N/A | 0 | 0 | AAC5269 | Yes | Variable output compressor | Inverter | No | - | 8000 | 2.35 | - | 910 | 4000 | Yes | 790 | 3600 | - | 2147.9 | 8616 | Yes | 695 | 4000 | - | 505 | 3200 | 8300 | 2.44 | 820 | 4100 | Yes | 420 | 2100 | Yes | 2800 | 6300 | No | - | - | No | - | - | - | - | - | No | - | - | No | - | - | No | - | - | PUMY-SP125YKMD2-A Series
38QHG080N8-1/42QHG080N8-1 | 0 | N/A | Carrier | N/A | Non Ducted | Single Split System | Wall Hung | Air | Air | China | 2.35 | N/A | 8 | N/A | N/A | N/A | N/A | N/A | 2.3 | 8.2 | Calorimeter Room | 3.3973 | 3.6166 | N/A | - | N/A | N/A | N/A | N/A | N/A | N/A | N/A | N/A | N/A | N/A | N/A | N/A | N/A | N/A | N/A | N/A | N/A | Single | R32 | Australia,Fiji,New Zealand | 150045 | 46650 | 0 | Approved | Reverse Cycle | N/A | Yes | Class 9 | Yes | N/A | N/A | N/A | N/A | N/A | N/A | N/A | Available | N/A | N/A | http://www.midea.com.cn/ | 0 | N/A | 0 | 0 | AAC7018 | Yes | Variable output compressor | Inverter | No | - | 8000 | 2.35 | - | 770 | 3790 | Yes | 664 | 3170 | - | 2147.9 | 8616 | Yes | 700 | 4160 | - | 490 | 3250 | 8200 | 2.3 | 808.4 | 4026.8 | Yes | 468.9 | 2388.9 | Yes | 2979 | 7782 | No | - | - | No | - | - | - | - | - | No | - | - | No | - | - | No | - | - | PUMY-SP125YKMD2-A-BS
38QRG020N8/42QRG020N8 | 0 | N/A | Carrier | N/A | Non Ducted | Single Split System | Wall Hung | Air | Air | China | 0.45 | N/A | 2 | N/A | N/A | N/A | N/A | N/A | 0.46 | 2.2 | Calorimeter Room | 4.6975 | 4.8242 | N/A | - | N/A | N/A | N/A | N/A | N/A | N/A | N/A | N/A | N/A | N/A | N/A | N/A | N/A | N/A | N/A | N/A | N/A | Single | R32 | Australia,Fiji,New Zealand | 159335 | 47141 | 0 | Approved | Reverse Cycle | N/A | Yes | Class 8 | Yes | N/A | N/A | N/A | N/A | N/A | N/A | N/A | Available | N/A | N/A | http://www.midea.com.cn/ | 0 | N/A | 0 | 0 | AAC8014 | Yes | Variable output compressor | Inverter | No | - | 2000 | 0.45 | - | 200 | 1000 | Yes | 165 | 720 | - | 411.3 | 2154 | Yes | 145 | 1150 | - | 110 | 950 | 2200 | 0.46 | 200 | 1100 | Yes | 155 | 800 | Yes | 1100 | 2800 | No | - | - | No | - | - | - | - | - | No | - | - | No | - | - | No | - | - | PUMY-SP140VKMD2-A
38QRG026N8/42QRG026N8 | 0 | N/A | Carrier | N/A | Non Ducted | Single Split System | Wall Hung | Air | Air | China | 0.53 | N/A | 2.65 | N/A | N/A | N/A | N/A | N/A | 0.53 | 2.75 | Calorimeter Room | 5.0357 | 5.155 | N/A | - | N/A | N/A | N/A | N/A | N/A | N/A | N/A | N/A | N/A | N/A | N/A | N/A | N/A | N/A | N/A | N/A | N/A | Single | R32 | Australia,Fiji,New Zealand | 159342 | 47145 | 0 | Approved | Reverse Cycle | N/A | Yes | Class 8 | Yes | N/A | N/A | N/A | N/A | N/A | N/A | N/A | Available | N/A | N/A | http://www.midea.com.cn/ | 0 | N/A | 0 | 0 | AAC8021 | Yes | Variable output compressor | Inverter | No | - | 2650 | 0.53 | - | 230 | 1320 | Yes | 180 | 980 | - | 484.42 | 2854.05 | Yes | 150 | 1400 | - | 115 | 1020 | 2750 | 0.53 | 230 | 1370 | Yes | 160 | 1000 | Yes | 1100 | 3400 | No | - | - | No | - | - | - | - | - | No | - | - | No | - | - | No | - | - | PUMY-SP140VKMD2-A Series
38QRG035N8/42QRG035N8 | 0 | N/A | Carrier | N/A | Non Ducted | Single Split System | Wall Hung | Air | Air | China | 0.79 | N/A | 3.5 | N/A | N/A | N/A | N/A | N/A | 0.83 | 3.75 | Calorimeter Room | 4.3932 | 4.4562 | N/A | - | N/A | N/A | N/A | N/A | N/A | N/A | N/A | N/A | N/A | N/A | N/A | N/A | N/A | N/A | N/A | N/A | N/A | Single | R32 | Australia,Fiji,New Zealand | 159346 | 47145 | 0 | Approved | Reverse Cycle | N/A | Yes | Class 8 | Yes | N/A | N/A | N/A | N/A | N/A | N/A | N/A | Available | N/A | N/A | http://www.midea.com.cn/ | 0 | N/A | 0 | 0 | AAC8020 | Yes | Variable output compressor | Inverter | No | - | 3500 | 0.79 | - | 330 | 1750 | Yes | 185 | 980 | - | 722.06 | 3769.5 | Yes | 255 | 1900 | - | 115 | 1020 | 3750 | 0.83 | 330 | 1850 | Yes | 165 | 1050 | Yes | 1100 | 3500 | No | - | - | No | - | - | - | - | - | No | - | - | No | - | - | No | - | - | PUMY-SP140VKMD2-A-BS
38QRG050N8/42QRG050N8 | 0 | N/A | Carrier | N/A | Non Ducted | Single Split System | Wall Hung | Air | Air | China | 1.36 | N/A | 5 | N/A | N/A | N/A | N/A | N/A | 1.46 | 5.35 | Calorimeter Room | 3.9432 | 4.1211 | N/A | - | N/A | N/A | N/A | N/A | N/A | N/A | N/A | N/A | N/A | N/A | N/A | N/A | N/A | N/A | N/A | N/A | N/A | Single | R32 | Australia,Fiji,New Zealand | 159364 | 47145 | 0 | Approved | Reverse Cycle | N/A | Yes | Class 9 | Yes | N/A | N/A | N/A | N/A | N/A | N/A | N/A | Available | N/A | N/A | http://www.midea.com.cn/ | 0 | N/A | 0 | 0 | AAC8019 | Yes | Variable output compressor | Inverter | No | - | 5000 | 1.36 | - | 510 | 2500 | Yes | 480 | 2320 | - | 1243.04 | 5385 | Yes | 390 | 2640 | - | 320 | 2300 | 5350 | 1.46 | 540 | 2650 | Yes | 460 | 2400 | Yes | 1700 | 4800 | No | - | - | No | - | - | - | - | - | No | - | - | No | - | - | No | - | - | PUMY-SP140YKMD2-A
38QRG060N8/42QRG060N8 | 0 | N/A | Carrier | N/A | Non Ducted | Single Split System | Wall Hung | Air | Air | China | 1.77 | N/A | 6 | N/A | N/A | N/A | N/A | N/A | 1.82 | 6.2 | Calorimeter Room | 3.3615 | 3.6939 | N/A | - | N/A | N/A | N/A | N/A | N/A | N/A | N/A | N/A | N/A | N/A | N/A | N/A | N/A | N/A | N/A | N/A | N/A | Single | R32 | Australia,Fiji,New Zealand | 159365 | 47141 | 0 | Approved | Reverse Cycle | N/A | Yes | Class 9 | Yes | N/A | N/A | N/A | N/A | N/A | N/A | N/A | Available | N/A | N/A | http://www.midea.com.cn/ | 0 | N/A | 0 | 0 | AAC8015 | Yes | Variable output compressor | Inverter | No | - | 6000 | 1.77 | - | 650 | 3000 | Yes | 580 | 2760 | - | 1617.78 | 6462 | Yes | 490 | 3290 | - | 330 | 2300 | 6200 | 1.82 | 615 | 3050 | Yes | 460 | 2400 | Yes | 1700 | 4800 | No | - | - | No | - | - | - | - | - | No | - | - | No | - | - | No | - | - | PUMY-SP140YKMD2-A Series
38QRG070N8/42QRG070N8 | 0 | N/A | Carrier | N/A | Non Ducted | Single Split System | Wall Hung | Air | Air | China | 2 | N/A | 7 | N/A | N/A | N/A | N/A | N/A | 2.07 | 7.6 | Calorimeter Room | 3.5353 | 3.7408 | N/A | - | N/A | N/A | N/A | N/A | N/A | N/A | N/A | N/A | N/A | N/A | N/A | N/A | N/A | N/A | N/A | N/A | N/A | Single | R32 | Australia,Fiji,New Zealand | 159366 | 47145 | 0 | Approved | Reverse Cycle | N/A | Yes | Class 9 | Yes | N/A | N/A | N/A | N/A | N/A | N/A | N/A | Available | N/A | N/A | http://www.midea.com.cn/ | 0 | N/A | 0 | 0 | AAC8018 | Yes | Variable output compressor | Inverter | No | - | 7000 | 2 | - | 707 | 3458 | Yes | 631 | 2998 | - | 1828 | 7539 | Yes | 618 | 3862 | - | 488 | 3260 | 7600 | 2.07 | 754 | 3793 | Yes | 469 | 2389 | Yes | 2979 | 7782 | No | - | - | No | - | - | - | - | - | No | - | - | No | - | - | No | - | - | PUMY-SP140YKMD2-A-BS
38QRG080N8/42QRG080N8 | 0 | N/A | Carrier | N/A | Non Ducted | Single Split System | Wall Hung | Air | Air | China | 2.35 | N/A | 8 | N/A | N/A | N/A | N/A | N/A | 2.3 | 8.2 | Calorimeter Room | 3.3973 | 3.6166 | N/A | - | N/A | N/A | N/A | N/A | N/A | N/A | N/A | N/A | N/A | N/A | N/A | N/A | N/A | N/A | N/A | N/A | N/A | Single | R32 | Australia,Fiji,New Zealand | 159367 | 47141 | 0 | Approved | Reverse Cycle | N/A | Yes | Class 9 | Yes | N/A | N/A | N/A | N/A | N/A | N/A | N/A | Available | N/A | N/A | http://www.midea.com.cn/ | 0 | N/A | 0 | 0 | AAC8016 | Yes | Variable output compressor | Inverter | No | - | 8000 | 2.35 | - | 770 | 3790 | Yes | 664 | 3170 | - | 2147.9 | 8616 | Yes | 700 | 4160 | - | 490 | 3250 | 8200 | 2.3 | 808.4 | 4026.8 | Yes | 468.9 | 2388.9 | Yes | 2979 | 7782 | No | - | - | No | - | - | - | - | - | No | - | - | No | - | - | No | - | - | PUMY-SP80VKMD2-A
38QSH090D8S/42QSH090D8S | 0 | N/A | Carrier | N/A | Ducted | Single Split System | - | Air | Air | China | 2.55 | N/A | 8.6 | N/A | N/A | N/A | N/A | N/A | 2.32 | 9.14 | Enthalpy Test Room | 3.5852 | 4.3862 | N/A | - | N/A | N/A | N/A | N/A | N/A | N/A | N/A | N/A | N/A | N/A | N/A | N/A | N/A | N/A | N/A | N/A | N/A | Single | R32 | Australia,Fiji,New Zealand | 140200 | 46236 | 0 | Approved | Reverse Cycle | N/A | Yes | Class 10 | Yes | N/A | N/A | N/A | N/A | N/A | N/A | N/A | Available | N/A | N/A | http://www.midea.com.cn/ | 0 | N/A | 0 | 0 | AAC6191 | Yes | Variable output compressor | Inverter | No | - | 8600 | 2.55 | - | 1280 | 4000 | Yes | 650 | 2400 | - | 2330.7 | 9262.2 | Yes | 690 | 4200 | - | 380 | 2400 | 9140 | 2.32 | 1000 | 4680 | Yes | 450 | 2090 | Yes | 3700 | 8900 | No | - | - | No | - | - | - | - | - | No | - | - | No | - | - | No | - | - | PUMY-SP80VKMD2-A Series
38QSH105D8S/42QSH105D8S | 0 | N/A | Carrier | N/A | Ducted | Single Split System | - | Air | Air | China | 3.2 | N/A | 10.05 | N/A | N/A | N/A | N/A | N/A | 2.84 | 10.4 | Enthalpy Test Room | 3.2936 | 4.044 | N/A | - | N/A | N/A | N/A | N/A | N/A | N/A | N/A | N/A | N/A | N/A | N/A | N/A | N/A | N/A | N/A | N/A | N/A | Single | R32 | Australia,Fiji,New Zealand | 140201 | 46237 | 0 | Approved | Reverse Cycle | N/A | Yes | Class 11 | Yes | N/A | N/A | N/A | N/A | N/A | N/A | N/A | Available | N/A | N/A | http://www.midea.com.cn/ | 0 | N/A | 0 | 0 | AAC6195 | Yes | Variable output compressor | Inverter | No | - | 10050 | 3.2 | - | 1740 | 4650 | Yes | 650 | 2400 | - | 2924.8 | 10823.85 | Yes | 760 | 4900 | - | 380 | 2400 | 10400 | 2.84 | 1200 | 5300 | Yes | 450 | 2090 | Yes | 3700 | 8900 | No | - | - | No | - | - | - | - | - | No | - | - | No | - | - | No | - | - | PUMY-SP80VKMD2-A-BS
38QSH125D8S/42QSH125D8S | 0 | N/A | Carrier | N/A | Ducted | Single Split System | - | Air | Air | China | 3.72 | N/A | 12 | N/A | N/A | N/A | N/A | N/A | 3.12 | 12.25 | Enthalpy Test Room | 3.5194 | 4.3408 | N/A | - | N/A | N/A | N/A | N/A | N/A | N/A | N/A | N/A | N/A | N/A | N/A | N/A | N/A | N/A | N/A | N/A | N/A | Single | R32 | Australia,Fiji,New Zealand | 140202 | 46231 | 0 | Approved | Reverse Cycle | N/A | Yes | Class 11 | Yes | N/A | N/A | N/A | N/A | N/A | N/A | N/A | Available | N/A | N/A | http://www.midea.com.cn/ | 0 | N/A | 0 | 0 | AAC6187 | Yes | Variable output compressor | Inverter | No | - | 12000 | 3.72 | - | 1580 | 6000 | Yes | 960 | 4080 | - | 3400.08 | 12924 | Yes | 1000 | 6120 | - | 480 | 3160 | 12250 | 3.12 | 1380 | 6260 | Yes | 690 | 3330 | Yes | 5300 | 13400 | No | - | - | No | - | - | - | - | - | No | - | - | No | - | - | No | - | - | PUMY-SP80YKMD2-A
38QSH125D8S-1/42QSH125D8S-1 | 0 | N/A | Carrier | N/A | Ducted | Single Split System | - | Air | Air | China | 3.67 | N/A | 12.4 | N/A | N/A | N/A | N/A | N/A | 3.25 | 12.8 | Enthalpy Test Room | 3.4167 | 4.1618 | N/A | - | N/A | N/A | N/A | N/A | N/A | N/A | N/A | N/A | N/A | N/A | N/A | N/A | N/A | N/A | N/A | N/A | N/A | Single | R32 | Australia,Fiji,New Zealand | 147389 | 46540 | 0 | Approved | Reverse Cycle | N/A | Yes | Class 11 | Yes | N/A | N/A | N/A | N/A | N/A | N/A | N/A | Available | N/A | N/A | http://www.midea.com.cn/ | 0 | N/A | 0 | 0 | AAC6762 | Yes | Variable output compressor | Inverter | No | - | 12400 | 3.67 | - | 1550 | 6444 | Yes | 1314 | 5139 | - | 3354.38 | 13354.8 | Yes | 1000 | 6050 | - | 541 | 3698 | 12800 | 3.25 | 1336 | 6500 | Yes | 541 | 2809 | Yes | 5542 | 14718 | No | - | - | No | - | - | - | - | - | No | - | - | No | - | - | No | - | - | PUMY-SP80YKMD2-A Series
38QSH140D8S/42QSH140D8S | 0 | N/A | Carrier | N/A | Ducted | Single Split System | - | Air | Air | China | 4.33 | N/A | 13.6 | N/A | N/A | N/A | N/A | N/A | 3.74 | 14 | Enthalpy Test Room | 3.3813 | 4.1383 | N/A | - | N/A | N/A | N/A | N/A | N/A | N/A | N/A | N/A | N/A | N/A | N/A | N/A | N/A | N/A | N/A | N/A | N/A | Single | R32 | Australia,Fiji,New Zealand | 140203 | 46237 | 0 | Approved | Reverse Cycle | N/A | Yes | Class 11 | Yes | N/A | N/A | N/A | N/A | N/A | N/A | N/A | Available | N/A | N/A | http://www.midea.com.cn/ | 0 | N/A | 0 | 0 | AAC6194 | Yes | Variable output compressor | Inverter | No | - | 13600 | 4.33 | - | 1950 | 6830 | Yes | 960 | 4080 | - | 3957.62 | 14647.2 | Yes | 1160 | 6760 | - | 480 | 3160 | 14000 | 3.74 | 1490 | 6780 | Yes | 550 | 2730 | Yes | 5300 | 12900 | No | - | - | No | - | - | - | - | - | No | - | - | No | - | - | No | - | - | PUMY-SP80YKMD2-A-BS
38QSH140D8S-1/42QSH140D8S-1 | 0 | N/A | Carrier | N/A | Ducted | Single Split System | - | Air | Air | China | 4.15 | N/A | 13.6 | N/A | N/A | N/A | N/A | N/A | 3.71 | 14.3 | Enthalpy Test Room | 3.324 | 3.8683 | N/A | - | N/A | N/A | N/A | N/A | N/A | N/A | N/A | N/A | N/A | N/A | N/A | N/A | N/A | N/A | N/A | N/A | N/A | Single | R32 | Australia,Fiji,New Zealand | 147390 | 46538 | 0 | Approved | Reverse Cycle | N/A | Yes | Class 11 | Yes | N/A | N/A | N/A | N/A | N/A | N/A | N/A | Available | N/A | N/A | http://www.midea.com.cn/ | 0 | N/A | 0 | 0 | AAC6761 | Yes | Variable output compressor | Inverter | No | - | 13600 | 4.15 | - | 1733 | 6551 | Yes | 893 | 3211 | - | 3793.1 | 14647.2 | Yes | 1100 | 7320 | - | 531 | 3769 | 14300 | 3.71 | 1299 | 6490 | Yes | 562 | 2800 | Yes | 5061 | 14136 | No | - | - | No | - | - | - | - | - | No | - | - | No | - | - | No | - | - | PURY-EP200YNW-A1
38QSH170D8S / 42QSH170D8S | 0 | N/A | Carrier | N/A | Ducted | Single Split System | - | Air | Air | China | 5.02 | N/A | 17 | N/A | N/A | N/A | N/A | N/A | 4.45 | 17 | Enthalpy Test Room | 3.4238 | 3.9192 | N/A | - | N/A | N/A | N/A | N/A | N/A | N/A | N/A | N/A | N/A | N/A | N/A | N/A | N/A | N/A | N/A | N/A | N/A | Single | R32 | Australia,Fiji,New Zealand | 160767 | 47223 | 0 | Approved | Reverse Cycle | N/A | Yes | Class 11 | Yes | N/A | N/A | N/A | N/A | N/A | N/A | N/A | Available | N/A | N/A | http://www.midea.com.cn/ | 0 | N/A | 0 | 0 | AAC8180 | Yes | Variable output compressor | Inverter | No | - | 17000 | 5.02 | - | 2200 | 8032 | Yes | 999 | 4492 | - | 4588.28 | 18309 | Yes | 1355 | 8123 | - | 645 | 4050 | 17000 | 4.45 | 1723 | 8673 | Yes | 777 | 4130 | Yes | 4950 | 14516 | No | - | - | No | - | - | - | - | - | No | - | - | No | - | - | No | - | - | PURY-EP250YNW-A1
38QSH170D8S/42QSH170D8S | 0 | N/A | Carrier | N/A | Ducted | Single Split System | - | Air | Air | China | 5 | N/A | 16.2 | N/A | N/A | N/A | N/A | N/A | 4.45 | 17 | Enthalpy Test Room | 3.2966 | 3.9192 | N/A | - | N/A | N/A | N/A | N/A | N/A | N/A | N/A | N/A | N/A | N/A | N/A | N/A | N/A | N/A | N/A | N/A | N/A | Single | R32 | Australia,Fiji,New Zealand | 147658 | 46558 | 0 | Approved | Reverse Cycle | N/A | Yes | Class 11 | Yes | N/A | N/A | N/A | N/A | N/A | N/A | N/A | Unavailable | N/A | N/A | http://www.midea.com.cn/ | 0 | N/A | 0 | 0 | AAC6782 | Yes | Variable output compressor | Inverter | No | - | 16200 | 5 | - | 2717 | 8032 | Yes | 1111 | 4492 | - | 4570 | 17447.4 | Yes | 1355 | 8123 | - | 645 | 4050 | 17000 | 4.45 | 1723 | 8673 | Yes | 777 | 4130 | Yes | 4950 | 14516 | No | - | - | No | - | - | - | - | - | No | - | - | No | - | - | No | - | - | PURY-EP300YNW-A1
38QSM053D8S/42QSM053D8S | 0 | N/A | Carrier | N/A | Ducted | Single Split System | - | Air | Air | China | 1.55 | N/A | 5.28 | N/A | N/A | N/A | N/A | N/A | 1.49 | 5.65 | Enthalpy Test Room | 3.5045 | 3.9843 | N/A | - | N/A | N/A | N/A | N/A | N/A | N/A | N/A | N/A | N/A | N/A | N/A | N/A | N/A | N/A | N/A | N/A | N/A | Single | R32 | Australia,Fiji,New Zealand | 143410 | 46361 | 0 | Approved | Reverse Cycle | N/A | No | Class 10 | No | N/A | N/A | N/A | N/A | N/A | N/A | N/A | Available | N/A | N/A | http://www.midea.com.cn/ | 0 | N/A | 0 | 0 | AAC6382 | Yes | Variable output compressor | Inverter | No | - | 5280 | 1.55 | - | 790 | 2800 | Yes | 530 | 1890 | - | 1416.7 | 5686.56 | Yes | 430 | 2660 | - | 240 | 1650 | 5650 | 1.49 | 590 | 2750 | Yes | 300 | 1280 | Yes | 1620 | 5050 | No | - | - | No | - | - | - | - | - | No | - | - | No | - | - | No | - | - | PURY-EP350YNW-A1
38QSM060D8S/42QSM060D8S | 0 | N/A | Carrier | N/A | Ducted | Single Split System | - | Air | Air | China | 1.74 | N/A | 5.83 | N/A | N/A | N/A | N/A | N/A | 1.61 | 6.47 | Enthalpy Test Room | 3.7975 | 4.5559 | N/A | - | N/A | N/A | N/A | N/A | N/A | N/A | N/A | N/A | N/A | N/A | N/A | N/A | N/A | N/A | N/A | N/A | N/A | Single | R32 | Australia,Fiji,New Zealand | 140184 | 46231 | 0 | Approved | Reverse Cycle | N/A | Yes | Class 10 | Yes | N/A | N/A | N/A | N/A | N/A | N/A | N/A | Available | N/A | N/A | http://www.midea.com.cn/ | 0 | N/A | 0 | 0 | AAC6186 | Yes | Variable output compressor | Inverter | No | - | 5830 | 1.74 | - | 780 | 3200 | Yes | 580 | 2650 | - | 1590.36 | 6278.91 | Yes | 520 | 3000 | - | 290 | 2080 | 6470 | 1.61 | 680 | 3190 | Yes | 380 | 1760 | Yes | 2830 | 7470 | No | - | - | No | - | - | - | - | - | No | - | - | No | - | - | No | - | - | PURY-EP400YNW-A1
38QSM070D8S/42QSM070D8S | 0 | N/A | Carrier | N/A | Ducted | Single Split System | - | Air | Air | China | 2.2 | N/A | 7.08 | N/A | N/A | N/A | N/A | N/A | 1.83 | 7.08 | Enthalpy Test Room | 3.4868 | 4.398 | N/A | - | N/A | N/A | N/A | N/A | N/A | N/A | N/A | N/A | N/A | N/A | N/A | N/A | N/A | N/A | N/A | N/A | N/A | Single | R32 | Australia,Fiji,New Zealand | 140185 | 46237 | 0 | Approved | Reverse Cycle | N/A | Yes | Class 10 | Yes | N/A | N/A | N/A | N/A | N/A | N/A | N/A | Available | N/A | N/A | http://www.midea.com.cn/ | 0 | N/A | 0 | 0 | AAC6197 | Yes | Variable output compressor | Inverter | No | - | 7080 | 2.2 | - | 1170 | 3650 | Yes | 580 | 2650 | - | 2010.8 | 7625.16 | Yes | 630 | 3460 | - | 290 | 2080 | 7080 | 1.83 | 730 | 3520 | Yes | 380 | 1760 | Yes | 2830 | 7470 | No | - | - | No | - | - | - | - | - | No | - | - | No | - | - | No | - | - | PURY-EP450YNW-A1
38QSM080D8S/42QSM080D8S | 0 | N/A | Carrier | N/A | Ducted | Single Split System | - | Air | Air | China | 2.5 | N/A | 7.85 | N/A | N/A | N/A | N/A | N/A | 2.3 | 8.25 | Enthalpy Test Room | 3.3128 | 4.0775 | N/A | - | N/A | N/A | N/A | N/A | N/A | N/A | N/A | N/A | N/A | N/A | N/A | N/A | N/A | N/A | N/A | N/A | N/A | Single | R32 | Australia,Fiji,New Zealand | 140186 | 46231 | 0 | Approved | Reverse Cycle | N/A | Yes | Class 10 | Yes | N/A | N/A | N/A | N/A | N/A | N/A | N/A | Available | N/A | N/A | http://www.midea.com.cn/ | 0 | N/A | 0 | 0 | AAC6188 | Yes | Variable output compressor | Inverter | No | - | 7850 | 2.5 | - | 1320 | 4020 | Yes | 580 | 2650 | - | 2285 | 8454.45 | Yes | 750 | 4000 | - | 290 | 2080 | 8250 | 2.3 | 880 | 4200 | Yes | 380 | 1760 | Yes | 2830 | 7480 | No | - | - | No | - | - | - | - | - | No | - | - | No | - | - | No | - | - | PURY-EP500YNW-A1
38QSM090D8S/42QSM090D8S | 0 | N/A | Carrier | N/A | Ducted | Single Split System | - | Air | Air | China | 2.65 | N/A | 8.7 | N/A | N/A | N/A | N/A | N/A | 2.32 | 9.28 | Enthalpy Test Room | 3.5861 | 4.4542 | N/A | - | N/A | N/A | N/A | N/A | N/A | N/A | N/A | N/A | N/A | N/A | N/A | N/A | N/A | N/A | N/A | N/A | N/A | Single | R32 | Australia,Fiji,New Zealand | 140187 | 46240 | 0 | Approved | Reverse Cycle | N/A | Yes | Class 10 | Yes | N/A | N/A | N/A | N/A | N/A | N/A | N/A | Available | N/A | N/A | http://www.midea.com.cn/ | 0 | N/A | 0 | 0 | AAC6199 | Yes | Variable output compressor | Inverter | No | - | 8700 | 2.65 | - | 1260 | 4400 | Yes | 770 | 2950 | - | 2422.1 | 9369.9 | Yes | 780 | 4600 | - | 390 | 2520 | 9280 | 2.32 | 970 | 4660 | Yes | 500 | 2430 | Yes | 3660 | 9700 | No | - | - | No | - | - | - | - | - | No | - | - | No | - | - | No | - | - | PURY-P200YNW-A1
38QSM105D8S/42QSM105D8S | 0 | N/A | Carrier | N/A | Ducted | Single Split System | - | Air | Air | China | 3.23 | N/A | 10.15 | N/A | N/A | N/A | N/A | N/A | 2.87 | 10.87 | Enthalpy Test Room | 3.3136 | 4.1842 | N/A | - | N/A | N/A | N/A | N/A | N/A | N/A | N/A | N/A | N/A | N/A | N/A | N/A | N/A | N/A | N/A | N/A | N/A | Single | R32 | Australia,Fiji,New Zealand | 140189 | 46237 | 0 | Approved | Reverse Cycle | N/A | Yes | Class 11 | Yes | N/A | N/A | N/A | N/A | N/A | N/A | N/A | Available | N/A | N/A | http://www.midea.com.cn/ | 0 | N/A | 0 | 0 | AAC6196 | Yes | Variable output compressor | Inverter | No | - | 10150 | 3.23 | - | 1940 | 5280 | Yes | 770 | 2950 | - | 2952.22 | 10931.55 | Yes | 860 | 5100 | - | 390 | 2520 | 10870 | 2.87 | 1180 | 5530 | Yes | 500 | 2430 | Yes | 3660 | 9700 | No | - | - | No | - | - | - | - | - | No | - | - | No | - | - | No | - | - | PURY-P250YNW-A1
38QSM125D8S/42QSM125D8S | 0 | N/A | Carrier | N/A | Ducted | Single Split System | - | Air | Air | China | 3.62 | N/A | 12.3 | N/A | N/A | N/A | N/A | N/A | 3.22 | 13 | Enthalpy Test Room | 3.4564 | 4.0454 | N/A | - | N/A | N/A | N/A | N/A | N/A | N/A | N/A | N/A | N/A | N/A | N/A | N/A | N/A | N/A | N/A | N/A | N/A | Single | R32 | Australia,Fiji,New Zealand | 147741 | 46558 | 0 | Approved | Reverse Cycle | N/A | Yes | Class 11 | Yes | N/A | N/A | N/A | N/A | N/A | N/A | N/A | Available | N/A | N/A | http://www.midea.com.cn/ | 0 | N/A | 0 | 0 | AAC6779 | Yes | Variable output compressor | Inverter | No | - | 12300 | 3.62 | - | 1238 | 6114 | Yes | 895 | 3730 | - | 3308.68 | 13247.1 | Yes | 1056 | 6728 | - | 505 | 3663 | 13000 | 3.22 | 1267 | 6404 | Yes | 586 | 3066 | Yes | 5319 | 15558 | No | - | - | No | - | - | - | - | - | No | - | - | No | - | - | No | - | - | PURY-P300YNW-A1
38QSM140D8S/42QSM140D8S | 0 | N/A | Carrier | N/A | Ducted | Single Split System | - | Air | Air | China | 4.22 | N/A | 13.6 | N/A | N/A | N/A | N/A | N/A | 3.81 | 14.5 | Enthalpy Test Room | 3.2964 | 3.8109 | N/A | - | N/A | N/A | N/A | N/A | N/A | N/A | N/A | N/A | N/A | N/A | N/A | N/A | N/A | N/A | N/A | N/A | N/A | Single | R32 | Australia,Fiji,New Zealand | 147742 | 46558 | 0 | Approved | Reverse Cycle | N/A | Yes | Class 11 | Yes | N/A | N/A | N/A | N/A | N/A | N/A | N/A | Available | N/A | N/A | http://www.midea.com.cn/ | 0 | N/A | 0 | 0 | AAC6783 | Yes | Variable output compressor | Inverter | No | - | 13600 | 4.22 | - | 1489 | 7000 | Yes | 895 | 3730 | - | 3857.08 | 14647.2 | Yes | 1270 | 7609 | - | 510 | 3660 | 14500 | 3.81 | 1398 | 6945 | Yes | 586 | 3066 | Yes | 5319 | 15558 | No | - | - | No | - | - | - | - | - | No | - | - | No | - | - | No | - | - | PURY-P350YNW-A1
38QUM071D8S3 | 0 | N/A | Carrier | N/A | Non Ducted | fixed | N/A | Air | Air | China | 2.01 | N/A | 7.2 | N/A | N/A | N/A | N/A | N/A | 1.65 | 7.4 | Enthalpy Test Room | 3.8033 | 4.6602 | N/A | - | N/A | N/A | N/A | N/A | N/A | N/A | N/A | N/A | N/A | N/A | N/A | N/A | N/A | N/A | N/A | N/A | N/A | Single | R32 | Australia,Fiji,New Zealand | 150082 | 46650 | 0 | Approved | Reverse Cycle | N/A | Yes | Class 19 | Yes | N/A | N/A | N/A | N/A | N/A | N/A | N/A | Available | N/A | N/A | http://www.midea.com.cn/ | 0 | N/A | 0 | 0 | AAC7024 | Yes | Variable output compressor | Inverter | No | - | 7200 | 2.01 | - | 772 | 3639 | Yes | 669 | 3150 | - | 1837.14 | 7754.4 | Yes | 509 | 3606 | - | 384 | 2854 | 7400 | 1.65 | 670 | 3385 | Yes | 416 | 2090 | Yes | 2638 | 8212 | No | - | - | No | - | - | - | - | - | No | - | - | No | - | - | No | - | - | PURY-P400YNW-A1
38QUM080D8S4 | 0 | N/A | Carrier | N/A | Non Ducted | fixed | N/A | Air | Air | China | 2.1 | N/A | 8.1 | N/A | N/A | N/A | N/A | N/A | 1.9 | 8.3 | Enthalpy Test Room | 4.0015 | 4.3987 | N/A | - | N/A | N/A | N/A | N/A | N/A | N/A | N/A | N/A | N/A | N/A | N/A | N/A | N/A | N/A | N/A | N/A | N/A | Single | R32 | Australia,Fiji,New Zealand | 150083 | 46658 | 0 | Approved | Reverse Cycle | N/A | Yes | Class 19 | Yes | N/A | N/A | N/A | N/A | N/A | N/A | N/A | Available | N/A | N/A | http://www.midea.com.cn/ | 0 | N/A | 0 | 0 | AAC7054 | Yes | Variable output compressor | Inverter | No | - | 8100 | 2.1 | - | 950 | 4240 | Yes | 600 | 2871 | - | 1919.4 | 8723.7 | Yes | 526 | 4046 | - | 348 | 2760 | 8300 | 1.9 | 815 | 4320 | Yes | 475 | 2483 | Yes | 2550 | 7830 | No | - | - | No | - | - | - | - | - | No | - | - | No | - | - | No | - | - | PURY-P450YNW-A1
38QUM105D8S5 | 0 | N/A | Carrier | N/A | Non Ducted | fixed | N/A | Air | Air | China | 3.22 | N/A | 10.7 | N/A | N/A | N/A | N/A | N/A | 2.85 | 11 | Enthalpy Test Room | 3.3391 | 4.0498 | N/A | - | N/A | N/A | N/A | N/A | N/A | N/A | N/A | N/A | N/A | N/A | N/A | N/A | N/A | N/A | N/A | N/A | N/A | Single | R32 | Australia,Fiji,New Zealand | 150085 | 46656 | 0 | Approved | Reverse Cycle | N/A | Yes | Class 20 | Yes | N/A | N/A | N/A | N/A | N/A | N/A | N/A | Available | N/A | N/A | http://www.midea.com.cn/ | 0 | N/A | 0 | 0 | AAC7035 | Yes | Variable output compressor | Inverter | No | - | 10700 | 3.22 | - | 1325 | 5710 | Yes | 559 | 2341 | - | 2943.08 | 11523.9 | Yes | 839 | 5463 | - | 448 | 3088 | 11000 | 2.85 | 1200 | 5603 | Yes | 585 | 2654 | Yes | 3380 | 9860 | No | - | - | No | - | - | - | - | - | No | - | - | No | - | - | No | - | - | PURY-P500YNW-A1
38QZY035N8/42QZY035N8 | 0 | N/A | Carrier | N/A | Non Ducted | Single Split System | Floor/Ceiling | Air | Air | China | 0.9 | N/A | 3.5 | N/A | N/A | N/A | N/A | N/A | 1.1 | 4.2 | Calorimeter Room | 3.984 | 4.1839 | N/A | - | N/A | N/A | N/A | N/A | N/A | N/A | N/A | N/A | N/A | N/A | N/A | N/A | N/A | N/A | N/A | N/A | N/A | Single | R32 | Australia,Fiji,New Zealand | 154147 | 46881 | 0 | Approved | Reverse Cycle | N/A | No | Class 8 | No | N/A | N/A | N/A | N/A | N/A | N/A | N/A | Available | N/A | N/A | http://www.midea.com.cn/ | 0 | N/A | 0 | 0 | AAC7474 | Yes | Variable output compressor | Inverter | No | - | 3500 | 0.9 | - | 390 | 1775 | Yes | 260 | 1400 | - | 822.6 | 3769.5 | Yes | 270 | 2020 | - | 172 | 1470 | 4200 | 1.1 | 365 | 2000 | Yes | 240 | 1380 | Yes | 1070 | 3380 | No | - | - | No | - | - | - | - | - | No | - | - | No | - | - | No | - | - | PUZ-M100VKA-A/PCA-M100KA
38QZY050N8/42QZY050N8 | 0 | N/A | Carrier | N/A | Non Ducted | Single Split System | Floor/Ceiling | Air | Air | China | 1.45 | N/A | 4.9 | N/A | N/A | N/A | N/A | N/A | 1.52 | 5.3 | Calorimeter Room | 3.4651 | 3.5314 | N/A | - | N/A | N/A | N/A | N/A | N/A | N/A | N/A | N/A | N/A | N/A | N/A | N/A | N/A | N/A | N/A | N/A | N/A | Single | R32 | Australia,Fiji,New Zealand | 154149 | 46883 | 0 | Approved | Reverse Cycle | N/A | No | Class 9 | No | N/A | N/A | N/A | N/A | N/A | N/A | N/A | Available | N/A | N/A | http://www.midea.com.cn/ | 0 | N/A | 0 | 0 | AAC7484 | Yes | Variable output compressor | Inverter | No | - | 4900 | 1.45 | - | 610 | 2538 | Yes | 484 | 1806 | - | 1325.3 | 5277.3 | Yes | 417 | 2600 | - | 262 | 1883 | 5300 | 1.52 | 455 | 2500 | Yes | 287 | 1500 | Yes | 1757 | 5290 | No | - | - | No | - | - | - | - | - | No | - | - | No | - | - | No | - | - | PUZ-M100VKA-A/PCA-M100KA Series
38SHDS070/42SHDS070 | 0 | N/A | Carrier | N/A | Ducted | Single Split System | - | Air | Air | China | 2.1 | N/A | 6.8 | N/A | N/A | N/A | N/A | N/A | 2.12 | 6.9 | Enthalpy Test Room | 3.3135 | 3.593 | N/A | - | N/A | N/A | N/A | N/A | N/A | N/A | N/A | N/A | N/A | N/A | N/A | N/A | N/A | N/A | N/A | N/A | N/A | Single | R410A | Australia,Fiji,New Zealand | 136400 | 46085 | 0 | Approved | Reverse Cycle | N/A | Yes | Class 10 | Yes | N/A | N/A | N/A | N/A | N/A | N/A | N/A | Available | N/A | N/A | http://www.midea.com.cn/ | 0 | N/A | 0 | 0 | AAC5818 | Yes | Variable output compressor | Inverter | No | - | 6800 | 2.1 | - | 910 | 3410 | Yes | 500 | 1650 | - | 1919.4 | 7323.6 | Yes | 700 | 3420 | - | 400 | 1720 | 6900 | 2.12 | 700 | 3220 | Yes | 440 | 1890 | Yes | 3200 | 6400 | No | - | - | No | - | - | - | - | - | No | - | - | No | - | - | No | - | - | PUZ-M100VKA-A/PCA-M100KA2
38SHDS100/42SHDS100 | 0 | N/A | Carrier | N/A | Ducted | Single Split System | - | Air | Air | China | 2.9 | N/A | 9.45 | N/A | N/A | N/A | N/A | N/A | 2.83 | 9.87 | Enthalpy Test Room | 3.3545 | 3.8628 | N/A | - | N/A | N/A | N/A | N/A | N/A | N/A | N/A | N/A | N/A | N/A | N/A | N/A | N/A | N/A | N/A | N/A | N/A | Single | R410A | Australia,Fiji,New Zealand | 136404 | 46084 | 0 | Approved | Reverse Cycle | N/A | Yes | Class 10 | Yes | N/A | N/A | N/A | N/A | N/A | N/A | N/A | Available | N/A | N/A | http://www.midea.com.cn/ | 0 | N/A | 0 | 0 | AAC5817 | Yes | Variable output compressor | Inverter | No | - | 9450 | 2.9 | - | 1250 | 4820 | Yes | 670 | 1890 | - | 2650.6 | 10177.65 | Yes | 1260 | 5200 | - | 540 | 2030 | 9870 | 2.83 | 1030 | 4860 | Yes | 490 | 1470 | Yes | 4130 | 9380 | No | - | - | No | - | - | - | - | - | No | - | - | - | - | - | No | - | - | PUZ-M100VKA-A/PEAD-M100JAA
38VS00318SHCSS | 0 | N/A | CARRIER | N/A | Non Ducted | vrf | N/A | Air | Air | China,Thailand | 2.113 | N/A | 8 | N/A | N/A | N/A | N/A | N/A | 2.163 | 9 | Enthalpy Test Room | 4.3921 | 4.6968 | N/A | - | N/A | N/A | N/A | N/A | N/A | N/A | N/A | N/A | N/A | N/A | N/A | N/A | N/A | N/A | N/A | N/A | N/A | Single | R410A | Australia,Fiji,New Zealand | 156969 | 47028 | 0 | Approved | Reverse Cycle | N/A | No | Class 19 | No | N/A | N/A | N/A | N/A | N/A | N/A | N/A | Available | N/A | N/A | 0 | https://www.carrier.com/commercial/en/au/ | N/A | 0 | 0 | AAC7797 | Yes | Variable output compressor | Inverter | No | - | 8000 | 2.113 | - | 703 | 4000 | No | - | - | - | 1931.282 | 8616 | No | 642.542 | 4308 | No | - | - | 9000 | 2.163 | 803 | 4500 | No | - | - | No | - | - | - | 3266 | 9800 | No | - | - | - | - | - | - | - | - | No | - | - | No | - | - | PUZ-M100VKA-A/PEAD-M100JAA Series
38VS004181HCSG | 0 | N/A | CARRIER | N/A | Non Ducted | vrf | N/A | Air | Air | China,Thailand | 2.914 | N/A | 12.1 | N/A | N/A | N/A | N/A | N/A | 2.674 | 12.5 | Enthalpy Test Room | 4.1354 | 4.771 | N/A | - | N/A | N/A | N/A | N/A | N/A | N/A | N/A | N/A | N/A | N/A | N/A | N/A | N/A | N/A | N/A | N/A | N/A | Single | R410A | Australia,Fiji,New Zealand | 156348 | 46991 | 0 | Approved | Reverse Cycle | N/A | Yes | Class 20 | Yes | N/A | N/A | N/A | N/A | N/A | N/A | N/A | Available | N/A | N/A | 0 | https://www.carrier.com/commercial/en/au/ | N/A | 0 | 0 | AAC7730 | Yes | Variable output compressor | Inverter | No | - | 12100 | 2.914 | - | 964 | 6050 | No | - | - | - | 2663.396 | 13031.7 | No | 881.096 | 6515.85 | No | - | - | 12500 | 2.674 | 1034 | 6250 | No | - | - | No | - | - | - | 3484 | 11830 | No | - | - | - | - | - | - | - | - | No | - | - | No | - | - | PUZ-M100VKA-A/PEAD-M100JAAD
38VS00418SHCSS | 0 | N/A | CARRIER | N/A | Non Ducted | vrf | N/A | Air | Air | China,Thailand | 3.474 | N/A | 11.2 | N/A | N/A | N/A | N/A | N/A | 3.174 | 12.5 | Enthalpy Test Room | 3.4896 | 4.2463 | N/A | - | N/A | N/A | N/A | N/A | N/A | N/A | N/A | N/A | N/A | N/A | N/A | N/A | N/A | N/A | N/A | N/A | N/A | Single | R410A | Australia,Fiji,New Zealand | 157814 | 47065 | 0 | Approved | Reverse Cycle | N/A | Yes | Class 20 | Yes | N/A | N/A | N/A | N/A | N/A | N/A | N/A | Available | N/A | N/A | 0 | https://www.carrier.com/commercial/en/au/ | N/A | 0 | 0 | AAC7865 | Yes | Variable output compressor | Inverter | No | - | 11200 | 3.474 | - | 1014 | 5600 | No | - | - | - | 3175.236 | 12062.4 | No | 926.796 | 6031.2 | No | - | - | 12500 | 3.174 | 1144 | 6250 | No | - | - | No | - | - | - | 3638 | 10600 | No | - | - | - | - | - | - | - | - | No | - | - | No | - | - | PUZ-M100VKA-A/PEA-M100GAA
38VS005181HCSG | 0 | N/A | CARRIER | N/A | Non Ducted | vrf | N/A | Air | Air | China,Thailand | 3.605 | N/A | 14 | N/A | N/A | N/A | N/A | N/A | 3.855 | 16 | Enthalpy Test Room | 3.8933 | 4.4927 | N/A | - | N/A | N/A | N/A | N/A | N/A | N/A | N/A | N/A | N/A | N/A | N/A | N/A | N/A | N/A | N/A | N/A | N/A | Single | R410A | Australia,Fiji,New Zealand | 156433 | 46998 | 0 | Approved | Reverse Cycle | N/A | Yes | Class 20 | Yes | N/A | N/A | N/A | N/A | N/A | N/A | N/A | Available | N/A | N/A | 0 | https://www.carrier.com/commercial/en/au/ | N/A | 0 | 0 | AAC7756 | Yes | Variable output compressor | Inverter | No | - | 14000 | 3.605 | - | 1125 | 7000 | No | - | - | - | 3294.97 | 15078 | No | 1028.25 | 7539 | No | - | - | 16000 | 3.855 | 1395 | 8000 | No | - | - | No | - | - | - | 4405 | 13000 | No | - | - | - | - | - | - | - | - | No | - | - | No | - | - | PUZ-M100VKA-A/PEA-M100HAA
38VS00518SHCSS | 0 | N/A | CARRIER | N/A | Non Ducted | vrf | N/A | Air | Air | China,Thailand | 4.045 | N/A | 14 | N/A | N/A | N/A | N/A | N/A | 3.965 | 16 | Enthalpy Test Room | 3.6822 | 4.2663 | N/A | - | N/A | N/A | N/A | N/A | N/A | N/A | N/A | N/A | N/A | N/A | N/A | N/A | N/A | N/A | N/A | N/A | N/A | Single | R410A | Australia,Fiji,New Zealand | 157822 | 47069 | 0 | Approved | Reverse Cycle | N/A | Yes | Class 20 | Yes | N/A | N/A | N/A | N/A | N/A | N/A | N/A | Available | N/A | N/A | 0 | https://www.carrier.com/commercial/en/au/ | N/A | 0 | 0 | AAC7871 | Yes | Variable output compressor | Inverter | No | - | 14000 | 4.045 | - | 1395 | 7000 | No | - | - | - | 3697.13 | 15078 | No | 1275.03 | 7539 | No | - | - | 16000 | 3.965 | 1515 | 8000 | No | - | - | No | - | - | - | 5093 | 12600 | No | - | - | - | - | - | - | - | - | No | - | - | No | - | - | PUZ-M100VKA-A/PLA-M100EA2-A
38VS006181HCSG | 0 | N/A | CARRIER | N/A | Non Ducted | vrf | N/A | Air | Air | China,Thailand | 4.395 | N/A | 15.5 | N/A | N/A | N/A | N/A | N/A | 4.415 | 18 | Enthalpy Test Room | 3.6656 | 4.1589 | N/A | - | N/A | N/A | N/A | N/A | N/A | N/A | N/A | N/A | N/A | N/A | N/A | N/A | N/A | N/A | N/A | N/A | N/A | Single | R410A | Australia,Fiji,New Zealand | 156514 | 46999 | 0 | Approved | Reverse Cycle | N/A | Yes | Class 20 | Yes | N/A | N/A | N/A | N/A | N/A | N/A | N/A | Available | N/A | N/A | 0 | https://www.carrier.com/commercial/en/au/ | N/A | 0 | 0 | AAC7760 | Yes | Variable output compressor | Inverter | No | - | 15500 | 4.395 | - | 1255 | 7750 | No | - | - | - | 4017.03 | 16693.5 | No | 1147.07 | 8346.75 | No | - | - | 18000 | 4.415 | 1565 | 9000 | No | - | - | No | - | - | - | 4705 | 14000 | No | - | - | - | - | - | - | - | - | No | - | - | No | - | - | PUZ-M100VKA-A/PLA-M100EA-A
38VS00618SHCSS | 0 | N/A | CARRIER | N/A | Non Ducted | vrf | N/A | Air | Air | China,Thailand | 4.595 | N/A | 15.5 | N/A | N/A | N/A | N/A | N/A | 4.255 | 17 | Enthalpy Test Room | 3.5137 | 4.1689 | N/A | - | N/A | N/A | N/A | N/A | N/A | N/A | N/A | N/A | N/A | N/A | N/A | N/A | N/A | N/A | N/A | N/A | N/A | Single | R410A | Australia,Fiji,New Zealand | 157870 | 47069 | 0 | Approved | Reverse Cycle | N/A | Yes | Class 20 | Yes | N/A | N/A | N/A | N/A | N/A | N/A | N/A | Available | N/A | N/A | 0 | https://www.carrier.com/commercial/en/au/ | N/A | 0 | 0 | AAC7873 | Yes | Variable output compressor | Inverter | No | - | 15500 | 4.595 | - | 1565 | 7750 | No | - | - | - | 4199.83 | 16693.5 | No | 1430.41 | 8346.75 | No | - | - | 17000 | 4.255 | 1595 | 8500 | No | - | - | No | - | - | - | 5196 | 12700 | No | - | - | - | - | - | - | - | - | No | - | - | No | - | - | PUZ-M100VKA-A/PLA-M100EA-A Series
38VS008188HCEE | 0 | N/A | CARRIER | N/A | Non Ducted | vrf | N/A | Air | Air | China,Thailand | 6.838 | N/A | 22.4 | N/A | N/A | N/A | N/A | N/A | 5.368 | 22.4 | Enthalpy Test Room | 3.5534 | 4.4225 | N/A | - | N/A | N/A | N/A | N/A | N/A | N/A | N/A | N/A | N/A | N/A | N/A | N/A | N/A | N/A | N/A | N/A | N/A | Three | R410A | Australia,Fiji,New Zealand | 153288 | 46971 | 0 | Approved | Reverse Cycle | N/A | No | Class 20 | No | N/A | N/A | N/A | N/A | N/A | N/A | N/A | Available | N/A | N/A | 0 | https://www.carrier.com/commercial/en/au/ | N/A | 0 | 0 | AAC7683 | Yes | Variable output compressor | Inverter | No | - | 22400 | 6.838 | - | 2138 | 11200 | No | - | - | - | 6249.932 | 24124.8 | No | 1954.132 | 12062.4 | No | - | - | 22400 | 5.368 | 2018 | 11200 | No | - | - | No | - | - | - | 9108 | 23500 | No | - | - | - | - | - | - | - | - | No | - | - | No | - | - | PUZ-M125VKA-A/PCA-M125KA
38VT008188HTSG | 0 | N/A | CARRIER | N/A | Non Ducted | vrf | N/A | Air | Air | China,Thailand | 4.9 | N/A | 22.4 | N/A | N/A | N/A | N/A | N/A | 5.21 | 25 | Enthalpy Test Room | 4.4061 | 4.5384 | N/A | - | N/A | N/A | N/A | N/A | N/A | N/A | N/A | N/A | N/A | N/A | N/A | N/A | N/A | N/A | N/A | N/A | N/A | Three | R410A | Australia,Fiji,New Zealand | 156404 | 46993 | 0 | Approved | Reverse Cycle | N/A | Yes | Class 20 | Yes | N/A | N/A | N/A | N/A | N/A | N/A | N/A | Available | N/A | N/A | 0 | https://www.carrier.com/commercial/en/au/ | N/A | 0 | 0 | AAC7752 | Yes | Variable output compressor | Inverter | No | - | 22400 | 4.9 | - | 1790 | 11200 | No | - | - | - | 4478.6 | 24124.8 | Yes | 1450 | 11900 | No | - | - | 25000 | 5.21 | 1950 | 12500 | No | - | - | No | - | - | - | 6180 | 20000 | No | - | - | - | - | - | - | - | - | No | - | - | No | - | - | PUZ-M125VKA-A/PCA-M125KA Series
38VT008188RTSG | 0 | N/A | CARRIER | N/A | Non Ducted | vrf | N/A | Air | Air | China,Thailand | 6.131 | N/A | 22.4 | N/A | N/A | N/A | N/A | N/A | 6.011 | 22.4 | Enthalpy Test Room | 3.3935 | 3.476 | N/A | - | N/A | N/A | N/A | N/A | N/A | N/A | N/A | N/A | N/A | N/A | N/A | N/A | N/A | N/A | N/A | N/A | N/A | Three | R410A | Australia,Fiji,New Zealand | 157328 | 47065 | 0 | Approved | Reverse Cycle | N/A | Yes | Class 20 | Yes | N/A | N/A | N/A | N/A | N/A | N/A | N/A | Available | N/A | N/A | 0 | https://www.carrier.com/commercial/en/au/ | N/A | 0 | 0 | AAC7864 | Yes | Variable output compressor | Inverter | No | - | 22400 | 6.131 | - | 1921 | 11200 | No | - | - | - | 5603.734 | 24124.8 | No | 1755.794 | 12062.4 | No | - | - | 22400 | 6.011 | 2374 | 11200 | No | - | - | Yes | 7356 | 16800 | No | - | - | No | - | - | - | - | - | No | - | - | No | - | - | No | - | - | PUZ-M125VKA-A/PCA-M125KA2
38VT010188HTSG | 0 | N/A | CARRIER | N/A | Non Ducted | vrf | N/A | Air | Air | China,Thailand | 7.016 | N/A | 28 | N/A | N/A | N/A | N/A | N/A | 6.976 | 31.5 | Enthalpy Test Room | 3.7616 | 4.259 | N/A | - | N/A | N/A | N/A | N/A | N/A | N/A | N/A | N/A | N/A | N/A | N/A | N/A | N/A | N/A | N/A | N/A | N/A | Three | R410A | Australia,Fiji,New Zealand | 157125 | 47034 | 0 | Approved | Reverse Cycle | N/A | No | Class 20 | No | N/A | N/A | N/A | N/A | N/A | N/A | N/A | Available | N/A | N/A | 0 | https://www.carrier.com/commercial/en/au/ | N/A | 0 | 0 | AAC7815 | Yes | Variable output compressor | Inverter | No | - | 28000 | 7.016 | - | 2196 | 14000 | No | - | - | - | 6412.624 | 30156 | Yes | 1806 | 14400 | No | - | - | 31500 | 6.976 | 2636 | 15750 | No | - | - | No | - | - | - | 7306 | 23500 | No | - | - | - | - | - | - | - | - | No | - | - | No | - | - | PUZ-M125VKA-A/PEAD-M125JAA
38VT010188RTSG | 0 | N/A | CARRIER | N/A | Non Ducted | vrf | N/A | Air | Air | China,Thailand | 7.207 | N/A | 28 | N/A | N/A | N/A | N/A | N/A | 7.165 | 28 | Enthalpy Test Room | 3.6023 | 3.6355 | N/A | - | N/A | N/A | N/A | N/A | N/A | N/A | N/A | N/A | N/A | N/A | N/A | N/A | N/A | N/A | N/A | N/A | N/A | Three | R410A | Australia,Fiji,New Zealand | 157320 | 47065 | 0 | Approved | Reverse Cycle | N/A | Yes | Class 20 | Yes | N/A | N/A | N/A | N/A | N/A | N/A | N/A | Available | N/A | N/A | 0 | https://www.carrier.com/commercial/en/au/ | N/A | 0 | 0 | AAC7863 | Yes | Variable output compressor | Inverter | No | - | 28000 | 7.207 | - | 2262 | 14000 | No | - | - | - | 6587.198 | 30156 | No | 2067.468 | 15078 | No | - | - | 28000 | 7.165 | 2838 | 14000 | No | - | - | Yes | 8750 | 20900 | No | - | - | No | - | - | - | - | - | No | - | - | No | - | - | No | - | - | PUZ-M125VKA-A/PEAD-M125JAA Series
CKN-XHE2i 14.2 | 0 | N/A | Clivet | N/A | Ducted | Packaged | - | Air | Air | Italy | 14.18 | N/A | 42.11 | N/A | N/A | N/A | N/A | N/A | 13.13 | 43.08 | Certification | 2.9697 | 3.281 | N/A | - | N/A | N/A | N/A | N/A | N/A | N/A | N/A | N/A | N/A | N/A | N/A | N/A | N/A | N/A | N/A | N/A | N/A | Three | R410A | Australia,New Zealand | 127754 | 45795 | 0 | Approved | Reverse Cycle | N/A | No | Class 7 | No | N/A | N/A | N/A | N/A | N/A | N/A | N/A | Unavailable | N/A | N/A | 0 | http://www.clivet.com/web/guest/home | N/A | 0 | 0 | AAC4843 | Yes | Variable output compressor | Inverter | No | No | 42110 | 14.18 | - | 7090 | 21055 | No | - | - | - | 12960.52 | 45352.47 | No | 6480.26 | 22676.235 | No | - | - | 43080 | 13.13 | 6565 | 21540 | No | - | - | No | - | - | - | 13130 | 43080 | No | - | - | - | - | - | - | - | - | No | - | - | No | - | - | PUZ-M125VKA-A/PEAD-M125JAAD
MV6i-XMi 400T | 0 | N/A | Clivet | N/A | Non Ducted | vrf | N/A | Air | Air | China | 11.5 | N/A | 40 | N/A | N/A | N/A | N/A | N/A | 9.65 | 40 | Enthalpy Test Room | 3.4291 | 4.0649 | N/A | - | N/A | N/A | N/A | N/A | N/A | N/A | N/A | N/A | N/A | N/A | N/A | N/A | N/A | N/A | N/A | N/A | N/A | Three | R410A | Australia,Fiji,New Zealand | 129575 | 45820 | 0 | Approved | Reverse Cycle | N/A | Yes | Class 21 | Yes | N/A | N/A | N/A | N/A | N/A | N/A | N/A | Available | N/A | N/A | 0 | http://www.clivet.com/web/guest/home | N/A | 0 | 0 | AAC4901 | Yes | Variable output compressor | Inverter | No | No | 40000 | 11.5 | - | 4320 | 20000 | No | - | - | - | 10511 | 43080 | No | 3948.48 | 21540 | No | - | - | 40000 | 9.65 | 4150 | 20000 | No | - | - | Yes | 11350 | 25800 | No | - | - | No | - | - | - | - | - | No | - | - | No | - | - | No | - | - | PUZ-M125VKA-A/PEA-M125GAA
MV6i-XMi 450T | 0 | N/A | Clivet | N/A | Non Ducted | vrf | N/A | Air | Air | China | 14 | N/A | 45 | N/A | N/A | N/A | N/A | N/A | 11.65 | 45 | Enthalpy Test Room | 3.099 | 3.8221 | N/A | - | N/A | N/A | N/A | N/A | N/A | N/A | N/A | N/A | N/A | N/A | N/A | N/A | N/A | N/A | N/A | N/A | N/A | Three | R410A | Australia,Fiji,New Zealand | 129567 | 45817 | 0 | Approved | Reverse Cycle | N/A | Yes | Class 21 | Yes | N/A | N/A | N/A | N/A | N/A | N/A | N/A | Available | N/A | N/A | 0 | http://www.clivet.com/web/guest/home | N/A | 0 | 0 | AAC4889 | Yes | Variable output compressor | Inverter | No | No | 45000 | 14 | - | 4780 | 22500 | No | - | - | - | 12796 | 48465 | No | 4368.92 | 24232.5 | No | - | - | 45000 | 11.65 | 4910 | 22500 | No | - | - | Yes | 12100 | 27000 | No | - | - | No | - | - | - | - | - | No | - | - | No | - | - | No | - | - | PUZ-M125VKA-A/PEA-M125HAA
MV6-XMi 252T | 0 | N/A | Clivet | N/A | Non Ducted | vrf | N/A | Air | Air | China | 6.12 | N/A | 25.2 | N/A | N/A | N/A | N/A | N/A | 5.85 | 25.2 | Enthalpy Test Room | 3.9698 | 4.236 | N/A | - | N/A | N/A | N/A | N/A | N/A | N/A | N/A | N/A | N/A | N/A | N/A | N/A | N/A | N/A | N/A | N/A | N/A | Three | R410A | Australia,Fiji,New Zealand | 132882 | 45931 | 0 | Approved | Reverse Cycle | N/A | No | Class 20 | No | N/A | N/A | N/A | N/A | N/A | N/A | N/A | Available | N/A | N/A | 0 | http://www.clivet.com/web/guest/home | N/A | 0 | 0 | AAC5359 | Yes | Variable output compressor | Inverter | No | - | 25200 | 6.12 | - | 2570 | 12600 | No | - | - | - | 5593.68 | 27140.4 | No | 2348.98 | 13570.2 | No | - | - | 25200 | 5.85 | 2460 | 12600 | No | - | - | Yes | 7320 | 18200 | No | - | - | No | - | - | - | - | - | No | - | - | No | - | - | No | - | - | PUZ-M125VKA-A/PLA-M125EA2-A
MV6-XMi 280T | 0 | N/A | Clivet | N/A | Non Ducted | vrf | N/A | Air | Air | China | 7.6 | N/A | 28 | N/A | N/A | N/A | N/A | N/A | 6.65 | 28 | Enthalpy Test Room | 3.5915 | 4.1129 | N/A | - | N/A | N/A | N/A | N/A | N/A | N/A | N/A | N/A | N/A | N/A | N/A | N/A | N/A | N/A | N/A | N/A | N/A | Three | R410A | Australia,Fiji,New Zealand | 132883 | 45930 | 0 | Approved | Reverse Cycle | N/A | No | Class 20 | No | N/A | N/A | N/A | N/A | N/A | N/A | N/A | Available | N/A | N/A | 0 | http://www.clivet.com/web/guest/home | N/A | 0 | 0 | AAC5354 | Yes | Variable output compressor | Inverter | No | - | 28000 | 7.6 | - | 2870 | 14000 | No | - | - | - | 6946.4 | 30156 | No | 2623.18 | 15078 | No | - | - | 28000 | 6.65 | 2880 | 14000 | No | - | - | Yes | 7900 | 19200 | No | - | - | No | - | - | - | - | - | No | - | - | No | - | - | No | - | - | PUZ-M125VKA-A/PLA-M125EA-A
MV6-XMi 335T | 0 | N/A | Clivet | N/A | Non Ducted | vrf | N/A | Air | Air | China | 9.58 | N/A | 33.5 | N/A | N/A | N/A | N/A | N/A | 8.8 | 33.5 | Enthalpy Test Room | 3.3418 | 3.7077 | N/A | - | N/A | N/A | N/A | N/A | N/A | N/A | N/A | N/A | N/A | N/A | N/A | N/A | N/A | N/A | N/A | N/A | N/A | Three | R410A | Australia,Fiji,New Zealand | 132886 | 45929 | 0 | Approved | Reverse Cycle | N/A | No | Class 20 | No | N/A | N/A | N/A | N/A | N/A | N/A | N/A | Available | N/A | N/A | 0 | http://www.clivet.com/web/guest/home | N/A | 0 | 0 | AAC5342 | Yes | Variable output compressor | Inverter | No | No | 33500 | 9.58 | - | 3490 | 16750 | No | - | - | - | 8756.12 | 36079.5 | No | 3189.86 | 18039.75 | No | - | - | 33500 | 8.8 | 3470 | 16750 | No | - | - | Yes | 8900 | 20100 | No | - | - | No | - | - | - | - | - | No | - | - | No | - | - | No | - | - | PUZ-M125VKA-A/PLA-M125EA-A Series
MV6-XMi 400T | 0 | N/A | Clivet | N/A | Non Ducted | vrf | N/A | Air | Air | China | 11.25 | N/A | 40 | N/A | N/A | N/A | N/A | N/A | 9.45 | 40 | Enthalpy Test Room | 3.4291 | 4.0649 | N/A | - | N/A | N/A | N/A | N/A | N/A | N/A | N/A | N/A | N/A | N/A | N/A | N/A | N/A | N/A | N/A | N/A | N/A | Three | R410A | Australia,Fiji,New Zealand | 132889 | 45930 | 0 | Approved | Reverse Cycle | N/A | No | Class 21 | No | N/A | N/A | N/A | N/A | N/A | N/A | N/A | Available | N/A | N/A | 0 | http://www.clivet.com/web/guest/home | N/A | 0 | 0 | AAC5355 | Yes | Variable output compressor | Inverter | No | No | 40000 | 11.25 | - | 4230 | 20000 | No | - | - | - | 10282.5 | 43080 | No | 3866.22 | 21540 | No | - | - | 40000 | 9.45 | 4080 | 20000 | No | - | - | Yes | 11115 | 25800 | No | - | - | No | - | - | - | - | - | No | - | - | No | - | - | No | - | - | PUZ-M140VKA-A/PEAD-M140JAA
MV6-XMi 450T | 0 | N/A | Clivet | N/A | Non Ducted | vrf | N/A | Air | Air | China | 13.8 | N/A | 45 | N/A | N/A | N/A | N/A | N/A | 11.35 | 45 | Enthalpy Test Room | 3.099 | 3.8221 | N/A | - | N/A | N/A | N/A | N/A | N/A | N/A | N/A | N/A | N/A | N/A | N/A | N/A | N/A | N/A | N/A | N/A | N/A | Three | R410A | Australia,Fiji,New Zealand | 132890 | 45929 | 0 | Approved | Reverse Cycle | N/A | No | Class 21 | No | N/A | N/A | N/A | N/A | N/A | N/A | N/A | Available | N/A | N/A | 0 | http://www.clivet.com/web/guest/home | N/A | 0 | 0 | AAC5343 | Yes | Variable output compressor | Inverter | No | No | 45000 | 13.8 | - | 4650 | 22500 | No | - | - | - | 12613.2 | 48465 | No | 4250.1 | 24232.5 | No | - | - | 45000 | 11.35 | 4820 | 22500 | No | - | - | Yes | 11900 | 27000 | No | - | - | No | - | - | - | - | - | No | - | - | No | - | - | No | - | - | PUZ-M140VKA-A/PEAD-M140JAA Series
MV6-XMi 500T | 0 | N/A | Clivet | N/A | Non Ducted | vrf | N/A | Air | Air | China | 14.9 | N/A | 50 | N/A | N/A | N/A | N/A | N/A | 12.8 | 50 | Enthalpy Test Room | 3.2605 | 3.7992 | N/A | - | N/A | N/A | N/A | N/A | N/A | N/A | N/A | N/A | N/A | N/A | N/A | N/A | N/A | N/A | N/A | N/A | N/A | Three | R410A | Australia,Fiji,New Zealand | 132902 | 45929 | 0 | Approved | Reverse Cycle | N/A | No | Class 21 | No | N/A | N/A | N/A | N/A | N/A | N/A | N/A | Available | N/A | N/A | 0 | http://www.clivet.com/web/guest/home | N/A | 0 | 0 | AAC5352 | Yes | Variable output compressor | Inverter | No | No | 50000 | 14.9 | - | 5550 | 25000 | No | - | - | - | 13618.6 | 53850 | No | 5072.7 | 26925 | No | - | - | 50000 | 12.8 | 5090 | 25000 | No | - | - | Yes | 14200 | 30000 | No | - | - | No | - | - | - | - | - | No | - | - | No | - | - | No | - | - | PUZ-M140VKA-A/PEAD-M140JAAD
MV6-XMi 560T | 0 | N/A | Clivet | N/A | Non Ducted | vrf | N/A | Air | Air | China | 17.1 | N/A | 56 | N/A | N/A | N/A | N/A | N/A | 14.7 | 56 | Enthalpy Test Room | 3.1726 | 3.6841 | N/A | - | N/A | N/A | N/A | N/A | N/A | N/A | N/A | N/A | N/A | N/A | N/A | N/A | N/A | N/A | N/A | N/A | N/A | Three | R410A | Australia,Fiji,New Zealand | 132903 | 45930 | 0 | Approved | Reverse Cycle | N/A | No | Class 21 | No | N/A | N/A | N/A | N/A | N/A | N/A | N/A | Available | N/A | N/A | 0 | http://www.clivet.com/web/guest/home | N/A | 0 | 0 | AAC5356 | Yes | Variable output compressor | Inverter | No | No | 56000 | 17.1 | - | 6350 | 28000 | No | - | - | - | 15629.4 | 60312 | No | 5803.9 | 30156 | No | - | - | 56000 | 14.7 | 6060 | 28000 | No | - | - | Yes | 16000 | 32800 | No | - | - | No | - | - | - | - | - | No | - | - | No | - | - | No | - | - | PUZ-M140VKA-A/PEA-M140GAA
CASG-XG20/CASN-XG20 | 0 | N/A | COMFEE | N/A | Non Ducted | Single Split System | Wall Hung | Air | Air | China | 0.43 | N/A | 2 | N/A | N/A | N/A | N/A | N/A | 0.46 | 2.2 | Calorimeter Room | 4.6309 | 4.7991 | N/A | - | N/A | N/A | N/A | N/A | N/A | N/A | N/A | N/A | N/A | N/A | N/A | N/A | N/A | N/A | N/A | N/A | N/A | Single | R32 | Australia,Fiji,New Zealand | 157026 | 47036 | 0 | Approved | Reverse Cycle | N/A | Yes | Class 8 | Yes | N/A | N/A | N/A | N/A | N/A | N/A | N/A | Available | N/A | N/A | 0 | 0 | N/A | 0 | 0 | AAC7824 | Yes | Variable output compressor | Inverter | No | - | 2000 | 0.43 | - | 200 | 1000 | Yes | 165 | 745 | - | 393.02 | 2154 | Yes | 140 | 1180 | - | 110 | 915 | 2200 | 0.46 | 200 | 1100 | Yes | 155 | 860 | Yes | 940 | 2850 | No | - | - | No | - | - | - | - | - | No | - | - | No | - | - | No | - | - | PUZ-M140VKA-A/PEA-M140HAA
CASG-XG25/CASN-XG25 | 0 | N/A | COMFEE | N/A | Non Ducted | Single Split System | Wall Hung | Air | Air | China | 0.59 | N/A | 2.7 | N/A | N/A | N/A | N/A | N/A | 0.6 | 2.8 | Calorimeter Room | 4.4098 | 4.4672 | N/A | - | N/A | N/A | N/A | N/A | N/A | N/A | N/A | N/A | N/A | N/A | N/A | N/A | N/A | N/A | N/A | N/A | N/A | Single | R32 | Australia,Fiji,New Zealand | 157033 | 47037 | 0 | Approved | Reverse Cycle | N/A | Yes | Class 8 | Yes | N/A | N/A | N/A | N/A | N/A | N/A | N/A | Available | N/A | N/A | 0 | 0 | N/A | 0 | 0 | AAC7830 | Yes | Variable output compressor | Inverter | No | - | 2700 | 0.59 | - | 240 | 1300 | Yes | 164 | 745 | - | 539.26 | 2907.9 | Yes | 180 | 1390 | - | 110 | 915 | 2800 | 0.6 | 250 | 1355 | Yes | 155 | 860 | Yes | 940 | 2850 | No | - | - | No | - | - | - | - | - | No | - | - | No | - | - | No | - | - | PUZ-ZM100VKA*-A/PLA-M100EA*-A
CASG-XG35/CASN-XG35 | 0 | N/A | COMFEE | N/A | Non Ducted | Single Split System | Wall Hung | Air | Air | China | 0.79 | N/A | 3.5 | N/A | N/A | N/A | N/A | N/A | 0.83 | 3.75 | Calorimeter Room | 4.3932 | 4.4562 | N/A | - | N/A | N/A | N/A | N/A | N/A | N/A | N/A | N/A | N/A | N/A | N/A | N/A | N/A | N/A | N/A | N/A | N/A | Single | R32 | Australia,Fiji,New Zealand | 157037 | 47035 | 0 | Approved | Reverse Cycle | N/A | Yes | Class 8 | Yes | N/A | N/A | N/A | N/A | N/A | N/A | N/A | Available | N/A | N/A | 0 | 0 | N/A | 0 | 0 | AAC7823 | Yes | Variable output compressor | Inverter | No | - | 3500 | 0.79 | - | 315 | 1835 | Yes | 182 | 1000 | - | 722.06 | 3769.5 | Yes | 250 | 1900 | - | 112 | 1025 | 3750 | 0.83 | 310 | 1870 | Yes | 160 | 1070 | Yes | 1090 | 3570 | No | - | - | No | - | - | - | - | - | No | - | - | No | - | - | No | - | - | PUZ-ZM100VKA2-A/PCA-M100KA
CASG-XG50/CASN-XG50 | 0 | N/A | COMFEE | N/A | Non Ducted | Single Split System | Wall Hung | Air | Air | China | 1.28 | N/A | 4.95 | N/A | N/A | N/A | N/A | N/A | 1.34 | 5.5 | Calorimeter Room | 3.9435 | 4.1202 | N/A | - | N/A | N/A | N/A | N/A | N/A | N/A | N/A | N/A | N/A | N/A | N/A | N/A | N/A | N/A | N/A | N/A | N/A | Single | R32 | Australia,Fiji,New Zealand | 157038 | 47034 | 0 | Approved | Reverse Cycle | N/A | Yes | Class 9 | Yes | N/A | N/A | N/A | N/A | N/A | N/A | N/A | Available | N/A | N/A | 0 | 0 | N/A | 0 | 0 | AAC7818 | Yes | Variable output compressor | Inverter | No | - | 4950 | 1.28 | - | 530 | 2590 | Yes | 480 | 2330 | - | 1169.92 | 5331.15 | Yes | 380 | 2670 | - | 320 | 2300 | 5500 | 1.34 | 520 | 2690 | Yes | 460 | 2420 | Yes | 1849 | 4830 | No | - | - | No | - | - | - | - | - | No | - | - | No | - | - | No | - | - | PUZ-ZM100VKA2-A/PCA-M100KA2
CASG-XG51/CASN-XG51 | 0 | N/A | COMFEE | N/A | Non Ducted | Single Split System | Wall Hung | Air | Air | China | 1.28 | N/A | 4.95 | N/A | N/A | N/A | N/A | N/A | 1.34 | 5.5 | Calorimeter Room | 3.9435 | 4.1202 | N/A | - | N/A | N/A | N/A | N/A | N/A | N/A | N/A | N/A | N/A | N/A | N/A | N/A | N/A | N/A | N/A | N/A | N/A | Single | R32 | Australia,Fiji,New Zealand | 158444 | 47100 | 0 | Approved | Reverse Cycle | N/A | Yes | Class 9 | Yes | N/A | N/A | N/A | N/A | N/A | N/A | N/A | Available | N/A | N/A | 0 | 0 | N/A | 0 | 0 | AAC7965 | Yes | Variable output compressor | Inverter | No | - | 4950 | 1.28 | - | 530 | 2590 | Yes | 480 | 2330 | - | 1169.92 | 5331.15 | Yes | 380 | 2670 | - | 320 | 2300 | 5500 | 1.34 | 520 | 2690 | Yes | 460 | 2420 | Yes | 1849 | 4900 | No | - | - | No | - | - | - | - | - | No | - | - | No | - | - | No | - | - | PUZ-ZM100VKA2-A/PEAD-M100JAA
CASG-XG60/CASN-XG60 | 0 | N/A | COMFEE | N/A | Non Ducted | Single Split System | Wall Hung | Air | Air | China | 1.75 | N/A | 6.1 | N/A | N/A | N/A | N/A | N/A | 1.686 | 6.4 | Calorimeter Room | 3.4401 | 3.7926 | N/A | - | N/A | N/A | N/A | N/A | N/A | N/A | N/A | N/A | N/A | N/A | N/A | N/A | N/A | N/A | N/A | N/A | N/A | Single | R32 | Australia,Fiji,New Zealand | 157039 | 47037 | 0 | Approved | Reverse Cycle | N/A | Yes | Class 9 | Yes | N/A | N/A | N/A | N/A | N/A | N/A | N/A | Available | N/A | N/A | 0 | 0 | N/A | 0 | 0 | AAC7829 | Yes | Variable output compressor | Inverter | No | - | 6100 | 1.75 | - | 647 | 3122 | Yes | 575 | 2805 | - | 1599.5 | 6569.7 | Yes | 495 | 3293 | - | 321 | 2339 | 6400 | 1.686 | 575 | 3200 | Yes | 450 | 2550 | Yes | 1790 | 4896 | No | - | - | No | - | - | - | - | - | No | - | - | No | - | - | No | - | - | PUZ-ZM100VKA2-A/PEAD-M100JAAD
CASG-XG70/CASN-XG70 | 0 | N/A | COMFEE | N/A | Non Ducted | Single Split System | Wall Hung | Air | Air | China | 1.92 | N/A | 7 | N/A | N/A | N/A | N/A | N/A | 1.99 | 7.9 | Calorimeter Room | 3.5353 | 3.7408 | N/A | - | N/A | N/A | N/A | N/A | N/A | N/A | N/A | N/A | N/A | N/A | N/A | N/A | N/A | N/A | N/A | N/A | N/A | Single | R32 | Australia,Fiji,New Zealand | 157040 | 47034 | 0 | Approved | Reverse Cycle | N/A | Yes | Class 9 | Yes | N/A | N/A | N/A | N/A | N/A | N/A | N/A | Available | N/A | N/A | 0 | 0 | N/A | 0 | 0 | AAC7814 | Yes | Variable output compressor | Inverter | No | - | 7000 | 1.92 | - | 720 | 3300 | Yes | 630 | 2860 | - | 1754.88 | 7539 | Yes | 620 | 3700 | - | 490 | 3100 | 7900 | 1.99 | 750 | 3790 | Yes | 460 | 2380 | Yes | 2970 | 7780 | No | - | - | No | - | - | - | - | - | No | - | - | No | - | - | No | - | - | PUZ-ZM100VKA2-A/PEA-M100GAA
CASG-XG80/CASN-XG80 | 0 | N/A | COMFEE | N/A | Non Ducted | Single Split System | Wall Hung | Air | Air | China | 2.2 | N/A | 7.9 | N/A | N/A | N/A | N/A | N/A | 2.28 | 8.2 | Calorimeter Room | 3.3973 | 3.6166 | N/A | - | N/A | N/A | N/A | N/A | N/A | N/A | N/A | N/A | N/A | N/A | N/A | N/A | N/A | N/A | N/A | N/A | N/A | Single | R32 | Australia,Fiji,New Zealand | 157072 | 47033 | 0 | Approved | Reverse Cycle | N/A | Yes | Class 9 | Yes | N/A | N/A | N/A | N/A | N/A | N/A | N/A | Available | N/A | N/A | 0 | 0 | N/A | 0 | 0 | AAC7812 | Yes | Variable output compressor | Inverter | No | - | 7900 | 2.2 | - | 780 | 3790 | Yes | 665 | 3100 | - | 2010.8 | 8508.3 | Yes | 686 | 4165 | - | 480 | 3260 | 8200 | 2.28 | 800 | 4020 | Yes | 460 | 2380 | Yes | 2979 | 7782 | No | - | - | No | - | - | - | - | - | No | - | - | No | - | - | No | - | - | PUZ-ZM100VKA2-A/PEA-M100HAA
2MXF70T2VMA | 0 | N/A | DAIKIN | N/A | Non Ducted | fixed | N/A | Air | Air | Thailand | 1.88 | N/A | 7 | N/A | N/A | N/A | N/A | N/A | 1.5 | 7 | Calorimeter Room | 3.7777 | 4.5499 | N/A | - | N/A | N/A | N/A | N/A | N/A | N/A | N/A | N/A | N/A | N/A | N/A | N/A | N/A | N/A | N/A | N/A | N/A | Single | R32 | Australia,New Zealand | 150832 | 46694 | 0 | Approved | Reverse Cycle | N/A | Yes | Class 19 | Yes | N/A | N/A | N/A | N/A | N/A | N/A | N/A | Available | N/A | N/A | http://www.daikin.com.au/ | http://www.daikin.com.au | N/A | 0 | 0 | AAC7128 | Yes | Variable output compressor | Inverter | No | - | 7000 | 1.88 | - | 610 | 3500 | No | - | - | - | 1718.32 | 7539 | No | 557.54 | 3769.5 | No | - | - | 7000 | 1.5 | 590 | 3500 | No | - | - | Yes | 1860 | 5800 | No | - | - | No | - | - | - | - | - | No | - | - | No | - | - | No | - | - | PUZ-ZM100VKA2-A/PKA-M100KA
3MXM52R1VMA | 0 | N/A | DAIKIN | N/A | Non Ducted | fixed | N/A | Air | Air | Thailand | 1.15 | N/A | 5.2 | N/A | N/A | N/A | N/A | N/A | 1.4 | 6.8 | Calorimeter Room | 5.166 | 5.1509 | N/A | - | N/A | N/A | N/A | N/A | N/A | N/A | N/A | N/A | N/A | N/A | N/A | N/A | N/A | N/A | N/A | N/A | N/A | Single | R32 | Australia,New Zealand | 144634 | 46480 | 0 | Approved | Reverse Cycle | N/A | Yes | Class 19 | Yes | N/A | N/A | N/A | N/A | N/A | N/A | N/A | Available | N/A | N/A | http://www.daikin.com.au/ | http://www.daikin.com.au | N/A | 0 | 0 | AAC6593 | Yes | Variable output compressor | Inverter | No | - | 5200 | 1.15 | - | 400 | 2600 | No | - | - | - | 1051.1 | 5600.4 | No | 365.6 | 2800.2 | No | - | - | 6800 | 1.4 | 560 | 3400 | No | - | - | Yes | 1760 | 5800 | No | - | - | No | - | - | - | - | - | No | - | - | No | - | - | No | - | - | PUZ-ZM100VKA2-A/PKA-M100KA2
3MXM52R2VMA | 0 | N/A | DAIKIN | N/A | Non Ducted | fixed | N/A | Air | Air | Thailand | 1.15 | N/A | 5.2 | N/A | N/A | N/A | N/A | N/A | 1.4 | 6.8 | Calorimeter Room | 5.166 | 5.1509 | N/A | - | N/A | N/A | N/A | N/A | N/A | N/A | N/A | N/A | N/A | N/A | N/A | N/A | N/A | N/A | N/A | N/A | N/A | Single | R32 | Australia,New Zealand | 147076 | 46532 | 0 | Approved | Reverse Cycle | N/A | Yes | Class 19 | Yes | N/A | N/A | N/A | N/A | N/A | N/A | N/A | Available | N/A | N/A | http://www.daikin.com.au/ | http://www.daikin.com.au | N/A | 0 | 0 | AAC6741 | Yes | Variable output compressor | Inverter | No | - | 5200 | 1.15 | - | 400 | 2600 | No | - | - | - | 1051.1 | 5600.4 | No | 365.6 | 2800.2 | No | - | - | 6800 | 1.4 | 560 | 3400 | No | - | - | Yes | 1760 | 5800 | No | - | - | No | - | - | - | - | - | No | - | - | No | - | - | No | - | - | PUZ-ZM100VKA2-A/PKA-M100KAL
3MXM52RVMA | 0 | N/A | DAIKIN | N/A | Non Ducted | fixed | N/A | Air | Air | Thailand | 1.15 | N/A | 5.2 | N/A | N/A | N/A | N/A | N/A | 1.4 | 6.8 | Calorimeter Room | 5.1583 | 5.1449 | N/A | - | N/A | N/A | N/A | N/A | N/A | N/A | N/A | N/A | N/A | N/A | N/A | N/A | N/A | N/A | N/A | N/A | N/A | Single | R32 | Australia,New Zealand | 146028 | 46502 | 0 | Approved | Reverse Cycle | N/A | Yes | Class 19 | Yes | N/A | N/A | N/A | N/A | N/A | N/A | N/A | Available | N/A | N/A | http://www.daikin.com.au/ | http://www.daikin.com.au | N/A | 0 | 0 | AAC6622 | Yes | Variable output compressor | Inverter | No | - | 5200 | 1.15 | - | 400 | 2600 | No | - | - | - | 1051.1 | 5600.4 | No | 365.6 | 2800.2 | No | - | - | 6800 | 1.4 | 560 | 3400 | No | - | - | Yes | 1760 | 5800 | No | - | - | No | - | - | - | - | - | No | - | - | No | - | - | No | - | - | PUZ-ZM100VKA2-A/PKA-M100KAL2
4MXM68R1VMA | 0 | N/A | DAIKIN | N/A | Non Ducted | fixed | N/A | Air | Air | Thailand | 1.67 | N/A | 6.8 | N/A | N/A | N/A | N/A | N/A | 1.95 | 8.6 | Calorimeter Room | 4.5159 | 4.7997 | N/A | - | N/A | N/A | N/A | N/A | N/A | N/A | N/A | N/A | N/A | N/A | N/A | N/A | N/A | N/A | N/A | N/A | N/A | Single | R32 | Australia,New Zealand | 144638 | 46480 | 0 | Approved | Reverse Cycle | N/A | Yes | Class 19 | Yes | N/A | N/A | N/A | N/A | N/A | N/A | N/A | Available | N/A | N/A | http://www.daikin.com.au/ | http://www.daikin.com.au | N/A | 0 | 0 | AAC6591 | Yes | Variable output compressor | Inverter | No | - | 6800 | 1.67 | - | 530 | 3400 | No | - | - | - | 1526.38 | 7323.6 | No | 484.42 | 3661.8 | No | - | - | 8600 | 1.95 | 720 | 4300 | No | - | - | Yes | 1840 | 6000 | No | - | - | No | - | - | - | - | - | No | - | - | No | - | - | No | - | - | PUZ-ZM100VKA2-A/PLA-M100EA2-A
4MXM68R2VMA | 0 | N/A | DAIKIN | N/A | Non Ducted | fixed | N/A | Air | Air | Thailand | 1.67 | N/A | 6.8 | N/A | N/A | N/A | N/A | N/A | 1.95 | 8.6 | Calorimeter Room | 4.5159 | 4.7997 | N/A | - | N/A | N/A | N/A | N/A | N/A | N/A | N/A | N/A | N/A | N/A | N/A | N/A | N/A | N/A | N/A | N/A | N/A | Single | R32 | Australia,New Zealand | 147078 | 46532 | 0 | Approved | Reverse Cycle | N/A | Yes | Class 19 | Yes | N/A | N/A | N/A | N/A | N/A | N/A | N/A | Available | N/A | N/A | http://www.daikin.com.au/ | http://www.daikin.com.au | N/A | 0 | 0 | AAC6742 | Yes | Variable output compressor | Inverter | No | - | 6800 | 1.67 | - | 530 | 3400 | No | - | - | - | 1526.38 | 7323.6 | No | 484.42 | 3661.8 | No | - | - | 8600 | 1.95 | 720 | 4300 | No | - | - | Yes | 1840 | 6000 | No | - | - | No | - | - | - | - | - | No | - | - | No | - | - | No | - | - | PUZ-ZM100VKA2-A/PLA-M100EA-A
4MXM68RVMA | 0 | N/A | DAIKIN | N/A | Non Ducted | fixed | N/A | Air | Air | Thailand | 1.67 | N/A | 6.8 | N/A | N/A | N/A | N/A | N/A | 1.95 | 8.6 | Calorimeter Room | 4.5172 | 4.777 | N/A | - | N/A | N/A | N/A | N/A | N/A | N/A | N/A | N/A | N/A | N/A | N/A | N/A | N/A | N/A | N/A | N/A | N/A | Single | R32 | Australia,New Zealand | 146029 | 46498 | 0 | Approved | Reverse Cycle | N/A | Yes | Class 19 | Yes | N/A | N/A | N/A | N/A | N/A | N/A | N/A | Available | N/A | N/A | http://www.daikin.com.au/ | http://www.daikin.com.au | N/A | 0 | 0 | AAC6617 | Yes | Variable output compressor | Inverter | No | - | 6800 | 1.67 | - | 530 | 3400 | No | - | - | - | 1526.38 | 7323.6 | No | 484.42 | 3661.8 | No | - | - | 8600 | 1.95 | 720 | 4300 | No | - | - | Yes | 1840 | 6000 | No | - | - | No | - | - | - | - | - | No | - | - | No | - | - | No | - | - | PUZ-ZM100VKA-A/PCA-M100KA
4MXM80R1VMA | 0 | N/A | DAIKIN | N/A | Non Ducted | fixed | N/A | Air | Air | Thailand | 2.05 | N/A | 8 | N/A | N/A | N/A | N/A | N/A | 2.28 | 9.6 | Calorimeter Room | 4.319 | 4.8087 | N/A | - | N/A | N/A | N/A | N/A | N/A | N/A | N/A | N/A | N/A | N/A | N/A | N/A | N/A | N/A | N/A | N/A | N/A | Single | R32 | Australia,New Zealand | 144636 | 46480 | 0 | Approved | Reverse Cycle | N/A | Yes | Class 19 | Yes | N/A | N/A | N/A | N/A | N/A | N/A | N/A | Available | N/A | N/A | http://www.daikin.com.au/ | http://www.daikin.com.au | N/A | 0 | 0 | AAC6592 | Yes | Variable output compressor | Inverter | No | - | 8000 | 2.05 | - | 750 | 4000 | No | - | - | - | 1873.7 | 8616 | No | 685.5 | 4308 | No | - | - | 9600 | 2.28 | 750 | 4800 | No | - | - | Yes | 2620 | 7500 | No | - | - | No | - | - | - | - | - | No | - | - | No | - | - | No | - | - | PUZ-ZM100VKA-A/PCA-M100KA Series
4MXM80R2VMA | 0 | N/A | DAIKIN | N/A | Non Ducted | fixed | N/A | Air | Air | Thailand | 2.05 | N/A | 8 | N/A | N/A | N/A | N/A | N/A | 2.28 | 9.6 | Calorimeter Room | 4.319 | 4.8087 | N/A | - | N/A | N/A | N/A | N/A | N/A | N/A | N/A | N/A | N/A | N/A | N/A | N/A | N/A | N/A | N/A | N/A | N/A | Single | R32 | Australia,New Zealand | 147079 | 46537 | 0 | Approved | Reverse Cycle | N/A | Yes | Class 19 | Yes | N/A | N/A | N/A | N/A | N/A | N/A | N/A | Available | N/A | N/A | http://www.daikin.com.au/ | http://www.daikin.com.au | N/A | 0 | 0 | AAC6759 | Yes | Variable output compressor | Inverter | No | - | 8000 | 2.05 | - | 750 | 4000 | No | - | - | - | 1873.7 | 8616 | No | 685.5 | 4308 | No | - | - | 9600 | 2.28 | 750 | 4800 | No | - | - | Yes | 2620 | 7500 | No | - | - | No | - | - | - | - | - | No | - | - | No | - | - | No | - | - | PUZ-ZM100VKA-A/PCA-M100KA2
4MXM80RVMA | 0 | N/A | DAIKIN | N/A | Non Ducted | fixed | N/A | Air | Air | Thailand | 2.05 | N/A | 8 | N/A | N/A | N/A | N/A | N/A | 2.28 | 9.6 | Calorimeter Room | 4.3241 | 4.8504 | N/A | - | N/A | N/A | N/A | N/A | N/A | N/A | N/A | N/A | N/A | N/A | N/A | N/A | N/A | N/A | N/A | N/A | N/A | Single | R32 | Australia,New Zealand | 146030 | 46503 | 0 | Approved | Reverse Cycle | N/A | Yes | Class 19 | Yes | N/A | N/A | N/A | N/A | N/A | N/A | N/A | Available | N/A | N/A | http://www.daikin.com.au/ | http://www.daikin.com.au | N/A | 0 | 0 | AAC6623 | Yes | Variable output compressor | Inverter | No | - | 8000 | 2.05 | - | 750 | 4000 | No | - | - | - | 1873.7 | 8616 | No | 685.5 | 4308 | No | - | - | 9600 | 2.28 | 750 | 4800 | No | - | - | Yes | 2620 | 7500 | No | - | - | No | - | - | - | - | - | No | - | - | No | - | - | No | - | - | PUZ-ZM100VKA-A/PEAD-M100JAA
5MXM100R2VMA | 0 | N/A | DAIKIN | N/A | Non Ducted | fixed | N/A | Air | Air | Thailand | 2.56 | N/A | 10 | N/A | N/A | N/A | N/A | N/A | 2.34 | 11 | Calorimeter Room | 4.1599 | 5.0363 | N/A | - | N/A | N/A | N/A | N/A | N/A | N/A | N/A | N/A | N/A | N/A | N/A | N/A | N/A | N/A | N/A | N/A | N/A | Single | R32 | Australia,New Zealand | 144637 | 46480 | 0 | Approved | Reverse Cycle | N/A | Yes | Class 20 | Yes | N/A | N/A | N/A | N/A | N/A | N/A | N/A | Available | N/A | N/A | http://www.daikin.com.au/ | http://www.daikin.com.au | N/A | 0 | 0 | AAC6594 | Yes | Variable output compressor | Inverter | No | - | 10000 | 2.56 | - | 840 | 5000 | No | - | - | - | 2339.84 | 10770 | No | 767.76 | 5385 | No | - | - | 11000 | 2.34 | 900 | 5500 | No | - | - | Yes | 2610 | 8200 | No | - | - | No | - | - | - | - | - | No | - | - | No | - | - | - | - | - | PUZ-ZM100VKA-A/PEAD-M100JAA Series
5MXM100RVMA | 0 | N/A | DAIKIN | N/A | Non Ducted | fixed | N/A | Air | Air | Thailand | 2.56 | N/A | 10 | N/A | N/A | N/A | N/A | N/A | 2.34 | 11 | Calorimeter Room | 4.1831 | 5.0324 | N/A | - | N/A | N/A | N/A | N/A | N/A | N/A | N/A | N/A | N/A | N/A | N/A | N/A | N/A | N/A | N/A | N/A | N/A | Single | R32 | Australia,New Zealand | 146031 | 46498 | 0 | Approved | Reverse Cycle | N/A | Yes | Class 20 | Yes | N/A | N/A | N/A | N/A | N/A | N/A | N/A | Available | N/A | N/A | http://www.daikin.com.au/ | http://www.daikin.com.au | N/A | 0 | 0 | AAC6618 | Yes | Variable output compressor | Inverter | No | - | 10000 | 2.56 | - | 840 | 5000 | No | - | - | - | 2339.84 | 10770 | No | 767.76 | 5385 | No | - | - | 11000 | 2.34 | 900 | 5500 | No | - | - | Yes | 2610 | 8200 | No | - | - | No | - | - | - | - | - | No | - | - | No | - | - | No | - | - | PUZ-ZM100VKA-A/PEAD-M100JAAD
DRXF25T2VMA / DTXF25T2VMA | 0 | N/A | DAIKIN | 0.63 | Non Ducted | Single Split System | Wall Hung | Air | Air | Thailand | 0.67 | 2.87 | 2.5 | N/A | N/A | N/A | N/A | N/A | 0.78 | 3 | Calorimeter Room | 3.8268 | 4.1363 | Yes | - | N/A | 4.8 | 8.3 | N/A | N/A | N/A | N/A | N/A | 3.6939 | 3.8794 | N/A | N/A | 2.8877 | 3.2587 | 2.5 | 3 | Calorimeter Room | Single | R32 | Australia,New Zealand | 149110 | 46635 | 0 | Approved | Reverse Cycle | N/A | Yes | Class 8 | Yes | N/A | Yes | N/A | N/A | N/A | BRP070A43 | 3.758 | Available | N/A | N/A | http://www.daikin.com.au/ | http://www.daikin.com.au | Yes | 0 | https://reg.energyrating.gov.au/static/common/images/star_ratings_2014/aircon_rating_2.5_3.png | AAC6941 | Yes | Variable output compressor | Inverter | No | - | 2500 | 0.67 | - | 270 | 1250 | No | - | - | - | 612.38 | 2692.5 | No | 246.78 | 1346.25 | No | - | - | 3000 | 0.78 | 310 | 1500 | No | - | - | Yes | 740 | 2300 | No | - | - | No | - | - | - | - | - | No | - | - | No | - | - | No | - | - | PUZ-ZM100VKA-A/PEA-M100GAA
DRXF25TVMA / DTXF25TVMA | 0 | N/A | DAIKIN | 0.63 | Non Ducted | Single Split System | Wall Hung | Air | Air | Thailand | 0.67 | 2.87 | 2.5 | N/A | N/A | N/A | N/A | N/A | 0.78 | 3 | Calorimeter Room | 3.858 | 4.1198 | Yes | - | N/A | 4.8 | 8.3 | N/A | N/A | N/A | N/A | N/A | 3.6939 | 3.8794 | N/A | N/A | 2.8877 | 3.2587 | 2.5 | 3 | Calorimeter Room | Single | R32 | Australia,New Zealand | 129254 | 45986 | 0 | Approved | Reverse Cycle | N/A | No | Class 8 | Yes | N/A | Yes | N/A | N/A | N/A | BRP070A43 | 3.758 | Available | N/A | N/A | http://www.daikin.com.au/ | http://www.daikin.com.au | Yes | 0 | https://reg.energyrating.gov.au/static/common/images/star_ratings_2014/aircon_rating_2.5_3.png | AAC5508 | Yes | Variable output compressor | Inverter | No | - | 2500 | 0.67 | - | 270 | 1250 | No | - | - | - | 612.38 | 2692.5 | No | 246.78 | 1346.25 | No | - | - | 3000 | 0.78 | 310 | 1500 | No | - | - | Yes | 740 | 2300 | No | - | - | No | - | - | - | - | - | No | - | - | No | - | - | No | - | - | PUZ-ZM100VKA-A/PEA-M100GAA Series
DRXF35T2VMA / DTXF35T2VMA | 0 | N/A | DAIKIN | 0.63 | Non Ducted | Single Split System | Wall Hung | Air | Air | Thailand | 0.94 | 2.87 | 3.5 | N/A | N/A | N/A | N/A | N/A | 0.96 | 3.7 | Calorimeter Room | 3.8305 | 4.169 | Yes | - | N/A | 4.8 | 8.3 | N/A | N/A | N/A | N/A | N/A | 3.6939 | 3.8794 | N/A | N/A | 2.8877 | 3.2587 | 2.5 | 3 | Calorimeter Room | Single | R32 | Australia,New Zealand | 149112 | 46636 | 0 | Approved | Reverse Cycle | N/A | Yes | Class 8 | Yes | N/A | Yes | N/A | N/A | N/A | BRP070A43 | 3.758 | Available | N/A | N/A | http://www.daikin.com.au/ | http://www.daikin.com.au | Yes | 0 | https://reg.energyrating.gov.au/static/common/images/star_ratings_2014/aircon_rating_2.5_3.png | AAC6957 | Yes | Variable output compressor | Inverter | No | - | 3500 | 0.94 | - | 340 | 1750 | No | - | - | - | 859.16 | 3769.5 | No | 310.76 | 1884.75 | No | - | - | 3700 | 0.96 | 350 | 1850 | No | - | - | Yes | 880 | 2900 | No | - | - | No | - | - | - | - | - | No | - | - | No | - | - | No | - | - | PUZ-ZM100VKA-A/PEA-M100HAA
DRXF35TVMA / DTXF35TVMA | 0 | N/A | DAIKIN | 0.63 | Non Ducted | Single Split System | Wall Hung | Air | Air | Thailand | 0.94 | 2.87 | 3.5 | N/A | N/A | N/A | N/A | N/A | 0.96 | 3.7 | Calorimeter Room | 3.7885 | 3.978 | Yes | - | N/A | 4.8 | 8.3 | N/A | N/A | N/A | N/A | N/A | 3.6939 | 3.8794 | N/A | N/A | 2.8877 | 3.2587 | 2.5 | 3 | Calorimeter Room | Single | R32 | Australia,New Zealand | 129255 | 45986 | 0 | Approved | Reverse Cycle | N/A | No | Class 8 | Yes | N/A | Yes | N/A | N/A | N/A | BRP070A43 | 3.758 | Available | N/A | N/A | http://www.daikin.com.au/ | http://www.daikin.com.au | Yes | 0 | https://reg.energyrating.gov.au/static/common/images/star_ratings_2014/aircon_rating_2.5_3.png | AAC5505 | Yes | Variable output compressor | Inverter | No | - | 3500 | 0.94 | - | 340 | 1750 | No | - | - | - | 859.16 | 3769.5 | No | 310.76 | 1884.75 | No | - | - | 3700 | 0.96 | 350 | 1850 | No | - | - | Yes | 880 | 2900 | No | - | - | No | - | - | - | - | - | No | - | - | No | - | - | No | - | - | PUZ-ZM100VKA-A/PEA-M100HAA Series
DRXF50T2VMA / DTXF50T2VMA | 0 | N/A | DAIKIN | 1.35 | Non Ducted | Single Split System | Wall Hung | Air | Air | Thailand | 1.53 | 3.65 | 5 | N/A | N/A | N/A | N/A | N/A | 1.59 | 5.2 | Calorimeter Room | 3.3244 | 3.7066 | Yes | - | N/A | 3.9 | 3.8 | N/A | N/A | N/A | N/A | N/A | 3.2246 | 3.4787 | N/A | N/A | 1.9493 | 2.4574 | 1.5 | 2 | Calorimeter Room | Single | R32 | Australia,New Zealand | 149113 | 46637 | 0 | Approved | Reverse Cycle | N/A | Yes | Class 9 | Yes | N/A | Yes | N/A | N/A | N/A | BRP070A45 | 3.2523 | Available | N/A | N/A | http://www.daikin.com.au/ | http://www.daikin.com.au | Yes | 0 | https://reg.energyrating.gov.au/static/common/images/star_ratings_2014/aircon_rating_1.5_2.png | AAC6964 | Yes | Variable output compressor | Inverter | No | - | 5000 | 1.53 | - | 550 | 2500 | No | - | - | - | 1398.42 | 5385 | No | 502.7 | 2692.5 | No | - | - | 5200 | 1.59 | 520 | 2600 | No | - | - | Yes | 1720 | 4400 | No | - | - | No | - | - | - | - | - | No | - | - | No | - | - | No | - | - | PUZ-ZM100VKA-A/PKA-M100KA
DRXF50TVMA / DTXF50TVMA | 0 | N/A | DAIKIN | 1.35 | Non Ducted | Single Split System | Wall Hung | Air | Air | Thailand | 1.53 | 3.65 | 5 | N/A | N/A | N/A | N/A | N/A | 1.59 | 5.2 | Calorimeter Room | 3.3145 | 3.6935 | Yes | - | N/A | 3.9 | 3.8 | N/A | N/A | N/A | N/A | N/A | 3.2246 | 3.4787 | N/A | N/A | 1.9493 | 2.4574 | 1.5 | 2 | Calorimeter Room | Single | R32 | Australia,New Zealand | 129256 | 45986 | 0 | Approved | Reverse Cycle | N/A | No | Class 9 | Yes | N/A | Yes | N/A | N/A | N/A | BRP070A45 | 3.2523 | Available | N/A | N/A | http://www.daikin.com.au/ | http://www.daikin.com.au | Yes | 0 | https://reg.energyrating.gov.au/static/common/images/star_ratings_2014/aircon_rating_1.5_2.png | AAC5509 | Yes | Variable output compressor | Inverter | No | - | 5000 | 1.53 | - | 550 | 2500 | No | - | - | - | 1398.42 | 5385 | No | 502.7 | 2692.5 | No | - | - | 5200 | 1.59 | 520 | 2600 | No | - | - | Yes | 1720 | 4400 | No | - | - | No | - | - | - | - | - | No | - | - | No | - | - | No | - | - | PUZ-ZM100VKA-A/PKA-M100KA Series
DRXF60T2VMA / DTXF60T2VMA | 0 | N/A | DAIKIN | 1.25 | Non Ducted | Single Split System | Wall Hung | Air | Air | Thailand | 1.85 | 4.75 | 6 | N/A | N/A | N/A | N/A | N/A | 1.99 | 6.5 | Calorimeter Room | 3.3765 | 3.6249 | Yes | - | N/A | 3.9 | 4.8 | N/A | N/A | N/A | N/A | N/A | 3.237 | 3.2275 | N/A | N/A | 1.9741 | 1.9551 | 1.5 | 1.5 | Calorimeter Room | Single | R32 | Australia,New Zealand | 149115 | 46637 | 0 | Approved | Reverse Cycle | N/A | Yes | Class 9 | Yes | N/A | Yes | N/A | N/A | N/A | BRP070A45 | 3.2602 | Available | N/A | N/A | http://www.daikin.com.au/ | http://www.daikin.com.au | Yes | 0 | https://reg.energyrating.gov.au/static/common/images/star_ratings_2014/aircon_rating_1.5_1.5.png | AAC6965 | Yes | Variable output compressor | Inverter | No | - | 6000 | 1.85 | - | 600 | 3000 | No | - | - | - | 1690.9 | 6462 | No | 548.4 | 3231 | No | - | - | 6500 | 1.99 | 630 | 3250 | No | - | - | Yes | 1720 | 4900 | No | - | - | No | - | - | - | - | - | No | - | - | No | - | - | No | - | - | PUZ-ZM100VKA-A/PKA-M100KA2
DRXF60TVMA / DTXF60TVMA | 0 | N/A | DAIKIN | 1.25 | Non Ducted | Single Split System | Wall Hung | Air | Air | Thailand | 1.85 | 4.75 | 6 | N/A | N/A | N/A | N/A | N/A | 1.99 | 6.5 | Calorimeter Room | 3.3698 | 3.6167 | Yes | - | N/A | 3.9 | 4.8 | N/A | N/A | N/A | N/A | N/A | 3.237 | 3.2275 | N/A | N/A | 1.9741 | 1.9551 | 1.5 | 1.5 | Calorimeter Room | Single | R32 | Australia,New Zealand | 129257 | 45986 | 0 | Approved | Reverse Cycle | N/A | No | Class 9 | Yes | N/A | Yes | N/A | N/A | N/A | BRP070A45 | 3.2602 | Available | N/A | N/A | http://www.daikin.com.au/ | http://www.daikin.com.au | Yes | 0 | https://reg.energyrating.gov.au/static/common/images/star_ratings_2014/aircon_rating_1.5_1.5.png | AAC5506 | Yes | Variable output compressor | Inverter | No | - | 6000 | 1.85 | - | 600 | 3000 | No | - | - | - | 1690.9 | 6462 | No | 548.4 | 3231 | No | - | - | 6500 | 1.99 | 630 | 3250 | No | - | - | Yes | 1720 | 4900 | No | - | - | No | - | - | - | - | - | No | - | - | No | - | - | No | - | - | PUZ-ZM100VKA-A/PKA-M100KAL
DRXF71T2VMA / DTXF71T2VMA | 0 | N/A | DAIKIN | 1.25 | Non Ducted | Single Split System | Wall Hung | Air | Air | Thailand | 2.19 | 4.75 | 7.1 | N/A | N/A | N/A | N/A | N/A | 2.41 | 8 | Calorimeter Room | 3.2515 | 3.537 | Yes | - | N/A | 3.9 | 4.8 | N/A | N/A | N/A | N/A | N/A | 3.237 | 3.2275 | N/A | N/A | 1.9741 | 1.9551 | 1.5 | 1.5 | Calorimeter Room | Single | R32 | Australia,New Zealand | 149119 | 46637 | 0 | Approved | Reverse Cycle | N/A | Yes | Class 9 | Yes | N/A | Yes | N/A | N/A | N/A | BRP070A45 | 3.2602 | Available | N/A | N/A | http://www.daikin.com.au/ | http://www.daikin.com.au | Yes | 0 | https://reg.energyrating.gov.au/static/common/images/star_ratings_2014/aircon_rating_1.5_1.5.png | AAC6966 | Yes | Variable output compressor | Inverter | No | - | 7100 | 2.19 | - | 780 | 3550 | No | - | - | - | 2001.66 | 7646.7 | No | 712.92 | 3823.35 | No | - | - | 8000 | 2.41 | 770 | 4000 | No | - | - | Yes | 2130 | 5800 | No | - | - | No | - | - | - | - | - | No | - | - | No | - | - | No | - | - | PUZ-ZM100VKA-A/PKA-M100KAL2
DRXF71TVMA / DTXF71TVMA | 0 | N/A | DAIKIN | 1.25 | Non Ducted | Single Split System | Wall Hung | Air | Air | Thailand | 2.19 | 4.75 | 7.1 | N/A | N/A | N/A | N/A | N/A | 2.41 | 8 | Calorimeter Room | 3.2422 | 3.531 | Yes | - | N/A | 3.9 | 4.8 | N/A | N/A | N/A | N/A | N/A | 3.237 | 3.2275 | N/A | N/A | 1.9741 | 1.9551 | 1.5 | 1.5 | Calorimeter Room | Single | R32 | Australia,New Zealand | 129259 | 45986 | 0 | Approved | Reverse Cycle | N/A | No | Class 9 | Yes | N/A | Yes | N/A | N/A | N/A | BRP070A45 | 3.2602 | Available | N/A | N/A | http://www.daikin.com.au/ | http://www.daikin.com.au | Yes | 0 | https://reg.energyrating.gov.au/static/common/images/star_ratings_2014/aircon_rating_1.5_1.5.png | AAC5507 | Yes | Variable output compressor | Inverter | No | - | 7100 | 2.19 | - | 780 | 3550 | No | - | - | - | 2001.66 | 7646.7 | No | 712.92 | 3823.35 | No | - | - | 8000 | 2.41 | 770 | 4000 | No | - | - | Yes | 2130 | 5800 | No | - | - | No | - | - | - | - | - | No | - | - | No | - | - | No | - | - | PUZ-ZM100VKA-A/PLA-M100EA2-A
FDMA100AV1A / RZAV100CV1 | 0 | N/A | Daikin | N/A | Ducted | Single Split System | - | Air | Air | Thailand | 2.793 | N/A | 10 | N/A | N/A | N/A | N/A | N/A | 2.923 | 11.2 | Enthalpy Test Room | 3.5755 | 3.8291 | N/A | - | N/A | N/A | N/A | N/A | N/A | N/A | N/A | N/A | N/A | N/A | N/A | N/A | N/A | N/A | N/A | N/A | N/A | Single | R32 | New Zealand | 125500 | 80361 | 0 | Approved | Reverse Cycle | N/A | Yes | Class 11 | No | N/A | Yes | N/A | N/A | N/A | KRP58M51 + EKMKSA2 | N/A | Available | N/A | N/A | http://www.daikin.co.nz | https://www.daikin.co.nz | N/A | 0 | 0 | ZAC0659 | Yes | Variable output compressor | Inverter | No | - | 10000 | 2.793 | - | 920 | 5000 | No | - | - | - | - | - | No | - | - | No | - | - | 11200 | 2.923 | 1060 | 5600 | No | - | - | Yes | 3600 | 9900 | - | - | - | No | - | - | - | - | - | - | - | - | No | - | - | No | - | - | PUZ-ZM100VKA-A/PLA-M100EA-A
FDMA100AV1A / RZAV100CY1 | 0 | N/A | Daikin | N/A | Ducted | Single Split System | - | Air | Air | Thailand | 2.793 | N/A | 10 | N/A | N/A | N/A | N/A | N/A | 2.923 | 11.2 | Enthalpy Test Room | 3.5755 | 3.8291 | N/A | - | N/A | N/A | N/A | N/A | N/A | N/A | N/A | N/A | N/A | N/A | N/A | N/A | N/A | N/A | N/A | N/A | N/A | Three | R32 | New Zealand | 125547 | 80361 | 0 | Approved | Reverse Cycle | N/A | Yes | Class 11 | No | N/A | Yes | N/A | N/A | N/A | KRP58M51 + EKMKSA2 | N/A | Available | N/A | N/A | http://www.daikin.co.nz | https://www.daikin.co.nz | N/A | 0 | 0 | ZAC0656 | Yes | Variable output compressor | Inverter | No | - | 10000 | 2.793 | - | 920 | 5000 | No | - | - | - | - | - | No | - | - | No | - | - | 11200 | 2.923 | 1060 | 5600 | No | - | - | Yes | 3600 | 9900 | No | - | - | No | - | - | - | - | - | - | - | - | No | - | - | No | - | - | PUZ-ZM100YKA2-A / PEAD-M100JAA
FDMA125AV1A / RZAV125CV1 | 0 | N/A | Daikin | N/A | Ducted | Single Split System | - | Air | Air | Thailand | 3.763 | N/A | 12.5 | N/A | N/A | N/A | N/A | N/A | 4.233 | 14 | Enthalpy Test Room | 3.3178 | 3.3099 | N/A | - | N/A | N/A | N/A | N/A | N/A | N/A | N/A | N/A | N/A | N/A | N/A | N/A | N/A | N/A | N/A | N/A | N/A | Single | R32 | New Zealand | 125545 | 80361 | 0 | Approved | Reverse Cycle | N/A | Yes | Class 11 | No | N/A | Yes | N/A | N/A | N/A | KRP58M51 + EKMKSA2 | N/A | Available | N/A | N/A | http://www.daikin.co.nz | https://www.daikin.co.nz | N/A | 0 | 0 | ZAC0658 | Yes | Variable output compressor | Inverter | No | - | 12500 | 3.763 | - | 1340 | 6250 | No | - | - | - | - | - | No | - | - | No | - | - | 14000 | 4.233 | 1380 | 7000 | No | - | - | Yes | 4000 | 10800 | No | - | - | No | - | - | - | - | - | - | - | - | No | - | - | No | - | - | PUZ-ZM100YKA2-A / PEAD-M100JAAD
FDMA125AV1A / RZAV125CY1 | 0 | N/A | Daikin | N/A | Ducted | Single Split System | - | Air | Air | Thailand | 3.763 | N/A | 12.5 | N/A | N/A | N/A | N/A | N/A | 4.233 | 14 | Enthalpy Test Room | 3.3178 | 3.3099 | N/A | - | N/A | N/A | N/A | N/A | N/A | N/A | N/A | N/A | N/A | N/A | N/A | N/A | N/A | N/A | N/A | N/A | N/A | Three | R32 | New Zealand | 125563 | 80361 | 0 | Approved | Reverse Cycle | N/A | Yes | Class 11 | No | N/A | Yes | N/A | N/A | N/A | KRP58M51 + EKMKSA2 | N/A | Available | N/A | N/A | http://www.daikin.co.nz | https://www.daikin.co.nz | N/A | 0 | 0 | ZAC0655 | Yes | Variable output compressor | Inverter | No | - | 12500 | 3.763 | - | 1340 | 6250 | No | - | - | - | - | - | No | - | - | No | - | - | 14000 | 4.233 | 1380 | 7000 | No | - | - | Yes | 4000 | 10800 | No | - | - | No | - | - | - | - | - | - | - | - | No | - | - | No | - | - | PUZ-ZM100YKA2-A / PEA-M100HAA
FDMA140AV1A / RZAV140CV1 | 0 | N/A | Daikin | N/A | Ducted | Single Split System | - | Air | Air | Thailand | 4.468 | N/A | 14 | N/A | N/A | N/A | N/A | N/A | 5.147 | 16 | Enthalpy Test Room | 3.1355 | 3.1122 | N/A | - | N/A | N/A | N/A | N/A | N/A | N/A | N/A | N/A | N/A | N/A | N/A | N/A | N/A | N/A | N/A | N/A | N/A | Single | R32 | New Zealand | 125546 | 80361 | 0 | Approved | Reverse Cycle | N/A | Yes | Class 11 | No | N/A | Yes | N/A | N/A | N/A | KRP58M51 + EKMKSA2 | N/A | Available | N/A | N/A | http://www.daikin.co.nz | https://www.daikin.co.nz | N/A | 0 | 0 | ZAC0657 | Yes | Variable output compressor | Inverter | No | - | 14000 | 4.468 | - | 1450 | 6900 | No | - | - | - | - | - | No | - | - | No | - | - | 16000 | 5.147 | 1730 | 8000 | No | - | - | Yes | 4300 | 11600 | No | - | - | No | - | - | - | - | - | - | - | - | No | - | - | No | - | - | PUZ-ZM100YKA2-A/PCA-M100KA
FDMA140AV1A / RZAV140CY1 | 0 | N/A | Daikin | N/A | Ducted | Single Split System | - | Air | Air | Thailand | 4.468 | N/A | 14 | N/A | N/A | N/A | N/A | N/A | 5.147 | 16 | Enthalpy Test Room | 3.1355 | 3.1122 | N/A | - | N/A | N/A | N/A | N/A | N/A | N/A | N/A | N/A | N/A | N/A | N/A | N/A | N/A | N/A | N/A | N/A | N/A | Three | R32 | New Zealand | 125565 | 80361 | 0 | Approved | Reverse Cycle | N/A | Yes | Class 11 | No | N/A | Yes | N/A | N/A | N/A | KRP58M51 + EKMKSA2 | N/A | Available | N/A | N/A | http://www.daikin.co.nz | https://www.daikin.co.nz | N/A | 0 | 0 | ZAC0654 | Yes | Variable output compressor | Inverter | No | - | 14000 | 4.468 | - | 1450 | 6900 | No | - | - | - | - | - | No | - | - | No | - | - | 16000 | 5.147 | 1730 | 8000 | No | - | - | Yes | 4300 | 11600 | No | - | - | No | - | - | - | - | - | - | - | - | No | - | - | No | - | - | PUZ-ZM100YKA2-A/PCA-M100KA2
FDMA71AV1A / RZAV71CV1 | 0 | N/A | Daikin | N/A | Ducted | Single Split System | - | Air | Air | Thailand | 2.25 | N/A | 7.1 | N/A | N/A | N/A | N/A | N/A | 2.46 | 8 | Enthalpy Test Room | 3.0588 | 3.2456 | N/A | 90.1831 | N/A | N/A | N/A | N/A | N/A | N/A | N/A | N/A | N/A | N/A | N/A | N/A | N/A | N/A | N/A | N/A | N/A | Single | R32 | New Zealand | 125265 | 80361 | 0 | Approved | Reverse Cycle | N/A | Yes | Class 10 | No | N/A | Yes | N/A | N/A | N/A | KRP58M51 + EKMKSA2 | N/A | Available | N/A | N/A | http://www.daikin.co.nz | https://www.daikin.co.nz | N/A | 0 | 0 | ZAC0661 | Yes | Variable output compressor | Inverter | No | - | 7100 | 2.25 | - | 740 | 3550 | No | - | - | - | - | - | No | - | - | No | - | - | 8000 | 2.46 | 810 | 4000 | No | - | - | Yes | 2600 | 7100 | No | - | - | No | - | - | - | - | - | - | - | - | No | - | - | No | - | - | PUZ-ZM100YKA2-A/PEA-M100GAA
FDMA85AV1A / RZAV85CV1 | 0 | N/A | Daikin | N/A | Ducted | Single Split System | - | Air | Air | Thailand | 2.287 | N/A | 8.5 | N/A | N/A | N/A | N/A | N/A | 2.484 | 10 | Enthalpy Test Room | 3.7178 | 4.0252 | N/A | - | N/A | N/A | N/A | N/A | N/A | N/A | N/A | N/A | N/A | N/A | N/A | N/A | N/A | N/A | N/A | N/A | N/A | Single | R32 | New Zealand | 125403 | 80361 | 0 | Approved | Reverse Cycle | N/A | Yes | Class 10 | No | N/A | Yes | N/A | N/A | N/A | KRP58M51 + EKMKSA2 | N/A | Available | N/A | N/A | http://www.daikin.co.nz | https://www.daikin.co.nz | N/A | 0 | 0 | ZAC0660 | Yes | Variable output compressor | Inverter | No | - | 8500 | 2.287 | - | 860 | 4250 | No | - | - | - | - | - | No | - | - | No | - | - | 10000 | 2.484 | 990 | 5000 | No | - | - | Yes | 3400 | 9200 | No | - | - | No | - | - | - | - | - | - | - | - | No | - | - | No | - | - | PUZ-ZM100YKA2-A/PKA-M100KA
REYQ10BYM | 0 | N/A | DAIKIN | N/A | Non Ducted | vrf | N/A | Air | Air | Thailand | 7.06 | N/A | 28 | N/A | N/A | N/A | N/A | N/A | 7.552 | 31.5 | Enthalpy Test Room | 3.842 | 4.2816 | N/A | - | N/A | N/A | N/A | N/A | N/A | N/A | N/A | N/A | N/A | N/A | N/A | N/A | N/A | N/A | N/A | N/A | N/A | Three | R410A | Australia,New Zealand | 152748 | 46811 | 0 | Approved | Reverse Cycle | N/A | Yes | Class 20 | Yes | N/A | N/A | N/A | N/A | N/A | N/A | N/A | Available | N/A | N/A | http://www.daikin.com.au/ | http://www.daikin.com.au | N/A | 0 | 0 | AAC7311 | Yes | Variable output compressor | Inverter | No | - | 28000 | 7.06 | - | 2692 | 14000 | No | - | - | - | 6452.84 | 30156 | Yes | 2154 | 14000 | No | - | - | 31500 | 7.552 | 3527 | 15750 | No | - | - | Yes | 15390 | 24724 | No | - | - | No | - | - | - | - | - | No | - | - | No | - | - | No | - | - | PUZ-ZM100YKA2-A/PKA-M100KA2
REYQ10BYM9 | 0 | N/A | DAIKIN | N/A | Non Ducted | vrf | N/A | Air | Air | Thailand | 7.06 | N/A | 28 | N/A | N/A | N/A | N/A | N/A | 7.552 | 31.5 | Enthalpy Test Room | 3.842 | 4.2816 | N/A | - | N/A | N/A | N/A | N/A | N/A | N/A | N/A | N/A | N/A | N/A | N/A | N/A | N/A | N/A | N/A | N/A | N/A | Three | R410A | Australia,New Zealand | 152759 | 46810 | 0 | Approved | Reverse Cycle | N/A | Yes | Class 20 | Yes | N/A | N/A | N/A | N/A | N/A | N/A | N/A | Available | N/A | N/A | http://www.daikin.com.au/ | http://www.daikin.com.au | N/A | 0 | 0 | AAC7284 | Yes | Variable output compressor | Inverter | No | - | 28000 | 7.06 | - | 2692 | 14000 | No | - | - | - | 6452.84 | 30156 | Yes | 2154 | 14000 | No | - | - | 31500 | 7.552 | 3527 | 15750 | No | - | - | Yes | 10067 | 24724 | No | - | - | No | - | - | - | - | - | No | - | - | No | - | - | No | - | - | PUZ-ZM100YKA2-A/PKA-M100KAL
REYQ10TAY1 | 0 | N/A | DAIKIN | 1.94 | Non Ducted | vrf | N/A | Air | Air | Thailand | 7.44 | 14.06 | 28 | N/A | N/A | N/A | N/A | N/A | 7.665 | 31.5 | Enthalpy Test Room | 3.7465 | 4.0999 | Yes | - | N/A | 59 | 66 | N/A | N/A | N/A | N/A | N/A | 4.0767 | 4.3005 | N/A | N/A | N/A | N/A | N/A | N/A | Calorimeter Room | Three | R410A | Australia,New Zealand | 153070 | 46840 | 0 | Approved | Reverse Cycle | N/A | No | Class 20 | No | N/A | Yes | N/A | N/A | N/A | DTA104A61 | 4.3032 | Available | N/A | N/A | http://www.daikin.com.au/ | http://www.daikin.com.au | Yes | 0 | 0 | AAC7383 | Yes | Variable output compressor | Inverter | No | - | 28000 | 7.44 | - | 2706 | 14000 | No | - | - | - | 6800.16 | 30156 | Yes | 2436 | 14000 | No | - | - | 31500 | 7.665 | 4291 | 15750 | No | - | - | Yes | 13755 | 24724 | No | - | - | No | - | - | - | - | - | No | - | - | No | - | - | No | - | - | PUZ-ZM100YKA2-A/PKA-M100KAL2
REYQ12BYM | 0 | N/A | DAIKIN | N/A | Non Ducted | vrf | N/A | Air | Air | Thailand | 9.022 | N/A | 33.5 | N/A | N/A | N/A | N/A | N/A | 10.125 | 37.5 | Enthalpy Test Room | 3.488 | 3.5377 | N/A | - | N/A | N/A | N/A | N/A | N/A | N/A | N/A | N/A | N/A | N/A | N/A | N/A | N/A | N/A | N/A | N/A | N/A | Three | R410A | Australia,New Zealand | 152749 | 46810 | 0 | Approved | Reverse Cycle | N/A | Yes | Class 20 | Yes | N/A | N/A | N/A | N/A | N/A | N/A | N/A | Available | N/A | N/A | http://www.daikin.com.au/ | http://www.daikin.com.au | N/A | 0 | 0 | AAC7288 | Yes | Variable output compressor | Inverter | No | No | 33500 | 9.022 | - | 3393 | 16750 | No | - | - | - | 8246.108 | 36079.5 | Yes | 2714 | 16750 | No | - | - | 37500 | 10.125 | 4202 | 18750 | No | - | - | Yes | 15046 | 26352 | No | - | - | No | - | - | - | - | - | No | - | - | No | - | - | No | - | - | PUZ-ZM100YKA2-A/PLA-M100EA2-A
REYQ12BYM9 | 0 | N/A | DAIKIN | N/A | Non Ducted | vrf | N/A | Air | Air | Thailand | 9.022 | N/A | 33.5 | N/A | N/A | N/A | N/A | N/A | 10.125 | 37.5 | Enthalpy Test Room | 3.488 | 3.5377 | N/A | - | N/A | N/A | N/A | N/A | N/A | N/A | N/A | N/A | N/A | N/A | N/A | N/A | N/A | N/A | N/A | N/A | N/A | Three | R410A | Australia,New Zealand | 152761 | 46810 | 0 | Approved | Reverse Cycle | N/A | Yes | Class 20 | Yes | N/A | N/A | N/A | N/A | N/A | N/A | N/A | Available | N/A | N/A | http://www.daikin.com.au/ | http://www.daikin.com.au | N/A | 0 | 0 | AAC7285 | Yes | Variable output compressor | Inverter | No | No | 33500 | 9.022 | - | 3393 | 16750 | No | - | - | - | 8246.108 | 36079.5 | Yes | 2714 | 16750 | No | - | - | 37500 | 10.125 | 4202 | 18750 | No | - | - | Yes | 13318 | 26352 | No | - | - | No | - | - | - | - | - | No | - | - | No | - | - | No | - | - | PUZ-ZM100YKA2-A/PLA-M100EA-A
REYQ12TAY1 | 0 | N/A | DAIKIN | 1.94 | Non Ducted | vrf | N/A | Air | Air | Thailand | 9.14 | 14.06 | 33.5 | N/A | N/A | N/A | N/A | N/A | 9.67 | 37.5 | Enthalpy Test Room | 3.6141 | 3.8687 | Yes | - | N/A | 59 | 66 | N/A | N/A | N/A | N/A | N/A | 4.0767 | 4.3005 | N/A | N/A | N/A | N/A | N/A | N/A | Calorimeter Room | Three | R410A | Australia,New Zealand | 153071 | 46844 | 0 | Approved | Reverse Cycle | N/A | No | Class 20 | No | N/A | Yes | N/A | N/A | N/A | DTA104A61 | 4.3032 | Available | N/A | N/A | http://www.daikin.com.au/ | http://www.daikin.com.au | Yes | 0 | 0 | AAC7400 | Yes | Variable output compressor | Inverter | No | No | 33500 | 9.14 | - | 3413 | 16750 | No | - | - | - | 8353.96 | 36079.5 | Yes | 3082 | 16750 | No | - | - | 37500 | 9.67 | 5141 | 18750 | No | - | - | Yes | 14381 | 26352 | No | - | - | No | - | - | - | - | - | No | - | - | No | - | - | No | - | - | PUZ-ZM100YKA3/PCA-M100KA Series
REYQ14BYM | 0 | N/A | DAIKIN | N/A | Non Ducted | vrf | N/A | Air | Air | Thailand | 11.564 | N/A | 40 | N/A | N/A | N/A | N/A | N/A | 13.167 | 45 | Enthalpy Test Room | 3.2473 | 3.6617 | N/A | - | N/A | N/A | N/A | N/A | N/A | N/A | N/A | N/A | N/A | N/A | N/A | N/A | N/A | N/A | N/A | N/A | N/A | Three | R410A | Australia,New Zealand | 152750 | 46811 | 0 | Approved | Reverse Cycle | N/A | Yes | Class 21 | Yes | N/A | N/A | N/A | N/A | N/A | N/A | N/A | Available | N/A | N/A | http://www.daikin.com.au/ | http://www.daikin.com.au | N/A | 0 | 0 | AAC7312 | Yes | Variable output compressor | Inverter | No | No | 40000 | 11.564 | - | 3822 | 20000 | No | - | - | - | 10569.496 | 43080 | Yes | 3058 | 20000 | No | - | - | 45000 | 13.167 | 4899 | 22500 | No | - | - | Yes | 11836 | 27426 | No | - | - | No | - | - | - | - | - | No | - | - | No | - | - | No | - | - | PUZ-ZM100YKA3-A / PEAD-M100JAA
REYQ14BYM9 | 0 | N/A | DAIKIN | N/A | Non Ducted | vrf | N/A | Air | Air | Thailand | 11.564 | N/A | 40 | N/A | N/A | N/A | N/A | N/A | 13.167 | 45 | Enthalpy Test Room | 3.2473 | 3.6617 | N/A | - | N/A | N/A | N/A | N/A | N/A | N/A | N/A | N/A | N/A | N/A | N/A | N/A | N/A | N/A | N/A | N/A | N/A | Three | R410A | Australia | 152762 | 46811 | 0 | Approved | Reverse Cycle | N/A | Yes | Class 21 | Yes | N/A | N/A | N/A | N/A | N/A | N/A | N/A | Available | N/A | N/A | http://www.daikin.com.au/ | http://www.daikin.com.au | N/A | 0 | 0 | AAC7308 | Yes | Variable output compressor | Inverter | No | No | 40000 | 11.564 | - | 3822 | 20000 | No | - | - | - | 10569.496 | 43080 | Yes | 3058 | 20000 | No | - | - | 45000 | 13.167 | 4899 | 22500 | No | - | - | Yes | 11835 | 27426 | No | - | - | No | - | - | - | - | - | No | - | - | No | - | - | No | - | - | PUZ-ZM100YKA3-A / PEAD-M100JAA(D) Series
REYQ16BYM | 0 | N/A | DAIKIN | N/A | Non Ducted | vrf | N/A | Air | Air | Thailand | 13.316 | N/A | 45 | N/A | N/A | N/A | N/A | N/A | 14.02 | 50 | Enthalpy Test Room | 3.1596 | 3.429 | N/A | - | N/A | N/A | N/A | N/A | N/A | N/A | N/A | N/A | N/A | N/A | N/A | N/A | N/A | N/A | N/A | N/A | N/A | Three | R410A | Australia,New Zealand | 152751 | 46810 | 0 | Approved | Reverse Cycle | N/A | Yes | Class 21 | Yes | N/A | N/A | N/A | N/A | N/A | N/A | N/A | Available | N/A | N/A | http://www.daikin.com.au/ | http://www.daikin.com.au | N/A | 0 | 0 | AAC7289 | Yes | Variable output compressor | Inverter | No | No | 45000 | 13.316 | - | 4961 | 22500 | No | - | - | - | 12170.824 | 48465 | Yes | 3969 | 22500 | No | - | - | 50000 | 14.02 | 5496 | 25000 | No | - | - | Yes | 18277 | 33159 | No | - | - | No | - | - | - | - | - | No | - | - | No | - | - | No | - | - | PUZ-ZM100YKA3-A / PEAD-M100JAAD
REYQ16BYM9 | 0 | N/A | DAIKIN | N/A | Non Ducted | vrf | N/A | Air | Air | Thailand | 13.316 | N/A | 45 | N/A | N/A | N/A | N/A | N/A | 14.02 | 50 | Enthalpy Test Room | 3.1596 | 3.429 | N/A | - | N/A | N/A | N/A | N/A | N/A | N/A | N/A | N/A | N/A | N/A | N/A | N/A | N/A | N/A | N/A | N/A | N/A | Three | R410A | Australia,New Zealand | 152764 | 46811 | 0 | Approved | Reverse Cycle | N/A | Yes | Class 21 | Yes | N/A | N/A | N/A | N/A | N/A | N/A | N/A | Available | N/A | N/A | http://www.daikin.com.au/ | http://www.daikin.com.au | N/A | 0 | 0 | AAC7316 | Yes | Variable output compressor | Inverter | No | No | 45000 | 13.316 | - | 4961 | 22500 | No | - | - | - | 12170.824 | 48465 | Yes | 3969 | 22500 | No | - | - | 50000 | 14.02 | 5496 | 25000 | No | - | - | Yes | 18276 | 33159 | No | - | - | No | - | - | - | - | - | No | - | - | No | - | - | No | - | - | PUZ-ZM100YKA3-A / PEA-M100HAA
REYQ18BYM | 0 | N/A | DAIKIN | N/A | Non Ducted | vrf | N/A | Air | Air | Thailand | 14.868 | N/A | 50 | N/A | N/A | N/A | N/A | N/A | 14.972 | 56 | Enthalpy Test Room | 3.3526 | 3.7651 | N/A | - | N/A | N/A | N/A | N/A | N/A | N/A | N/A | N/A | N/A | N/A | N/A | N/A | N/A | N/A | N/A | N/A | N/A | Three | R410A | Australia,New Zealand | 152752 | 46811 | 0 | Approved | Reverse Cycle | N/A | Yes | Class 21 | Yes | N/A | N/A | N/A | N/A | N/A | N/A | N/A | Available | N/A | N/A | http://www.daikin.com.au/ | http://www.daikin.com.au | N/A | 0 | 0 | AAC7313 | Yes | Variable output compressor | Inverter | No | No | 50000 | 14.868 | - | 5631 | 25000 | No | - | - | - | 13589.352 | 53850 | Yes | 4505 | 25000 | No | - | - | 56000 | 14.972 | 6410 | 28000 | No | - | - | Yes | 21771 | 37454 | No | - | - | No | - | - | - | - | - | No | - | - | No | - | - | No | - | - | PUZ-ZM100YKA3-A / PEA-M100HAA Series
REYQ18BYM9 | 0 | N/A | DAIKIN | N/A | Non Ducted | vrf | N/A | Air | Air | Thailand | 14.868 | N/A | 50 | N/A | N/A | N/A | N/A | N/A | 14.972 | 56 | Enthalpy Test Room | 3.3526 | 3.7651 | N/A | - | N/A | N/A | N/A | N/A | N/A | N/A | N/A | N/A | N/A | N/A | N/A | N/A | N/A | N/A | N/A | N/A | N/A | Three | R410A | Australia,New Zealand | 152765 | 46810 | 0 | Approved | Reverse Cycle | N/A | Yes | Class 21 | Yes | N/A | N/A | N/A | N/A | N/A | N/A | N/A | Available | N/A | N/A | http://www.daikin.com.au/ | http://www.daikin.com.au | N/A | 0 | 0 | AAC7286 | Yes | Variable output compressor | Inverter | No | No | 50000 | 14.868 | - | 5631 | 25000 | No | - | - | - | 13589.352 | 53850 | Yes | 4505 | 25000 | No | - | - | 56000 | 14.972 | 6410 | 28000 | No | - | - | Yes | 20321 | 37454 | No | - | - | No | - | - | - | - | - | No | - | - | No | - | - | No | - | - | PUZ-ZM100YKA3-A/PCA-M100KA
REYQ20BYM | 0 | N/A | DAIKIN | N/A | Non Ducted | vrf | N/A | Air | Air | Thailand | 18.02 | N/A | 56 | N/A | N/A | N/A | N/A | N/A | 17.725 | 63 | Enthalpy Test Room | 3.1952 | 3.5664 | N/A | - | N/A | N/A | N/A | N/A | N/A | N/A | N/A | N/A | N/A | N/A | N/A | N/A | N/A | N/A | N/A | N/A | N/A | Three | R410A | Australia,New Zealand | 152753 | 46810 | 0 | Approved | Reverse Cycle | N/A | Yes | Class 21 | Yes | N/A | N/A | N/A | N/A | N/A | N/A | N/A | Available | N/A | N/A | http://www.daikin.com.au/ | http://www.daikin.com.au | N/A | 0 | 0 | AAC7290 | Yes | Variable output compressor | Inverter | No | No | 56000 | 18.02 | - | 6238 | 28000 | No | - | - | - | 16470.28 | 60312 | Yes | 4991 | 28000 | No | - | - | 63000 | 17.725 | 7466 | 31500 | No | - | - | Yes | 25979 | 41655 | No | - | - | No | - | - | - | - | - | No | - | - | No | - | - | No | - | - | PUZ-ZM100YKA3-A/PCA-M100KA2
REYQ20BYM9 | 0 | N/A | DAIKIN | N/A | Non Ducted | vrf | N/A | Air | Air | Thailand | 18.02 | N/A | 56 | N/A | N/A | N/A | N/A | N/A | 17.725 | 63 | Enthalpy Test Room | 3.1952 | 3.5664 | N/A | - | N/A | N/A | N/A | N/A | N/A | N/A | N/A | N/A | N/A | N/A | N/A | N/A | N/A | N/A | N/A | N/A | N/A | Three | R410A | Australia,New Zealand | 152766 | 46811 | 0 | Approved | Reverse Cycle | N/A | Yes | Class 21 | Yes | N/A | N/A | N/A | N/A | N/A | N/A | N/A | Available | N/A | N/A | http://www.daikin.com.au/ | http://www.daikin.com.au | N/A | 0 | 0 | AAC7317 | Yes | Variable output compressor | Inverter | No | No | 56000 | 18.02 | - | 6238 | 28000 | No | - | - | - | 16470.28 | 60312 | Yes | 4991 | 28000 | No | - | - | 63000 | 17.725 | 7466 | 31500 | No | - | - | Yes | 24010 | 41655 | No | - | - | No | - | - | - | - | - | No | - | - | No | - | - | No | - | - | PUZ-ZM100YKA3-A/PEA-M100GAA
REYQ22BYM | 0 | N/A | DAIKIN | N/A | Non Ducted | vrf | N/A | Air | Air | Thailand | 19.25 | N/A | 61.5 | N/A | N/A | N/A | N/A | N/A | 20.243 | 69 | Enthalpy Test Room | 3.1951 | 3.4382 | N/A | - | N/A | N/A | N/A | N/A | N/A | N/A | N/A | N/A | N/A | N/A | N/A | N/A | N/A | N/A | N/A | N/A | N/A | Three | R410A | Australia,New Zealand | 152754 | 46811 | 0 | Approved | Reverse Cycle | N/A | Yes | Class 21 | Yes | N/A | N/A | N/A | N/A | N/A | N/A | N/A | Available | N/A | N/A | http://www.daikin.com.au/ | http://www.daikin.com.au | N/A | 0 | 0 | AAC7314 | Yes | Variable output compressor | Inverter | No | No | 61500 | 19.25 | - | 7048 | 30750 | No | - | - | - | 17594.5 | 66235.5 | Yes | 5639 | 30750 | No | - | - | 69000 | 20.243 | 7915 | 34500 | No | - | - | Yes | 26118 | 43738 | No | - | - | No | - | - | - | - | - | No | - | - | No | - | - | No | - | - | PUZ-ZM100YKA3-A/PEA-M100GAA Series
REYQ22BYM9 | 0 | N/A | DAIKIN | N/A | Non Ducted | vrf | N/A | Air | Air | Thailand | 19.25 | N/A | 61.5 | N/A | N/A | N/A | N/A | N/A | 20.243 | 69 | Enthalpy Test Room | 3.1951 | 3.4382 | N/A | - | N/A | N/A | N/A | N/A | N/A | N/A | N/A | N/A | N/A | N/A | N/A | N/A | N/A | N/A | N/A | N/A | N/A | Three | R410A | Australia,New Zealand | 152767 | 46810 | 0 | Approved | Reverse Cycle | N/A | Yes | Class 21 | Yes | N/A | N/A | N/A | N/A | N/A | N/A | N/A | Available | N/A | N/A | http://www.daikin.com.au/ | http://www.daikin.com.au | N/A | 0 | 0 | AAC7287 | Yes | Variable output compressor | Inverter | No | No | 61500 | 19.25 | - | 7048 | 30750 | No | - | - | - | 17594.5 | 66235.5 | Yes | 5639 | 30750 | No | - | - | 69000 | 20.243 | 7915 | 34500 | No | - | - | Yes | 26117 | 43738 | No | - | - | No | - | - | - | - | - | No | - | - | No | - | - | No | - | - | PUZ-ZM100YKA3-A/PKA-M100KA
REYQ24BYM | 0 | N/A | DAIKIN | 6470 | Non Ducted | vrf | N/A | Air | Air | Thailand | 22009 | 60530 | 67 | N/A | N/A | N/A | N/A | N/A | 22901 | 75 | Enthalpy Test Room | 2.9617 | 3.3321 | N/A | - | N/A | N/A | N/A | N/A | N/A | N/A | N/A | N/A | N/A | N/A | N/A | N/A | N/A | N/A | N/A | N/A | N/A | Three-phase | R410A | Australia,New Zealand | 152755 | 46810 | 0 | Approved | Reverse Cycle | N/A | Yes | Class 27 | Yes | N/A | N/A | N/A | N/A | N/A | N/A | N/A | Available | N/A | N/A | http://www.daikin.com.au/ | http://www.daikin.com.au | N/A | 0 | 0 | AAC7283 | Yes | Variable output compressor | Inverter | No | No | 67000 | 22009 | - | 8005 | 33500 | No | - | - | - | - | - | Yes | 6404 | 33500 | No | - | - | 75000 | 22901 | 8701 | 37500 | No | - | - | Yes | 30081 | 47530 | No | - | - | No | - | - | - | - | - | No | - | - | No | - | - | No | - | - | PUZ-ZM100YKA3-A/PKA-M100KA2
REYQ24BYM9 | 0 | N/A | DAIKIN | 6470 | Non Ducted | vrf | N/A | Air | Air | Thailand | 22009 | 60530 | 67 | N/A | N/A | N/A | N/A | N/A | 22901 | 75 | Enthalpy Test Room | 2.9617 | 3.3321 | N/A | - | N/A | N/A | N/A | N/A | N/A | N/A | N/A | N/A | N/A | N/A | N/A | N/A | N/A | N/A | N/A | N/A | N/A | Three-phase | R410A | Australia,New Zealand | 152768 | 46811 | 0 | Approved | Reverse Cycle | N/A | Yes | Class 27 | Yes | N/A | N/A | N/A | N/A | N/A | N/A | N/A | Available | N/A | N/A | http://www.daikin.com.au/ | http://www.daikin.com.au | N/A | 0 | 0 | AAC7309 | Yes | Variable output compressor | Inverter | No | No | 67000 | 22009 | - | 8005 | 33500 | No | - | - | - | - | - | Yes | 6404 | 33500 | No | - | - | 75000 | 22901 | 8701 | 37500 | No | - | - | Yes | 30080 | 47530 | No | - | - | No | - | - | - | - | - | No | - | - | No | - | - | No | - | - | PUZ-ZM100YKA3-A/PKA-M100KA2 Series
REYQ6TAY1 | 0 | N/A | DAIKIN | 1.94 | Non Ducted | vrf | N/A | Air | Air | Thailand | 3.62 | 14.06 | 16 | N/A | N/A | N/A | N/A | N/A | 3.955 | 18 | Enthalpy Test Room | 4.3032 | 4.5519 | Yes | - | N/A | 59 | 66 | N/A | N/A | N/A | N/A | N/A | 4.0767 | 4.3005 | N/A | N/A | N/A | N/A | N/A | N/A | Calorimeter Room | Three | R410A | Australia,New Zealand | 153029 | 46841 | 0 | Approved | Reverse Cycle | N/A | No | Class 20 | No | N/A | Yes | N/A | N/A | N/A | DTA104A61 | 4.3032 | Available | N/A | N/A | http://www.daikin.com.au/ | http://www.daikin.com.au | Yes | 0 | 0 | AAC7392 | Yes | Variable output compressor | Inverter | No | - | 16000 | 3.62 | - | 1427 | 8000 | No | - | - | - | 3308.68 | 17232 | Yes | 1333 | 8000 | No | - | - | 18000 | 3.955 | 2435 | 9000 | No | - | - | Yes | 7237 | 18000 | No | - | - | No | - | - | - | - | - | No | - | - | No | - | - | No | - | - | PUZ-ZM100YKA3-A/PKA-M100KAL
REYQ8BYM | 0 | N/A | DAIKIN | N/A | Non Ducted | vrf | N/A | Air | Air | Thailand | 5.37 | N/A | 22.4 | N/A | N/A | N/A | N/A | N/A | 5.89 | 25 | Enthalpy Test Room | 3.9875 | 4.4299 | N/A | - | N/A | N/A | N/A | N/A | N/A | N/A | N/A | N/A | N/A | N/A | N/A | N/A | N/A | N/A | N/A | N/A | N/A | Three | R410A | Australia,New Zealand | 152747 | 46810 | 0 | Approved | Reverse Cycle | N/A | Yes | Class 20 | Yes | N/A | N/A | N/A | N/A | N/A | N/A | N/A | Available | N/A | N/A | http://www.daikin.com.au/ | http://www.daikin.com.au | N/A | 0 | 0 | AAC7282 | Yes | Variable output compressor | Inverter | No | - | 22400 | 5.37 | - | 2110 | 11200 | No | - | - | - | 4908.18 | 24124.8 | Yes | 1620 | 11200 | No | - | - | 25000 | 5.89 | 2518 | 12500 | No | - | - | Yes | 9212 | 21818 | No | - | - | No | - | - | - | - | - | No | - | - | No | - | - | No | - | - | PUZ-ZM100YKA3-A/PKA-M100KAL2
REYQ8BYM9 | 0 | N/A | DAIKIN | N/A | Non Ducted | vrf | N/A | Air | Air | Thailand | 5.37 | N/A | 22.4 | N/A | N/A | N/A | N/A | N/A | 5.89 | 25 | Enthalpy Test Room | 3.9875 | 4.4299 | N/A | - | N/A | N/A | N/A | N/A | N/A | N/A | N/A | N/A | N/A | N/A | N/A | N/A | N/A | N/A | N/A | N/A | N/A | Three | R410A | Australia,New Zealand | 152758 | 46811 | 0 | Approved | Reverse Cycle | N/A | Yes | Class 20 | Yes | N/A | N/A | N/A | N/A | N/A | N/A | N/A | Available | N/A | N/A | http://www.daikin.com.au/ | http://www.daikin.com.au | N/A | 0 | 0 | AAC7315 | Yes | Variable output compressor | Inverter | No | - | 22400 | 5.37 | - | 2110 | 11200 | No | - | - | - | 4908.18 | 24124.8 | Yes | 1620 | 11200 | No | - | - | 25000 | 5.89 | 2518 | 12500 | No | - | - | Yes | 9211 | 21818 | No | - | - | No | - | - | - | - | - | No | - | - | No | - | - | No | - | - | PUZ-ZM100YKA3-A/PLA-M100EA2-A
REYQ8TAY1 | 0 | N/A | DAIKIN | 1.94 | Non Ducted | vrf | N/A | Air | Air | Thailand | 5.48 | 14.06 | 22.4 | N/A | N/A | N/A | N/A | N/A | 5.98 | 25 | Enthalpy Test Room | 3.9539 | 4.1674 | Yes | - | N/A | 59 | 66 | N/A | N/A | N/A | N/A | N/A | 4.0767 | 4.3005 | N/A | N/A | N/A | N/A | N/A | N/A | Calorimeter Room | Three | R410A | Australia,New Zealand | 153069 | 46844 | 0 | Approved | Reverse Cycle | N/A | No | Class 20 | No | N/A | Yes | N/A | N/A | N/A | DTA104A61 | 4.3032 | Available | N/A | N/A | http://www.daikin.com.au/ | http://www.daikin.com.au | Yes | 0 | 0 | AAC7401 | Yes | Variable output compressor | Inverter | No | - | 22400 | 5.48 | - | 2078 | 11200 | No | - | - | - | 5008.72 | 24124.8 | Yes | 1864 | 11200 | No | - | - | 25000 | 5.98 | 2843 | 12500 | No | - | - | Yes | 8888 | 21818 | No | - | - | No | - | - | - | - | - | No | - | - | No | - | - | No | - | - | PUZ-ZM100YKA3-A/PLA-M100EA2-A Series
RQCEQ280PY1 | 0 | N/A | DAIKIN | N/A | Non Ducted | vrf | N/A | Air | Air | Thailand | 7.32 | N/A | 28 | N/A | N/A | N/A | N/A | N/A | 8.26 | 32 | Enthalpy Test Room | 4.2494 | 4.3886 | N/A | - | N/A | N/A | N/A | N/A | N/A | N/A | N/A | N/A | N/A | N/A | N/A | N/A | N/A | N/A | N/A | N/A | N/A | Three | R410A | Australia,New Zealand | 149958 | 46888 | 0 | Approved | Reverse Cycle | N/A | No | Class 20 | No | N/A | N/A | N/A | N/A | N/A | N/A | N/A | Available | N/A | N/A | http://www.daikin.com.au/ | http://www.daikin.com.au | N/A | 0 | 0 | AAC7503 | Yes | Variable output compressor | Inverter | No | - | 28000 | 7.32 | - | 3227 | 14000 | No | - | - | - | 6690.48 | 30156 | No | 2949.478 | 15078 | No | - | - | 32000 | 8.26 | 6679 | 16000 | No | - | - | Yes | 14732 | 34052 | No | - | - | No | - | - | - | - | - | No | - | - | No | - | - | No | - | - | PUZ-ZM100YKA3-A/PLA-M100EA-A
RQCEQ360PY1 | 0 | N/A | DAIKIN | 0.01 | Non Ducted | vrf | N/A | Air | Air | Thailand | 10.58 | 36000 | 36 | N/A | N/A | N/A | N/A | N/A | 10.96 | 40 | Enthalpy Test Room | 3.429 | 3.8822 | N/A | - | N/A | N/A | N/A | N/A | N/A | N/A | N/A | N/A | N/A | N/A | N/A | N/A | N/A | N/A | N/A | N/A | N/A | Three | R410A | Australia,New Zealand | 149963 | 46894 | 0 | Approved | Reverse Cycle | N/A | No | Class 20 | No | N/A | N/A | N/A | N/A | N/A | N/A | N/A | Available | N/A | N/A | http://www.daikin.com.au/ | http://www.daikin.com.au | N/A | 0 | 0 | AAC7520 | Yes | Variable output compressor | Inverter | No | No | 36000 | 10.58 | - | 4526 | 18000 | No | - | - | - | 9670.12 | 38772 | No | 4136.764 | 19386 | No | - | - | 40000 | 10.96 | 9425 | 20000 | No | - | - | Yes | 21356 | 39196 | No | - | - | No | - | - | - | - | - | No | - | - | No | - | - | No | - | - | PUZ-ZM125VKA(2)-A/PEAD-M125JAA(D) Series
RQCEQ460PY1 | 0 | N/A | DAIKIN | N/A | Non Ducted | vrf | N/A | Air | Air | Thailand | 12.62 | N/A | 46 | N/A | N/A | N/A | N/A | N/A | 13.79 | 52 | Enthalpy Test Room | 3.8857 | 4.179 | N/A | - | N/A | N/A | N/A | N/A | N/A | N/A | N/A | N/A | N/A | N/A | N/A | N/A | N/A | N/A | N/A | N/A | N/A | Three | R410A | Australia,New Zealand | 152978 | 46887 | 0 | Approved | Reverse Cycle | N/A | No | Class 21 | No | N/A | N/A | N/A | N/A | N/A | N/A | N/A | Available | N/A | N/A | http://www.daikin.com.au/ | http://www.daikin.com.au | N/A | 0 | 0 | AAC7496 | Yes | Variable output compressor | Inverter | No | No | 46000 | 12.62 | - | 5490 | 23000 | No | - | - | - | 11534.68 | 49542 | No | 5017.86 | 24771 | No | - | - | 52000 | 13.79 | 11392 | 26000 | No | - | - | Yes | 25410 | 53649 | No | - | - | No | - | - | - | - | - | No | - | - | No | - | - | No | - | - | PUZ-ZM125VKA2-A/PCA-M125KA
RQCEQ500PY1 | 0 | N/A | DAIKIN | N/A | Non Ducted | vrf | N/A | Air | Air | Thailand | 14.32 | N/A | 50 | N/A | N/A | N/A | N/A | N/A | 15.09 | 56 | Enthalpy Test Room | 3.625 | 4.0146 | N/A | - | N/A | N/A | N/A | N/A | N/A | N/A | N/A | N/A | N/A | N/A | N/A | N/A | N/A | N/A | N/A | N/A | N/A | Three | R410A | Australia,New Zealand | 152979 | 46893 | 0 | Approved | Reverse Cycle | N/A | No | Class 21 | No | N/A | N/A | N/A | N/A | N/A | N/A | N/A | Available | N/A | N/A | http://www.daikin.com.au/ | http://www.daikin.com.au | N/A | 0 | 0 | AAC7518 | Yes | Variable output compressor | Inverter | No | No | 50000 | 14.32 | - | 6140 | 25000 | No | - | - | - | 13088.48 | 53850 | No | 5611.96 | 26925 | No | - | - | 56000 | 15.09 | 13036 | 28000 | No | - | - | Yes | 28722 | 56222 | No | - | - | No | - | - | - | - | - | No | - | - | No | - | - | No | - | - | PUZ-ZM125VKA2-A/PCA-M125KA2
RQCEQ540PY1 | 0 | N/A | DAIKIN | N/A | Non Ducted | vrf | N/A | Air | Air | Thailand | 15.92 | N/A | 54 | N/A | N/A | N/A | N/A | N/A | 16.49 | 60 | Enthalpy Test Room | 3.429 | 3.8822 | N/A | - | N/A | N/A | N/A | N/A | N/A | N/A | N/A | N/A | N/A | N/A | N/A | N/A | N/A | N/A | N/A | N/A | N/A | Three | R410A | Australia,New Zealand | 152983 | 46888 | 0 | Approved | Reverse Cycle | N/A | No | Class 21 | No | N/A | N/A | N/A | N/A | N/A | N/A | N/A | Available | N/A | N/A | http://www.daikin.com.au/ | http://www.daikin.com.au | N/A | 0 | 0 | AAC7499 | Yes | Variable output compressor | Inverter | No | No | 54000 | 15.92 | - | 6789 | 27000 | No | - | - | - | 14550.88 | 58158 | No | 6205.146 | 29079 | No | - | - | 60000 | 16.49 | 14752 | 30000 | No | - | - | Yes | 32034 | 58794 | No | - | - | No | - | - | - | - | - | No | - | - | No | - | - | No | - | - | PUZ-ZM125VKA2-A/PEAD-M125JAA
RQCEQ636PY1 | 0 | N/A | DAIKIN | N/A | Non Ducted | vrf | N/A | Air | Air | Thailand | 21 | N/A | 63.6 | N/A | N/A | N/A | N/A | N/A | 18.366 | 67.2 | Enthalpy Test Room | 3.0998 | 3.6169 | N/A | - | N/A | N/A | N/A | N/A | N/A | N/A | N/A | N/A | N/A | N/A | N/A | N/A | N/A | N/A | N/A | N/A | N/A | Three | R410A | Australia,New Zealand | 152984 | 46887 | 0 | Approved | Reverse Cycle | N/A | No | Class 21 | No | N/A | N/A | N/A | N/A | N/A | N/A | N/A | Available | N/A | N/A | http://www.daikin.com.au/ | http://www.daikin.com.au | N/A | 0 | 0 | AAC7495 | Yes | Variable output compressor | Inverter | No | No | 63600 | 21 | - | 8085 | 31800 | No | - | - | - | 19194 | 68497.2 | No | 7389.69 | 34248.6 | No | - | - | 67200 | 18.366 | 15360 | 33600 | No | - | - | Yes | 34353 | 62681 | No | - | - | No | - | - | - | - | - | No | - | - | No | - | - | No | - | - | PUZ-ZM125VKA2-A/PEAD-M125JAAD
RQCEQ712PY1 | 0 | N/A | DAIKIN | 5910 | Non Ducted | vrf | N/A | Air | Air | Thailand | 21868 | 65290 | 71.2 | N/A | N/A | N/A | N/A | N/A | 21312 | 78.4 | Enthalpy Test Room | 3.4509 | 3.8923 | N/A | - | N/A | N/A | N/A | N/A | N/A | N/A | N/A | N/A | N/A | N/A | N/A | N/A | N/A | N/A | N/A | N/A | N/A | Three-phase | R410A | Australia,New Zealand | 152987 | 46894 | 0 | Approved | Reverse Cycle | N/A | No | Class 27 | No | N/A | N/A | N/A | N/A | N/A | N/A | N/A | Available | N/A | N/A | http://www.daikin.com.au/ | http://www.daikin.com.au | N/A | 0 | 0 | AAC7521 | Yes | Variable output compressor | Inverter | No | No | 71200 | 21868 | - | 8835 | 35600 | No | - | - | - | - | - | No | - | - | No | - | - | 78400 | 21312 | 18483 | 39200 | No | - | - | Yes | 40173 | 77115 | No | - | - | No | - | - | - | - | - | No | - | - | No | - | - | No | - | - | PUZ-ZM125VKA2-A/PEA-M125GAA
RQCEQ744PY1 | 0 | N/A | DAIKIN | 6180 | Non Ducted | vrf | N/A | Air | Air | Thailand | 24076 | 68220 | 74.4 | N/A | N/A | N/A | N/A | N/A | 21904 | 80.8 | Enthalpy Test Room | 3.348 | 3.8143 | N/A | - | N/A | N/A | N/A | N/A | N/A | N/A | N/A | N/A | N/A | N/A | N/A | N/A | N/A | N/A | N/A | N/A | N/A | Three-phase | R410A | Australia,New Zealand | 152995 | 46894 | 0 | Approved | Reverse Cycle | N/A | No | Class 27 | No | N/A | N/A | N/A | N/A | N/A | N/A | N/A | Available | N/A | N/A | http://www.daikin.com.au/ | http://www.daikin.com.au | N/A | 0 | 0 | AAC7519 | Yes | Variable output compressor | Inverter | No | No | 74400 | 24076 | - | 9267 | 37200 | No | - | - | - | - | - | No | - | - | No | - | - | 80800 | 21904 | 19533 | 40400 | No | - | - | Yes | 40946 | 78411 | No | - | - | No | - | - | - | - | - | No | - | - | No | - | - | No | - | - | PUZ-ZM125VKA2-A/PEA-M125HAA
RQCEQ816PY1 | 0 | N/A | DAIKIN | 6780 | Non Ducted | vrf | N/A | Air | Air | Thailand | 27000 | 74820 | 81.6 | N/A | N/A | N/A | N/A | N/A | 23896 | 87.2 | Enthalpy Test Room | 3.1668 | 3.6745 | N/A | - | N/A | N/A | N/A | N/A | N/A | N/A | N/A | N/A | N/A | N/A | N/A | N/A | N/A | N/A | N/A | N/A | N/A | Three-phase | R410A | Australia,New Zealand | 152996 | 46888 | 0 | Approved | Reverse Cycle | N/A | No | Class 27 | No | N/A | N/A | N/A | N/A | N/A | N/A | N/A | Available | N/A | N/A | http://www.daikin.com.au/ | http://www.daikin.com.au | N/A | 0 | 0 | AAC7498 | Yes | Variable output compressor | Inverter | No | No | 81600 | 27000 | - | 10349 | 40800 | No | - | - | - | - | - | No | - | - | No | - | - | 87200 | 23896 | 19494 | 43600 | No | - | - | Yes | 45031 | 82279 | No | - | - | No | - | - | - | - | - | No | - | - | No | - | - | No | - | - | PUZ-ZM125VKA2-A/PEA-M125HAA Series
RQCEQ848PY1 | 0 | N/A | DAIKIN | 7040 | Non Ducted | vrf | N/A | Air | Air | Thailand | 28000 | 77760 | 84.8 | N/A | N/A | N/A | N/A | N/A | 24488 | 89.6 | Enthalpy Test Room | 3.0998 | 3.6169 | N/A | - | N/A | N/A | N/A | N/A | N/A | N/A | N/A | N/A | N/A | N/A | N/A | N/A | N/A | N/A | N/A | N/A | N/A | Three-phase | R410A | Australia,New Zealand | 152997 | 46888 | 0 | Approved | Reverse Cycle | N/A | No | Class 27 | No | N/A | N/A | N/A | N/A | N/A | N/A | N/A | Available | N/A | N/A | http://www.daikin.com.au/ | http://www.daikin.com.au | N/A | 0 | 0 | AAC7500 | Yes | Variable output compressor | Inverter | No | No | 84800 | 28000 | - | 10781 | 42400 | No | - | - | - | - | - | No | - | - | No | - | - | 89600 | 24488 | 21333 | 44800 | No | - | - | Yes | 45804 | 83575 | No | - | - | No | - | - | - | - | - | No | - | - | No | - | - | No | - | - | PUZ-ZM125VKA2-A/PLA-M125EA2-A
RQYQ10TY1A | 0 | N/A | DAIKIN | N/A | Non Ducted | vrf | N/A | Air | Air | Thailand | 7.28 | N/A | 28 | N/A | N/A | N/A | N/A | N/A | 7.665 | 31.5 | Enthalpy Test Room | 4.1788 | 4.3556 | N/A | - | N/A | N/A | N/A | N/A | N/A | N/A | N/A | N/A | N/A | N/A | N/A | N/A | N/A | N/A | N/A | N/A | N/A | Three | R410A | Australia,New Zealand | 153006 | 46841 | 0 | Approved | Reverse Cycle | N/A | No | Class 20 | No | N/A | N/A | N/A | N/A | N/A | N/A | N/A | Available | N/A | N/A | http://www.daikin.com.au/ | http://www.daikin.com.au | N/A | 0 | 0 | AAC7386 | Yes | Variable output compressor | Inverter | No | - | 28000 | 7.28 | - | 2472 | 14000 | No | - | - | - | 6653.92 | 30156 | Yes | 2263 | 14000 | No | - | - | 31500 | 7.665 | 4602 | 15750 | No | - | - | Yes | 13755 | 30285 | No | - | - | No | - | - | - | - | - | No | - | - | No | - | - | No | - | - | PUZ-ZM125VKA2-A/PLA-M125EA-A
RQYQ12TY1A | 0 | N/A | DAIKIN | N/A | Non Ducted | vrf | N/A | Air | Air | Thailand | 9.3 | N/A | 33.5 | N/A | N/A | N/A | N/A | N/A | 9.51 | 37.5 | Enthalpy Test Room | 3.7182 | 3.9947 | N/A | - | N/A | N/A | N/A | N/A | N/A | N/A | N/A | N/A | N/A | N/A | N/A | N/A | N/A | N/A | N/A | N/A | N/A | Three | R410A | Australia,New Zealand | 153010 | 46840 | 0 | Approved | Reverse Cycle | N/A | No | Class 20 | No | N/A | N/A | N/A | N/A | N/A | N/A | N/A | Available | N/A | N/A | http://www.daikin.com.au/ | http://www.daikin.com.au | N/A | 0 | 0 | AAC7384 | Yes | Variable output compressor | Inverter | No | No | 33500 | 9.3 | - | 3099 | 16750 | No | - | - | - | 8500.2 | 36079.5 | Yes | 2774 | 16750 | No | - | - | 37500 | 9.51 | 7153 | 18750 | No | - | - | Yes | 15006 | 30065 | No | - | - | No | - | - | - | - | - | No | - | - | No | - | - | No | - | - | PUZ-ZM125VKA-A/PCA-M125KA
RQYQ14TY1A | 0 | N/A | DAIKIN | N/A | Non Ducted | vrf | N/A | Air | Air | Thailand | 11.26 | N/A | 40 | N/A | N/A | N/A | N/A | N/A | 11.625 | 45 | Enthalpy Test Room | 3.6231 | 4.0535 | N/A | - | N/A | N/A | N/A | N/A | N/A | N/A | N/A | N/A | N/A | N/A | N/A | N/A | N/A | N/A | N/A | N/A | N/A | Three | R410A | Australia,New Zealand | 153011 | 46841 | 0 | Approved | Reverse Cycle | N/A | No | Class 21 | No | N/A | N/A | N/A | N/A | N/A | N/A | N/A | Available | N/A | N/A | http://www.daikin.com.au/ | http://www.daikin.com.au | N/A | 0 | 0 | AAC7388 | Yes | Variable output compressor | Inverter | No | No | 40000 | 11.26 | - | 4286 | 20000 | No | - | - | - | 10291.64 | 43080 | Yes | 3599 | 20000 | No | - | - | 45000 | 11.625 | 8676 | 22500 | No | - | - | Yes | 17507 | 34805 | No | - | - | No | - | - | - | - | - | No | - | - | No | - | - | No | - | - | PUZ-ZM125VKA-A/PCA-M125KA Series
RQYQ16TY1A | 0 | N/A | DAIKIN | N/A | Non Ducted | vrf | N/A | Air | Air | Thailand | 13.64 | N/A | 45 | N/A | N/A | N/A | N/A | N/A | 13.4 | 50 | Enthalpy Test Room | 3.2819 | 3.918 | N/A | - | N/A | N/A | N/A | N/A | N/A | N/A | N/A | N/A | N/A | N/A | N/A | N/A | N/A | N/A | N/A | N/A | N/A | Three | R410A | Australia,New Zealand | 153012 | 46841 | 0 | Approved | Reverse Cycle | N/A | No | Class 21 | No | N/A | N/A | N/A | N/A | N/A | N/A | N/A | Available | N/A | N/A | http://www.daikin.com.au/ | http://www.daikin.com.au | N/A | 0 | 0 | AAC7389 | Yes | Variable output compressor | Inverter | No | No | 45000 | 13.64 | - | 4894 | 22500 | No | - | - | - | 12466.96 | 48465 | Yes | 4029 | 22500 | No | - | - | 50000 | 13.4 | 9089 | 25000 | No | - | - | Yes | 19383 | 36614 | No | - | - | No | - | - | - | - | - | No | - | - | No | - | - | No | - | - | PUZ-ZM125VKA-A/PCA-M125KA2
RQYQ18TY1A | 0 | N/A | DAIKIN | N/A | Non Ducted | vrf | N/A | Air | Air | Thailand | 16.12 | N/A | 50 | N/A | N/A | N/A | N/A | N/A | 15.775 | 56 | Enthalpy Test Room | 3.0002 | 3.4185 | N/A | - | N/A | N/A | N/A | N/A | N/A | N/A | N/A | N/A | N/A | N/A | N/A | N/A | N/A | N/A | N/A | N/A | N/A | Three | R410A | Australia,New Zealand | 153016 | 46841 | 0 | Approved | Reverse Cycle | N/A | No | Class 21 | No | N/A | N/A | N/A | N/A | N/A | N/A | N/A | Available | N/A | N/A | http://www.daikin.com.au/ | http://www.daikin.com.au | N/A | 0 | 0 | AAC7390 | Yes | Variable output compressor | Inverter | No | No | 50000 | 16.12 | - | 4987 | 25000 | No | - | - | - | 14733.68 | 53850 | Yes | 4312 | 25000 | No | - | - | 56000 | 15.775 | 10555 | 28000 | No | - | - | Yes | 19383 | 40210 | No | - | - | No | - | - | - | - | - | No | - | - | No | - | - | No | - | - | PUZ-ZM125VKA-A/PEAD-M125JAA
RQYQ20TY1A | 0 | N/A | DAIKIN | N/A | Non Ducted | vrf | N/A | Air | Air | Thailand | 18.8 | N/A | 56 | N/A | N/A | N/A | N/A | N/A | 18.25 | 63 | Enthalpy Test Room | 2.972 | 3.5297 | N/A | - | N/A | N/A | N/A | N/A | N/A | N/A | N/A | N/A | N/A | N/A | N/A | N/A | N/A | N/A | N/A | N/A | N/A | Three | R410A | Australia,New Zealand | 153017 | 46841 | 0 | Approved | Reverse Cycle | N/A | No | Class 21 | No | N/A | N/A | N/A | N/A | N/A | N/A | N/A | Available | N/A | N/A | http://www.daikin.com.au/ | http://www.daikin.com.au | N/A | 0 | 0 | AAC7391 | Yes | Variable output compressor | Inverter | No | No | 56000 | 18.8 | - | 5812 | 28000 | No | - | - | - | 17183.2 | 60312 | Yes | 4772 | 28000 | No | - | - | 63000 | 18.25 | 11321 | 31500 | No | - | - | Yes | 25010 | 48484 | No | - | - | No | - | - | - | - | - | No | - | - | No | - | - | No | - | - | PUZ-ZM125VKA-A/PEAD-M125JAAD
RQYQ6TY1A | 0 | N/A | DAIKIN | N/A | Non Ducted | vrf | N/A | Air | Air | Thailand | 3.87 | N/A | 16 | N/A | N/A | N/A | N/A | N/A | 4.215 | 18 | Enthalpy Test Room | 4.3777 | 5.3978 | N/A | - | N/A | N/A | N/A | N/A | N/A | N/A | N/A | N/A | N/A | N/A | N/A | N/A | N/A | N/A | N/A | N/A | N/A | Three | R410A | Australia,New Zealand | 152998 | 46840 | 0 | Approved | Reverse Cycle | N/A | No | Class 20 | No | N/A | N/A | N/A | N/A | N/A | N/A | N/A | Available | N/A | N/A | http://www.daikin.com.au/ | http://www.daikin.com.au | N/A | 0 | 0 | AAC7385 | Yes | Variable output compressor | Inverter | No | - | 16000 | 3.87 | - | 1391 | 8000 | No | - | - | - | 3537.18 | 17232 | Yes | 1191 | 8000 | No | - | - | 18000 | 4.215 | 2150 | 9000 | No | - | - | Yes | 7712 | 17190 | No | - | - | No | - | - | - | - | - | No | - | - | No | - | - | No | - | - | PUZ-ZM125VKA-A/PEA-M125GAA
RQYQ8TY1A | 0 | N/A | DAIKIN | N/A | Non Ducted | vrf | N/A | Air | Air | Thailand | 5.5 | N/A | 22.4 | N/A | N/A | N/A | N/A | N/A | 5.99 | 25 | Enthalpy Test Room | 3.9053 | 4.7546 | N/A | - | N/A | N/A | N/A | N/A | N/A | N/A | N/A | N/A | N/A | N/A | N/A | N/A | N/A | N/A | N/A | N/A | N/A | Three | R410A | Australia,New Zealand | 153002 | 46841 | 0 | Approved | Reverse Cycle | N/A | No | Class 20 | No | N/A | N/A | N/A | N/A | N/A | N/A | N/A | Available | N/A | N/A | http://www.daikin.com.au/ | http://www.daikin.com.au | N/A | 0 | 0 | AAC7387 | Yes | Variable output compressor | Inverter | No | - | 22400 | 5.5 | - | 2022 | 11200 | No | - | - | - | 5027 | 24124.8 | Yes | 1704 | 11200 | No | - | - | 25000 | 5.99 | 3948 | 12500 | No | - | - | Yes | 10066 | 21749 | No | - | - | No | - | - | - | - | - | No | - | - | No | - | - | No | - | - | PUZ-ZM125VKA-A/PEA-M125GAA Series
RSUYQ4A2VMA | 0 | N/A | DAIKIN | N/A | Non Ducted | vrf | N/A | Air | Air | Thailand | 2.586 | N/A | 11.2 | N/A | N/A | N/A | N/A | N/A | 2.616 | 12.5 | Enthalpy Test Room | 4.0977 | 4.6856 | N/A | - | N/A | N/A | N/A | N/A | N/A | N/A | N/A | N/A | N/A | N/A | N/A | N/A | N/A | N/A | N/A | N/A | N/A | Single | R410A | Australia,New Zealand | 144621 | 46446 | 0 | Approved | Reverse Cycle | N/A | Yes | Class 20 | Yes | N/A | N/A | N/A | N/A | N/A | N/A | N/A | Available | N/A | N/A | http://www.daikin.com.au/ | http://www.daikin.com.au | N/A | 0 | 0 | AAC6531 | Yes | Variable output compressor | Inverter | No | - | 11200 | 2.586 | - | 975 | 5600 | No | - | - | - | 2363.604 | 12062.4 | No | 891.15 | 6031.2 | No | - | - | 12500 | 2.616 | 1160 | 6250 | No | - | - | Yes | 2950 | 12500 | No | - | - | No | - | - | - | - | - | No | - | - | No | - | - | No | - | - | PUZ-ZM125VKA-A/PEA-M125HAA
RSUYQ4AVMA | 0 | N/A | DAIKIN | N/A | Non Ducted | vrf | N/A | Air | Air | Thailand | 2.586 | N/A | 11.2 | N/A | N/A | N/A | N/A | N/A | 2.616 | 12.5 | Enthalpy Test Room | 4.0977 | 4.6856 | N/A | - | N/A | N/A | N/A | N/A | N/A | N/A | N/A | N/A | N/A | N/A | N/A | N/A | N/A | N/A | N/A | N/A | N/A | Single | R410A | Australia,New Zealand | 130949 | 45866 | 0 | Approved | Reverse Cycle | N/A | Yes | Class 20 | Yes | N/A | Yes | N/A | N/A | N/A | DTA104A61 | N/A | Available | N/A | N/A | http://www.daikin.com.au/ | http://www.daikin.com.au | N/A | 0 | 0 | AAC5046 | Yes | Variable output compressor | Inverter | No | - | 11200 | 2.586 | - | 975 | 5600 | No | - | - | - | 2363.604 | 12062.4 | No | 891.15 | 6031.2 | No | - | - | 12500 | 2.616 | 1160 | 6250 | No | - | - | Yes | 2950 | 12500 | No | - | - | No | - | - | - | - | - | No | - | - | No | - | - | No | - | - | PUZ-ZM125VKA-A/PLA-M125EA2-A
RSUYQ5A2VMA | 0 | N/A | DAIKIN | N/A | Non Ducted | vrf | N/A | Air | Air | Thailand | 3.519 | N/A | 14 | N/A | N/A | N/A | N/A | N/A | 3.439 | 16 | Enthalpy Test Room | 3.9368 | 4.9556 | N/A | - | N/A | N/A | N/A | N/A | N/A | N/A | N/A | N/A | N/A | N/A | N/A | N/A | N/A | N/A | N/A | N/A | N/A | Single | R410A | Australia,New Zealand | 144622 | 46445 | 0 | Approved | Reverse Cycle | N/A | Yes | Class 20 | Yes | N/A | N/A | N/A | N/A | N/A | N/A | N/A | Available | N/A | N/A | http://www.daikin.com.au/ | http://www.daikin.com.au | N/A | 0 | 0 | AAC6521 | Yes | Variable output compressor | Inverter | No | - | 14000 | 3.519 | - | 1130 | 7000 | No | - | - | - | 3216.366 | 15078 | No | 1032.82 | 7539 | No | - | - | 16000 | 3.439 | 1570 | 8000 | No | - | - | Yes | 4550 | 16000 | No | - | - | No | - | - | - | - | - | No | - | - | No | - | - | No | - | - | PUZ-ZM125VKA-A/PLA-M125EA-A
RSUYQ5AVMA | 0 | N/A | DAIKIN | N/A | Non Ducted | vrf | N/A | Air | Air | Thailand | 3.519 | N/A | 14 | N/A | N/A | N/A | N/A | N/A | 3.439 | 16 | Enthalpy Test Room | 3.9368 | 4.9556 | N/A | - | N/A | N/A | N/A | N/A | N/A | N/A | N/A | N/A | N/A | N/A | N/A | N/A | N/A | N/A | N/A | N/A | N/A | Single | R410A | Australia,New Zealand | 130950 | 45865 | 0 | Approved | Reverse Cycle | N/A | Yes | Class 20 | Yes | N/A | Yes | N/A | N/A | N/A | DTA104A61 | N/A | Available | N/A | N/A | http://www.daikin.com.au/ | http://www.daikin.com.au | N/A | 0 | 0 | AAC5044 | Yes | Variable output compressor | Inverter | No | - | 14000 | 3.519 | - | 1130 | 7000 | No | - | - | - | 3216.366 | 15078 | No | 1032.82 | 7539 | No | - | - | 16000 | 3.439 | 1570 | 8000 | No | - | - | Yes | 4550 | 16000 | No | - | - | No | - | - | - | - | - | No | - | - | No | - | - | No | - | - | PUZ-ZM125VKA-A/PLA-M125EA-A Series
RSUYQ6A2VMA | 0 | N/A | DAIKIN | N/A | Non Ducted | vrf | N/A | Air | Air | Thailand | 4.109 | N/A | 16 | N/A | N/A | N/A | N/A | N/A | 4.059 | 18 | Enthalpy Test Room | 3.6817 | 4.7201 | N/A | - | N/A | N/A | N/A | N/A | N/A | N/A | N/A | N/A | N/A | N/A | N/A | N/A | N/A | N/A | N/A | N/A | N/A | Single | R410A | Australia,New Zealand | 144623 | 46446 | 0 | Approved | Reverse Cycle | N/A | Yes | Class 20 | Yes | N/A | N/A | N/A | N/A | N/A | N/A | N/A | Available | N/A | N/A | http://www.daikin.com.au/ | http://www.daikin.com.au | N/A | 0 | 0 | AAC6532 | Yes | Variable output compressor | Inverter | No | - | 16000 | 4.109 | - | 1270 | 8000 | No | - | - | - | 3755.626 | 17232 | No | 1160.78 | 8616 | No | - | - | 18000 | 4.059 | 1900 | 9000 | No | - | - | Yes | 5330 | 18000 | No | - | - | No | - | - | - | - | - | No | - | - | No | - | - | No | - | - | PUZ-ZM125YKA*-A/PEA-M125GAA Series
RSUYQ6AVMA | 0 | N/A | DAIKIN | N/A | Non Ducted | vrf | N/A | Air | Air | Thailand | 4.109 | N/A | 16 | N/A | N/A | N/A | N/A | N/A | 4.059 | 18 | Enthalpy Test Room | 3.6817 | 4.7201 | N/A | - | N/A | N/A | N/A | N/A | N/A | N/A | N/A | N/A | N/A | N/A | N/A | N/A | N/A | N/A | N/A | N/A | N/A | Single | R410A | Australia,New Zealand | 130951 | 45866 | 0 | Approved | Reverse Cycle | N/A | Yes | Class 20 | Yes | N/A | Yes | N/A | N/A | N/A | DTA104A61 | N/A | Available | N/A | N/A | http://www.daikin.com.au/ | http://www.daikin.com.au | N/A | 0 | 0 | AAC5045 | Yes | Variable output compressor | Inverter | No | - | 16000 | 4.109 | - | 1270 | 8000 | No | - | - | - | 3755.626 | 17232 | No | 1160.78 | 8616 | No | - | - | 18000 | 4.059 | 1900 | 9000 | No | - | - | Yes | 5330 | 18000 | No | - | - | No | - | - | - | - | - | No | - | - | No | - | - | No | - | - | PUZ-ZM125YKA*-A/PEA-M125HAA Series
RSUYQ7AYM | 0 | N/A | DAIKIN | N/A | Non Ducted | vrf | N/A | Air | Air | Thailand | 5.66 | N/A | 20 | N/A | N/A | N/A | N/A | N/A | 5.29 | 22.4 | Enthalpy Test Room | 3.4593 | 4.0938 | N/A | - | N/A | N/A | N/A | N/A | N/A | N/A | N/A | N/A | N/A | N/A | N/A | N/A | N/A | N/A | N/A | N/A | N/A | Three | R410A | Australia,New Zealand | 134335 | 45999 | 0 | Approved | Reverse Cycle | N/A | Yes | Class 20 | Yes | N/A | Yes | N/A | N/A | N/A | DTA104A61 | N/A | Available | N/A | N/A | http://www.daikin.com.au/ | http://www.daikin.com.au | N/A | 0 | 0 | AAC5545 | Yes | Variable output compressor | Inverter | No | - | 20000 | 5.66 | - | 1860 | 10000 | No | - | - | - | 5173.24 | 21540 | No | 1700.04 | 10770 | No | - | - | 22400 | 5.29 | 2060 | 11200 | No | - | - | Yes | 6230 | 22400 | No | - | - | No | - | - | - | - | - | No | - | - | No | - | - | No | - | - | PUZ-ZM125YKA2-A/PCA-M125KA
RSUYQ8AYM | 0 | N/A | DAIKIN | N/A | Non Ducted | vrf | N/A | Air | Air | Thailand | 6.83 | N/A | 22.4 | N/A | N/A | N/A | N/A | N/A | 6.14 | 25 | Enthalpy Test Room | 3.1961 | 3.9433 | N/A | - | N/A | N/A | N/A | N/A | N/A | N/A | N/A | N/A | N/A | N/A | N/A | N/A | N/A | N/A | N/A | N/A | N/A | Three | R410A | Australia,New Zealand | 134336 | 45998 | 0 | Approved | Reverse Cycle | N/A | Yes | Class 20 | Yes | N/A | Yes | N/A | N/A | N/A | DTA104A61 | N/A | Available | N/A | N/A | http://www.daikin.com.au/ | http://www.daikin.com.au | N/A | 0 | 0 | AAC5542 | Yes | Variable output compressor | Inverter | No | - | 22400 | 6.83 | - | 2120 | 11200 | No | - | - | - | 6242.62 | 24124.8 | No | 1937.68 | 12062.4 | No | - | - | 25000 | 6.14 | 2380 | 12500 | No | - | - | Yes | 7180 | 25000 | No | - | - | No | - | - | - | - | - | No | - | - | No | - | - | No | - | - | PUZ-ZM125YKA2-A/PCA-M125KA2
RXC100A2V1A / FTXC100AV1A | 0 | N/A | DAIKIN | N/A | Non Ducted | Single Split System | Wall Hung | Air | Air | Thailand | 3.11 | N/A | 10 | N/A | N/A | N/A | N/A | N/A | 3.48 | 11.2 | Enthalpy Test Room | 3.414 | 3.1933 | N/A | - | N/A | N/A | N/A | N/A | N/A | N/A | N/A | N/A | N/A | N/A | N/A | N/A | N/A | N/A | N/A | N/A | N/A | Single | R32 | Australia,New Zealand | 144462 | 46439 | 0 | Approved | Reverse Cycle | N/A | Yes | Class 11 | Yes | N/A | N/A | N/A | N/A | N/A | N/A | N/A | Available | N/A | N/A | http://www.daikin.com.au/ | http://www.daikin.com.au | N/A | 0 | 0 | AAC6446 | Yes | Variable output compressor | Inverter | No | - | 10000 | 3.11 | - | 1000 | 5000 | No | - | - | - | 2842.54 | 10770 | No | 914 | 5385 | No | - | - | 11200 | 3.48 | 1100 | 5600 | No | - | - | Yes | 3700 | 9700 | No | - | - | No | - | - | - | - | - | No | - | - | No | - | - | No | - | - | PUZ-ZM125YKA2-A/PEAD-M125JAA
RXC100AV1A / FTXC100AV1A | 0 | N/A | DAIKIN | 3.085 | Non Ducted | Single Split System | Wall Hung | Air | Air | Thailand | 3.11 | 6.915 | 10 | N/A | N/A | N/A | N/A | N/A | 3.48 | 11.2 | Calorimeter Room | 3.4299 | 3.2075 | Yes | - | N/A | 13.7 | 13.1 | N/A | N/A | N/A | N/A | N/A | 3.3607 | 3.1531 | N/A | N/A | N/A | N/A | N/A | N/A | Enthalpy Test Room | Single | R32 | Australia,New Zealand | 133614 | 46001 | 0 | Approved | Reverse Cycle | N/A | No | Class 11 | Yes | N/A | Yes | N/A | N/A | N/A | KRP59M51, EKMKSA2 | 3.414 | Available | N/A | N/A | http://www.daikin.com.au/ | http://www.daikin.com.au | Yes | 0 | 0 | AAC5597 | Yes | Variable output compressor | Inverter | No | - | 10000 | 3.11 | - | 1000 | 5000 | No | - | - | - | 2842.54 | 10770 | No | 914 | 5385 | No | - | - | 11200 | 3.48 | 1100 | 5600 | No | - | - | Yes | 3700 | 9700 | No | - | - | No | - | - | - | - | - | No | - | - | No | - | - | No | - | - | PUZ-ZM125YKA2-A/PEAD-M125JAAD
RXC50A1V1A / FTXC50AV1A | 0 | N/A | DAIKIN | N/A | Non Ducted | Single Split System | Wall Hung | Air | Air | Thailand | 1.45 | N/A | 5 | N/A | N/A | N/A | N/A | N/A | 1.61 | 6 | Enthalpy Test Room | 4.1026 | 4.2839 | N/A | - | N/A | N/A | N/A | N/A | N/A | N/A | N/A | N/A | N/A | N/A | N/A | N/A | N/A | N/A | N/A | N/A | N/A | Single | R32 | Australia,New Zealand | 144458 | 46439 | 0 | Approved | Reverse Cycle | N/A | Yes | Class 9 | Yes | N/A | N/A | N/A | N/A | N/A | N/A | N/A | Available | N/A | N/A | http://www.daikin.com.au/ | http://www.daikin.com.au | N/A | 0 | 0 | AAC6444 | Yes | Variable output compressor | Inverter | No | - | 5000 | 1.45 | - | 460 | 2500 | No | - | - | - | 1325.3 | 5385 | No | 420.44 | 2692.5 | No | - | - | 6000 | 1.61 | 510 | 3000 | No | - | - | Yes | 1500 | 5500 | No | - | - | No | - | - | - | - | - | No | - | - | No | - | - | No | - | - | PUZ-ZM125YKA2-A/PEA-M125GAA
RXC50A2V1A / FTXC50AV1A | 0 | N/A | DAIKIN | N/A | Non Ducted | Single Split System | Wall Hung | Air | Air | Thailand | 1.45 | N/A | 5 | N/A | N/A | N/A | N/A | N/A | 1.61 | 6 | Enthalpy Test Room | 4.1026 | 4.2839 | N/A | - | N/A | N/A | N/A | N/A | N/A | N/A | N/A | N/A | N/A | N/A | N/A | N/A | N/A | N/A | N/A | N/A | N/A | Single | R32 | Australia,New Zealand | 149002 | 46634 | 0 | Approved | Reverse Cycle | N/A | Yes | Class 9 | Yes | N/A | N/A | N/A | N/A | N/A | N/A | N/A | Available | N/A | N/A | http://www.daikin.com.au/ | http://www.daikin.com.au | N/A | 0 | 0 | AAC6925 | Yes | Variable output compressor | Inverter | No | - | 5000 | 1.45 | - | 460 | 2500 | No | - | - | - | 1325.3 | 5385 | No | 420.44 | 2692.5 | No | - | - | 6000 | 1.61 | 510 | 3000 | No | - | - | Yes | 1500 | 5500 | No | - | - | No | - | - | - | - | - | No | - | - | No | - | - | No | - | - | PUZ-ZM125YKA2-A/PEA-M125HAA
RXC50AAV1A / FTXC50AV1A | 0 | N/A | DAIKIN | N/A | Non Ducted | Single Split System | Wall Hung | Air | Air | Thailand | 1.45 | N/A | 5 | N/A | N/A | N/A | N/A | N/A | 1.61 | 6 | Enthalpy Test Room | 4.035 | 4.2737 | N/A | - | N/A | N/A | N/A | N/A | N/A | N/A | N/A | N/A | N/A | N/A | N/A | N/A | N/A | N/A | N/A | N/A | N/A | Single | R32 | Australia,New Zealand | 163011 | 47308 | 0 | Approved | Reverse Cycle | N/A | Yes | Class 9 | Yes | N/A | N/A | N/A | N/A | N/A | N/A | N/A | Available | N/A | N/A | http://www.daikin.com.au/ | http://www.daikin.com.au | N/A | 0 | 0 | AAC8341 | Yes | Variable output compressor | Inverter | No | - | 5000 | 1.45 | - | 460 | 2500 | No | - | - | - | 1325.3 | 5385 | No | 420.44 | 2692.5 | No | - | - | 6000 | 1.61 | 510 | 3000 | No | - | - | Yes | 1500 | 5500 | No | - | - | No | - | - | - | - | - | No | - | - | No | - | - | No | - | - | PUZ-ZM125YKA-A/PCA-M125KA
RXC50AV1A / FTXC50AV1A | 0 | N/A | DAIKIN | 1.032 | Non Ducted | Single Split System | Wall Hung | Air | Air | Thailand | 1.45 | 3.968 | 5 | N/A | N/A | N/A | N/A | N/A | 1.61 | 6 | Calorimeter Room | 4.1196 | 4.2959 | Yes | - | N/A | 15.4 | 13.9 | N/A | N/A | N/A | N/A | N/A | 3.9296 | 4.147 | N/A | N/A | N/A | N/A | N/A | N/A | Enthalpy Test Room | Single | R32 | Australia,New Zealand | 133607 | 46001 | 0 | Approved | Reverse Cycle | N/A | No | Class 9 | Yes | N/A | Yes | N/A | N/A | N/A | KRP58M6 | 4.0959 | Available | N/A | N/A | http://www.daikin.com.au/ | http://www.daikin.com.au | Yes | 0 | 0 | AAC5593 | Yes | Variable output compressor | Inverter | No | - | 5000 | 1.45 | - | 460 | 2500 | No | - | - | - | 1325.3 | 5385 | No | 420.44 | 2692.5 | No | - | - | 6000 | 1.61 | 510 | 3000 | No | - | - | Yes | 1500 | 5500 | No | - | - | No | - | - | - | - | - | No | - | - | No | - | - | No | - | - | PUZ-ZM125YKA-A/PCA-M125KA Series
RXC60A1V1A / FTXC60AV1A | 0 | N/A | DAIKIN | N/A | Non Ducted | Single Split System | Wall Hung | Air | Air | Thailand | 1.8 | N/A | 6 | N/A | N/A | N/A | N/A | N/A | 2.05 | 7.1 | Enthalpy Test Room | 3.5697 | 3.9087 | N/A | - | N/A | N/A | N/A | N/A | N/A | N/A | N/A | N/A | N/A | N/A | N/A | N/A | N/A | N/A | N/A | N/A | N/A | Single | R32 | Australia,New Zealand | 144459 | 46442 | 0 | Approved | Reverse Cycle | N/A | Yes | Class 9 | Yes | N/A | N/A | N/A | N/A | N/A | N/A | N/A | Available | N/A | N/A | http://www.daikin.com.au/ | http://www.daikin.com.au | N/A | 0 | 0 | AAC6467 | Yes | Variable output compressor | Inverter | No | - | 6000 | 1.8 | - | 600 | 3000 | No | - | - | - | 1645.2 | 6462 | No | 548.4 | 3231 | No | - | - | 7100 | 2.05 | 630 | 3550 | No | - | - | Yes | 1950 | 6300 | No | - | - | No | - | - | - | - | - | No | - | - | No | - | - | No | - | - | PUZ-ZM125YKA-A/PCA-M125KA2
RXC60A2V1A / FTXC60AV1A | 0 | N/A | DAIKIN | N/A | Non Ducted | Single Split System | Wall Hung | Air | Air | Thailand | 1.8 | N/A | 6 | N/A | N/A | N/A | N/A | N/A | 2.05 | 7.1 | Enthalpy Test Room | 3.5697 | 3.9087 | N/A | - | N/A | N/A | N/A | N/A | N/A | N/A | N/A | N/A | N/A | N/A | N/A | N/A | N/A | N/A | N/A | N/A | N/A | Single | R32 | Australia,New Zealand | 149003 | 46635 | 0 | Approved | Reverse Cycle | N/A | Yes | Class 9 | Yes | N/A | N/A | N/A | N/A | N/A | N/A | N/A | Available | N/A | N/A | http://www.daikin.com.au/ | http://www.daikin.com.au | N/A | 0 | 0 | AAC6938 | Yes | Variable output compressor | Inverter | No | - | 6000 | 1.8 | - | 600 | 3000 | No | - | - | - | 1645.2 | 6462 | No | 548.4 | 3231 | No | - | - | 7100 | 2.05 | 630 | 3550 | No | - | - | Yes | 1950 | 6300 | No | - | - | No | - | - | - | - | - | No | - | - | No | - | - | No | - | - | PUZ-ZM125YKA-A/PEAD-M125JAA
RXC60AAV1A / FTXC60AV1A | 0 | N/A | DAIKIN | N/A | Non Ducted | Single Split System | Wall Hung | Air | Air | Thailand | 1.8 | N/A | 6 | N/A | N/A | N/A | N/A | N/A | 2.05 | 7.1 | Enthalpy Test Room | 3.3851 | 4.1129 | N/A | - | N/A | N/A | N/A | N/A | N/A | N/A | N/A | N/A | N/A | N/A | N/A | N/A | N/A | N/A | N/A | N/A | N/A | Single | R32 | Australia,New Zealand | 163012 | 47307 | 0 | Approved | Reverse Cycle | N/A | Yes | Class 9 | Yes | N/A | N/A | N/A | N/A | N/A | N/A | N/A | Available | N/A | N/A | http://www.daikin.com.au/ | http://www.daikin.com.au | N/A | 0 | 0 | AAC8334 | Yes | Variable output compressor | Inverter | No | - | 6000 | 1.8 | - | 600 | 3000 | No | - | - | - | 1645.2 | 6462 | No | 548.4 | 3231 | No | - | - | 7100 | 2.05 | 630 | 3550 | No | - | - | Yes | 1950 | 6300 | No | - | - | No | - | - | - | - | - | No | - | - | No | - | - | No | - | - | PUZ-ZM125YKA-A/PEAD-M125JAA Series
RXC60AV1A / FTXC60AV1A | 0 | N/A | DAIKIN | 1.637 | Non Ducted | Single Split System | Wall Hung | Air | Air | Thailand | 1.8 | 4.363 | 6 | N/A | N/A | N/A | N/A | N/A | 2.05 | 7.1 | Calorimeter Room | 3.5853 | 3.926 | Yes | - | N/A | 15.4 | 13.9 | N/A | N/A | N/A | N/A | N/A | 3.4628 | 3.809 | N/A | N/A | N/A | N/A | N/A | N/A | Enthalpy Test Room | Single | R32 | Australia,New Zealand | 133608 | 46001 | 0 | Approved | Reverse Cycle | N/A | No | Class 9 | Yes | N/A | Yes | N/A | N/A | N/A | KRP58M6 | 3.5697 | Available | N/A | N/A | http://www.daikin.com.au/ | http://www.daikin.com.au | Yes | 0 | 0 | AAC5595 | Yes | Variable output compressor | Inverter | No | - | 6000 | 1.8 | - | 600 | 3000 | No | - | - | - | 1645.2 | 6462 | No | 548.4 | 3231 | No | - | - | 7100 | 2.05 | 630 | 3550 | No | - | - | Yes | 1950 | 6300 | No | - | - | No | - | - | - | - | - | No | - | - | No | - | - | No | - | - | PUZ-ZM125YKA-A/PEAD-M125JAAD
RXC71A2V1A / FTXC71AV1A | 0 | N/A | DAIKIN | N/A | Non Ducted | Single Split System | Wall Hung | Air | Air | Thailand | 2.22 | N/A | 7.1 | N/A | N/A | N/A | N/A | N/A | 2.37 | 8 | Enthalpy Test Room | 3.1571 | 3.3017 | N/A | 87.2958 | N/A | N/A | N/A | N/A | N/A | N/A | N/A | N/A | N/A | N/A | N/A | N/A | N/A | N/A | N/A | N/A | N/A | Single | R32 | Australia,New Zealand | 144460 | 46439 | 0 | Approved | Reverse Cycle | N/A | Yes | Class 9 | Yes | N/A | N/A | N/A | N/A | N/A | N/A | N/A | Available | N/A | N/A | http://www.daikin.com.au/ | http://www.daikin.com.au | N/A | 0 | 0 | AAC6445 | Yes | Variable output compressor | Inverter | No | - | 7100 | 2.22 | - | 740 | 3550 | No | - | - | - | 2029.08 | 7646.7 | No | 676.36 | 3823.35 | No | - | - | 8000 | 2.37 | 820 | 4000 | No | - | - | Yes | 2300 | 7050 | No | - | - | No | - | - | - | - | - | No | - | - | No | - | - | No | - | - | PUZ-ZM125YKA-A/PEA-M125GAA
RXC71AV1A / FTXC71AV1A | 0 | N/A | DAIKIN | 2.302 | Non Ducted | Single Split System | Wall Hung | Air | Air | Thailand | 2.22 | 4.798 | 7.1 | N/A | N/A | N/A | N/A | N/A | 2.37 | 8 | Calorimeter Room | 3.1714 | 3.3169 | Yes | 87.73 | N/A | 12 | 12.1 | 4.7151 | N/A | N/A | N/A | N/A | 3.1032 | 3.2417 | N/A | N/A | N/A | N/A | N/A | N/A | Enthalpy Test Room | Single | R32 | Australia,New Zealand | 133611 | 46001 | 0 | Approved | Reverse Cycle | N/A | No | Class 9 | Yes | N/A | Yes | N/A | N/A | N/A | KRP58M51, EKMKSA2 | 3.1599 | Available | N/A | N/A | http://www.daikin.com.au/ | http://www.daikin.com.au | Yes | 0 | 0 | AAC5594 | Yes | Variable output compressor | Inverter | No | - | 7100 | 2.22 | - | 740 | 3550 | No | - | - | - | 2029.08 | 7646.7 | No | 676.36 | 3823.35 | No | - | - | 8000 | 2.37 | 820 | 4000 | No | - | - | Yes | 2300 | 7050 | No | - | - | No | - | - | - | - | - | No | - | - | No | - | - | No | - | - | PUZ-ZM125YKA-A/PEA-M125HAA
RXC85A2V1A / FTXC85AV1A | 0 | N/A | DAIKIN | N/A | Non Ducted | Single Split System | Wall Hung | Air | Air | Thailand | 2.59 | N/A | 8.5 | N/A | N/A | N/A | N/A | N/A | 3.01 | 10 | Enthalpy Test Room | 3.7598 | 3.5533 | N/A | - | N/A | N/A | N/A | N/A | N/A | N/A | N/A | N/A | N/A | N/A | N/A | N/A | N/A | N/A | N/A | N/A | N/A | Single | R32 | Australia,New Zealand | 144461 | 46442 | 0 | Approved | Reverse Cycle | N/A | Yes | Class 9 | Yes | N/A | N/A | N/A | N/A | N/A | N/A | N/A | Available | N/A | N/A | http://www.daikin.com.au/ | http://www.daikin.com.au | N/A | 0 | 0 | AAC6468 | Yes | Variable output compressor | Inverter | No | - | 8500 | 2.59 | - | 860 | 4250 | No | - | - | - | 2367.26 | 9154.5 | No | 786.04 | 4577.25 | No | - | - | 10000 | 3.01 | 1020 | 5000 | No | - | - | Yes | 2900 | 8700 | No | - | - | No | - | - | - | - | - | No | - | - | No | - | - | No | - | - | PUZ-ZM140VKA(2)-A/PEAD-M140JAA(D) Series
RXC85AV1A / FTXC85AV1A | 0 | N/A | DAIKIN | 2.232 | Non Ducted | Single Split System | Wall Hung | Air | Air | Thailand | 2.59 | 6.268 | 8.5 | N/A | N/A | N/A | N/A | N/A | 3.01 | 10 | Calorimeter Room | 3.7768 | 3.572 | Yes | - | N/A | 13.7 | 13.1 | N/A | N/A | N/A | N/A | N/A | 3.6838 | 3.4986 | N/A | N/A | N/A | N/A | N/A | N/A | Enthalpy Test Room | Single | R32 | Australia,New Zealand | 133612 | 46001 | 0 | Approved | Reverse Cycle | N/A | No | Class 9 | Yes | N/A | Yes | N/A | N/A | N/A | KRP58M5, EKMKSA2 | 3.7598 | Available | N/A | N/A | http://www.daikin.com.au/ | http://www.daikin.com.au | Yes | 0 | 0 | AAC5596 | Yes | Variable output compressor | Inverter | No | - | 8500 | 2.59 | - | 860 | 4250 | No | - | - | - | 2367.26 | 9154.5 | No | 786.04 | 4577.25 | No | - | - | 10000 | 3.01 | 1020 | 5000 | No | - | - | Yes | 2900 | 8700 | No | - | - | No | - | - | - | - | - | No | - | - | No | - | - | No | - | - | PUZ-ZM140VKA*-A/PEA-M140GAA
RXF20W1VMA / FTXF20W1VMA | 0 | N/A | DAIKIN | N/A | Non Ducted | Single Split System | Wall Hung | Air | Air | Thailand | 0.51 | N/A | 2 | N/A | N/A | N/A | N/A | N/A | 0.59 | 2.5 | Calorimeter Room | 4.0357 | 4.4964 | N/A | - | N/A | N/A | N/A | N/A | N/A | N/A | N/A | N/A | N/A | N/A | N/A | N/A | N/A | N/A | N/A | N/A | N/A | Single | R32 | Australia,New Zealand | 144574 | 46445 | 0 | Approved | Reverse Cycle | N/A | Yes | Class 8 | Yes | N/A | N/A | N/A | N/A | N/A | N/A | N/A | Available | N/A | N/A | http://www.daikin.com.au/ | http://www.daikin.com.au | N/A | 0 | 0 | AAC6526 | Yes | Variable output compressor | Inverter | No | - | 2000 | 0.51 | - | 210 | 1000 | No | - | - | - | 466.14 | 2154 | Yes | 167 | 1070 | No | - | - | 2500 | 0.59 | 245 | 1250 | No | - | - | Yes | 600 | 1600 | No | - | - | No | - | - | - | - | - | No | - | - | No | - | - | No | - | - | PUZ-ZM140VKA2-A/PCA-M140KA
RXF20W2VMA / FTXF20W2VMA | 0 | N/A | DAIKIN | N/A | Non Ducted | Single Split System | Wall Hung | Air | Air | Thailand | 0.51 | N/A | 2 | N/A | N/A | N/A | N/A | N/A | 0.59 | 2.5 | Calorimeter Room | 4.0357 | 4.4964 | N/A | - | N/A | N/A | N/A | N/A | N/A | N/A | N/A | N/A | N/A | N/A | N/A | N/A | N/A | N/A | N/A | N/A | N/A | Single | R32 | Australia,New Zealand | 147061 | 46537 | 0 | Approved | Reverse Cycle | N/A | Yes | Class 8 | Yes | N/A | N/A | N/A | N/A | N/A | N/A | N/A | Available | N/A | N/A | http://www.daikin.com.au/ | http://www.daikin.com.au | N/A | 0 | 0 | AAC6757 | Yes | Variable output compressor | Inverter | No | - | 2000 | 0.51 | - | 210 | 1000 | No | - | - | - | 466.14 | 2154 | Yes | 167 | 1070 | No | - | - | 2500 | 0.59 | 245 | 1250 | No | - | - | Yes | 600 | 1600 | No | - | - | No | - | - | - | - | - | No | - | - | No | - | - | No | - | - | PUZ-ZM140VKA2-A/PCA-M140KA2
RXF20WVMA / FTXF20WVMA | 0 | N/A | DAIKIN | 0.14 | Non Ducted | Single Split System | Wall Hung | Air | Air | Thailand | 0.51 | 2.36 | 2 | N/A | N/A | N/A | N/A | N/A | 0.59 | 2.5 | Calorimeter Room | 4.0357 | 4.4964 | Yes | - | N/A | 2 | 2 | N/A | N/A | N/A | N/A | N/A | 4.6756 | 4.7055 | N/A | N/A | 4.8511 | 4.9111 | 4.5 | 4.5 | Calorimeter Room | Single | R32 | Australia,New Zealand | 133416 | 45966 | 0 | Approved | Reverse Cycle | N/A | No | Class 8 | Yes | N/A | Yes | N/A | N/A | N/A | BRP070A43 | 4.735 | Available | N/A | N/A | http://www.daikin.com.au/ | http://www.daikin.com.au | Yes | 0 | https://reg.energyrating.gov.au/static/common/images/star_ratings_2014/aircon_rating_4.5_4.5.png | AAC5460 | Yes | Variable output compressor | Inverter | No | - | 2000 | 0.51 | - | 210 | 1000 | No | - | - | - | 466.14 | 2154 | Yes | 167 | 1070 | No | - | - | 2500 | 0.59 | 245 | 1250 | No | - | - | Yes | 600 | 1600 | No | - | - | No | - | - | - | - | - | No | - | - | No | - | - | No | - | - | PUZ-ZM140VKA2-A/PEAD-M140JAA
RXF25QVMA / FTXF25QVMA | 0 | N/A | DAIKIN | 0.63 | Non Ducted | Single Split System | Wall Hung | Air | Air | Thailand | 0.67 | 2.87 | 2.5 | N/A | N/A | N/A | N/A | N/A | 0.78 | 3 | Calorimeter Room | 3.858 | 4.1198 | Yes | - | N/A | 4.8 | 8.3 | N/A | N/A | N/A | N/A | N/A | 3.6939 | 3.8794 | N/A | N/A | 2.8877 | 3.2587 | 2.5 | 3 | Calorimeter Room | Single | R32 | Australia,New Zealand | 129196 | 45929 | 0 | Approved | Reverse Cycle | N/A | No | Class 8 | Yes | N/A | Yes | N/A | N/A | N/A | BRP070A43 | 3.758 | Available | N/A | N/A | http://www.daikin.com.au/ | http://www.daikin.com.au | Yes | 0 | https://reg.energyrating.gov.au/static/common/images/star_ratings_2014/aircon_rating_2.5_3.png | AAC5349 | Yes | Variable output compressor | Inverter | No | - | 2500 | 0.67 | - | 270 | 1250 | No | - | - | - | 612.38 | 2692.5 | No | 246.78 | 1346.25 | No | - | - | 3000 | 0.78 | 310 | 1500 | No | - | - | Yes | 740 | 2300 | No | - | - | No | - | - | - | - | - | No | - | - | No | - | - | No | - | - | PUZ-ZM140VKA2-A/PEAD-M140JAAD
RXF25W1VMA / FTXF25W1VMA | 0 | N/A | DAIKIN | N/A | Non Ducted | Single Split System | Wall Hung | Air | Air | Thailand | 0.53 | N/A | 2.5 | N/A | N/A | N/A | N/A | N/A | 0.63 | 3 | Calorimeter Room | 4.7799 | 4.8253 | N/A | - | N/A | N/A | N/A | N/A | N/A | N/A | N/A | N/A | N/A | N/A | N/A | N/A | N/A | N/A | N/A | N/A | N/A | Single | R32 | Australia,New Zealand | 144575 | 46446 | 0 | Approved | Reverse Cycle | N/A | Yes | Class 8 | Yes | N/A | N/A | N/A | N/A | N/A | N/A | N/A | Available | N/A | N/A | http://www.daikin.com.au/ | http://www.daikin.com.au | N/A | 0 | 0 | AAC6527 | Yes | Variable output compressor | Inverter | No | - | 2500 | 0.53 | - | 230 | 1250 | No | - | - | - | 484.42 | 2692.5 | Yes | 190 | 1350 | No | - | - | 3000 | 0.63 | 280 | 1500 | No | - | - | Yes | 720 | 2300 | No | - | - | No | - | - | - | - | - | No | - | - | No | - | - | No | - | - | PUZ-ZM140VKA2-A/PEA-M140GAA
RXF25W2VMA / FTXF25W2VMA | 0 | N/A | DAIKIN | N/A | Non Ducted | Single Split System | Wall Hung | Air | Air | Thailand | 0.53 | N/A | 2.5 | N/A | N/A | N/A | N/A | N/A | 0.63 | 3 | Calorimeter Room | 4.7799 | 4.8253 | N/A | - | N/A | N/A | N/A | N/A | N/A | N/A | N/A | N/A | N/A | N/A | N/A | N/A | N/A | N/A | N/A | N/A | N/A | Single | R32 | Australia,New Zealand | 147062 | 46532 | 0 | Approved | Reverse Cycle | N/A | Yes | Class 8 | Yes | N/A | N/A | N/A | N/A | N/A | N/A | N/A | Available | N/A | N/A | http://www.daikin.com.au/ | http://www.daikin.com.au | N/A | 0 | 0 | AAC6737 | Yes | Variable output compressor | Inverter | No | - | 2500 | 0.53 | - | 230 | 1250 | No | - | - | - | 484.42 | 2692.5 | Yes | 190 | 1350 | No | - | - | 3000 | 0.63 | 280 | 1500 | No | - | - | Yes | 720 | 2300 | No | - | - | No | - | - | - | - | - | No | - | - | No | - | - | No | - | - | PUZ-ZM140VKA2-A/PEA-M140HAA
RXF25WVMA / FTXF25WVMA | 0 | N/A | DAIKIN | N/A | Non Ducted | Single Split System | Wall Hung | Air | Air | Thailand | 0.53 | 2 | 2.5 | N/A | N/A | N/A | N/A | N/A | 0.63 | 3 | Calorimeter Room | 4.7799 | 4.8253 | Yes | - | N/A | 2 | 2 | N/A | N/A | N/A | N/A | N/A | 3.9824 | 4.237 | N/A | N/A | 3.4647 | 3.974 | 3 | 3.5 | Calorimeter Room | Single | R32 | Australia,New Zealand | 133412 | 45966 | 0 | Approved | Reverse Cycle | N/A | No | Class 8 | Yes | N/A | Yes | N/A | N/A | N/A | BRP070A43 | 4.0356 | Available | N/A | N/A | http://www.daikin.com.au/ | http://www.daikin.com.au | Yes | 0 | https://reg.energyrating.gov.au/static/common/images/star_ratings_2014/aircon_rating_3_3.5.png | AAC5459 | Yes | Variable output compressor | Inverter | No | - | 2500 | 0.53 | - | 230 | 1250 | No | - | - | - | 484.42 | 2692.5 | Yes | 190 | 1350 | No | - | - | 3000 | 0.63 | 280 | 1500 | No | - | - | Yes | 720 | 2300 | No | - | - | No | - | - | - | - | - | No | - | - | No | - | - | No | - | - | PUZ-ZM140VKA2-A/PLA-M140EA2-A
RXF35QVMA / FTXF35QVMA | 0 | N/A | DAIKIN | 0.63 | Non Ducted | Single Split System | Wall Hung | Air | Air | Thailand | 0.94 | 2.87 | 3.5 | N/A | N/A | N/A | N/A | N/A | 0.96 | 3.7 | Calorimeter Room | 3.7885 | 3.978 | Yes | - | N/A | 4.8 | 8.3 | N/A | N/A | N/A | N/A | N/A | 3.6939 | 3.8794 | N/A | N/A | 2.8877 | 3.2587 | 2.5 | 3 | Calorimeter Room | Single | R32 | Australia,New Zealand | 129197 | 45929 | 0 | Approved | Reverse Cycle | N/A | No | Class 8 | Yes | N/A | Yes | N/A | N/A | N/A | BRP070A43 | 3.758 | Available | N/A | N/A | http://www.daikin.com.au/ | http://www.daikin.com.au | Yes | 0 | https://reg.energyrating.gov.au/static/common/images/star_ratings_2014/aircon_rating_2.5_3.png | AAC5345 | Yes | Variable output compressor | Inverter | No | - | 3500 | 0.94 | - | 340 | 1750 | No | - | - | - | 859.16 | 3769.5 | No | 310.76 | 1884.75 | No | - | - | 3700 | 0.96 | 350 | 1850 | No | - | - | Yes | 880 | 2900 | No | - | - | No | - | - | - | - | - | No | - | - | No | - | - | No | - | - | PUZ-ZM140VKA2-A/PLA-M140EA-A
RXF35W1VMA / FTXF35W1VMA | 0 | N/A | DAIKIN | N/A | Non Ducted | Single Split System | Wall Hung | Air | Air | Thailand | 0.91 | N/A | 3.5 | N/A | N/A | N/A | N/A | N/A | 0.86 | 3.7 | Calorimeter Room | 3.9147 | 4.4867 | N/A | - | N/A | N/A | N/A | N/A | N/A | N/A | N/A | N/A | N/A | N/A | N/A | N/A | N/A | N/A | N/A | N/A | N/A | Single | R32 | Australia,New Zealand | 144576 | 46445 | 0 | Approved | Reverse Cycle | N/A | Yes | Class 8 | Yes | N/A | N/A | N/A | N/A | N/A | N/A | N/A | Available | N/A | N/A | http://www.daikin.com.au/ | http://www.daikin.com.au | N/A | 0 | 0 | AAC6525 | Yes | Variable output compressor | Inverter | No | - | 3500 | 0.91 | - | 330 | 1750 | No | - | - | - | 831.74 | 3769.5 | Yes | 285 | 1880 | No | - | - | 3700 | 0.86 | 350 | 1850 | No | - | - | Yes | 880 | 2900 | No | - | - | No | - | - | - | - | - | No | - | - | No | - | - | No | - | - | PUZ-ZM140VKA-A/PCA-M140KA
RXF35W2VMA / FTXF35W2VMA | 0 | N/A | DAIKIN | N/A | Non Ducted | Single Split System | Wall Hung | Air | Air | Thailand | 0.91 | N/A | 3.5 | N/A | N/A | N/A | N/A | N/A | 0.86 | 3.7 | Calorimeter Room | 3.9147 | 4.4867 | N/A | - | N/A | N/A | N/A | N/A | N/A | N/A | N/A | N/A | N/A | N/A | N/A | N/A | N/A | N/A | N/A | N/A | N/A | Single | R32 | Australia,New Zealand | 147063 | 46544 | 0 | Approved | Reverse Cycle | N/A | Yes | Class 8 | Yes | N/A | N/A | N/A | N/A | N/A | N/A | N/A | Available | N/A | N/A | http://www.daikin.com.au/ | http://www.daikin.com.au | N/A | 0 | 0 | AAC6765 | Yes | Variable output compressor | Inverter | No | - | 3500 | 0.91 | - | 330 | 1750 | No | - | - | - | 831.74 | 3769.5 | Yes | 285 | 1880 | No | - | - | 3700 | 0.86 | 350 | 1850 | No | - | - | Yes | 880 | 2900 | No | - | - | No | - | - | - | - | - | No | - | - | No | - | - | No | - | - | PUZ-ZM140VKA-A/PCA-M140KA Series
RXF35WVMA / FTXF35WVMA | 0 | N/A | DAIKIN | 0.71 | Non Ducted | Single Split System | Wall Hung | Air | Air | Thailand | 0.91 | 2.79 | 3.5 | N/A | N/A | N/A | N/A | N/A | 0.86 | 3.7 | Calorimeter Room | 3.9147 | 4.4867 | Yes | - | N/A | 2 | 2 | N/A | N/A | N/A | N/A | N/A | 3.8962 | 4.4862 | N/A | N/A | 3.2924 | 4.4724 | 3 | 4 | Calorimeter Room | Single | R32 | Australia,New Zealand | 133418 | 45966 | 0 | Approved | Reverse Cycle | N/A | No | Class 8 | Yes | N/A | Yes | N/A | N/A | N/A | BRP070A43 | 3.9255 | Available | N/A | N/A | http://www.daikin.com.au/ | http://www.daikin.com.au | Yes | 0 | https://reg.energyrating.gov.au/static/common/images/star_ratings_2014/aircon_rating_3_4.png | AAC5461 | Yes | Variable output compressor | Inverter | No | - | 3500 | 0.91 | - | 330 | 1750 | No | - | - | - | 831.74 | 3769.5 | Yes | 285 | 1880 | No | - | - | 3700 | 0.86 | 350 | 1850 | No | - | - | Yes | 880 | 2900 | No | - | - | No | - | - | - | - | - | No | - | - | No | - | - | No | - | - | PUZ-ZM140VKA-A/PCA-M140KA2
RXF46W1VMA / FTXF46W1VMA | 0 | N/A | DAIKIN | N/A | Non Ducted | Single Split System | Wall Hung | Air | Air | Thailand | 1.28 | N/A | 4.6 | N/A | N/A | N/A | N/A | N/A | 1.25 | 4.7 | Calorimeter Room | 3.7335 | 4.1346 | N/A | - | N/A | N/A | N/A | N/A | N/A | N/A | N/A | N/A | N/A | N/A | N/A | N/A | N/A | N/A | N/A | N/A | N/A | Single | R32 | Australia,New Zealand | 144577 | 46446 | 0 | Approved | Reverse Cycle | N/A | Yes | Class 9 | Yes | N/A | N/A | N/A | N/A | N/A | N/A | N/A | Available | N/A | N/A | http://www.daikin.com.au/ | http://www.daikin.com.au | N/A | 0 | 0 | AAC6528 | Yes | Variable output compressor | Inverter | No | - | 4600 | 1.28 | - | 470 | 2300 | No | - | - | - | 1169.92 | 4954.2 | Yes | 405 | 2470 | No | - | - | 4700 | 1.25 | 440 | 2350 | No | - | - | Yes | 1330 | 4200 | No | - | - | No | - | - | - | - | - | No | - | - | No | - | - | No | - | - | PUZ-ZM140VKA-A/PEAD-M140JAA
RXF46W2VMA / FTXF46W2VMA | 0 | N/A | DAIKIN | N/A | Non Ducted | Single Split System | Wall Hung | Air | Air | Thailand | 1.28 | N/A | 4.6 | N/A | N/A | N/A | N/A | N/A | 1.25 | 4.7 | Calorimeter Room | 3.7335 | 4.1346 | N/A | - | N/A | N/A | N/A | N/A | N/A | N/A | N/A | N/A | N/A | N/A | N/A | N/A | N/A | N/A | N/A | N/A | N/A | Single | R32 | Australia,New Zealand | 147064 | 46532 | 0 | Approved | Reverse Cycle | N/A | Yes | Class 9 | Yes | N/A | N/A | N/A | N/A | N/A | N/A | N/A | Available | N/A | N/A | http://www.daikin.com.au/ | http://www.daikin.com.au | N/A | 0 | 0 | AAC6738 | Yes | Variable output compressor | Inverter | No | - | 4600 | 1.28 | - | 470 | 2300 | No | - | - | - | 1169.92 | 4954.2 | Yes | 405 | 2470 | No | - | - | 4700 | 1.25 | 440 | 2350 | No | - | - | Yes | 1330 | 4200 | No | - | - | No | - | - | - | - | - | No | - | - | No | - | - | No | - | - | PUZ-ZM140VKA-A/PEAD-M140JAA
RXF46WVMA / FTXF46WVMA | 0 | N/A | DAIKIN | 1.09 | Non Ducted | Single Split System | Wall Hung | Air | Air | Thailand | 1.28 | 3.51 | 4.6 | N/A | N/A | N/A | N/A | N/A | 1.25 | 4.7 | Calorimeter Room | 3.7335 | 4.1346 | Yes | - | N/A | 2 | 2 | N/A | N/A | N/A | N/A | N/A | 3.6904 | 3.7367 | N/A | N/A | 2.8808 | 2.9733 | 2.5 | 2.5 | Calorimeter Room | Single | R32 | Australia,New Zealand | 133419 | 45966 | 0 | Approved | Reverse Cycle | N/A | No | Class 9 | Yes | N/A | Yes | N/A | N/A | N/A | BRP070A45 | 3.7103 | Available | N/A | N/A | http://www.daikin.com.au/ | http://www.daikin.com.au | Yes | 0 | https://reg.energyrating.gov.au/static/common/images/star_ratings_2014/aircon_rating_2.5_2.5.png | AAC5457 | Yes | Variable output compressor | Inverter | No | - | 4600 | 1.28 | - | 470 | 2300 | No | - | - | - | 1169.92 | 4954.2 | Yes | 405 | 2470 | No | - | - | 4700 | 1.25 | 440 | 2350 | No | - | - | Yes | 1330 | 4200 | No | - | - | No | - | - | - | - | - | No | - | - | No | - | - | No | - | - | PUZ-ZM140VKA-A/PEAD-M140JAAD
RXF50QVMA / FTXF50QVMA | 0 | N/A | DAIKIN | 1.35 | Non Ducted | Single Split System | Wall Hung | Air | Air | Thailand | 1.53 | 3.65 | 5 | N/A | N/A | N/A | N/A | N/A | 1.59 | 5.2 | Calorimeter Room | 3.3145 | 3.6935 | Yes | - | N/A | 3.9 | 3.8 | N/A | N/A | N/A | N/A | N/A | 3.2246 | 3.4787 | N/A | N/A | 1.9493 | 2.4574 | 1.5 | 2 | Calorimeter Room | Single | R32 | Australia,New Zealand | 129199 | 45929 | 0 | Approved | Reverse Cycle | N/A | No | Class 9 | Yes | N/A | Yes | N/A | N/A | N/A | BRP070A45 | 3.2523 | Available | N/A | N/A | http://www.daikin.com.au/ | http://www.daikin.com.au | Yes | 0 | https://reg.energyrating.gov.au/static/common/images/star_ratings_2014/aircon_rating_1.5_2.png | AAC5348 | Yes | Variable output compressor | Inverter | No | - | 5000 | 1.53 | - | 550 | 2500 | No | - | - | - | 1398.42 | 5385 | No | 502.7 | 2692.5 | No | - | - | 5200 | 1.59 | 520 | 2600 | No | - | - | Yes | 1720 | 4400 | No | - | - | No | - | - | - | - | - | No | - | - | No | - | - | No | - | - | PUZ-ZM140VKA-A/PEA-M140GAA
RXF50W1VMA / FTXF50W1VMA | 0 | N/A | DAIKIN | N/A | Non Ducted | Single Split System | Wall Hung | Air | Air | Thailand | 1.44 | N/A | 5 | N/A | N/A | N/A | N/A | N/A | 1.44 | 5.2 | Calorimeter Room | 3.5284 | 3.7712 | N/A | - | N/A | N/A | N/A | N/A | N/A | N/A | N/A | N/A | N/A | N/A | N/A | N/A | N/A | N/A | N/A | N/A | N/A | Single | R32 | Australia,New Zealand | 144578 | 46446 | 0 | Approved | Reverse Cycle | N/A | Yes | Class 9 | Yes | N/A | N/A | N/A | N/A | N/A | N/A | N/A | Available | N/A | N/A | http://www.daikin.com.au/ | http://www.daikin.com.au | N/A | 0 | 0 | AAC6529 | Yes | Variable output compressor | Inverter | No | - | 5000 | 1.44 | - | 510 | 2500 | No | - | - | - | 1316.16 | 5385 | Yes | 445 | 2690 | No | - | - | 5200 | 1.44 | 510 | 2600 | No | - | - | Yes | 1680 | 4400 | No | - | - | No | - | - | - | - | - | No | - | - | No | - | - | No | - | - | PUZ-ZM140VKA-A/PEA-M140GAA
RXF50W2VMA / FTXF50W2VMA | 0 | N/A | DAIKIN | N/A | Non Ducted | Single Split System | Wall Hung | Air | Air | Thailand | 1.44 | N/A | 5 | N/A | N/A | N/A | N/A | N/A | 1.44 | 5.2 | Calorimeter Room | 3.5284 | 3.7712 | N/A | - | N/A | N/A | N/A | N/A | N/A | N/A | N/A | N/A | N/A | N/A | N/A | N/A | N/A | N/A | N/A | N/A | N/A | Single | R32 | Australia,New Zealand | 147066 | 46532 | 0 | Approved | Reverse Cycle | N/A | Yes | Class 9 | Yes | N/A | N/A | N/A | N/A | N/A | N/A | N/A | Available | N/A | N/A | http://www.daikin.com.au/ | http://www.daikin.com.au | N/A | 0 | 0 | AAC6739 | Yes | Variable output compressor | Inverter | No | - | 5000 | 1.44 | - | 510 | 2500 | No | - | - | - | 1316.16 | 5385 | Yes | 445 | 2690 | No | - | - | 5200 | 1.44 | 510 | 2600 | No | - | - | Yes | 1680 | 4400 | No | - | - | No | - | - | - | - | - | No | - | - | No | - | - | No | - | - | PUZ-ZM140VKA-A/PEA-M140HAA
RXF50WVMA / FTXF50WVMA | 0 | N/A | DAIKIN | 1.43 | Non Ducted | Single Split System | Wall Hung | Air | Air | Thailand | 1.44 | 3.57 | 5 | N/A | N/A | N/A | N/A | N/A | 1.44 | 5.2 | Calorimeter Room | 3.5284 | 3.7712 | Yes | - | N/A | 2 | 2 | N/A | N/A | N/A | N/A | N/A | 3.4763 | 3.601 | N/A | N/A | 2.4527 | 2.702 | 2 | 2.5 | Calorimeter Room | Single | R32 | Australia,New Zealand | 133420 | 45966 | 0 | Approved | Reverse Cycle | N/A | No | Class 9 | Yes | N/A | Yes | N/A | N/A | N/A | BRP070A45 | 3.4927 | Available | N/A | N/A | http://www.daikin.com.au/ | http://www.daikin.com.au | Yes | 0 | https://reg.energyrating.gov.au/static/common/images/star_ratings_2014/aircon_rating_2_2.5.png | AAC5462 | Yes | Variable output compressor | Inverter | No | - | 5000 | 1.44 | - | 510 | 2500 | No | - | - | - | 1316.16 | 5385 | Yes | 445 | 2690 | No | - | - | 5200 | 1.44 | 510 | 2600 | No | - | - | Yes | 1680 | 4400 | No | - | - | No | - | - | - | - | - | No | - | - | No | - | - | No | - | - | PUZ-ZM140VKA-A/PEA-M140HAA
RXF60QVMA / FTXF60QVMA | 0 | N/A | DAIKIN | 1.25 | Non Ducted | Single Split System | Wall Hung | Air | Air | Thailand | 1.85 | 4.75 | 6 | N/A | N/A | N/A | N/A | N/A | 1.99 | 6.5 | Calorimeter Room | 3.3698 | 3.6167 | Yes | - | N/A | 3.9 | 4.8 | N/A | N/A | N/A | N/A | N/A | 3.237 | 3.2275 | N/A | N/A | 1.9741 | 1.9551 | 1.5 | 1.5 | Calorimeter Room | Single | R32 | Australia,New Zealand | 129200 | 45929 | 0 | Approved | Reverse Cycle | N/A | No | Class 9 | Yes | N/A | Yes | N/A | N/A | N/A | BRP070A45 | 3.2602 | Available | N/A | N/A | http://www.daikin.com.au/ | http://www.daikin.com.au | Yes | 0 | https://reg.energyrating.gov.au/static/common/images/star_ratings_2014/aircon_rating_1.5_1.5.png | AAC5350 | Yes | Variable output compressor | Inverter | No | - | 6000 | 1.85 | - | 600 | 3000 | No | - | - | - | 1690.9 | 6462 | No | 548.4 | 3231 | No | - | - | 6500 | 1.99 | 630 | 3250 | No | - | - | Yes | 1720 | 4900 | No | - | - | No | - | - | - | - | - | No | - | - | No | - | - | No | - | - | PUZ-ZM140VKA-A/PEA-M140HAA Series
RXF60W1VMA / FTXF60W1VMA | 0 | N/A | DAIKIN | N/A | Non Ducted | Single Split System | Wall Hung | Air | Air | Thailand | 1.71 | N/A | 6 | N/A | N/A | N/A | N/A | N/A | 1.73 | 6.5 | Calorimeter Room | 3.5646 | 3.8291 | N/A | - | N/A | N/A | N/A | N/A | N/A | N/A | N/A | N/A | N/A | N/A | N/A | N/A | N/A | N/A | N/A | N/A | N/A | Single | R32 | Australia,New Zealand | 144579 | 46446 | 0 | Approved | Reverse Cycle | N/A | Yes | Class 9 | Yes | N/A | N/A | N/A | N/A | N/A | N/A | N/A | Available | N/A | N/A | http://www.daikin.com.au/ | http://www.daikin.com.au | N/A | 0 | 0 | AAC6530 | Yes | Variable output compressor | Inverter | No | - | 6000 | 1.71 | - | 580 | 3000 | No | - | - | - | 1562.94 | 6462 | Yes | 485 | 3230 | No | - | - | 6500 | 1.73 | 640 | 3250 | No | - | - | Yes | 1720 | 4900 | No | - | - | No | - | - | - | - | - | No | - | - | No | - | - | No | - | - | PUZ-ZM140VKA-A/PLA-M140EA2-A
RXF60W2VMA / FTXF60W2VMA | 0 | N/A | DAIKIN | N/A | Non Ducted | Single Split System | Wall Hung | Air | Air | Thailand | 1.71 | N/A | 6 | N/A | N/A | N/A | N/A | N/A | 1.73 | 6.5 | Calorimeter Room | 3.5646 | 3.8291 | N/A | - | N/A | N/A | N/A | N/A | N/A | N/A | N/A | N/A | N/A | N/A | N/A | N/A | N/A | N/A | N/A | N/A | N/A | Single | R32 | Australia,New Zealand | 147067 | 46537 | 0 | Approved | Reverse Cycle | N/A | Yes | Class 9 | Yes | N/A | N/A | N/A | N/A | N/A | N/A | N/A | Available | N/A | N/A | http://www.daikin.com.au/ | http://www.daikin.com.au | N/A | 0 | 0 | AAC6758 | Yes | Variable output compressor | Inverter | No | - | 6000 | 1.71 | - | 580 | 3000 | No | - | - | - | 1562.94 | 6462 | Yes | 485 | 3230 | No | - | - | 6500 | 1.73 | 640 | 3250 | No | - | - | Yes | 1720 | 4900 | No | - | - | No | - | - | - | - | - | No | - | - | No | - | - | No | - | - | PUZ-ZM140VKA-A/PLA-M140EA-A
RXF60WVMA / FTXF60WVMA | 0 | N/A | DAIKIN | 1.33 | Non Ducted | Single Split System | Wall Hung | Air | Air | Thailand | 1.71 | 4.67 | 6 | N/A | N/A | N/A | N/A | N/A | 1.73 | 6.5 | Calorimeter Room | 3.5646 | 3.8291 | Yes | - | N/A | 2 | 2 | N/A | N/A | N/A | N/A | N/A | 3.4912 | 3.7367 | N/A | N/A | 2.4825 | 2.9734 | 2 | 2.5 | Calorimeter Room | Single | R32 | Australia,New Zealand | 133421 | 45966 | 0 | Approved | Reverse Cycle | N/A | No | Class 9 | Yes | N/A | Yes | N/A | N/A | N/A | BRP070A45 | 3.5049 | Available | N/A | N/A | http://www.daikin.com.au/ | http://www.daikin.com.au | Yes | 0 | https://reg.energyrating.gov.au/static/common/images/star_ratings_2014/aircon_rating_2_2.5.png | AAC5458 | Yes | Variable output compressor | Inverter | No | - | 6000 | 1.71 | - | 580 | 3000 | No | - | - | - | 1562.94 | 6462 | Yes | 485 | 3230 | No | - | - | 6500 | 1.73 | 640 | 3250 | No | - | - | Yes | 1720 | 4900 | No | - | - | No | - | - | - | - | - | No | - | - | No | - | - | No | - | - | PUZ-ZM140VKA-A/PLA-M140EA-A Series
RXF71QVMA / FTXF71QVMA | 0 | N/A | DAIKIN | 1.25 | Non Ducted | Single Split System | Wall Hung | Air | Air | Thailand | 2.19 | 4.75 | 7.1 | N/A | N/A | N/A | N/A | N/A | 2.41 | 8 | Calorimeter Room | 3.2422 | 3.531 | Yes | - | N/A | 3.9 | 4.8 | N/A | N/A | N/A | N/A | N/A | 3.237 | 3.2275 | N/A | N/A | 1.9741 | 1.9551 | 1.5 | 1.5 | Calorimeter Room | Single | R32 | Australia,New Zealand | 129201 | 45929 | 0 | Approved | Reverse Cycle | N/A | No | Class 9 | Yes | N/A | Yes | N/A | N/A | N/A | BRP070A45 | 3.2602 | Available | N/A | N/A | http://www.daikin.com.au/ | http://www.daikin.com.au | Yes | 0 | https://reg.energyrating.gov.au/static/common/images/star_ratings_2014/aircon_rating_1.5_1.5.png | AAC5346 | Yes | Variable output compressor | Inverter | No | - | 7100 | 2.19 | - | 780 | 3550 | No | - | - | - | 2001.66 | 7646.7 | No | 712.92 | 3823.35 | No | - | - | 8000 | 2.41 | 770 | 4000 | No | - | - | Yes | 2130 | 5800 | No | - | - | No | - | - | - | - | - | No | - | - | No | - | - | No | - | - | PUZ-ZM140YKA*-A/PEA-M140HAA Series
RXF71W1VMA / FTXF71W1VMA | 0 | N/A | DAIKIN | N/A | Non Ducted | Single Split System | Wall Hung | Air | Air | Thailand | 2.14 | N/A | 7.1 | N/A | N/A | N/A | N/A | N/A | 2.12 | 8 | Calorimeter Room | 3.369 | 4.1076 | N/A | - | N/A | N/A | N/A | N/A | N/A | N/A | N/A | N/A | N/A | N/A | N/A | N/A | N/A | N/A | N/A | N/A | N/A | Single | R32 | Australia,New Zealand | 144580 | 46446 | 0 | Approved | Reverse Cycle | N/A | Yes | Class 9 | Yes | N/A | N/A | N/A | N/A | N/A | N/A | N/A | Available | N/A | N/A | http://www.daikin.com.au/ | http://www.daikin.com.au | N/A | 0 | 0 | AAC6534 | Yes | Variable output compressor | Inverter | No | - | 7100 | 2.14 | - | 720 | 3550 | No | - | - | - | 1955.96 | 7646.7 | Yes | 625 | 3820 | No | - | - | 8000 | 2.12 | 750 | 4000 | No | - | - | Yes | 2130 | 5800 | No | - | - | No | - | - | - | - | - | No | - | - | No | - | - | No | - | - | PUZ-ZM140YKA*-A/PLA-M140EA*-A Series
RXF71W2VMA / FTXF71W2VMA | 0 | N/A | DAIKIN | N/A | Non Ducted | Single Split System | Wall Hung | Air | Air | Thailand | 2.14 | N/A | 7.1 | N/A | N/A | N/A | N/A | N/A | 2.12 | 8 | Calorimeter Room | 3.369 | 4.1076 | N/A | - | N/A | N/A | N/A | N/A | N/A | N/A | N/A | N/A | N/A | N/A | N/A | N/A | N/A | N/A | N/A | N/A | N/A | Single | R32 | Australia,New Zealand | 147068 | 46532 | 0 | Approved | Reverse Cycle | N/A | Yes | Class 9 | Yes | N/A | N/A | N/A | N/A | N/A | N/A | N/A | Available | N/A | N/A | http://www.daikin.com.au/ | http://www.daikin.com.au | N/A | 0 | 0 | AAC6740 | Yes | Variable output compressor | Inverter | No | - | 7100 | 2.14 | - | 720 | 3550 | No | - | - | - | 1955.96 | 7646.7 | Yes | 625 | 3820 | No | - | - | 8000 | 2.12 | 750 | 4000 | No | - | - | Yes | 2130 | 5800 | No | - | - | No | - | - | - | - | - | No | - | - | No | - | - | No | - | - | PUZ-ZM140YKA2-A/PCA-M140KA
RXF71WVMA / FTXF71WVMA | 0 | N/A | DAIKIN | 1.36 | Non Ducted | Single Split System | Wall Hung | Air | Air | Thailand | 2.14 | 5.74 | 7.1 | N/A | N/A | N/A | N/A | N/A | 2.12 | 8 | Calorimeter Room | 3.369 | 4.1076 | Yes | - | N/A | 3 | 3 | N/A | N/A | N/A | N/A | N/A | 3.3594 | 3.7362 | N/A | N/A | 2.2188 | 2.9724 | 2 | 2.5 | Calorimeter Room | Single | R32 | Australia,New Zealand | 133422 | 45966 | 0 | Approved | Reverse Cycle | N/A | No | Class 9 | Yes | N/A | Yes | N/A | N/A | N/A | BRP070A44 | 3.3755 | Available | N/A | N/A | http://www.daikin.com.au/ | http://www.daikin.com.au | Yes | 0 | https://reg.energyrating.gov.au/static/common/images/star_ratings_2014/aircon_rating_2_2.5.png | AAC5463 | Yes | Variable output compressor | Inverter | No | - | 7100 | 2.14 | - | 720 | 3550 | No | - | - | - | 1955.96 | 7646.7 | Yes | 625 | 3820 | No | - | - | 8000 | 2.12 | 750 | 4000 | No | - | - | Yes | 2130 | 5800 | No | - | - | No | - | - | - | - | - | No | - | - | No | - | - | No | - | - | PUZ-ZM140YKA2-A/PCA-M140KA2
RXJ25T2VMA / FTXJ25T2VMA* | RXJ25T2VMA / FTXJ25T2VMA* | N/A | DAIKIN | 0.44 | Non Ducted | Single Split System | Wall Hung | Air | Air | Thailand,China | 0.49 | 2.06 | 2.5 | N/A | N/A | N/A | N/A | N/A | 0.66 | 3.2 | Calorimeter Room | 5.012 | 5.0677 | Yes | - | N/A | 2 | 2 | N/A | N/A | N/A | N/A | N/A | 5.1095 | 4.9303 | N/A | N/A | 5.7191 | 5.3605 | 5.5 | 5 | Calorimeter Room | Single | R32 | Australia,New Zealand | 149608 | 46657 | 0 | Approved | Reverse Cycle | N/A | Yes | Class 8 | Yes | N/A | Yes | N/A | N/A | N/A | BRP070A43 | 5.1803 | Available | N/A | N/A | http://www.daikin.com.au/ | http://www.daikin.com.au | Yes | 0 | https://reg.energyrating.gov.au/static/common/images/star_ratings_2014/aircon_rating_5.5_5.png | AAC7047 | Yes | Variable output compressor | Inverter | No | - | 2500 | 0.49 | - | 230 | 1250 | No | - | - | - | 447.86 | 2692.5 | No | 210.22 | 1346.25 | No | - | - | 3200 | 0.66 | 300 | 1600 | No | - | - | Yes | 1100 | 3600 | No | - | - | No | - | - | - | - | - | No | - | - | No | - | - | No | - | - | PUZ-ZM140YKA2-A/PEA-M140GAA
RXJ25T2VMA / FTXJ25T2VMAK | RXJ25T2VMA / FTXJ25T2VMA* | N/A | DAIKIN | 0.44 | Non Ducted | Single Split System | Wall Hung | Air | Air | Thailand,China | 0.49 | 2.06 | 2.5 | N/A | N/A | N/A | N/A | N/A | 0.66 | 3.2 | Calorimeter Room | 5.012 | 5.0677 | Yes | - | N/A | 2 | 2 | N/A | N/A | N/A | N/A | N/A | 5.1095 | 4.9303 | N/A | N/A | 5.7191 | 5.3605 | 5.5 | 5 | Calorimeter Room | Single | R32 | Australia,New Zealand | 149608 | 46657 | 0 | Approved | Reverse Cycle | N/A | Yes | Class 8 | Yes | N/A | Yes | N/A | N/A | N/A | BRP070A43 | 5.1803 | Available | N/A | N/A | http://www.daikin.com.au/ | http://www.daikin.com.au | Yes | 0 | https://reg.energyrating.gov.au/static/common/images/star_ratings_2014/aircon_rating_5.5_5.png | AAC7047 | Yes | Variable output compressor | Inverter | No | - | 2500 | 0.49 | - | 230 | 1250 | No | - | - | - | 447.86 | 2692.5 | No | 210.22 | 1346.25 | No | - | - | 3200 | 0.66 | 300 | 1600 | No | - | - | Yes | 1100 | 3600 | No | - | - | No | - | - | - | - | - | No | - | - | No | - | - | No | - | - | PUZ-ZM140YKA2-A/PEA-M140HAA
RXJ25T2VMA / FTXJ25T2VMAW | RXJ25T2VMA / FTXJ25T2VMA* | N/A | DAIKIN | 0.44 | Non Ducted | Single Split System | Wall Hung | Air | Air | Thailand,China | 0.49 | 2.06 | 2.5 | N/A | N/A | N/A | N/A | N/A | 0.66 | 3.2 | Calorimeter Room | 5.012 | 5.0677 | Yes | - | N/A | 2 | 2 | N/A | N/A | N/A | N/A | N/A | 5.1095 | 4.9303 | N/A | N/A | 5.7191 | 5.3605 | 5.5 | 5 | Calorimeter Room | Single | R32 | Australia,New Zealand | 149608 | 46657 | 0 | Approved | Reverse Cycle | N/A | Yes | Class 8 | Yes | N/A | Yes | N/A | N/A | N/A | BRP070A43 | 5.1803 | Available | N/A | N/A | http://www.daikin.com.au/ | http://www.daikin.com.au | Yes | 0 | https://reg.energyrating.gov.au/static/common/images/star_ratings_2014/aircon_rating_5.5_5.png | AAC7047 | Yes | Variable output compressor | Inverter | No | - | 2500 | 0.49 | - | 230 | 1250 | No | - | - | - | 447.86 | 2692.5 | No | 210.22 | 1346.25 | No | - | - | 3200 | 0.66 | 300 | 1600 | No | - | - | Yes | 1100 | 3600 | No | - | - | No | - | - | - | - | - | No | - | - | No | - | - | No | - | - | PUZ-ZM140YKA2-A/PLA-M140EA2-A
RXJ25TVMA / FTXJ25TVMA* | RXJ25TVMA / FTXJ25TVMA* | N/A | DAIKIN | 0.44 | Non Ducted | Single Split System | Wall Hung | Air | Air | Thailand | 0.49 | 2.06 | 2.5 | N/A | N/A | N/A | N/A | N/A | 0.66 | 3.2 | Calorimeter Room | 5.1803 | 4.9815 | Yes | - | N/A | 2 | 2 | N/A | N/A | N/A | N/A | N/A | 5.1095 | 4.9303 | N/A | N/A | 5.7191 | 5.3605 | 5.5 | 5 | Calorimeter Room | Single | R32 | Australia,New Zealand | 137150 | 46127 | 0 | Approved | Reverse Cycle | N/A | No | Class 8 | Yes | N/A | Yes | N/A | N/A | N/A | BRP070A43 | 5.1803 | Available | N/A | N/A | http://www.daikin.com.au/ | http://www.daikin.com.au | Yes | 0 | https://reg.energyrating.gov.au/static/common/images/star_ratings_2014/aircon_rating_5.5_5.png | AAC5900 | Yes | Variable output compressor | Inverter | No | - | 2500 | 0.49 | - | 230 | 1250 | No | - | - | - | 447.86 | 2692.5 | No | 210.22 | 1346.25 | No | - | - | 3200 | 0.66 | 300 | 1600 | No | - | - | Yes | 1100 | 3600 | No | - | - | No | - | - | - | - | - | No | - | - | No | - | - | No | - | - | PUZ-ZM140YKA2-A/PLA-M140EA-A
RXJ25TVMA / FTXJ25TVMAK | RXJ25TVMA / FTXJ25TVMA* | N/A | DAIKIN | 0.44 | Non Ducted | Single Split System | Wall Hung | Air | Air | Thailand | 0.49 | 2.06 | 2.5 | N/A | N/A | N/A | N/A | N/A | 0.66 | 3.2 | Calorimeter Room | 5.1803 | 4.9815 | Yes | - | N/A | 2 | 2 | N/A | N/A | N/A | N/A | N/A | 5.1095 | 4.9303 | N/A | N/A | 5.7191 | 5.3605 | 5.5 | 5 | Calorimeter Room | Single | R32 | Australia,New Zealand | 137150 | 46127 | 0 | Approved | Reverse Cycle | N/A | No | Class 8 | Yes | N/A | Yes | N/A | N/A | N/A | BRP070A43 | 5.1803 | Available | N/A | N/A | http://www.daikin.com.au/ | http://www.daikin.com.au | Yes | 0 | https://reg.energyrating.gov.au/static/common/images/star_ratings_2014/aircon_rating_5.5_5.png | AAC5900 | Yes | Variable output compressor | Inverter | No | - | 2500 | 0.49 | - | 230 | 1250 | No | - | - | - | 447.86 | 2692.5 | No | 210.22 | 1346.25 | No | - | - | 3200 | 0.66 | 300 | 1600 | No | - | - | Yes | 1100 | 3600 | No | - | - | No | - | - | - | - | - | No | - | - | No | - | - | No | - | - | PUZ-ZM140YKA-A/PCA-M140KA
RXJ25TVMA / FTXJ25TVMAW | RXJ25TVMA / FTXJ25TVMA* | N/A | DAIKIN | 0.44 | Non Ducted | Single Split System | Wall Hung | Air | Air | Thailand | 0.49 | 2.06 | 2.5 | N/A | N/A | N/A | N/A | N/A | 0.66 | 3.2 | Calorimeter Room | 5.1803 | 4.9815 | Yes | - | N/A | 2 | 2 | N/A | N/A | N/A | N/A | N/A | 5.1095 | 4.9303 | N/A | N/A | 5.7191 | 5.3605 | 5.5 | 5 | Calorimeter Room | Single | R32 | Australia,New Zealand | 137150 | 46127 | 0 | Approved | Reverse Cycle | N/A | No | Class 8 | Yes | N/A | Yes | N/A | N/A | N/A | BRP070A43 | 5.1803 | Available | N/A | N/A | http://www.daikin.com.au/ | http://www.daikin.com.au | Yes | 0 | https://reg.energyrating.gov.au/static/common/images/star_ratings_2014/aircon_rating_5.5_5.png | AAC5900 | Yes | Variable output compressor | Inverter | No | - | 2500 | 0.49 | - | 230 | 1250 | No | - | - | - | 447.86 | 2692.5 | No | 210.22 | 1346.25 | No | - | - | 3200 | 0.66 | 300 | 1600 | No | - | - | Yes | 1100 | 3600 | No | - | - | No | - | - | - | - | - | No | - | - | No | - | - | No | - | - | PUZ-ZM140YKA-A/PCA-M140KA Series
RXJ35T2VMA / FTXJ35T2VMA* | RXJ35T2VMA / FTXJ35T2VMA* | N/A | DAIKIN | 0.93 | Non Ducted | Single Split System | Wall Hung | Air | Air | Thailand,China | 0.81 | 2.57 | 3.5 | 465 | N/A | N/A | N/A | 790 | 0.81 | 3.7 | Calorimeter Room | 4.3415 | 4.7022 | Yes | - | N/A | 2 | 2 | N/A | N/A | N/A | N/A | N/A | 4.2899 | 4.6877 | N/A | N/A | 4.0797 | 4.8755 | 4 | 4.5 | Calorimeter Room | Single | R32 | Australia,New Zealand | 149618 | 46658 | 0 | Approved | Reverse Cycle | 200 | Yes | Class 8 | Yes | N/A | Yes | N/A | N/A | N/A | BRP070A43 | 4.3249 | Available | N/A | N/A | http://www.daikin.com.au/ | http://www.daikin.com.au | Yes | 0 | https://reg.energyrating.gov.au/static/common/images/star_ratings_2014/aircon_rating_4_4.5.png | AAC7059 | Yes | Variable output compressor | Inverter | No | - | 3500 | 0.81 | - | 330 | 1750 | No | - | - | - | 740.34 | 3769.5 | No | 301.62 | 1884.75 | No | - | - | 3700 | 0.81 | 370 | 1850 | No | - | - | Yes | 1130 | 3700 | No | - | - | No | - | - | - | - | - | No | - | - | No | - | - | No | - | - | PUZ-ZM140YKA-A/PCA-M140KA2
RXJ35T2VMA / FTXJ35T2VMAK | RXJ35T2VMA / FTXJ35T2VMA* | N/A | DAIKIN | 0.93 | Non Ducted | Single Split System | Wall Hung | Air | Air | Thailand,China | 0.81 | 2.57 | 3.5 | 465 | N/A | N/A | N/A | 790 | 0.81 | 3.7 | Calorimeter Room | 4.3415 | 4.7022 | Yes | - | N/A | 2 | 2 | N/A | N/A | N/A | N/A | N/A | 4.2899 | 4.6877 | N/A | N/A | 4.0797 | 4.8755 | 4 | 4.5 | Calorimeter Room | Single | R32 | Australia,New Zealand | 149618 | 46658 | 0 | Approved | Reverse Cycle | 200 | Yes | Class 8 | Yes | N/A | Yes | N/A | N/A | N/A | BRP070A43 | 4.3249 | Available | N/A | N/A | http://www.daikin.com.au/ | http://www.daikin.com.au | Yes | 0 | https://reg.energyrating.gov.au/static/common/images/star_ratings_2014/aircon_rating_4_4.5.png | AAC7059 | Yes | Variable output compressor | Inverter | No | - | 3500 | 0.81 | - | 330 | 1750 | No | - | - | - | 740.34 | 3769.5 | No | 301.62 | 1884.75 | No | - | - | 3700 | 0.81 | 370 | 1850 | No | - | - | Yes | 1130 | 3700 | No | - | - | No | - | - | - | - | - | No | - | - | No | - | - | No | - | - | PUZ-ZM140YKA-A/PEA-M140GAA
RXJ35T2VMA / FTXJ35T2VMAW | RXJ35T2VMA / FTXJ35T2VMA* | N/A | DAIKIN | 0.93 | Non Ducted | Single Split System | Wall Hung | Air | Air | Thailand,China | 0.81 | 2.57 | 3.5 | 465 | N/A | N/A | N/A | 790 | 0.81 | 3.7 | Calorimeter Room | 4.3415 | 4.7022 | Yes | - | N/A | 2 | 2 | N/A | N/A | N/A | N/A | N/A | 4.2899 | 4.6877 | N/A | N/A | 4.0797 | 4.8755 | 4 | 4.5 | Calorimeter Room | Single | R32 | Australia,New Zealand | 149618 | 46658 | 0 | Approved | Reverse Cycle | 200 | Yes | Class 8 | Yes | N/A | Yes | N/A | N/A | N/A | BRP070A43 | 4.3249 | Available | N/A | N/A | http://www.daikin.com.au/ | http://www.daikin.com.au | Yes | 0 | https://reg.energyrating.gov.au/static/common/images/star_ratings_2014/aircon_rating_4_4.5.png | AAC7059 | Yes | Variable output compressor | Inverter | No | - | 3500 | 0.81 | - | 330 | 1750 | No | - | - | - | 740.34 | 3769.5 | No | 301.62 | 1884.75 | No | - | - | 3700 | 0.81 | 370 | 1850 | No | - | - | Yes | 1130 | 3700 | No | - | - | No | - | - | - | - | - | No | - | - | No | - | - | No | - | - | PUZ-ZM140YKA-A/PEA-M140GAA Series
RXJ35TVMA / FTXJ35TVMA* | RXJ35TVMA / FTXJ35TVMA* | N/A | DAIKIN | 0.93 | Non Ducted | Single Split System | Wall Hung | Air | Air | Thailand | 0.81 | 2.57 | 3.5 | 465 | N/A | N/A | N/A | 790 | 0.81 | 3.7 | Calorimeter Room | 4.3249 | 4.7278 | Yes | - | N/A | 2 | 2 | N/A | N/A | N/A | N/A | N/A | 4.2899 | 4.6877 | N/A | N/A | 4.0797 | 4.8755 | 4 | 4.5 | Calorimeter Room | Single | R32 | Australia,New Zealand | 137151 | 46127 | 0 | Approved | Reverse Cycle | 200 | No | Class 8 | Yes | N/A | Yes | N/A | N/A | N/A | BRP070A43 | 4.3249 | Available | N/A | N/A | http://www.daikin.com.au/ | http://www.daikin.com.au | Yes | 0 | https://reg.energyrating.gov.au/static/common/images/star_ratings_2014/aircon_rating_4_4.5.png | AAC5898 | Yes | Variable output compressor | Inverter | No | - | 3500 | 0.81 | - | 330 | 1750 | No | - | - | - | 740.34 | 3769.5 | No | 301.62 | 1884.75 | No | - | - | 3700 | 0.81 | 370 | 1850 | No | - | - | Yes | 1130 | 3700 | No | - | - | No | - | - | - | - | - | No | - | - | No | - | - | No | - | - | PUZ-ZM140YKA-A/PEA-M140HAA
RXJ35TVMA / FTXJ35TVMAK | RXJ35TVMA / FTXJ35TVMA* | N/A | DAIKIN | 0.93 | Non Ducted | Single Split System | Wall Hung | Air | Air | Thailand | 0.81 | 2.57 | 3.5 | 465 | N/A | N/A | N/A | 790 | 0.81 | 3.7 | Calorimeter Room | 4.3249 | 4.7278 | Yes | - | N/A | 2 | 2 | N/A | N/A | N/A | N/A | N/A | 4.2899 | 4.6877 | N/A | N/A | 4.0797 | 4.8755 | 4 | 4.5 | Calorimeter Room | Single | R32 | Australia,New Zealand | 137151 | 46127 | 0 | Approved | Reverse Cycle | 200 | No | Class 8 | Yes | N/A | Yes | N/A | N/A | N/A | BRP070A43 | 4.3249 | Available | N/A | N/A | http://www.daikin.com.au/ | http://www.daikin.com.au | Yes | 0 | https://reg.energyrating.gov.au/static/common/images/star_ratings_2014/aircon_rating_4_4.5.png | AAC5898 | Yes | Variable output compressor | Inverter | No | - | 3500 | 0.81 | - | 330 | 1750 | No | - | - | - | 740.34 | 3769.5 | No | 301.62 | 1884.75 | No | - | - | 3700 | 0.81 | 370 | 1850 | No | - | - | Yes | 1130 | 3700 | No | - | - | No | - | - | - | - | - | No | - | - | No | - | - | No | - | - | PUZ-ZM140YKA-A/PLA-M140EA2-A
RXJ35TVMA / FTXJ35TVMAW | RXJ35TVMA / FTXJ35TVMA* | N/A | DAIKIN | 0.93 | Non Ducted | Single Split System | Wall Hung | Air | Air | Thailand | 0.81 | 2.57 | 3.5 | 465 | N/A | N/A | N/A | 790 | 0.81 | 3.7 | Calorimeter Room | 4.3249 | 4.7278 | Yes | - | N/A | 2 | 2 | N/A | N/A | N/A | N/A | N/A | 4.2899 | 4.6877 | N/A | N/A | 4.0797 | 4.8755 | 4 | 4.5 | Calorimeter Room | Single | R32 | Australia,New Zealand | 137151 | 46127 | 0 | Approved | Reverse Cycle | 200 | No | Class 8 | Yes | N/A | Yes | N/A | N/A | N/A | BRP070A43 | 4.3249 | Available | N/A | N/A | http://www.daikin.com.au/ | http://www.daikin.com.au | Yes | 0 | https://reg.energyrating.gov.au/static/common/images/star_ratings_2014/aircon_rating_4_4.5.png | AAC5898 | Yes | Variable output compressor | Inverter | No | - | 3500 | 0.81 | - | 330 | 1750 | No | - | - | - | 740.34 | 3769.5 | No | 301.62 | 1884.75 | No | - | - | 3700 | 0.81 | 370 | 1850 | No | - | - | Yes | 1130 | 3700 | No | - | - | No | - | - | - | - | - | No | - | - | No | - | - | No | - | - | PUZ-ZM140YKA-A/PLA-M140EA-A
RXJ50T2VMA / FTXJ50T2VMA* | RXJ50T2VMA / FTXJ50T2VMA* | N/A | DAIKIN | 1.45 | Non Ducted | Single Split System | Wall Hung | Air | Air | Thailand,China | 1.32 | 3.55 | 5 | 465 | N/A | N/A | N/A | 990 | 1.49 | 6 | Calorimeter Room | 3.8055 | 4.0639 | Yes | - | N/A | 3 | 3 | N/A | N/A | N/A | N/A | N/A | 3.7621 | 4.0237 | N/A | N/A | 3.0242 | 3.5474 | 3 | 3.5 | Calorimeter Room | Single | R32 | Australia,New Zealand | 149647 | 46658 | 0 | Approved | Reverse Cycle | 200 | Yes | Class 9 | Yes | N/A | Yes | N/A | N/A | N/A | BRP070A43 | 3.7907 | Available | N/A | N/A | http://www.daikin.com.au/ | http://www.daikin.com.au | Yes | 0 | https://reg.energyrating.gov.au/static/common/images/star_ratings_2014/aircon_rating_3_3.5.png | AAC7051 | Yes | Variable output compressor | Inverter | No | - | 5000 | 1.32 | - | 495 | 2500 | No | - | - | - | 1206.48 | 5385 | No | 452.43 | 2692.5 | No | - | - | 6000 | 1.49 | 590 | 3000 | No | - | - | Yes | 2050 | 6300 | No | - | - | No | - | - | - | - | - | No | - | - | No | - | - | No | - | - | PUZ-ZM160VKA-A / PEA-M160HAA
RXJ50T2VMA / FTXJ50T2VMAK | RXJ50T2VMA / FTXJ50T2VMA* | N/A | DAIKIN | 1.45 | Non Ducted | Single Split System | Wall Hung | Air | Air | Thailand,China | 1.32 | 3.55 | 5 | 465 | N/A | N/A | N/A | 990 | 1.49 | 6 | Calorimeter Room | 3.8055 | 4.0639 | Yes | - | N/A | 3 | 3 | N/A | N/A | N/A | N/A | N/A | 3.7621 | 4.0237 | N/A | N/A | 3.0242 | 3.5474 | 3 | 3.5 | Calorimeter Room | Single | R32 | Australia,New Zealand | 149647 | 46658 | 0 | Approved | Reverse Cycle | 200 | Yes | Class 9 | Yes | N/A | Yes | N/A | N/A | N/A | BRP070A43 | 3.7907 | Available | N/A | N/A | http://www.daikin.com.au/ | http://www.daikin.com.au | Yes | 0 | https://reg.energyrating.gov.au/static/common/images/star_ratings_2014/aircon_rating_3_3.5.png | AAC7051 | Yes | Variable output compressor | Inverter | No | - | 5000 | 1.32 | - | 495 | 2500 | No | - | - | - | 1206.48 | 5385 | No | 452.43 | 2692.5 | No | - | - | 6000 | 1.49 | 590 | 3000 | No | - | - | Yes | 2050 | 6300 | No | - | - | No | - | - | - | - | - | No | - | - | No | - | - | No | - | - | PUZ-ZM160YKA-A / PEA-M160HAA
RXJ50T2VMA / FTXJ50T2VMAW | RXJ50T2VMA / FTXJ50T2VMA* | N/A | DAIKIN | 1.45 | Non Ducted | Single Split System | Wall Hung | Air | Air | Thailand,China | 1.32 | 3.55 | 5 | 465 | N/A | N/A | N/A | 990 | 1.49 | 6 | Calorimeter Room | 3.8055 | 4.0639 | Yes | - | N/A | 3 | 3 | N/A | N/A | N/A | N/A | N/A | 3.7621 | 4.0237 | N/A | N/A | 3.0242 | 3.5474 | 3 | 3.5 | Calorimeter Room | Single | R32 | Australia,New Zealand | 149647 | 46658 | 0 | Approved | Reverse Cycle | 200 | Yes | Class 9 | Yes | N/A | Yes | N/A | N/A | N/A | BRP070A43 | 3.7907 | Available | N/A | N/A | http://www.daikin.com.au/ | http://www.daikin.com.au | Yes | 0 | https://reg.energyrating.gov.au/static/common/images/star_ratings_2014/aircon_rating_3_3.5.png | AAC7051 | Yes | Variable output compressor | Inverter | No | - | 5000 | 1.32 | - | 495 | 2500 | No | - | - | - | 1206.48 | 5385 | No | 452.43 | 2692.5 | No | - | - | 6000 | 1.49 | 590 | 3000 | No | - | - | Yes | 2050 | 6300 | No | - | - | No | - | - | - | - | - | No | - | - | No | - | - | No | - | - | PUZ-ZM180VKA-A / PEA-M180LAA
RXJ50TVMA / FTXJ50TVMA* | RXJ50TVMA / FTXJ50TVMA* | N/A | DAIKIN | 1.45 | Non Ducted | Single Split System | Wall Hung | Air | Air | Thailand | 1.32 | 3.55 | 5 | 465 | N/A | N/A | N/A | 990 | 1.49 | 6 | Calorimeter Room | 3.7907 | 4.0511 | Yes | - | N/A | 3 | 3 | N/A | N/A | N/A | N/A | N/A | 3.7621 | 4.0237 | N/A | N/A | 3.0242 | 3.5474 | 3 | 3.5 | Calorimeter Room | Single | R32 | Australia,New Zealand | 137153 | 46127 | 0 | Approved | Reverse Cycle | 200 | No | Class 9 | Yes | N/A | Yes | N/A | N/A | N/A | BRP070A43 | 3.7907 | Available | N/A | N/A | http://www.daikin.com.au/ | http://www.daikin.com.au | Yes | 0 | https://reg.energyrating.gov.au/static/common/images/star_ratings_2014/aircon_rating_3_3.5.png | AAC5899 | Yes | Variable output compressor | Inverter | No | - | 5000 | 1.32 | - | 495 | 2500 | No | - | - | - | 1206.48 | 5385 | No | 452.43 | 2692.5 | No | - | - | 6000 | 1.49 | 590 | 3000 | No | - | - | Yes | 2050 | 6300 | No | - | - | No | - | - | - | - | - | No | - | - | No | - | - | No | - | - | PUZ-ZM180YKA-A / PEA-M180LAA
RXJ50TVMA / FTXJ50TVMAK | RXJ50TVMA / FTXJ50TVMA* | N/A | DAIKIN | 1.45 | Non Ducted | Single Split System | Wall Hung | Air | Air | Thailand | 1.32 | 3.55 | 5 | 465 | N/A | N/A | N/A | 990 | 1.49 | 6 | Calorimeter Room | 3.7907 | 4.0511 | Yes | - | N/A | 3 | 3 | N/A | N/A | N/A | N/A | N/A | 3.7621 | 4.0237 | N/A | N/A | 3.0242 | 3.5474 | 3 | 3.5 | Calorimeter Room | Single | R32 | Australia,New Zealand | 137153 | 46127 | 0 | Approved | Reverse Cycle | 200 | No | Class 9 | Yes | N/A | Yes | N/A | N/A | N/A | BRP070A43 | 3.7907 | Available | N/A | N/A | http://www.daikin.com.au/ | http://www.daikin.com.au | Yes | 0 | https://reg.energyrating.gov.au/static/common/images/star_ratings_2014/aircon_rating_3_3.5.png | AAC5899 | Yes | Variable output compressor | Inverter | No | - | 5000 | 1.32 | - | 495 | 2500 | No | - | - | - | 1206.48 | 5385 | No | 452.43 | 2692.5 | No | - | - | 6000 | 1.49 | 590 | 3000 | No | - | - | Yes | 2050 | 6300 | No | - | - | No | - | - | - | - | - | No | - | - | No | - | - | No | - | - | PUZ-ZM200YKA-A / PEA-M200LAA
RXJ50TVMA / FTXJ50TVMAW | RXJ50TVMA / FTXJ50TVMA* | N/A | DAIKIN | 1.45 | Non Ducted | Single Split System | Wall Hung | Air | Air | Thailand | 1.32 | 3.55 | 5 | 465 | N/A | N/A | N/A | 990 | 1.49 | 6 | Calorimeter Room | 3.7907 | 4.0511 | Yes | - | N/A | 3 | 3 | N/A | N/A | N/A | N/A | N/A | 3.7621 | 4.0237 | N/A | N/A | 3.0242 | 3.5474 | 3 | 3.5 | Calorimeter Room | Single | R32 | Australia,New Zealand | 137153 | 46127 | 0 | Approved | Reverse Cycle | 200 | No | Class 9 | Yes | N/A | Yes | N/A | N/A | N/A | BRP070A43 | 3.7907 | Available | N/A | N/A | http://www.daikin.com.au/ | http://www.daikin.com.au | Yes | 0 | https://reg.energyrating.gov.au/static/common/images/star_ratings_2014/aircon_rating_3_3.5.png | AAC5899 | Yes | Variable output compressor | Inverter | No | - | 5000 | 1.32 | - | 495 | 2500 | No | - | - | - | 1206.48 | 5385 | No | 452.43 | 2692.5 | No | - | - | 6000 | 1.49 | 590 | 3000 | No | - | - | Yes | 2050 | 6300 | No | - | - | No | - | - | - | - | - | No | - | - | No | - | - | No | - | - | PUZ-ZM250YKA-A / PEA-M250LAA
RXJ60T2VMA / FTXJ60T2VMA* | RXJ60T2VMA / FTXJ60T2VMA* | N/A | DAIKIN | 1.91 | Non Ducted | Single Split System | Wall Hung | Air | Air | Thailand,China | 1.83 | 4.09 | 6 | 465 | N/A | N/A | N/A | 990 | 1.88 | 7.2 | Calorimeter Room | 3.3085 | 3.8444 | Yes | - | N/A | 3 | 3 | N/A | N/A | N/A | N/A | N/A | 3.2794 | 3.818 | N/A | N/A | 2.0588 | 3.1361 | 2 | 3 | Calorimeter Room | Single | R32 | Australia,New Zealand | 149656 | 46656 | 0 | Approved | Reverse Cycle | 200 | Yes | Class 9 | Yes | N/A | Yes | N/A | N/A | N/A | BRP070A43 | 3.2976 | Available | N/A | N/A | http://www.daikin.com.au/ | http://www.daikin.com.au | Yes | 0 | https://reg.energyrating.gov.au/static/common/images/star_ratings_2014/aircon_rating_2_3.png | AAC7041 | Yes | Variable output compressor | Inverter | No | - | 6000 | 1.83 | - | 680 | 3000 | No | - | - | - | 1672.62 | 6462 | No | 621.52 | 3231 | No | - | - | 7200 | 1.88 | 730 | 3600 | No | - | - | Yes | 2220 | 7000 | No | - | - | No | - | - | - | - | - | No | - | - | No | - | - | No | - | - | PUZ-ZM71VHA*-A/PCA-M71HA* Series
RXJ60T2VMA / FTXJ60T2VMAK | RXJ60T2VMA / FTXJ60T2VMA* | N/A | DAIKIN | 1.91 | Non Ducted | Single Split System | Wall Hung | Air | Air | Thailand,China | 1.83 | 4.09 | 6 | 465 | N/A | N/A | N/A | 990 | 1.88 | 7.2 | Calorimeter Room | 3.3085 | 3.8444 | Yes | - | N/A | 3 | 3 | N/A | N/A | N/A | N/A | N/A | 3.2794 | 3.818 | N/A | N/A | 2.0588 | 3.1361 | 2 | 3 | Calorimeter Room | Single | R32 | Australia,New Zealand | 149656 | 46656 | 0 | Approved | Reverse Cycle | 200 | Yes | Class 9 | Yes | N/A | Yes | N/A | N/A | N/A | BRP070A43 | 3.2976 | Available | N/A | N/A | http://www.daikin.com.au/ | http://www.daikin.com.au | Yes | 0 | https://reg.energyrating.gov.au/static/common/images/star_ratings_2014/aircon_rating_2_3.png | AAC7041 | Yes | Variable output compressor | Inverter | No | - | 6000 | 1.83 | - | 680 | 3000 | No | - | - | - | 1672.62 | 6462 | No | 621.52 | 3231 | No | - | - | 7200 | 1.88 | 730 | 3600 | No | - | - | Yes | 2220 | 7000 | No | - | - | No | - | - | - | - | - | No | - | - | No | - | - | No | - | - | PUZ-ZM71VHA*-A/PCA-M71KA* Series
RXJ60T2VMA / FTXJ60T2VMAW | RXJ60T2VMA / FTXJ60T2VMA* | N/A | DAIKIN | 1.91 | Non Ducted | Single Split System | Wall Hung | Air | Air | Thailand,China | 1.83 | 4.09 | 6 | 465 | N/A | N/A | N/A | 990 | 1.88 | 7.2 | Calorimeter Room | 3.3085 | 3.8444 | Yes | - | N/A | 3 | 3 | N/A | N/A | N/A | N/A | N/A | 3.2794 | 3.818 | N/A | N/A | 2.0588 | 3.1361 | 2 | 3 | Calorimeter Room | Single | R32 | Australia,New Zealand | 149656 | 46656 | 0 | Approved | Reverse Cycle | 200 | Yes | Class 9 | Yes | N/A | Yes | N/A | N/A | N/A | BRP070A43 | 3.2976 | Available | N/A | N/A | http://www.daikin.com.au/ | http://www.daikin.com.au | Yes | 0 | https://reg.energyrating.gov.au/static/common/images/star_ratings_2014/aircon_rating_2_3.png | AAC7041 | Yes | Variable output compressor | Inverter | No | - | 6000 | 1.83 | - | 680 | 3000 | No | - | - | - | 1672.62 | 6462 | No | 621.52 | 3231 | No | - | - | 7200 | 1.88 | 730 | 3600 | No | - | - | Yes | 2220 | 7000 | No | - | - | No | - | - | - | - | - | No | - | - | No | - | - | No | - | - | PUZ-ZM71VHA*-A/PEAD-M71JAA*
RXJ60TVMA / FTXJ60TVMA* | RXJ60TVMA / FTXJ60TVMA* | N/A | DAIKIN | 1.91 | Non Ducted | Single Split System | Wall Hung | Air | Air | Thailand | 1.83 | 4.09 | 6 | 465 | N/A | N/A | N/A | 990 | 1.88 | 7.2 | Calorimeter Room | 3.2976 | 3.8387 | Yes | - | N/A | 3 | 3 | N/A | N/A | N/A | N/A | N/A | 3.2794 | 3.818 | N/A | N/A | 2.0588 | 3.1361 | 2 | 3 | Calorimeter Room | Single | R32 | Australia,New Zealand | 137154 | 46127 | 0 | Approved | Reverse Cycle | 200 | No | Class 9 | Yes | N/A | Yes | N/A | N/A | N/A | BRP070A43 | 3.2976 | Available | N/A | N/A | http://www.daikin.com.au/ | http://www.daikin.com.au | Yes | 0 | https://reg.energyrating.gov.au/static/common/images/star_ratings_2014/aircon_rating_2_3.png | AAC5901 | Yes | Variable output compressor | Inverter | No | - | 6000 | 1.83 | - | 680 | 3000 | No | - | - | - | 1672.62 | 6462 | No | 621.52 | 3231 | No | - | - | 7200 | 1.88 | 730 | 3600 | No | - | - | Yes | 2220 | 7000 | No | - | - | No | - | - | - | - | - | No | - | - | No | - | - | No | - | - | PUZ-ZM71VHA*-A/PKA-M71KA** Series
RXJ60TVMA / FTXJ60TVMAK | RXJ60TVMA / FTXJ60TVMA* | N/A | DAIKIN | 1.91 | Non Ducted | Single Split System | Wall Hung | Air | Air | Thailand | 1.83 | 4.09 | 6 | 465 | N/A | N/A | N/A | 990 | 1.88 | 7.2 | Calorimeter Room | 3.2976 | 3.8387 | Yes | - | N/A | 3 | 3 | N/A | N/A | N/A | N/A | N/A | 3.2794 | 3.818 | N/A | N/A | 2.0588 | 3.1361 | 2 | 3 | Calorimeter Room | Single | R32 | Australia,New Zealand | 137154 | 46127 | 0 | Approved | Reverse Cycle | 200 | No | Class 9 | Yes | N/A | Yes | N/A | N/A | N/A | BRP070A43 | 3.2976 | Available | N/A | N/A | http://www.daikin.com.au/ | http://www.daikin.com.au | Yes | 0 | https://reg.energyrating.gov.au/static/common/images/star_ratings_2014/aircon_rating_2_3.png | AAC5901 | Yes | Variable output compressor | Inverter | No | - | 6000 | 1.83 | - | 680 | 3000 | No | - | - | - | 1672.62 | 6462 | No | 621.52 | 3231 | No | - | - | 7200 | 1.88 | 730 | 3600 | No | - | - | Yes | 2220 | 7000 | No | - | - | No | - | - | - | - | - | No | - | - | No | - | - | No | - | - | PUZ-ZM71VHA*-A/PLA-M71EA*-A Series
RXJ60TVMA / FTXJ60TVMAW | RXJ60TVMA / FTXJ60TVMA* | N/A | DAIKIN | 1.91 | Non Ducted | Single Split System | Wall Hung | Air | Air | Thailand | 1.83 | 4.09 | 6 | 465 | N/A | N/A | N/A | 990 | 1.88 | 7.2 | Calorimeter Room | 3.2976 | 3.8387 | Yes | - | N/A | 3 | 3 | N/A | N/A | N/A | N/A | N/A | 3.2794 | 3.818 | N/A | N/A | 2.0588 | 3.1361 | 2 | 3 | Calorimeter Room | Single | R32 | Australia,New Zealand | 137154 | 46127 | 0 | Approved | Reverse Cycle | 200 | No | Class 9 | Yes | N/A | Yes | N/A | N/A | N/A | BRP070A43 | 3.2976 | Available | N/A | N/A | http://www.daikin.com.au/ | http://www.daikin.com.au | Yes | 0 | https://reg.energyrating.gov.au/static/common/images/star_ratings_2014/aircon_rating_2_3.png | AAC5901 | Yes | Variable output compressor | Inverter | No | - | 6000 | 1.83 | - | 680 | 3000 | No | - | - | - | 1672.62 | 6462 | No | 621.52 | 3231 | No | - | - | 7200 | 1.88 | 730 | 3600 | No | - | - | Yes | 2220 | 7000 | No | - | - | No | - | - | - | - | - | No | - | - | No | - | - | No | - | - | PUZ-ZM71VHA2-A/PCA-M71HA
RXM20UVMA / FTXM20UVMA | 0 | N/A | DAIKIN | 0.01 | Non Ducted | Single Split System | Wall Hung | Air | Air | Thailand | 0.4 | 1.99 | 2 | N/A | 3.232 | 3.135 | 0.97 | N/A | 0.53 | 2.7 | Calorimeter Room | 4.973 | 5.0925 | Yes | - | N/A | 2 | 2 | N/A | N/A | N/A | N/A | N/A | 4.892 | 5.0283 | N/A | N/A | 5.284 | 5.5566 | 5 | 5.5 | Calorimeter Room | Single | R32 | Australia,New Zealand | 130134 | 45936 | 0 | Approved | Reverse Cycle | N/A | No | Class 8 | Yes | N/A | Yes | N/A | N/A | N/A | BRP070A43 | 4.973 | Available | N/A | N/A | http://www.daikin.com.au/ | http://www.daikin.com.au | Yes | 0 | https://reg.energyrating.gov.au/static/common/images/star_ratings_2014/aircon_rating_5_5.5.png | AAC5374 | Yes | Variable output compressor | Inverter | No | - | 2000 | 0.4 | - | 170 | 1000 | No | - | - | - | 365.6 | 2154 | Yes | 130 | 1050 | No | - | - | 2700 | 0.53 | 270 | 1350 | No | - | - | Yes | 960 | 3100 | No | - | - | No | - | - | - | - | - | No | - | - | No | - | - | No | - | - | PUZ-ZM71VHA2-A/PCA-M71HA2
RXM20UVMZ / FTXM20UVMZ | 0 | N/A | Daikin | 0.01 | Non Ducted | Single Split System | Wall Hung | Air | Air | Thailand | 0.4 | 1.99 | 2 | 226 | 3.232 | 3.135 | 0.97 | 285 | 0.58 | 2.8 | Calorimeter Room | 4.973 | 5.0363 | Yes | - | N/A | 2 | 2 | N/A | N/A | N/A | N/A | N/A | 4.892 | 4.9753 | N/A | N/A | 5.284 | 5.4505 | 5 | 5 | Calorimeter Room | Single | R32 | New Zealand | 136954 | 80180 | 0 | Approved | Reverse Cycle | 770 | No | Class 8 | No | N/A | Yes | N/A | N/A | N/A | BRP070A43 | 4.973 | Available | N/A | N/A | http://www.daikin.co.nz | https://www.daikin.co.nz | Yes | 0 | https://reg.energyrating.gov.au/static/common/images/star_ratings_2014/aircon_rating_5_5.png | ZAC0722 | Yes | Variable output compressor | Inverter | No | - | 2000 | 0.4 | - | 170 | 1000 | No | - | - | - | - | - | Yes | 130 | 1050 | No | - | - | 2800 | 0.58 | 280 | 1400 | No | - | - | Yes | 960 | 3100 | No | - | - | No | - | - | - | - | - | No | - | - | No | - | - | No | - | - | PUZ-ZM71VHA2-A/PCA-M71KA
RXM20W1VMA / FTXM20W1VMA | 0 | N/A | DAIKIN | N/A | Non Ducted | Single Split System | Wall Hung | Air | Air | Thailand | 0.415 | N/A | 2.2 | N/A | N/A | N/A | N/A | N/A | 0.5 | 2.7 | Calorimeter Room | 5.2874 | 5.4584 | N/A | - | N/A | N/A | N/A | N/A | N/A | N/A | N/A | N/A | N/A | N/A | N/A | N/A | N/A | N/A | N/A | N/A | N/A | Single | R32 | Australia,New Zealand | 144466 | 46442 | 0 | Approved | Reverse Cycle | N/A | Yes | Class 8 | Yes | N/A | N/A | N/A | N/A | N/A | N/A | N/A | Available | N/A | N/A | http://www.daikin.com.au/ | http://www.daikin.com.au | N/A | 0 | 0 | AAC6481 | Yes | Variable output compressor | Inverter | No | - | 2200 | 0.415 | - | 200 | 1100 | No | - | - | - | 379.31 | 2369.4 | Yes | 137 | 1185 | No | - | - | 2700 | 0.5 | 234 | 1350 | No | - | - | Yes | 960 | 3100 | No | - | - | No | - | - | - | - | - | No | - | - | No | - | - | No | - | - | PUZ-ZM71VHA2-A/PCA-M71KA2
RXM20W2VMA / FTXM20W2VMA | 0 | N/A | DAIKIN | N/A | Non Ducted | Single Split System | Wall Hung | Air | Air | Thailand | 0.415 | N/A | 2.2 | N/A | N/A | N/A | N/A | N/A | 0.5 | 2.7 | Calorimeter Room | 5.2874 | 5.4584 | N/A | - | N/A | N/A | N/A | N/A | N/A | N/A | N/A | N/A | N/A | N/A | N/A | N/A | N/A | N/A | N/A | N/A | N/A | Single | R32 | Australia,New Zealand | 147048 | 46532 | 0 | Approved | Reverse Cycle | N/A | Yes | Class 8 | Yes | N/A | N/A | N/A | N/A | N/A | N/A | N/A | Available | N/A | N/A | http://www.daikin.com.au/ | http://www.daikin.com.au | N/A | 0 | 0 | AAC6733 | Yes | Variable output compressor | Inverter | No | - | 2200 | 0.415 | - | 200 | 1100 | No | - | - | - | 379.31 | 2369.4 | Yes | 137 | 1185 | No | - | - | 2700 | 0.5 | 234 | 1350 | No | - | - | Yes | 960 | 3100 | No | - | - | No | - | - | - | - | - | No | - | - | No | - | - | No | - | - | PUZ-ZM71VHA2-A/PEAD-M71JAA
RXM20WVMA / FTXM20WVMA | 0 | N/A | DAIKIN | N/A | Non Ducted | Single Split System | Wall Hung | Air | Air | Thailand | 0.415 | N/A | 2.2 | N/A | N/A | N/A | N/A | N/A | 0.5 | 2.7 | Calorimeter Room | 5.2874 | 5.4584 | N/A | - | N/A | N/A | N/A | N/A | N/A | N/A | N/A | N/A | N/A | N/A | N/A | N/A | N/A | N/A | N/A | N/A | N/A | Single | R32 | Australia,New Zealand | 138870 | 46183 | 0 | Approved | Reverse Cycle | N/A | Yes | Class 8 | Yes | N/A | N/A | N/A | N/A | N/A | N/A | N/A | Available | N/A | N/A | http://www.daikin.com.au/ | http://www.daikin.com.au | N/A | 0 | 0 | AAC6069 | Yes | Variable output compressor | Inverter | No | - | 2200 | 0.415 | - | 200 | 1100 | No | - | - | - | 379.31 | 2369.4 | Yes | 137 | 1185 | No | - | - | 2700 | 0.5 | 234 | 1350 | No | - | - | Yes | 960 | 3100 | No | - | - | No | - | - | - | - | - | No | - | - | No | - | - | No | - | - | PUZ-ZM71VHA2-A/PEAD-M71JAAD
RXM20YVMA / FTXM20YVMA | 0 | N/A | DAIKIN | N/A | Non Ducted | Single Split System | Wall Hung | Air | Air | Thailand | 0.416 | N/A | 2.2 | N/A | N/A | N/A | N/A | N/A | 0.5 | 2.7 | Calorimeter Room | 5.0141 | 5.2729 | N/A | - | N/A | N/A | N/A | N/A | N/A | N/A | N/A | N/A | N/A | N/A | N/A | N/A | N/A | N/A | N/A | N/A | N/A | Single | R32 | Australia | 155101 | 46932 | 0 | Approved | Reverse Cycle | N/A | Yes | Class 8 | Yes | N/A | N/A | N/A | N/A | N/A | N/A | N/A | Available | N/A | N/A | http://www.daikin.com.au/ | http://www.daikin.com.au | N/A | 0 | 0 | AAC7603 | Yes | Variable output compressor | Inverter | No | - | 2200 | 0.416 | - | 208 | 1100 | No | - | - | - | 380.224 | 2369.4 | Yes | 138 | 1185 | No | - | - | 2700 | 0.5 | 234 | 1350 | No | - | - | Yes | 960 | 3100 | No | - | - | No | - | - | - | - | - | No | - | - | No | - | - | No | - | - | PUZ-ZM71VHA2-A/PKA-M71KA
RXM25R5V1B | RXM25R5V1B | N/A | DAIKIN | 0.335 | Non Ducted | Single Split System | Floor Mounted | Air | Air | Czechia | 0.537 | 2.065 | 2.4 | 238 | N/A | N/A | N/A | 600 | 0.747 | 3.4 | Calorimeter Room | 4.9576 | 4.6817 | Yes | - | N/A | 2.5 | 2.5 | N/A | N/A | N/A | N/A | N/A | 4.4843 | 4.5416 | N/A | N/A | 4.4685 | 4.5832 | 4 | 4.5 | Calorimeter Room | Single | R32 | New Zealand | 143264 | 81040 | 0 | Approved | Reverse Cycle | 750 | No | Class 8 | No | N/A | N/A | N/A | N/A | N/A | N/A | 4.5553 | Available | N/A | N/A | http://www.daikin.co.nz | https://www.daikin.co.nz/ | Yes | 0 | https://reg.energyrating.gov.au/static/common/images/star_ratings_2014/aircon_rating_4_4.5.png | ZAC0766 | Yes | Variable output compressor | Inverter | No | - | 2400 | 0.537 | - | 220 | 1200 | No | - | - | - | - | - | Yes | 180 | 1292 | No | - | - | 3400 | 0.747 | 360 | 1700 | No | - | - | Yes | 1080 | 3375 | No | - | - | No | - | - | - | - | - | No | - | - | No | - | - | No | - | - | PUZ-ZM71VHA2-A/PKA-M71KA2
RXM25R5V1B / FVXM25A2V1B | RXM25R5V1B | N/A | DAIKIN | 0.335 | Non Ducted | Single Split System | Floor Mounted | Air | Air | Czechia | 0.537 | 2.065 | 2.4 | 238 | N/A | N/A | N/A | 600 | 0.747 | 3.4 | Calorimeter Room | 4.9576 | 4.6817 | Yes | - | N/A | 2.5 | 2.5 | N/A | N/A | N/A | N/A | N/A | 4.4843 | 4.5416 | N/A | N/A | 4.4685 | 4.5832 | 4 | 4.5 | Calorimeter Room | Single | R32 | New Zealand | 143264 | 81040 | 0 | Approved | Reverse Cycle | 750 | No | Class 8 | No | N/A | N/A | N/A | N/A | N/A | N/A | 4.5553 | Available | N/A | N/A | http://www.daikin.co.nz | https://www.daikin.co.nz/ | Yes | 0 | https://reg.energyrating.gov.au/static/common/images/star_ratings_2014/aircon_rating_4_4.5.png | ZAC0766 | Yes | Variable output compressor | Inverter | No | - | 2400 | 0.537 | - | 220 | 1200 | No | - | - | - | - | - | Yes | 180 | 1292 | No | - | - | 3400 | 0.747 | 360 | 1700 | No | - | - | Yes | 1080 | 3375 | No | - | - | No | - | - | - | - | - | No | - | - | No | - | - | No | - | - | PUZ-ZM71VHA2-A/PKA-M71KAL
RXM25R5V1B / FVXM25A3V1B9 | RXM25R5V1B | N/A | DAIKIN | 0.335 | Non Ducted | Single Split System | Floor Mounted | Air | Air | Czechia | 0.537 | 2.065 | 2.4 | 238 | N/A | N/A | N/A | 600 | 0.747 | 3.4 | Calorimeter Room | 4.9576 | 4.6817 | Yes | - | N/A | 2.5 | 2.5 | N/A | N/A | N/A | N/A | N/A | 4.4843 | 4.5416 | N/A | N/A | 4.4685 | 4.5832 | 4 | 4.5 | Calorimeter Room | Single | R32 | New Zealand | 143264 | 81040 | 0 | Approved | Reverse Cycle | 750 | No | Class 8 | No | N/A | N/A | N/A | N/A | N/A | N/A | 4.5553 | Available | N/A | N/A | http://www.daikin.co.nz | https://www.daikin.co.nz/ | Yes | 0 | https://reg.energyrating.gov.au/static/common/images/star_ratings_2014/aircon_rating_4_4.5.png | ZAC0766 | Yes | Variable output compressor | Inverter | No | - | 2400 | 0.537 | - | 220 | 1200 | No | - | - | - | - | - | Yes | 180 | 1292 | No | - | - | 3400 | 0.747 | 360 | 1700 | No | - | - | Yes | 1080 | 3375 | No | - | - | No | - | - | - | - | - | No | - | - | No | - | - | No | - | - | PUZ-ZM71VHA2-A/PKA-M71KAL2
RXM25R5V1B9 / FVXM25A2V1B | RXM25R5V1B | N/A | DAIKIN | 0.335 | Non Ducted | Single Split System | Floor Mounted | Air | Air | Czechia | 0.537 | 2.065 | 2.4 | 238 | N/A | N/A | N/A | 600 | 0.747 | 3.4 | Calorimeter Room | 4.9576 | 4.6817 | Yes | - | N/A | 2.5 | 2.5 | N/A | N/A | N/A | N/A | N/A | 4.4843 | 4.5416 | N/A | N/A | 4.4685 | 4.5832 | 4 | 4.5 | Calorimeter Room | Single | R32 | New Zealand | 143264 | 81040 | 0 | Approved | Reverse Cycle | 750 | No | Class 8 | No | N/A | N/A | N/A | N/A | N/A | N/A | 4.5553 | Available | N/A | N/A | http://www.daikin.co.nz | https://www.daikin.co.nz/ | Yes | 0 | https://reg.energyrating.gov.au/static/common/images/star_ratings_2014/aircon_rating_4_4.5.png | ZAC0766 | Yes | Variable output compressor | Inverter | No | - | 2400 | 0.537 | - | 220 | 1200 | No | - | - | - | - | - | Yes | 180 | 1292 | No | - | - | 3400 | 0.747 | 360 | 1700 | No | - | - | Yes | 1080 | 3375 | No | - | - | No | - | - | - | - | - | No | - | - | No | - | - | No | - | - | PUZ-ZM71VHA2-A/PLA-M71EA2-A
RXM25R5V1B9 / FVXM25A3V1B | RXM25R5V1B | N/A | DAIKIN | 0.335 | Non Ducted | Single Split System | Floor Mounted | Air | Air | Czechia | 0.537 | 2.065 | 2.4 | 238 | N/A | N/A | N/A | 600 | 0.747 | 3.4 | Calorimeter Room | 4.9576 | 4.6817 | Yes | - | N/A | 2.5 | 2.5 | N/A | N/A | N/A | N/A | N/A | 4.4843 | 4.5416 | N/A | N/A | 4.4685 | 4.5832 | 4 | 4.5 | Calorimeter Room | Single | R32 | New Zealand | 143264 | 81040 | 0 | Approved | Reverse Cycle | 750 | No | Class 8 | No | N/A | N/A | N/A | N/A | N/A | N/A | 4.5553 | Available | N/A | N/A | http://www.daikin.co.nz | https://www.daikin.co.nz/ | Yes | 0 | https://reg.energyrating.gov.au/static/common/images/star_ratings_2014/aircon_rating_4_4.5.png | ZAC0766 | Yes | Variable output compressor | Inverter | No | - | 2400 | 0.537 | - | 220 | 1200 | No | - | - | - | - | - | Yes | 180 | 1292 | No | - | - | 3400 | 0.747 | 360 | 1700 | No | - | - | Yes | 1080 | 3375 | No | - | - | No | - | - | - | - | - | No | - | - | No | - | - | No | - | - | PUZ-ZM71VHA2-A/PLA-M71EA-A
RXM25R5V1B9 / FVXM25A3V1B9 | RXM25R5V1B | N/A | DAIKIN | 0.335 | Non Ducted | Single Split System | Floor Mounted | Air | Air | Czechia | 0.537 | 2.065 | 2.4 | 238 | N/A | N/A | N/A | 600 | 0.747 | 3.4 | Calorimeter Room | 4.9576 | 4.6817 | Yes | - | N/A | 2.5 | 2.5 | N/A | N/A | N/A | N/A | N/A | 4.4843 | 4.5416 | N/A | N/A | 4.4685 | 4.5832 | 4 | 4.5 | Calorimeter Room | Single | R32 | New Zealand | 143264 | 81040 | 0 | Approved | Reverse Cycle | 750 | No | Class 8 | No | N/A | N/A | N/A | N/A | N/A | N/A | 4.5553 | Available | N/A | N/A | http://www.daikin.co.nz | https://www.daikin.co.nz/ | Yes | 0 | https://reg.energyrating.gov.au/static/common/images/star_ratings_2014/aircon_rating_4_4.5.png | ZAC0766 | Yes | Variable output compressor | Inverter | No | - | 2400 | 0.537 | - | 220 | 1200 | No | - | - | - | - | - | Yes | 180 | 1292 | No | - | - | 3400 | 0.747 | 360 | 1700 | No | - | - | Yes | 1080 | 3375 | No | - | - | No | - | - | - | - | - | No | - | - | No | - | - | No | - | - | PUZ-ZM71VHA-A/PCA-M71HA
RXM25UVMA / FTXM25UVMA | 0 | N/A | DAIKIN | 0.08 | Non Ducted | Single Split System | Wall Hung | Air | Air | Thailand | 0.49 | 2.42 | 2.5 | N/A | 3.2011 | 3.534 | 1.104 | N/A | 0.64 | 3.2 | Calorimeter Room | 5.0504 | 4.9501 | Yes | - | N/A | 1.2 | 3 | N/A | N/A | N/A | N/A | N/A | 5.0094 | 4.873 | N/A | N/A | 5.5189 | 5.246 | 5.5 | 5 | Calorimeter Room | Single | R32 | Australia,New Zealand | 130135 | 45936 | 0 | Approved | Reverse Cycle | N/A | No | Class 8 | Yes | N/A | Yes | N/A | N/A | N/A | BRP070A43 | 5.0504 | Unavailable | N/A | N/A | http://www.daikin.com.au/ | http://www.daikin.com.au | Yes | 0 | https://reg.energyrating.gov.au/static/common/images/star_ratings_2014/aircon_rating_5.5_5.png | AAC5370 | Yes | Variable output compressor | Inverter | No | - | 2500 | 0.49 | - | 210 | 1250 | Yes | 160 | 800 | - | 447.86 | 2692.5 | Yes | 155 | 1350 | - | 110 | 960 | 3200 | 0.64 | 290 | 1600 | No | - | - | Yes | 1100 | 3600 | No | - | - | No | - | - | - | - | - | No | - | - | No | - | - | No | - | - | PUZ-ZM71VHA-A/PCA-M71HA2
RXM25UVMZ / FTXM25UVMZ | 0 | N/A | Daikin | 0.08 | Non Ducted | Single Split System | Wall Hung | Air | Air | Thailand | 0.49 | 2.42 | 2.5 | 226 | 3.2011 | 3.534 | 1.104 | 285 | 0.68 | 3.3 | Calorimeter Room | 5.0504 | 4.9028 | Yes | - | N/A | 1.2 | 2 | N/A | N/A | N/A | N/A | N/A | 5.0094 | 4.8538 | N/A | N/A | 5.5189 | 5.2076 | 5.5 | 5 | Calorimeter Room | Single | R32 | New Zealand | 137065 | 80180 | 0 | Approved | Reverse Cycle | 770 | No | Class 8 | No | N/A | Yes | N/A | N/A | N/A | BRP070A43 | 5.0504 | Available | N/A | N/A | http://www.daikin.co.nz | https://www.daikin.co.nz | Yes | 0 | https://reg.energyrating.gov.au/static/common/images/star_ratings_2014/aircon_rating_5.5_5.png | ZAC0725 | Yes | Variable output compressor | Inverter | No | - | 2500 | 0.49 | - | 210 | 1250 | Yes | 160 | 800 | - | - | - | Yes | 155 | 1350 | - | 110 | 960 | 3300 | 0.68 | 320 | 1650 | No | - | - | Yes | 1100 | 3600 | No | - | - | No | - | - | - | - | - | - | - | - | No | - | - | No | - | - | PUZ-ZM71VHA-A/PCA-M71KA
RXM25W1VMA / FTXM25W1VMA | 0 | N/A | DAIKIN | N/A | Non Ducted | Single Split System | Wall Hung | Air | Air | Thailand | 0.465 | N/A | 2.5 | N/A | N/A | N/A | N/A | N/A | 0.64 | 3.2 | Calorimeter Room | 5.4731 | 5.1301 | N/A | - | N/A | N/A | N/A | N/A | N/A | N/A | N/A | N/A | N/A | N/A | N/A | N/A | N/A | N/A | N/A | N/A | N/A | Single | R32 | Australia,New Zealand | 144467 | 46442 | 0 | Approved | Reverse Cycle | N/A | Yes | Class 8 | Yes | N/A | N/A | N/A | N/A | N/A | N/A | N/A | Unavailable | N/A | N/A | http://www.daikin.com.au/ | http://www.daikin.com.au | N/A | 0 | 0 | AAC6498 | Yes | Variable output compressor | Inverter | No | - | 2500 | 0.465 | - | 220 | 1250 | Yes | 190 | 1100 | - | 425.01 | 2692.5 | Yes | 155 | 1346 | - | 133 | 1185 | 3200 | 0.64 | 268 | 1600 | No | - | - | Yes | 1100 | 3600 | No | - | - | No | - | - | - | - | - | No | - | - | No | - | - | No | - | - | PUZ-ZM71VHA-A/PCA-M71KA2
RXM25W2VMA / FTXM25W2VMA | 0 | N/A | DAIKIN | N/A | Non Ducted | Single Split System | Wall Hung | Air | Air | Thailand | 0.465 | N/A | 2.5 | N/A | N/A | N/A | N/A | N/A | 0.64 | 3.2 | Calorimeter Room | 5.4731 | 5.1301 | N/A | - | N/A | N/A | N/A | N/A | N/A | N/A | N/A | N/A | N/A | N/A | N/A | N/A | N/A | N/A | N/A | N/A | N/A | Single | R32 | Australia,New Zealand | 147049 | 46537 | 0 | Approved | Reverse Cycle | N/A | Yes | Class 8 | Yes | N/A | N/A | N/A | N/A | N/A | N/A | N/A | Available | N/A | N/A | http://www.daikin.com.au/ | http://www.daikin.com.au | N/A | 0 | 0 | AAC6754 | Yes | Variable output compressor | Inverter | No | - | 2500 | 0.465 | - | 220 | 1250 | Yes | 190 | 1100 | - | 425.01 | 2692.5 | Yes | 155 | 1346 | - | 133 | 1185 | 3200 | 0.64 | 268 | 1600 | No | - | - | Yes | 1100 | 3600 | No | - | - | No | - | - | - | - | - | No | - | - | No | - | - | No | - | - | PUZ-ZM71VHA-A/PEAD-M71JAA
RXM25WVMA / FTXM25WVMA | 0 | N/A | DAIKIN | N/A | Non Ducted | Single Split System | Wall Hung | Air | Air | Thailand | 0.465 | N/A | 2.5 | N/A | N/A | N/A | N/A | N/A | 0.64 | 3.2 | Calorimeter Room | 5.4731 | 5.1301 | N/A | - | N/A | N/A | N/A | N/A | N/A | N/A | N/A | N/A | N/A | N/A | N/A | N/A | N/A | N/A | N/A | N/A | N/A | Single | R32 | Australia,New Zealand | 138871 | 46184 | 0 | Approved | Reverse Cycle | N/A | Yes | Class 8 | Yes | N/A | N/A | N/A | N/A | N/A | N/A | N/A | Available | N/A | N/A | http://www.daikin.com.au/ | http://www.daikin.com.au | N/A | 0 | 0 | AAC6076 | Yes | Variable output compressor | Inverter | No | - | 2500 | 0.465 | - | 220 | 1250 | Yes | 190 | 1100 | - | 425.01 | 2692.5 | Yes | 155 | 1346 | - | 133 | 1185 | 3200 | 0.64 | 268 | 1600 | No | - | - | Yes | 1100 | 3600 | No | - | - | No | - | - | - | - | - | No | - | - | No | - | - | No | - | - | PUZ-ZM71VHA-A/PEAD-M71JAAD
RXM25YFVMA / FVXM25YVMA | 0 | N/A | DAIKIN | 0.31 | Non Ducted | Single Split System | Floor Mounted | Air | Air | Thailand | 0.5 | 2.15 | 2.5 | 210 | 3.2448 | 3.115 | 0.96 | 600 | 0.76 | 3.5 | Calorimeter Room | 5.202 | 4.631 | Yes | - | N/A | 2 | 2 | N/A | N/A | N/A | N/A | N/A | 4.2399 | 4.6948 | N/A | N/A | 3.9798 | 4.8896 | 3.5 | 4.5 | Calorimeter Room | Single | R32 | Australia,New Zealand | 158116 | 47097 | 0 | Approved | Reverse Cycle | 700 | Yes | Class 8 | Yes | N/A | N/A | N/A | N/A | N/A | N/A | 4.2889 | Available | N/A | N/A | http://www.daikin.com.au/ | http://www.daikin.com.au | Yes | 0 | https://reg.energyrating.gov.au/static/common/images/star_ratings_2014/aircon_rating_3.5_4.5.png | AAC7953 | Yes | Variable output compressor | Inverter | No | - | 2500 | 0.5 | - | 200 | 1250 | No | - | - | - | 457 | 2692.5 | Yes | 170 | 1346 | No | - | - | 3500 | 0.76 | 306 | 1750 | No | - | - | Yes | 1240 | 3800 | No | - | - | No | - | - | - | - | - | No | - | - | No | - | - | No | - | - | PUZ-ZM71VHA-A/PKA-M71KA
RXM25YVMA / FTXM25YVMA | 0 | N/A | DAIKIN | N/A | Non Ducted | Single Split System | Wall Hung | Air | Air | Thailand | 0.465 | N/A | 2.5 | N/A | N/A | N/A | N/A | N/A | 0.64 | 3.2 | Calorimeter Room | 5.1019 | 5.2042 | N/A | - | N/A | N/A | N/A | N/A | N/A | N/A | N/A | N/A | N/A | N/A | N/A | N/A | N/A | N/A | N/A | N/A | N/A | Single | R32 | Australia | 155109 | 46932 | 0 | Approved | Reverse Cycle | N/A | Yes | Class 8 | Yes | N/A | N/A | N/A | N/A | N/A | N/A | N/A | Available | N/A | N/A | http://www.daikin.com.au/ | http://www.daikin.com.au | N/A | 0 | 0 | AAC7604 | Yes | Variable output compressor | Inverter | No | - | 2500 | 0.465 | - | 220 | 1250 | Yes | 201 | 1000 | - | 425.01 | 2692.5 | Yes | 155 | 1346 | - | 133 | 1185 | 3200 | 0.64 | 268 | 1600 | No | - | - | Yes | 1100 | 3600 | No | - | - | No | - | - | - | - | - | No | - | - | No | - | - | No | - | - | PUZ-ZM71VHA-A/PKA-M71KA2
RXM35R5V1B | RXM35R5V1B | N/A | DAIKIN | 0.625 | Non Ducted | Single Split System | Floor Mounted | Air | Air | Czechia | 0.848 | 2.775 | 3.4 | 238 | N/A | N/A | N/A | 600 | 1.154 | 4.5 | Calorimeter Room | 4.0999 | 3.971 | Yes | - | N/A | 2.5 | 2.5 | N/A | N/A | N/A | N/A | N/A | 4.0131 | 3.9729 | N/A | N/A | 3.5263 | 3.4459 | 3.5 | 3 | Calorimeter Room | Single | R32 | New Zealand | 143292 | 81040 | 0 | Approved | Reverse Cycle | 750 | No | Class 8 | No | N/A | N/A | N/A | N/A | N/A | N/A | 4.0533 | Available | N/A | N/A | http://www.daikin.co.nz | https://www.daikin.co.nz/ | Yes | 0 | https://reg.energyrating.gov.au/static/common/images/star_ratings_2014/aircon_rating_3.5_3.png | ZAC0765 | Yes | Variable output compressor | Inverter | No | - | 3400 | 0.848 | - | 420 | 1700 | No | - | - | - | - | - | Yes | 260 | 1831 | No | - | - | 4500 | 1.154 | 415 | 2250 | No | - | - | Yes | 1210 | 3510 | No | - | - | No | - | - | - | - | - | No | - | - | No | - | - | No | - | - | PUZ-ZM71VHA-A/PKA-M71KAL
RXM35R5V1B / FVXM35A2V1B | RXM35R5V1B | N/A | DAIKIN | 0.625 | Non Ducted | Single Split System | Floor Mounted | Air | Air | Czechia | 0.848 | 2.775 | 3.4 | 238 | N/A | N/A | N/A | 600 | 1.154 | 4.5 | Calorimeter Room | 4.0999 | 3.971 | Yes | - | N/A | 2.5 | 2.5 | N/A | N/A | N/A | N/A | N/A | 4.0131 | 3.9729 | N/A | N/A | 3.5263 | 3.4459 | 3.5 | 3 | Calorimeter Room | Single | R32 | New Zealand | 143292 | 81040 | 0 | Approved | Reverse Cycle | 750 | No | Class 8 | No | N/A | N/A | N/A | N/A | N/A | N/A | 4.0533 | Available | N/A | N/A | http://www.daikin.co.nz | https://www.daikin.co.nz/ | Yes | 0 | https://reg.energyrating.gov.au/static/common/images/star_ratings_2014/aircon_rating_3.5_3.png | ZAC0765 | Yes | Variable output compressor | Inverter | No | - | 3400 | 0.848 | - | 420 | 1700 | No | - | - | - | - | - | Yes | 260 | 1831 | No | - | - | 4500 | 1.154 | 415 | 2250 | No | - | - | Yes | 1210 | 3510 | No | - | - | No | - | - | - | - | - | No | - | - | No | - | - | No | - | - | PUZ-ZM71VHA-A/PKA-M71KAL2
RXM35R5V1B9 / FVXM35A2V1B | RXM35R5V1B | N/A | DAIKIN | 0.625 | Non Ducted | Single Split System | Floor Mounted | Air | Air | Czechia | 0.848 | 2.775 | 3.4 | 238 | N/A | N/A | N/A | 600 | 1.154 | 4.5 | Calorimeter Room | 4.0999 | 3.971 | Yes | - | N/A | 2.5 | 2.5 | N/A | N/A | N/A | N/A | N/A | 4.0131 | 3.9729 | N/A | N/A | 3.5263 | 3.4459 | 3.5 | 3 | Calorimeter Room | Single | R32 | New Zealand | 143292 | 81040 | 0 | Approved | Reverse Cycle | 750 | No | Class 8 | No | N/A | N/A | N/A | N/A | N/A | N/A | 4.0533 | Available | N/A | N/A | http://www.daikin.co.nz | https://www.daikin.co.nz/ | Yes | 0 | https://reg.energyrating.gov.au/static/common/images/star_ratings_2014/aircon_rating_3.5_3.png | ZAC0765 | Yes | Variable output compressor | Inverter | No | - | 3400 | 0.848 | - | 420 | 1700 | No | - | - | - | - | - | Yes | 260 | 1831 | No | - | - | 4500 | 1.154 | 415 | 2250 | No | - | - | Yes | 1210 | 3510 | No | - | - | No | - | - | - | - | - | No | - | - | No | - | - | No | - | - | PUZ-ZM71VHA-A/PLA-M71EA2-A
RXM35R5V1B9 / FVXM35A3V1B | RXM35R5V1B | N/A | DAIKIN | 0.625 | Non Ducted | Single Split System | Floor Mounted | Air | Air | Czechia | 0.848 | 2.775 | 3.4 | 238 | N/A | N/A | N/A | 600 | 1.154 | 4.5 | Calorimeter Room | 4.0999 | 3.971 | Yes | - | N/A | 2.5 | 2.5 | N/A | N/A | N/A | N/A | N/A | 4.0131 | 3.9729 | N/A | N/A | 3.5263 | 3.4459 | 3.5 | 3 | Calorimeter Room | Single | R32 | New Zealand | 143292 | 81040 | 0 | Approved | Reverse Cycle | 750 | No | Class 8 | No | N/A | N/A | N/A | N/A | N/A | N/A | 4.0533 | Available | N/A | N/A | http://www.daikin.co.nz | https://www.daikin.co.nz/ | Yes | 0 | https://reg.energyrating.gov.au/static/common/images/star_ratings_2014/aircon_rating_3.5_3.png | ZAC0765 | Yes | Variable output compressor | Inverter | No | - | 3400 | 0.848 | - | 420 | 1700 | No | - | - | - | - | - | Yes | 260 | 1831 | No | - | - | 4500 | 1.154 | 415 | 2250 | No | - | - | Yes | 1210 | 3510 | No | - | - | No | - | - | - | - | - | No | - | - | No | - | - | No | - | - | PUZ-ZM71VHA-A/PLA-M71EA-A
RXM35R5V1B9 / FVXM35A3V1B9 | RXM35R5V1B | N/A | DAIKIN | 0.625 | Non Ducted | Single Split System | Floor Mounted | Air | Air | Czechia | 0.848 | 2.775 | 3.4 | 238 | N/A | N/A | N/A | 600 | 1.154 | 4.5 | Calorimeter Room | 4.0999 | 3.971 | Yes | - | N/A | 2.5 | 2.5 | N/A | N/A | N/A | N/A | N/A | 4.0131 | 3.9729 | N/A | N/A | 3.5263 | 3.4459 | 3.5 | 3 | Calorimeter Room | Single | R32 | New Zealand | 143292 | 81040 | 0 | Approved | Reverse Cycle | 750 | No | Class 8 | No | N/A | N/A | N/A | N/A | N/A | N/A | 4.0533 | Available | N/A | N/A | http://www.daikin.co.nz | https://www.daikin.co.nz/ | Yes | 0 | https://reg.energyrating.gov.au/static/common/images/star_ratings_2014/aircon_rating_3.5_3.png | ZAC0765 | Yes | Variable output compressor | Inverter | No | - | 3400 | 0.848 | - | 420 | 1700 | No | - | - | - | - | - | Yes | 260 | 1831 | No | - | - | 4500 | 1.154 | 415 | 2250 | No | - | - | Yes | 1210 | 3510 | No | - | - | No | - | - | - | - | - | No | - | - | No | - | - | No | - | - | SUZ-M25VAD-A/MLZ-KP25V Series
RXM35UVMA / FTXM35UVMA | 0 | N/A | DAIKIN | 0.72 | Non Ducted | Single Split System | Wall Hung | Air | Air | Thailand | 0.81 | 2.78 | 3.5 | N/A | 3.2444 | 3.611 | 1.113 | N/A | 0.77 | 3.7 | Calorimeter Room | 4.2345 | 4.7953 | Yes | - | N/A | 2 | 2 | N/A | N/A | N/A | N/A | N/A | 4.2 | 4.7531 | N/A | N/A | 3.9 | 5.0062 | 3.5 | 5 | Calorimeter Room | Single | R32 | Australia,New Zealand | 130136 | 45936 | 0 | Approved | Reverse Cycle | N/A | No | Class 8 | Yes | N/A | Yes | N/A | N/A | N/A | BRP070A43 | 4.2345 | Unavailable | N/A | N/A | http://www.daikin.com.au/ | http://www.daikin.com.au | Yes | 0 | https://reg.energyrating.gov.au/static/common/images/star_ratings_2014/aircon_rating_3.5_5.png | AAC5375 | Yes | Variable output compressor | Inverter | No | - | 3500 | 0.81 | - | 310 | 1750 | Yes | 160 | 800 | - | 740.34 | 3769.5 | Yes | 240 | 1800 | - | 110 | 960 | 3700 | 0.77 | 370 | 1850 | No | - | - | Yes | 1130 | 3700 | No | - | - | No | - | - | - | - | - | No | - | - | No | - | - | No | - | - | SUZ-M25VAD-A/MLZ-KP25VF
RXM35UVMZ / FTXM35UVMZ | 0 | N/A | Daikin | 0.64 | Non Ducted | Single Split System | Wall Hung | Air | Air | Thailand | 0.81 | 2.86 | 3.5 | 226 | 3.2444 | 3.611 | 1.113 | 285 | 0.87 | 4 | Calorimeter Room | 4.2345 | 4.6212 | Yes | - | N/A | 2 | 2 | N/A | N/A | N/A | N/A | N/A | 4.2 | 4.5851 | N/A | N/A | 3.9 | 4.6702 | 3.5 | 4.5 | Calorimeter Room | Single | R32 | New Zealand | 137082 | 80180 | 0 | Approved | Reverse Cycle | 770 | No | Class 8 | No | N/A | Yes | N/A | N/A | N/A | BRP070A43 | 4.2345 | Available | N/A | N/A | http://www.daikin.co.nz | https://www.daikin.co.nz | Yes | 0 | https://reg.energyrating.gov.au/static/common/images/star_ratings_2014/aircon_rating_3.5_4.5.png | ZAC0726 | Yes | Variable output compressor | Inverter | No | - | 3500 | 0.81 | - | 330 | 1750 | Yes | 160 | 800 | - | - | - | Yes | 240 | 1800 | - | 110 | 960 | 4000 | 0.87 | 380 | 2000 | No | - | - | Yes | 1130 | 3700 | No | - | - | No | - | - | - | - | - | No | - | - | No | - | - | No | - | - | SUZ-M25VAD-A/MLZ-KP25VG
RXM35W1VMA / FTXM35W1VMA | 0 | N/A | DAIKIN | N/A | Non Ducted | Single Split System | Wall Hung | Air | Air | Thailand | 0.8 | N/A | 3.5 | N/A | N/A | N/A | N/A | N/A | 0.757 | 3.7 | Calorimeter Room | 4.415 | 4.9353 | N/A | - | N/A | N/A | N/A | N/A | N/A | N/A | N/A | N/A | N/A | N/A | N/A | N/A | N/A | N/A | N/A | N/A | N/A | Single | R32 | Australia,New Zealand | 144468 | 46442 | 0 | Approved | Reverse Cycle | N/A | Yes | Class 8 | Yes | N/A | N/A | N/A | N/A | N/A | N/A | N/A | Unavailable | N/A | N/A | http://www.daikin.com.au/ | http://www.daikin.com.au | N/A | 0 | 0 | AAC6483 | Yes | Variable output compressor | Inverter | No | - | 3500 | 0.8 | - | 295 | 1750 | Yes | 196 | 1100 | - | 731.2 | 3769.5 | Yes | 235 | 1885 | - | 135 | 1185 | 3700 | 0.757 | 313 | 1850 | No | - | - | Yes | 1130 | 3700 | No | - | - | No | - | - | - | - | - | No | - | - | No | - | - | No | - | - | SUZ-M25VAD-A/SEZ-M25DA
RXM35W2VMA / FTXM35W2VMA | 0 | N/A | DAIKIN | N/A | Non Ducted | Single Split System | Wall Hung | Air | Air | Thailand | 0.8 | N/A | 3.5 | N/A | N/A | N/A | N/A | N/A | 0.757 | 3.7 | Calorimeter Room | 4.415 | 4.9353 | N/A | - | N/A | N/A | N/A | N/A | N/A | N/A | N/A | N/A | N/A | N/A | N/A | N/A | N/A | N/A | N/A | N/A | N/A | Single | R32 | Australia,New Zealand | 147050 | 46532 | 0 | Approved | Reverse Cycle | N/A | Yes | Class 8 | Yes | N/A | N/A | N/A | N/A | N/A | N/A | N/A | Available | N/A | N/A | http://www.daikin.com.au/ | http://www.daikin.com.au | N/A | 0 | 0 | AAC6734 | Yes | Variable output compressor | Inverter | No | - | 3500 | 0.8 | - | 295 | 1750 | Yes | 196 | 1100 | - | 731.2 | 3769.5 | Yes | 235 | 1885 | - | 135 | 1185 | 3700 | 0.757 | 313 | 1850 | No | - | - | Yes | 1130 | 3700 | No | - | - | No | - | - | - | - | - | No | - | - | No | - | - | No | - | - | SUZ-M25VAD-A/SEZ-M25DA Series
RXM35WVMA / FTXM35WVMA | 0 | N/A | DAIKIN | N/A | Non Ducted | Single Split System | Wall Hung | Air | Air | Thailand | 0.8 | N/A | 3.5 | N/A | N/A | N/A | N/A | N/A | 0.757 | 3.7 | Calorimeter Room | 4.415 | 4.9353 | N/A | - | N/A | N/A | N/A | N/A | N/A | N/A | N/A | N/A | N/A | N/A | N/A | N/A | N/A | N/A | N/A | N/A | N/A | Single | R32 | Australia,New Zealand | 138872 | 46183 | 0 | Approved | Reverse Cycle | N/A | Yes | Class 8 | Yes | N/A | N/A | N/A | N/A | N/A | N/A | N/A | Available | N/A | N/A | http://www.daikin.com.au/ | http://www.daikin.com.au | N/A | 0 | 0 | AAC6068 | Yes | Variable output compressor | Inverter | No | - | 3500 | 0.8 | - | 295 | 1750 | Yes | 196 | 1100 | - | 731.2 | 3769.5 | Yes | 235 | 1885 | - | 135 | 1185 | 3700 | 0.757 | 313 | 1850 | No | - | - | Yes | 1130 | 3700 | No | - | - | No | - | - | - | - | - | No | - | - | No | - | - | No | - | - | SUZ-M25VAD-A/SEZ-M25DAL
RXM35YFVMA / FVXM35YVMA | 0 | N/A | DAIKIN | 0.9 | Non Ducted | Single Split System | Floor Mounted | Air | Air | Thailand | 0.83 | 2.6 | 3.5 | 210 | 3.131 | 4.327 | 1.382 | 700 | 1.12 | 4.5 | Calorimeter Room | 4.3961 | 4.17 | Yes | - | N/A | 2 | 2 | N/A | N/A | N/A | N/A | N/A | 3.8636 | 3.9214 | N/A | N/A | 3.2272 | 3.3427 | 3 | 3 | Calorimeter Room | Single | R32 | Australia,New Zealand | 158117 | 47097 | 0 | Approved | Reverse Cycle | 600 | Yes | Class 8 | Yes | N/A | N/A | N/A | N/A | N/A | N/A | 3.8923 | Available | N/A | N/A | http://www.daikin.com.au/ | http://www.daikin.com.au | Yes | 0 | https://reg.energyrating.gov.au/static/common/images/star_ratings_2014/aircon_rating_3_3.png | AAC7954 | Yes | Variable output compressor | Inverter | No | - | 3500 | 0.83 | - | 310 | 1750 | No | - | - | - | 758.62 | 3769.5 | Yes | 247 | 1885 | No | - | - | 4500 | 1.12 | 425 | 2250 | No | - | - | Yes | 1570 | 4700 | No | - | - | No | - | - | - | - | - | No | - | - | No | - | - | No | - | - | SUZ-M25VAD-A/SLZ-M25FA-A
RXM35YVMA / FTXM35YVMA | 0 | N/A | DAIKIN | N/A | Non Ducted | Single Split System | Wall Hung | Air | Air | Thailand | 0.8 | N/A | 3.5 | N/A | N/A | N/A | N/A | N/A | 0.757 | 3.7 | Calorimeter Room | 4.3304 | 4.9636 | N/A | - | N/A | N/A | N/A | N/A | N/A | N/A | N/A | N/A | N/A | N/A | N/A | N/A | N/A | N/A | N/A | N/A | N/A | Single | R32 | Australia | 155111 | 46936 | 0 | Approved | Reverse Cycle | N/A | Yes | Class 8 | Yes | N/A | N/A | N/A | N/A | N/A | N/A | N/A | Available | N/A | N/A | http://www.daikin.com.au/ | http://www.daikin.com.au | N/A | 0 | 0 | AAC7611 | Yes | Variable output compressor | Inverter | No | - | 3500 | 0.8 | - | 295 | 1750 | Yes | 196 | 1000 | - | 731.2 | 3769.5 | Yes | 235 | 1885 | - | 135 | 1185 | 3700 | 0.757 | 313 | 1850 | No | - | - | Yes | 1130 | 3700 | No | - | - | No | - | - | - | - | - | No | - | - | No | - | - | No | - | - | SUZ-M35VAD-A/MLZ-KP35V Series
RXM45YFVMA / FVXM45YVMA | 0 | N/A | DAIKIN | 1.2 | Non Ducted | Single Split System | Floor Mounted | Air | Air | Thailand | 1.33 | 3.3 | 4.5 | 210 | 3.3774 | 4.394 | 1.301 | 600 | 1.44 | 5.4 | Calorimeter Room | 3.5402 | 3.9383 | Yes | - | N/A | 2 | 2 | N/A | N/A | N/A | N/A | N/A | 3.3794 | 3.8473 | N/A | N/A | 2.2587 | 3.1946 | 2 | 3 | Calorimeter Room | Single | R32 | Australia,New Zealand | 157516 | 47058 | 0 | Approved | Reverse Cycle | 700 | Yes | Class 9 | Yes | N/A | N/A | N/A | N/A | N/A | N/A | 3.3963 | Available | N/A | N/A | http://www.daikin.com.au/ | http://www.daikin.com.au | Yes | 0 | https://reg.energyrating.gov.au/static/common/images/star_ratings_2014/aircon_rating_2_3.png | AAC7856 | Yes | Variable output compressor | Inverter | No | - | 4500 | 1.33 | - | 430 | 2250 | No | - | - | - | 1215.62 | 4846.5 | Yes | 368 | 2430 | No | - | - | 5400 | 1.44 | 520 | 2700 | No | - | - | Yes | 1500 | 4730 | No | - | - | No | - | - | - | - | - | No | - | - | No | - | - | No | - | - | SUZ-M35VAD-A/MLZ-KP35VF
RXM46UVMA / FTXM46UVMA | 0 | N/A | DAIKIN | 1.33 | Non Ducted | Single Split System | Wall Hung | Air | Air | Thailand | 1.2 | 3.27 | 4.6 | N/A | 3.143 | 5.01 | 1.594 | N/A | 1.11 | 4.7 | Calorimeter Room | 3.8675 | 4.3534 | Yes | - | N/A | 3 | 3 | N/A | N/A | N/A | N/A | N/A | 3.8347 | 4.2181 | N/A | N/A | 3.1694 | 3.9361 | 3 | 3.5 | Calorimeter Room | Single | R32 | Australia,New Zealand | 130137 | 45936 | 0 | Approved | Reverse Cycle | N/A | No | Class 9 | Yes | N/A | Yes | N/A | N/A | N/A | BRP070A43 | 3.8675 | Unavailable | N/A | N/A | http://www.daikin.com.au/ | http://www.daikin.com.au | Yes | 0 | https://reg.energyrating.gov.au/static/common/images/star_ratings_2014/aircon_rating_3_3.5.png | AAC5371 | Yes | Variable output compressor | Inverter | No | - | 4600 | 1.2 | - | 440 | 2300 | No | - | - | - | 1096.8 | 4954.2 | Yes | 360 | 2450 | No | - | - | 4700 | 1.11 | 450 | 2350 | No | - | - | Yes | 1630 | 4900 | No | - | - | No | - | - | - | - | - | No | - | - | No | - | - | No | - | - | SUZ-M35VAD-A/MLZ-KP35VG
RXM46UVMZ / FTXM46UVMZ | 0 | N/A | Daikin | 1.16 | Non Ducted | Single Split System | Wall Hung | Air | Air | Thailand | 1.2 | 3.44 | 4.6 | 226 | 3.143 | 5.01 | 1.594 | 285 | 1.39 | 5.4 | Calorimeter Room | 3.8675 | 4.0089 | Yes | - | N/A | 3 | 3 | N/A | N/A | N/A | N/A | N/A | 3.8347 | 3.979 | N/A | N/A | 3.1694 | 3.4581 | 3 | 3 | Calorimeter Room | Single | R32 | New Zealand | 137083 | 80180 | 0 | Approved | Reverse Cycle | 770 | No | Class 9 | No | N/A | Yes | N/A | N/A | N/A | BRP070A43 | 3.8675 | Available | N/A | N/A | http://www.daikin.co.nz | https://www.daikin.co.nz | Yes | 0 | https://reg.energyrating.gov.au/static/common/images/star_ratings_2014/aircon_rating_3_3.png | ZAC0727 | Yes | Variable output compressor | Inverter | No | - | 4600 | 1.2 | - | 440 | 2300 | No | - | - | - | - | - | Yes | 360 | 2450 | No | - | - | 5400 | 1.39 | 530 | 2700 | No | - | - | Yes | 1630 | 4900 | No | - | - | No | - | - | - | - | - | No | - | - | No | - | - | No | - | - | SUZ-M35VAD-A/SEZ-M35DA
RXM46W1VMA / FTXM46W1VMA | 0 | N/A | DAIKIN | N/A | Non Ducted | Single Split System | Wall Hung | Air | Air | Thailand | 1.165 | N/A | 4.6 | N/A | N/A | N/A | N/A | N/A | 1.04 | 4.7 | Calorimeter Room | 4.0078 | 4.608 | N/A | - | N/A | N/A | N/A | N/A | N/A | N/A | N/A | N/A | N/A | N/A | N/A | N/A | N/A | N/A | N/A | N/A | N/A | Single | R32 | Australia,New Zealand | 144469 | 46445 | 0 | Approved | Reverse Cycle | N/A | Yes | Class 9 | Yes | N/A | N/A | N/A | N/A | N/A | N/A | N/A | Unavailable | N/A | N/A | http://www.daikin.com.au/ | http://www.daikin.com.au | N/A | 0 | 0 | AAC6501 | Yes | Variable output compressor | Inverter | No | - | 4600 | 1.165 | - | 450 | 2300 | No | - | - | - | 1064.81 | 4954.2 | Yes | 345 | 2477 | No | - | - | 4700 | 1.04 | 384 | 2350 | No | - | - | Yes | 1500 | 4900 | No | - | - | No | - | - | - | - | - | No | - | - | No | - | - | No | - | - | SUZ-M35VAD-A/SEZ-M35DA Series
RXM46W2VMA / FTXM46W2VMA | 0 | N/A | DAIKIN | N/A | Non Ducted | Single Split System | Wall Hung | Air | Air | Thailand | 1.165 | N/A | 4.6 | N/A | N/A | N/A | N/A | N/A | 1.04 | 4.7 | Calorimeter Room | 4.0078 | 4.608 | N/A | - | N/A | N/A | N/A | N/A | N/A | N/A | N/A | N/A | N/A | N/A | N/A | N/A | N/A | N/A | N/A | N/A | N/A | Single | R32 | Australia,New Zealand | 147051 | 46537 | 0 | Approved | Reverse Cycle | N/A | Yes | Class 9 | Yes | N/A | N/A | N/A | N/A | N/A | N/A | N/A | Available | N/A | N/A | http://www.daikin.com.au/ | http://www.daikin.com.au | N/A | 0 | 0 | AAC6755 | Yes | Variable output compressor | Inverter | No | - | 4600 | 1.165 | - | 450 | 2300 | No | - | - | - | 1064.81 | 4954.2 | Yes | 345 | 2477 | No | - | - | 4700 | 1.04 | 384 | 2350 | No | - | - | Yes | 1500 | 4900 | No | - | - | No | - | - | - | - | - | No | - | - | No | - | - | No | - | - | SUZ-M35VAD-A/SEZ-M35DAL
RXM46WVMA / FTXM46WVMA | 0 | N/A | DAIKIN | N/A | Non Ducted | Single Split System | Wall Hung | Air | Air | Thailand | 1.165 | N/A | 4.6 | N/A | N/A | N/A | N/A | N/A | 1.04 | 4.7 | Calorimeter Room | 4.0078 | 4.608 | N/A | - | N/A | N/A | N/A | N/A | N/A | N/A | N/A | N/A | N/A | N/A | N/A | N/A | N/A | N/A | N/A | N/A | N/A | Single | R32 | Australia,New Zealand | 138873 | 46184 | 0 | Approved | Reverse Cycle | N/A | Yes | Class 9 | Yes | N/A | N/A | N/A | N/A | N/A | N/A | N/A | Available | N/A | N/A | http://www.daikin.com.au/ | http://www.daikin.com.au | N/A | 0 | 0 | AAC6075 | Yes | Variable output compressor | Inverter | No | - | 4600 | 1.165 | - | 450 | 2300 | No | - | - | - | 1064.81 | 4954.2 | Yes | 345 | 2477 | No | - | - | 4700 | 1.04 | 384 | 2350 | No | - | - | Yes | 1500 | 4900 | No | - | - | No | - | - | - | - | - | No | - | - | No | - | - | No | - | - | SUZ-M35VAD-A/SLZ-M35FA-A
RXM50R2V1B | RXM50R2V1B | N/A | DAIKIN | 0.86 | Non Ducted | Single Split System | Floor Mounted | Air | Air | Czechia | 1.312 | 4.14 | 5 | 238 | N/A | N/A | N/A | 600 | 1.522 | 5.8 | Calorimeter Room | 3.7639 | 4.0313 | Yes | - | N/A | 2.5 | 2.5 | N/A | N/A | N/A | N/A | N/A | 4.16 | 3.9669 | N/A | N/A | 3.82 | 3.4338 | 3.5 | 3 | Calorimeter Room | Single | R32 | New Zealand | 143332 | 81040 | 0 | Approved | Reverse Cycle | 750 | No | Class 9 | No | N/A | N/A | N/A | N/A | N/A | N/A | 4.1893 | Available | N/A | N/A | http://www.daikin.co.nz | https://www.daikin.co.nz/ | Yes | 0 | https://reg.energyrating.gov.au/static/common/images/star_ratings_2014/aircon_rating_3.5_3.png | ZAC0767 | Yes | Variable output compressor | Inverter | No | - | 5000 | 1.312 | - | 565 | 2500 | No | - | - | - | - | - | Yes | 415 | 2693 | No | - | - | 5800 | 1.522 | 545 | 2900 | No | - | - | Yes | 2140 | 5935 | No | - | - | No | - | - | - | - | - | No | - | - | No | - | - | No | - | - | SUZ-M50VAD-A/MLZ-KP50V Series
RXM50R2V1B / FVXM50A2V1B | RXM50R2V1B | N/A | DAIKIN | 0.86 | Non Ducted | Single Split System | Floor Mounted | Air | Air | Czechia | 1.312 | 4.14 | 5 | 238 | N/A | N/A | N/A | 600 | 1.522 | 5.8 | Calorimeter Room | 3.7639 | 4.0313 | Yes | - | N/A | 2.5 | 2.5 | N/A | N/A | N/A | N/A | N/A | 4.16 | 3.9669 | N/A | N/A | 3.82 | 3.4338 | 3.5 | 3 | Calorimeter Room | Single | R32 | New Zealand | 143332 | 81040 | 0 | Approved | Reverse Cycle | 750 | No | Class 9 | No | N/A | N/A | N/A | N/A | N/A | N/A | 4.1893 | Available | N/A | N/A | http://www.daikin.co.nz | https://www.daikin.co.nz/ | Yes | 0 | https://reg.energyrating.gov.au/static/common/images/star_ratings_2014/aircon_rating_3.5_3.png | ZAC0767 | Yes | Variable output compressor | Inverter | No | - | 5000 | 1.312 | - | 565 | 2500 | No | - | - | - | - | - | Yes | 415 | 2693 | No | - | - | 5800 | 1.522 | 545 | 2900 | No | - | - | Yes | 2140 | 5935 | No | - | - | No | - | - | - | - | - | No | - | - | No | - | - | No | - | - | SUZ-M50VAD-A/MLZ-KP50VF
RXM50R2V1B / FVXM50A3V1B | RXM50R2V1B | N/A | DAIKIN | 0.86 | Non Ducted | Single Split System | Floor Mounted | Air | Air | Czechia | 1.312 | 4.14 | 5 | 238 | N/A | N/A | N/A | 600 | 1.522 | 5.8 | Calorimeter Room | 3.7639 | 4.0313 | Yes | - | N/A | 2.5 | 2.5 | N/A | N/A | N/A | N/A | N/A | 4.16 | 3.9669 | N/A | N/A | 3.82 | 3.4338 | 3.5 | 3 | Calorimeter Room | Single | R32 | New Zealand | 143332 | 81040 | 0 | Approved | Reverse Cycle | 750 | No | Class 9 | No | N/A | N/A | N/A | N/A | N/A | N/A | 4.1893 | Available | N/A | N/A | http://www.daikin.co.nz | https://www.daikin.co.nz/ | Yes | 0 | https://reg.energyrating.gov.au/static/common/images/star_ratings_2014/aircon_rating_3.5_3.png | ZAC0767 | Yes | Variable output compressor | Inverter | No | - | 5000 | 1.312 | - | 565 | 2500 | No | - | - | - | - | - | Yes | 415 | 2693 | No | - | - | 5800 | 1.522 | 545 | 2900 | No | - | - | Yes | 2140 | 5935 | No | - | - | No | - | - | - | - | - | No | - | - | No | - | - | No | - | - | SUZ-M50VAD-A/MLZ-KP50VG
RXM50R5V1B / FVXM50A2V1B | RXM50R2V1B | N/A | DAIKIN | 0.86 | Non Ducted | Single Split System | Floor Mounted | Air | Air | Czechia | 1.312 | 4.14 | 5 | 238 | N/A | N/A | N/A | 600 | 1.522 | 5.8 | Calorimeter Room | 3.7639 | 4.0313 | Yes | - | N/A | 2.5 | 2.5 | N/A | N/A | N/A | N/A | N/A | 4.16 | 3.9669 | N/A | N/A | 3.82 | 3.4338 | 3.5 | 3 | Calorimeter Room | Single | R32 | New Zealand | 143332 | 81040 | 0 | Approved | Reverse Cycle | 750 | No | Class 9 | No | N/A | N/A | N/A | N/A | N/A | N/A | 4.1893 | Available | N/A | N/A | http://www.daikin.co.nz | https://www.daikin.co.nz/ | Yes | 0 | https://reg.energyrating.gov.au/static/common/images/star_ratings_2014/aircon_rating_3.5_3.png | ZAC0767 | Yes | Variable output compressor | Inverter | No | - | 5000 | 1.312 | - | 565 | 2500 | No | - | - | - | - | - | Yes | 415 | 2693 | No | - | - | 5800 | 1.522 | 545 | 2900 | No | - | - | Yes | 2140 | 5935 | No | - | - | No | - | - | - | - | - | No | - | - | No | - | - | No | - | - | SUZ-M50VAD-A/PCA-M50KA
RXM50R5V1B / FVXM50A3V1B | RXM50R2V1B | N/A | DAIKIN | 0.86 | Non Ducted | Single Split System | Floor Mounted | Air | Air | Czechia | 1.312 | 4.14 | 5 | 238 | N/A | N/A | N/A | 600 | 1.522 | 5.8 | Calorimeter Room | 3.7639 | 4.0313 | Yes | - | N/A | 2.5 | 2.5 | N/A | N/A | N/A | N/A | N/A | 4.16 | 3.9669 | N/A | N/A | 3.82 | 3.4338 | 3.5 | 3 | Calorimeter Room | Single | R32 | New Zealand | 143332 | 81040 | 0 | Approved | Reverse Cycle | 750 | No | Class 9 | No | N/A | N/A | N/A | N/A | N/A | N/A | 4.1893 | Available | N/A | N/A | http://www.daikin.co.nz | https://www.daikin.co.nz/ | Yes | 0 | https://reg.energyrating.gov.au/static/common/images/star_ratings_2014/aircon_rating_3.5_3.png | ZAC0767 | Yes | Variable output compressor | Inverter | No | - | 5000 | 1.312 | - | 565 | 2500 | No | - | - | - | - | - | Yes | 415 | 2693 | No | - | - | 5800 | 1.522 | 545 | 2900 | No | - | - | Yes | 2140 | 5935 | No | - | - | No | - | - | - | - | - | No | - | - | No | - | - | No | - | - | SUZ-M50VAD-A/PCA-M50KA Series
RXM50R5V1B / FVXM50A3V1B9 | RXM50R2V1B | N/A | DAIKIN | 0.86 | Non Ducted | Single Split System | Floor Mounted | Air | Air | Czechia | 1.312 | 4.14 | 5 | 238 | N/A | N/A | N/A | 600 | 1.522 | 5.8 | Calorimeter Room | 3.7639 | 4.0313 | Yes | - | N/A | 2.5 | 2.5 | N/A | N/A | N/A | N/A | N/A | 4.16 | 3.9669 | N/A | N/A | 3.82 | 3.4338 | 3.5 | 3 | Calorimeter Room | Single | R32 | New Zealand | 143332 | 81040 | 0 | Approved | Reverse Cycle | 750 | No | Class 9 | No | N/A | N/A | N/A | N/A | N/A | N/A | 4.1893 | Available | N/A | N/A | http://www.daikin.co.nz | https://www.daikin.co.nz/ | Yes | 0 | https://reg.energyrating.gov.au/static/common/images/star_ratings_2014/aircon_rating_3.5_3.png | ZAC0767 | Yes | Variable output compressor | Inverter | No | - | 5000 | 1.312 | - | 565 | 2500 | No | - | - | - | - | - | Yes | 415 | 2693 | No | - | - | 5800 | 1.522 | 545 | 2900 | No | - | - | Yes | 2140 | 5935 | No | - | - | No | - | - | - | - | - | No | - | - | No | - | - | No | - | - | SUZ-M50VAD-A/PCA-M50KA2
RXM50UVMA / FTXM50UVMA | 0 | N/A | DAIKIN | 0.84 | Non Ducted | Single Split System | Wall Hung | Air | Air | Thailand | 1.14 | 4.16 | 5 | N/A | 3.3296 | 6.183 | 1.857 | N/A | 1.3 | 6 | Calorimeter Room | 4.3673 | 4.7068 | Yes | - | N/A | 3 | 3 | N/A | N/A | N/A | N/A | N/A | 4.3281 | 4.6709 | N/A | N/A | 4.1561 | 4.8419 | 4 | 4.5 | Calorimeter Room | Single | R32 | Australia,New Zealand | 130138 | 45937 | 0 | Approved | Reverse Cycle | N/A | No | Class 9 | Yes | N/A | Yes | N/A | N/A | N/A | BRP070A44 | 4.3673 | Unavailable | N/A | N/A | http://www.daikin.com.au/ | http://www.daikin.com.au | Yes | 0 | https://reg.energyrating.gov.au/static/common/images/star_ratings_2014/aircon_rating_4_4.5.png | AAC5378 | Yes | Variable output compressor | Inverter | No | - | 5000 | 1.14 | - | 410 | 2500 | No | - | - | - | 1041.96 | 5385 | Yes | 320 | 2690 | No | - | - | 6000 | 1.3 | 540 | 3000 | No | - | - | Yes | 1890 | 5800 | No | - | - | No | - | - | - | - | - | No | - | - | No | - | - | No | - | - | SUZ-M50VAD-A/PEAD-M50JAA
RXM50UVMZ / FTXM50UVMZ | 0 | N/A | Daikin | 0.86 | Non Ducted | Single Split System | Wall Hung | Air | Air | Thailand | 1.14 | 4.14 | 5 | 266 | 3.3296 | 6.183 | 1.857 | 295 | 1.34 | 6.1 | Calorimeter Room | 4.3673 | 4.7792 | Yes | - | N/A | 3 | 3 | N/A | N/A | N/A | N/A | N/A | 4.3281 | 4.7422 | N/A | N/A | 4.1561 | 4.9845 | 4 | 4.5 | Calorimeter Room | Single | R32 | New Zealand | 137118 | 80180 | 0 | Approved | Reverse Cycle | 990 | No | Class 9 | No | N/A | Yes | N/A | N/A | N/A | BRP070A43 | 4.3673 | Available | N/A | N/A | http://www.daikin.co.nz | https://www.daikin.co.nz | Yes | 0 | https://reg.energyrating.gov.au/static/common/images/star_ratings_2014/aircon_rating_4_4.5.png | ZAC0724 | Yes | Variable output compressor | Inverter | No | - | 5000 | 1.14 | - | 410 | 2500 | No | - | - | - | - | - | Yes | 320 | 2690 | No | - | - | 6100 | 1.34 | 550 | 3050 | No | - | - | Yes | 1890 | 6100 | No | - | - | No | - | - | - | - | - | No | - | - | No | - | - | No | - | - | SUZ-M50VAD-A/PEAD-M50JAA Series
RXM50W1VMA / FTXM50W1VMA | 0 | N/A | DAIKIN | N/A | Non Ducted | Single Split System | Wall Hung | Air | Air | Thailand | 1.13 | N/A | 5 | N/A | N/A | N/A | N/A | N/A | 1.23 | 6 | Calorimeter Room | 4.4387 | 4.9077 | N/A | - | N/A | N/A | N/A | N/A | N/A | N/A | N/A | N/A | N/A | N/A | N/A | N/A | N/A | N/A | N/A | N/A | N/A | Single | R32 | Australia,New Zealand | 144470 | 46442 | 0 | Approved | Reverse Cycle | N/A | Yes | Class 9 | Yes | N/A | N/A | N/A | N/A | N/A | N/A | N/A | Unavailable | N/A | N/A | http://www.daikin.com.au/ | http://www.daikin.com.au | N/A | 0 | 0 | AAC6484 | Yes | Variable output compressor | Inverter | No | - | 5000 | 1.13 | - | 418 | 2500 | No | - | - | - | 1032.82 | 5385 | Yes | 320 | 2693 | No | - | - | 6000 | 1.23 | 472 | 3000 | No | - | - | Yes | 1760 | 5800 | No | - | - | No | - | - | - | - | - | No | - | - | No | - | - | No | - | - | SUZ-M50VAD-A/PEAD-M50JAAD
RXM50W2VMA / FTXM50W2VMA | 0 | N/A | DAIKIN | N/A | Non Ducted | Single Split System | Wall Hung | Air | Air | Thailand | 1.13 | N/A | 5 | N/A | N/A | N/A | N/A | N/A | 1.23 | 6 | Calorimeter Room | 4.4387 | 4.9077 | N/A | - | N/A | N/A | N/A | N/A | N/A | N/A | N/A | N/A | N/A | N/A | N/A | N/A | N/A | N/A | N/A | N/A | N/A | Single | R32 | Australia,New Zealand | 147056 | 46532 | 0 | Approved | Reverse Cycle | N/A | Yes | Class 9 | Yes | N/A | N/A | N/A | N/A | N/A | N/A | N/A | Available | N/A | N/A | http://www.daikin.com.au/ | http://www.daikin.com.au | N/A | 0 | 0 | AAC6735 | Yes | Variable output compressor | Inverter | No | - | 5000 | 1.13 | - | 418 | 2500 | No | - | - | - | 1032.82 | 5385 | Yes | 320 | 2693 | No | - | - | 6000 | 1.23 | 472 | 3000 | No | - | - | Yes | 1760 | 5800 | No | - | - | No | - | - | - | - | - | No | - | - | No | - | - | No | - | - | SUZ-M50VAD-A/SEZ-M50DA
RXM50WVMA / FTXM50WVMA | 0 | N/A | DAIKIN | N/A | Non Ducted | Single Split System | Wall Hung | Air | Air | Thailand | 1.13 | N/A | 5 | N/A | N/A | N/A | N/A | N/A | 1.23 | 6 | Calorimeter Room | 4.4387 | 4.9077 | N/A | - | N/A | N/A | N/A | N/A | N/A | N/A | N/A | N/A | N/A | N/A | N/A | N/A | N/A | N/A | N/A | N/A | N/A | Single | R32 | Australia,New Zealand | 138874 | 46184 | 0 | Approved | Reverse Cycle | N/A | Yes | Class 9 | Yes | N/A | N/A | N/A | N/A | N/A | N/A | N/A | Available | N/A | N/A | http://www.daikin.com.au/ | http://www.daikin.com.au | N/A | 0 | 0 | AAC6081 | Yes | Variable output compressor | Inverter | No | - | 5000 | 1.13 | - | 418 | 2500 | No | - | - | - | 1032.82 | 5385 | Yes | 320 | 2693 | No | - | - | 6000 | 1.23 | 472 | 3000 | No | - | - | Yes | 1760 | 5800 | No | - | - | No | - | - | - | - | - | No | - | - | No | - | - | No | - | - | SUZ-M50VAD-A/SEZ-M50DA Series
RXM50YFVMA / FVXM50YVMA | 0 | N/A | DAIKIN | 1.2 | Non Ducted | Single Split System | Floor Mounted | Air | Air | Thailand | 1.18 | 3.3 | 5 | 210 | 3.3774 | 4.394 | 1.301 | 600 | 1.44 | 6 | Calorimeter Room | 4.2971 | 4.3531 | Yes | - | N/A | 2 | 2 | N/A | N/A | N/A | N/A | N/A | 3.3794 | 3.8473 | N/A | N/A | 2.2587 | 3.1946 | 2 | 3 | Calorimeter Room | Single | R32 | Australia,New Zealand | 158087 | 47097 | 0 | Approved | Reverse Cycle | 700 | Yes | Class 9 | Yes | N/A | N/A | N/A | N/A | N/A | N/A | 3.3963 | Available | N/A | N/A | http://www.daikin.com.au/ | http://www.daikin.com.au | Yes | 0 | https://reg.energyrating.gov.au/static/common/images/star_ratings_2014/aircon_rating_2_3.png | AAC7951 | Yes | Variable output compressor | Inverter | No | - | 5000 | 1.18 | - | 440 | 2500 | No | - | - | - | 1078.52 | 5385 | Yes | 365 | 2693 | No | - | - | 6000 | 1.44 | 540 | 3000 | No | - | - | Yes | 2060 | 6100 | No | - | - | No | - | - | - | - | - | No | - | - | No | - | - | No | - | - | SUZ-M50VAD-A/SEZ-M50DA Series
RXM60UVMA / FTXM60UVMA | 0 | N/A | DAIKIN | 1.13 | Non Ducted | Single Split System | Wall Hung | Air | Air | Thailand | 1.52 | 4.87 | 6 | N/A | 3.2956 | 6.69 | 2.03 | N/A | 1.63 | 7.2 | Calorimeter Room | 4.0014 | 4.5233 | Yes | - | N/A | 3 | 3 | N/A | N/A | N/A | N/A | N/A | 3.9738 | 4.4954 | N/A | N/A | 3.4476 | 4.4907 | 3 | 4 | Calorimeter Room | Single | R32 | Australia,New Zealand | 130139 | 45936 | 0 | Approved | Reverse Cycle | N/A | No | Class 9 | Yes | N/A | Yes | N/A | N/A | N/A | BRP070A44 | 4.0014 | Unavailable | N/A | N/A | http://www.daikin.com.au/ | http://www.daikin.com.au | Yes | 0 | https://reg.energyrating.gov.au/static/common/images/star_ratings_2014/aircon_rating_3_4.png | AAC5372 | Yes | Variable output compressor | Inverter | No | - | 6000 | 1.52 | - | 475 | 3000 | No | - | - | - | 1389.28 | 6462 | Yes | 430 | 3200 | No | - | - | 7200 | 1.63 | 662 | 3600 | No | - | - | Yes | 2060 | 6500 | No | - | - | No | - | - | - | - | - | No | - | - | No | - | - | No | - | - | SUZ-M50VAD-A/SEZ-M50DAL
RXM60UVMZ / FTXM60UVMZ | 0 | N/A | Daikin | 1.15 | Non Ducted | Single Split System | Wall Hung | Air | Air | Thailand | 1.52 | 4.85 | 6 | 266 | 3.2956 | 6.69 | 2.03 | 295 | 1.66 | 7.3 | Calorimeter Room | 4.0014 | 4.5233 | Yes | - | N/A | 3 | 3 | N/A | N/A | N/A | N/A | N/A | 3.9738 | 4.4954 | N/A | N/A | 3.4476 | 4.4907 | 3 | 4 | Calorimeter Room | Single | R32 | New Zealand | 137123 | 80180 | 0 | Approved | Reverse Cycle | 990 | No | Class 9 | No | N/A | Yes | N/A | N/A | N/A | BRP070A43 | 4.0014 | Available | N/A | N/A | http://www.daikin.co.nz | https://www.daikin.co.nz | Yes | 0 | https://reg.energyrating.gov.au/static/common/images/star_ratings_2014/aircon_rating_3_4.png | ZAC0723 | Yes | Variable output compressor | Inverter | No | - | 6000 | 1.52 | - | 475 | 3000 | No | - | - | - | - | - | Yes | 430 | 3200 | No | - | - | 7300 | 1.66 | 670 | 3650 | No | - | - | Yes | 2060 | 6500 | No | - | - | No | - | - | - | - | - | No | - | - | No | - | - | No | - | - | SUZ-M50VAD-A/SLZ-M50FA-A
RXM60W1VMA / FTXM60W1VMA | 0 | N/A | DAIKIN | N/A | Non Ducted | Single Split System | Wall Hung | Air | Air | Thailand | 1.48 | N/A | 6 | N/A | N/A | N/A | N/A | N/A | 1.61 | 7.2 | Calorimeter Room | 4.1025 | 4.5703 | N/A | - | N/A | N/A | N/A | N/A | N/A | N/A | N/A | N/A | N/A | N/A | N/A | N/A | N/A | N/A | N/A | N/A | N/A | Single | R32 | Australia,New Zealand | 144471 | 46445 | 0 | Approved | Reverse Cycle | N/A | Yes | Class 9 | Yes | N/A | N/A | N/A | N/A | N/A | N/A | N/A | Unavailable | N/A | N/A | http://www.daikin.com.au/ | http://www.daikin.com.au | N/A | 0 | 0 | AAC6502 | Yes | Variable output compressor | Inverter | No | - | 6000 | 1.48 | - | 510 | 3000 | No | - | - | - | 1352.72 | 6462 | Yes | 405 | 3231 | No | - | - | 7200 | 1.61 | 600 | 3600 | No | - | - | Yes | 1980 | 6500 | No | - | - | No | - | - | - | - | - | No | - | - | No | - | - | No | - | - | SUZ-M60VAD-A/PCA-M60KA
RXM60W2VMA / FTXM60W2VMA | 0 | N/A | DAIKIN | N/A | Non Ducted | Single Split System | Wall Hung | Air | Air | Thailand | 1.48 | N/A | 6 | N/A | N/A | N/A | N/A | N/A | 1.61 | 7.2 | Calorimeter Room | 4.1025 | 4.5703 | N/A | - | N/A | N/A | N/A | N/A | N/A | N/A | N/A | N/A | N/A | N/A | N/A | N/A | N/A | N/A | N/A | N/A | N/A | Single | R32 | Australia,New Zealand | 147057 | 46537 | 0 | Approved | Reverse Cycle | N/A | Yes | Class 9 | Yes | N/A | N/A | N/A | N/A | N/A | N/A | N/A | Available | N/A | N/A | http://www.daikin.com.au/ | http://www.daikin.com.au | N/A | 0 | 0 | AAC6756 | Yes | Variable output compressor | Inverter | No | - | 6000 | 1.48 | - | 510 | 3000 | No | - | - | - | 1352.72 | 6462 | Yes | 405 | 3231 | No | - | - | 7200 | 1.61 | 600 | 3600 | No | - | - | Yes | 1980 | 6500 | No | - | - | No | - | - | - | - | - | No | - | - | No | - | - | No | - | - | SUZ-M60VAD-A/PCA-M60KA Series
RXM60WVMA / FTXM60WVMA | 0 | N/A | DAIKIN | N/A | Non Ducted | Single Split System | Wall Hung | Air | Air | Thailand | 1.48 | N/A | 6 | N/A | N/A | N/A | N/A | N/A | 1.61 | 7.2 | Calorimeter Room | 4.1025 | 4.5703 | N/A | - | N/A | N/A | N/A | N/A | N/A | N/A | N/A | N/A | N/A | N/A | N/A | N/A | N/A | N/A | N/A | N/A | N/A | Single | R32 | Australia,New Zealand | 138875 | 46184 | 0 | Approved | Reverse Cycle | N/A | Yes | Class 9 | Yes | N/A | N/A | N/A | N/A | N/A | N/A | N/A | Available | N/A | N/A | http://www.daikin.com.au/ | http://www.daikin.com.au | N/A | 0 | 0 | AAC6074 | Yes | Variable output compressor | Inverter | No | - | 6000 | 1.48 | - | 510 | 3000 | No | - | - | - | 1352.72 | 6462 | Yes | 405 | 3231 | No | - | - | 7200 | 1.61 | 600 | 3600 | No | - | - | Yes | 1980 | 6500 | No | - | - | No | - | - | - | - | - | No | - | - | No | - | - | No | - | - | SUZ-M60VAD-A/PCA-M60KA2
RXM60YFVMA / FVXM60YVMA | 0 | N/A | DAIKIN | 1.2 | Non Ducted | Single Split System | Floor Mounted | Air | Air | Thailand | 1.66 | 3.3 | 6 | 210 | 3.3774 | 4.394 | 1.301 | 600 | 1.82 | 7 | Calorimeter Room | 3.7103 | 4.0244 | Yes | - | N/A | 2 | 2 | N/A | N/A | N/A | N/A | N/A | 3.3794 | 3.8473 | N/A | N/A | 2.2587 | 3.1946 | 2 | 3 | Calorimeter Room | Single | R32 | Australia,New Zealand | 158089 | 47097 | 0 | Approved | Reverse Cycle | 700 | Yes | Class 9 | Yes | N/A | N/A | N/A | N/A | N/A | N/A | 3.3963 | Available | N/A | N/A | http://www.daikin.com.au/ | http://www.daikin.com.au | Yes | 0 | https://reg.energyrating.gov.au/static/common/images/star_ratings_2014/aircon_rating_2_3.png | AAC7952 | Yes | Variable output compressor | Inverter | No | - | 6000 | 1.66 | - | 576 | 3000 | No | - | - | - | 1517.24 | 6462 | Yes | 504 | 3231 | No | - | - | 7000 | 1.82 | 710 | 3500 | No | - | - | Yes | 2180 | 6500 | No | - | - | No | - | - | - | - | - | No | - | - | No | - | - | No | - | - | SUZ-M60VAD-A/PEAD-M60JAA
RXM71UVMA / FTXM71UVMA | 0 | N/A | DAIKIN | 1.78 | Non Ducted | Single Split System | Wall Hung | Air | Air | Thailand | 1.93 | 5.32 | 7.1 | N/A | N/A | N/A | N/A | N/A | 1.88 | 8 | Calorimeter Room | 3.6756 | 4.2777 | Yes | - | N/A | 14.9 | 12.9 | N/A | N/A | N/A | N/A | N/A | 3.5808 | 4.1807 | N/A | N/A | 2.6616 | 3.8614 | 2.5 | 3.5 | Calorimeter Room | Single | R32 | Australia,New Zealand | 130140 | 45936 | 0 | Approved | Reverse Cycle | N/A | No | Class 9 | Yes | N/A | Yes | N/A | N/A | N/A | BRP070A44 | 3.6756 | Unavailable | N/A | N/A | http://www.daikin.com.au/ | http://www.daikin.com.au | Yes | 0 | https://reg.energyrating.gov.au/static/common/images/star_ratings_2014/aircon_rating_2.5_3.5.png | AAC5376 | Yes | Variable output compressor | Inverter | No | - | 7100 | 1.93 | - | 690 | 3550 | No | - | - | - | 1764.02 | 7646.7 | Yes | 600 | 4000 | No | - | - | 8000 | 1.88 | 770 | 4000 | No | - | - | Yes | 2690 | 7700 | No | - | - | No | - | - | - | - | - | No | - | - | No | - | - | No | - | - | SUZ-M60VAD-A/PEAD-M60JAA Series
RXM71UVMZ / FTXM71UVMZ | 0 | N/A | Daikin | 1.78 | Non Ducted | Single Split System | Wall Hung | Air | Air | Thailand | 1.93 | 5.32 | 7.1 | 266 | 2.9173 | 7.76 | 2.66 | 295 | 1.92 | 8.1 | Calorimeter Room | 3.6756 | 4.2387 | Yes | - | N/A | 14.9 | 12.9 | N/A | N/A | N/A | N/A | N/A | 3.5808 | 4.1445 | N/A | N/A | 2.6616 | 3.789 | 2.5 | 3.5 | Calorimeter Room | Single | R32 | New Zealand | 137124 | 80180 | 0 | Approved | Reverse Cycle | 990 | No | Class 9 | No | N/A | Yes | N/A | N/A | N/A | BRP070A43 | 3.6756 | Available | N/A | N/A | http://www.daikin.co.nz | https://www.daikin.co.nz | Yes | 0 | https://reg.energyrating.gov.au/static/common/images/star_ratings_2014/aircon_rating_2.5_3.5.png | ZAC0721 | Yes | Variable output compressor | Inverter | No | - | 7100 | 1.93 | - | 690 | 3550 | No | - | - | - | - | - | Yes | 600 | 4000 | No | - | - | 8100 | 1.92 | 770 | 4050 | No | - | - | Yes | 2690 | 7700 | No | - | - | No | - | - | - | - | - | No | - | - | No | - | - | No | - | - | SUZ-M60VAD-A/PEAD-M60JAAD
RXM71W1VMA / FTXM71W1VMA | 0 | N/A | DAIKIN | N/A | Non Ducted | Single Split System | Wall Hung | Air | Air | Thailand | 2 | N/A | 7.1 | N/A | N/A | N/A | N/A | N/A | 1.96 | 8 | Calorimeter Room | 3.5784 | 4.1629 | N/A | - | N/A | N/A | N/A | N/A | N/A | N/A | N/A | N/A | N/A | N/A | N/A | N/A | N/A | N/A | N/A | N/A | N/A | Single | R32 | Australia,New Zealand | 144472 | 46442 | 0 | Approved | Reverse Cycle | N/A | Yes | Class 9 | Yes | N/A | N/A | N/A | N/A | N/A | N/A | N/A | Unavailable | N/A | N/A | http://www.daikin.com.au/ | http://www.daikin.com.au | N/A | 0 | 0 | AAC6485 | Yes | Variable output compressor | Inverter | No | - | 7100 | 2 | - | 695 | 3550 | No | - | - | - | 1828 | 7646.7 | Yes | 550 | 3823 | No | - | - | 8000 | 1.96 | 719 | 4000 | No | - | - | Yes | 2660 | 7700 | No | - | - | No | - | - | - | - | - | No | - | - | No | - | - | No | - | - | SUZ-M60VAD-A/SEZ-M60DA
RXM71W2VMA / FTXM71W2VMA | 0 | N/A | DAIKIN | N/A | Non Ducted | Single Split System | Wall Hung | Air | Air | Thailand | 2 | N/A | 7.1 | N/A | N/A | N/A | N/A | N/A | 1.96 | 8 | Calorimeter Room | 3.5784 | 4.1629 | N/A | - | N/A | N/A | N/A | N/A | N/A | N/A | N/A | N/A | N/A | N/A | N/A | N/A | N/A | N/A | N/A | N/A | N/A | Single | R32 | Australia,New Zealand | 147058 | 46532 | 0 | Approved | Reverse Cycle | N/A | Yes | Class 9 | Yes | N/A | N/A | N/A | N/A | N/A | N/A | N/A | Available | N/A | N/A | http://www.daikin.com.au/ | http://www.daikin.com.au | N/A | 0 | 0 | AAC6736 | Yes | Variable output compressor | Inverter | No | - | 7100 | 2 | - | 695 | 3550 | No | - | - | - | 1828 | 7646.7 | Yes | 550 | 3823 | No | - | - | 8000 | 1.96 | 719 | 4000 | No | - | - | Yes | 2660 | 7700 | No | - | - | No | - | - | - | - | - | No | - | - | No | - | - | No | - | - | SUZ-M60VAD-A/SEZ-M60DA Series
RXM71WVMA / FTXM71WVMA | 0 | N/A | DAIKIN | N/A | Non Ducted | Single Split System | Wall Hung | Air | Air | Thailand | 2 | N/A | 7.1 | N/A | N/A | N/A | N/A | N/A | 1.96 | 8 | Calorimeter Room | 3.5784 | 4.1629 | N/A | - | N/A | N/A | N/A | N/A | N/A | N/A | N/A | N/A | N/A | N/A | N/A | N/A | N/A | N/A | N/A | N/A | N/A | Single | R32 | Australia,New Zealand | 138876 | 46184 | 0 | Approved | Reverse Cycle | N/A | Yes | Class 9 | Yes | N/A | N/A | N/A | N/A | N/A | N/A | N/A | Available | N/A | N/A | http://www.daikin.com.au/ | http://www.daikin.com.au | N/A | 0 | 0 | AAC6080 | Yes | Variable output compressor | Inverter | No | - | 7100 | 2 | - | 695 | 3550 | No | - | - | - | 1828 | 7646.7 | Yes | 550 | 3823 | No | - | - | 8000 | 1.96 | 719 | 4000 | No | - | - | Yes | 2660 | 7700 | No | - | - | No | - | - | - | - | - | No | - | - | No | - | - | No | - | - | SUZ-M60VAD-A/SEZ-M60DAL
RXM71YFVMA / FVXM71YVMA | 0 | N/A | DAIKIN | 1.2 | Non Ducted | Single Split System | Floor Mounted | Air | Air | Thailand | 1.97 | 3.3 | 6.7 | 210 | 3.3774 | 4.394 | 1.301 | 600 | 2.2 | 8 | Calorimeter Room | 3.4209 | 3.6555 | Yes | - | N/A | 2 | 2 | N/A | N/A | N/A | N/A | N/A | 3.3794 | 3.8473 | N/A | N/A | 2.2587 | 3.1946 | 2 | 3 | Calorimeter Room | Single | R32 | Australia,New Zealand | 158094 | 47097 | 0 | Approved | Reverse Cycle | 700 | Yes | Class 9 | Yes | N/A | N/A | N/A | N/A | N/A | N/A | 3.3963 | Available | N/A | N/A | http://www.daikin.com.au/ | http://www.daikin.com.au | Yes | 0 | https://reg.energyrating.gov.au/static/common/images/star_ratings_2014/aircon_rating_2_3.png | AAC7945 | Yes | Variable output compressor | Inverter | No | - | 6700 | 1.97 | - | 670 | 3350 | No | - | - | - | 1800.58 | 7215.9 | Yes | 590 | 3608 | No | - | - | 8000 | 2.2 | 810 | 4000 | No | - | - | Yes | 2440 | 7000 | No | - | - | No | - | - | - | - | - | No | - | - | No | - | - | No | - | - | SUZ-M60VAD-A/SLZ-M60FA-A
RXM85P2VMA / FTXM85P2VMA | 0 | N/A | DAIKIN | N/A | Non Ducted | Single Split System | Wall Hung | Air | Air | Thailand | 2.45 | N/A | 8.5 | N/A | N/A | N/A | N/A | N/A | 2.42 | 9 | Calorimeter Room | 3.5083 | 3.7862 | N/A | - | N/A | N/A | N/A | N/A | N/A | N/A | N/A | N/A | N/A | N/A | N/A | N/A | N/A | N/A | N/A | N/A | N/A | Single | R32 | Australia,New Zealand | 144602 | 46445 | 0 | Approved | Reverse Cycle | N/A | Yes | Class 9 | Yes | N/A | N/A | N/A | N/A | N/A | N/A | N/A | Available | N/A | N/A | http://www.daikin.com.au/ | http://www.daikin.com.au | N/A | 0 | 0 | AAC6523 | Yes | Variable output compressor | Inverter | No | - | 8500 | 2.45 | - | 990 | 4250 | No | - | - | - | 2239.3 | 9154.5 | No | 904.86 | 4577.25 | No | - | - | 9000 | 2.42 | 930 | 4500 | No | - | - | Yes | 3000 | 8400 | No | - | - | No | - | - | - | - | - | No | - | - | No | - | - | No | - | - | SUZ-M71VAD-A/PCA-M71KA
RXM85PAVMA / FTXM85PAVMA | 0 | N/A | DAIKIN | 2 | Non Ducted | Single Split System | Wall Hung | Air | Air | Thailand | 2.45 | 6.5 | 8.5 | N/A | 2.9061 | 8.512 | 2.929 | N/A | 2.42 | 9 | Calorimeter Room | 3.5083 | 3.7862 | Yes | - | N/A | 23.74 | 20.308 | N/A | N/A | N/A | N/A | N/A | 3.3984 | 3.6816 | N/A | N/A | 2.2969 | 2.8631 | 2 | 2.5 | Calorimeter Room | Single | R32 | Australia,New Zealand | 136964 | 46121 | 0 | Approved | Reverse Cycle | N/A | No | Class 9 | Yes | N/A | Yes | N/A | N/A | N/A | BRP070A46 | 3.5083 | Available | N/A | N/A | http://www.daikin.com.au/ | http://www.daikin.com.au | Yes | 0 | https://reg.energyrating.gov.au/static/common/images/star_ratings_2014/aircon_rating_2_2.5.png | AAC5881 | Yes | Variable output compressor | Inverter | No | - | 8500 | 2.45 | - | 990 | 4250 | No | - | - | - | 2239.3 | 9154.5 | No | 904.86 | 4577.25 | No | - | - | 9000 | 2.42 | 930 | 4500 | No | - | - | Yes | 3000 | 8400 | No | - | - | No | - | - | - | - | - | No | - | - | No | - | - | No | - | - | SUZ-M71VAD-A/PCA-M71KA Series
RXM85WVMA / FTXM85WVMA | 0 | N/A | DAIKIN | N/A | Non Ducted | Single Split System | Wall Hung | Air | Air | Thailand | 2.35 | N/A | 8.5 | N/A | N/A | N/A | N/A | N/A | 2.66 | 9 | Calorimeter Room | 3.7156 | 3.4818 | N/A | - | N/A | N/A | N/A | N/A | N/A | N/A | N/A | N/A | N/A | N/A | N/A | N/A | N/A | N/A | N/A | N/A | N/A | Single | R32 | Australia,New Zealand | 147735 | 46587 | 0 | Approved | Reverse Cycle | N/A | Yes | Class 9 | Yes | N/A | N/A | N/A | N/A | N/A | N/A | N/A | Available | N/A | N/A | http://www.daikin.com.au/ | http://www.daikin.com.au | N/A | 0 | 0 | AAC6829 | Yes | Variable output compressor | Inverter | No | - | 8500 | 2.35 | - | 850 | 4250 | No | - | - | - | 2147.9 | 9154.5 | Yes | 720 | 4577 | No | - | - | 9000 | 2.66 | 920 | 4500 | No | - | - | Yes | 3180 | 8500 | No | - | - | No | - | - | - | - | - | No | - | - | No | - | - | No | - | - | SUZ-M71VAD-A/PCA-M71KA2
RXM95P2VMA / FTXM95P2VMA | 0 | N/A | DAIKIN | N/A | Non Ducted | Single Split System | Wall Hung | Air | Air | Thailand | 2.75 | N/A | 9.4 | N/A | N/A | N/A | N/A | N/A | 3.07 | 10.3 | Calorimeter Room | 3.4548 | 3.3894 | N/A | - | N/A | N/A | N/A | N/A | N/A | N/A | N/A | N/A | N/A | N/A | N/A | N/A | N/A | N/A | N/A | N/A | N/A | Single | R32 | Australia,New Zealand | 144603 | 46447 | 0 | Approved | Reverse Cycle | N/A | Yes | Class 9 | Yes | N/A | N/A | N/A | N/A | N/A | N/A | N/A | Available | N/A | N/A | http://www.daikin.com.au/ | http://www.daikin.com.au | N/A | 0 | 0 | AAC6540 | Yes | Variable output compressor | Inverter | No | - | 9400 | 2.75 | - | 950 | 4700 | No | - | - | - | 2513.5 | 10123.8 | No | 868.3 | 5061.9 | No | - | - | 10300 | 3.07 | 1100 | 5150 | No | - | - | Yes | 3540 | 8700 | No | - | - | No | - | - | - | - | - | No | - | - | No | - | - | No | - | - | SUZ-M71VAD-A/PEAD-M71JAA
RXM95PAVMA / FTXM95PAVMA | 0 | N/A | DAIKIN | 2.34 | Non Ducted | Single Split System | Wall Hung | Air | Air | Thailand | 2.75 | 7.06 | 9.4 | N/A | 2.5936 | 8.857 | 3.415 | N/A | 3.07 | 10.3 | Calorimeter Room | 3.4548 | 3.3894 | Yes | - | N/A | 23.744 | 20.308 | N/A | N/A | N/A | N/A | N/A | 3.3563 | 3.3151 | N/A | N/A | 2.2125 | 2.1302 | 2 | 2 | Calorimeter Room | Single | R32 | Australia,New Zealand | 136965 | 46121 | 0 | Approved | Reverse Cycle | N/A | No | Class 9 | Yes | N/A | Yes | N/A | N/A | N/A | BRP070A46 | 3.4548 | Available | N/A | N/A | http://www.daikin.com.au/ | http://www.daikin.com.au | Yes | 0 | https://reg.energyrating.gov.au/static/common/images/star_ratings_2014/aircon_rating_2_2.png | AAC5883 | Yes | Variable output compressor | Inverter | No | - | 9400 | 2.75 | - | 950 | 4700 | No | - | - | - | 2513.5 | 10123.8 | No | 868.3 | 5061.9 | No | - | - | 10300 | 3.07 | 1100 | 5150 | No | - | - | Yes | 3540 | 8700 | No | - | - | No | - | - | - | - | - | No | - | - | No | - | - | No | - | - | SUZ-M71VAD-A/PEAD-M71JAA Series
RXM95WVMA / FTXM95WVMA | 0 | N/A | DAIKIN | N/A | Non Ducted | Single Split System | Wall Hung | Air | Air | Thailand | 2.8 | N/A | 9.5 | N/A | N/A | N/A | N/A | N/A | 3.1 | 10.3 | Calorimeter Room | 3.4418 | 3.317 | N/A | - | N/A | N/A | N/A | N/A | N/A | N/A | N/A | N/A | N/A | N/A | N/A | N/A | N/A | N/A | N/A | N/A | N/A | Single | R32 | Australia,New Zealand | 147736 | 46592 | 0 | Approved | Reverse Cycle | N/A | Yes | Class 9 | Yes | N/A | N/A | N/A | N/A | N/A | N/A | N/A | Available | N/A | N/A | http://www.daikin.com.au/ | http://www.daikin.com.au | N/A | 0 | 0 | AAC6836 | Yes | Variable output compressor | Inverter | No | - | 9500 | 2.8 | - | 980 | 4750 | No | - | - | - | 2559.2 | 10231.5 | Yes | 840 | 5116 | No | - | - | 10300 | 3.1 | 1100 | 5150 | No | - | - | Yes | 3540 | 8700 | No | - | - | No | - | - | - | - | - | No | - | - | No | - | - | No | - | - | SUZ-M71VAD-A/PEAD-M71JAAD
RXS25R2V1A / FVXS25R2V1A | 0 | N/A | DAIKIN | 0.31 | Non Ducted | Single Split System | Floor Mounted | Air | Air | Thailand,Japan | 0.59 | 2.15 | 2.46 | 210 | 3.2448 | 3.115 | 0.96 | 600 | 0.63 | 2.9 | Calorimeter Room | 4.1629 | 4.6962 | Yes | - | N/A | 2 | 2 | N/A | N/A | N/A | N/A | N/A | 4.2399 | 4.6948 | N/A | N/A | 3.9798 | 4.8896 | 3.5 | 4.5 | Calorimeter Room | Single | R410A | Australia,New Zealand | 149997 | 46658 | 0 | Approved | Reverse Cycle | 700 | Yes | Class 8 | Yes | N/A | N/A | N/A | N/A | N/A | N/A | 4.2889 | Available | N/A | N/A | http://www.daikin.com.au/ | http://www.daikin.com.au | Yes | 0 | https://reg.energyrating.gov.au/static/common/images/star_ratings_2014/aircon_rating_3.5_4.5.png | AAC7050 | Yes | Variable output compressor | Inverter | No | - | 2460 | 0.59 | - | 240 | 1230 | No | - | - | - | 539.26 | 2649.42 | No | 219.36 | 1324.71 | No | - | - | 2900 | 0.63 | 260 | 1450 | No | - | - | Yes | 960 | 3100 | No | - | - | No | - | - | - | - | - | No | - | - | No | - | - | No | - | - | SUZ-M71VAD-A/PLA-M71EA2-A
RXS25RV1A / FVXS25RV1A | 0 | N/A | DAIKIN | 0.31 | Non Ducted | Single Split System | Floor Mounted | Air | Air | Thailand | 0.59 | 2.15 | 2.46 | 210 | 3.2448 | 3.115 | 0.96 | 600 | 0.63 | 2.9 | Calorimeter Room | 4.1754 | 4.7528 | Yes | - | N/A | 2 | 2 | N/A | N/A | N/A | N/A | N/A | 4.2399 | 4.6948 | N/A | N/A | 3.9798 | 4.8896 | 3.5 | 4.5 | Calorimeter Room | Single | R410A | Australia,New Zealand | 140116 | 46273 | 0 | Approved | Reverse Cycle | 700 | No | Class 8 | Yes | N/A | N/A | N/A | N/A | N/A | N/A | 4.2889 | Available | N/A | N/A | http://www.daikin.com.au/ | http://www.daikin.com.au | Yes | 0 | https://reg.energyrating.gov.au/static/common/images/star_ratings_2014/aircon_rating_3.5_4.5.png | AAC6246 | Yes | Variable output compressor | Inverter | No | - | 2460 | 0.59 | - | 240 | 1230 | No | - | - | - | 539.26 | 2649.42 | No | 219.36 | 1324.71 | No | - | - | 2900 | 0.63 | 260 | 1450 | No | - | - | Yes | 960 | 3100 | No | - | - | No | - | - | - | - | - | No | - | - | No | - | - | No | - | - | SUZ-M71VAD-A/PLA-M71EA-A
RXS35R2V1A / FVXS35R2V1A | 0 | N/A | DAIKIN | 0.9 | Non Ducted | Single Split System | Floor Mounted | Air | Air | Thailand,Japan | 0.91 | 2.6 | 3.5 | 210 | 3.131 | 4.327 | 1.382 | 700 | 1.16 | 4.52 | Calorimeter Room | 3.7992 | 3.8078 | Yes | - | N/A | 2 | 2 | N/A | N/A | N/A | N/A | N/A | 3.8636 | 3.9214 | N/A | N/A | 3.2272 | 3.3427 | 3 | 3 | Calorimeter Room | Single | R410A | Australia,New Zealand | 150000 | 46656 | 0 | Approved | Reverse Cycle | 600 | Yes | Class 8 | Yes | N/A | N/A | N/A | N/A | N/A | N/A | 3.8923 | Available | N/A | N/A | http://www.daikin.com.au/ | http://www.daikin.com.au | Yes | 0 | https://reg.energyrating.gov.au/static/common/images/star_ratings_2014/aircon_rating_3_3.png | AAC7040 | Yes | Variable output compressor | Inverter | No | - | 3500 | 0.91 | - | 350 | 1750 | No | - | - | - | 831.74 | 3769.5 | No | 319.9 | 1884.75 | No | - | - | 4520 | 1.16 | 450 | 2260 | No | - | - | Yes | 1390 | 4320 | No | - | - | No | - | - | - | - | - | No | - | - | No | - | - | No | - | - | SUZ-M71VAD-A/PLA-M71EA-A Series
RXS35RV1A / FVXS35RV1A | 0 | N/A | DAIKIN | 0.9 | Non Ducted | Single Split System | Floor Mounted | Air | Air | Thailand | 0.91 | 2.6 | 3.5 | 210 | 3.131 | 4.327 | 1.382 | 700 | 1.16 | 4.52 | Calorimeter Room | 3.8109 | 3.7865 | Yes | - | N/A | 2 | 2 | N/A | N/A | N/A | N/A | N/A | 3.8636 | 3.9214 | N/A | N/A | 3.2272 | 3.3427 | 3 | 3 | Calorimeter Room | Single | R410A | Australia,New Zealand | 140117 | 46273 | 0 | Approved | Reverse Cycle | 600 | No | Class 8 | Yes | N/A | N/A | N/A | N/A | N/A | N/A | 3.8923 | Available | N/A | N/A | http://www.daikin.com.au/ | http://www.daikin.com.au | Yes | 0 | https://reg.energyrating.gov.au/static/common/images/star_ratings_2014/aircon_rating_3_3.png | AAC6241 | Yes | Variable output compressor | Inverter | No | - | 3500 | 0.91 | - | 350 | 1750 | No | - | - | - | 831.74 | 3769.5 | No | 319.9 | 1884.75 | No | - | - | 4520 | 1.16 | 450 | 2260 | No | - | - | Yes | 1390 | 4320 | No | - | - | No | - | - | - | - | - | No | - | - | No | - | - | No | - | - | SUZ-M71VAD-A/SEZ-M71DA
RXS45R2V1A / FVXS45R2V1A | 0 | N/A | DAIKIN | 1.2 | Non Ducted | Single Split System | Floor Mounted | Air | Air | Thailand,Japan | 1.35 | 3.3 | 4.5 | 210 | 3.3774 | 4.394 | 1.301 | 600 | 1.45 | 5.56 | Calorimeter Room | 3.5766 | 3.8859 | Yes | - | N/A | 2 | 2 | N/A | N/A | N/A | N/A | N/A | 3.3794 | 3.8473 | N/A | N/A | 2.2587 | 3.1946 | 2 | 3 | Calorimeter Room | Single | R410A | Australia,New Zealand | 150001 | 46658 | 0 | Approved | Reverse Cycle | 700 | Yes | Class 9 | Yes | N/A | N/A | N/A | N/A | N/A | N/A | 3.3963 | Available | N/A | N/A | http://www.daikin.com.au/ | http://www.daikin.com.au | Yes | 0 | https://reg.energyrating.gov.au/static/common/images/star_ratings_2014/aircon_rating_2_3.png | AAC7049 | Yes | Variable output compressor | Inverter | No | - | 4500 | 1.35 | - | 500 | 2250 | No | - | - | - | 1233.9 | 4846.5 | No | 457 | 2423.25 | No | - | - | 5560 | 1.45 | 545 | 2780 | No | - | - | Yes | 1310 | 4380 | No | - | - | No | - | - | - | - | - | No | - | - | No | - | - | No | - | - | SUZ-M71VAD-A/SEZ-M71DAL
RXS45RV1A / FVXS45RV1A | 0 | N/A | DAIKIN | 1.2 | Non Ducted | Single Split System | Floor Mounted | Air | Air | Thailand | 1.35 | 3.3 | 4.5 | 210 | 3.3774 | 4.394 | 1.301 | 600 | 1.45 | 5.56 | Calorimeter Room | 3.401 | 3.8034 | Yes | - | N/A | 2 | 2 | N/A | N/A | N/A | N/A | N/A | 3.3794 | 3.8473 | N/A | N/A | 2.2587 | 3.1946 | 2 | 3 | Calorimeter Room | Single | R410A | Australia,New Zealand | 140118 | 46273 | 0 | Approved | Reverse Cycle | 700 | No | Class 9 | Yes | N/A | N/A | N/A | N/A | N/A | N/A | 3.3963 | Available | N/A | N/A | http://www.daikin.com.au/ | http://www.daikin.com.au | Yes | 0 | https://reg.energyrating.gov.au/static/common/images/star_ratings_2014/aircon_rating_2_3.png | AAC6245 | Yes | Variable output compressor | Inverter | No | - | 4500 | 1.35 | - | 500 | 2250 | No | - | - | - | 1233.9 | 4846.5 | No | 457 | 2423.25 | No | - | - | 5560 | 1.45 | 545 | 2780 | No | - | - | Yes | 1310 | 4380 | No | - | - | No | - | - | - | - | - | No | - | - | No | - | - | No | - | -
RXS50R2V1A / FVXS50R2V1A | 0 | N/A | DAIKIN | 0.9 | Non Ducted | Single Split System | Floor Mounted | Air | Air | Thailand,Japan | 1.29 | 4.1 | 5 | 290 | 3.1311 | 5.351 | 1.709 | 770 | 1.44 | 5.8 | Calorimeter Room | 3.7164 | 3.9441 | Yes | - | N/A | 2 | 2 | N/A | N/A | N/A | N/A | N/A | 3.8933 | 4.041 | N/A | N/A | 3.2866 | 3.5819 | 3 | 3.5 | Calorimeter Room | Single | R410A | Australia,New Zealand | 150004 | 46656 | 0 | Approved | Reverse Cycle | 850 | Yes | Class 9 | Yes | N/A | N/A | N/A | N/A | N/A | N/A | 3.9138 | Available | N/A | N/A | http://www.daikin.com.au/ | http://www.daikin.com.au | Yes | 0 | https://reg.energyrating.gov.au/static/common/images/star_ratings_2014/aircon_rating_3_3.5.png | AAC7039 | Yes | Variable output compressor | Inverter | No | - | 5000 | 1.29 | - | 440 | 2500 | No | - | - | - | 1179.06 | 5385 | No | 402.16 | 2692.5 | No | - | - | 5800 | 1.44 | 530 | 2900 | No | - | - | Yes | 1690 | 5400 | No | - | - | No | - | - | - | - | - | No | - | - | No | - | - | No | - | -
RXS50RV1A / FVXS50RV1A | 0 | N/A | DAIKIN | 0.9 | Non Ducted | Single Split System | Floor Mounted | Air | Air | Thailand | 1.29 | 4.1 | 5 | 290 | 3.1311 | 5.351 | 1.709 | 770 | 1.44 | 5.8 | Calorimeter Room | 3.7315 | 3.989 | Yes | - | N/A | 2 | 2 | N/A | N/A | N/A | N/A | N/A | 3.8933 | 4.041 | N/A | N/A | 3.2866 | 3.5819 | 3 | 3.5 | Calorimeter Room | Single | R410A | Australia,New Zealand | 140119 | 46273 | 0 | Approved | Reverse Cycle | 850 | No | Class 9 | Yes | N/A | N/A | N/A | N/A | N/A | N/A | 3.9138 | Available | N/A | N/A | http://www.daikin.com.au/ | http://www.daikin.com.au | Yes | 0 | https://reg.energyrating.gov.au/static/common/images/star_ratings_2014/aircon_rating_3_3.5.png | AAC6242 | Yes | Variable output compressor | Inverter | No | - | 5000 | 1.29 | - | 440 | 2500 | No | - | - | - | 1179.06 | 5385 | No | 402.16 | 2692.5 | No | - | - | 5800 | 1.44 | 530 | 2900 | No | - | - | Yes | 1690 | 5400 | No | - | - | No | - | - | - | - | - | No | - | - | No | - | - | No | - | -
RXS60L2VMA / FVXS60L2VMA | 0 | N/A | DAIKIN | 0.9 | Non Ducted | Single Split System | Floor Mounted | Air | Air | Japan,Thailand | 1.7 | 4.1 | 6 | 290 | 3.1311 | 5.351 | 1.709 | 770 | 2.03 | 7 | Calorimeter Room | 3.3121 | 3.3313 | Yes | - | N/A | 2 | 2 | N/A | N/A | N/A | N/A | N/A | 3.8933 | 4.041 | N/A | N/A | 3.2866 | 3.5819 | 3 | 3.5 | Calorimeter Room | Single | R410A | Australia,New Zealand | 150007 | 46658 | 0 | Approved | Reverse Cycle | 850 | Yes | Class 9 | Yes | N/A | N/A | N/A | N/A | N/A | N/A | 3.9138 | Available | N/A | N/A | http://www.daikin.com.au/ | http://www.daikin.com.au | Yes | 0 | https://reg.energyrating.gov.au/static/common/images/star_ratings_2014/aircon_rating_3_3.5.png | AAC7048 | Yes | Variable output compressor | Inverter | No | - | 6000 | 1.7 | - | 645 | 3000 | No | - | - | - | 1553.8 | 6462 | No | 589.53 | 3231 | No | - | - | 7000 | 2.03 | 800 | 3500 | No | - | - | Yes | 1710 | 5450 | No | - | - | No | - | - | - | - | - | No | - | - | No | - | - | No | - | -
RXS60LAVMA / FVXS60LVMA | 0 | N/A | DAIKIN | 0.9 | Non Ducted | Single Split System | Floor Mounted | Air | Air | Thailand | 1.7 | 4.1 | 6 | 290 | 3.1311 | 5.351 | 1.709 | 770 | 2.03 | 7 | Calorimeter Room | 3.3333 | 3.3675 | Yes | - | N/A | 2 | 2 | N/A | N/A | N/A | N/A | N/A | 3.8933 | 4.041 | N/A | N/A | 3.2866 | 3.5819 | 3 | 3.5 | Calorimeter Room | Single | R410A | Australia,New Zealand | 140120 | 46273 | 0 | Approved | Reverse Cycle | 850 | No | Class 9 | Yes | N/A | N/A | N/A | N/A | N/A | N/A | 3.9138 | Available | N/A | N/A | http://www.daikin.com.au/ | http://www.daikin.com.au | Yes | 0 | https://reg.energyrating.gov.au/static/common/images/star_ratings_2014/aircon_rating_3_3.5.png | AAC6244 | Yes | Variable output compressor | Inverter | No | - | 6000 | 1.7 | - | 645 | 3000 | No | - | - | - | 1553.8 | 6462 | No | 589.53 | 3231 | No | - | - | 7000 | 2.03 | 800 | 3500 | No | - | - | Yes | 1710 | 5450 | No | - | - | No | - | - | - | - | - | No | - | - | No | - | - | No | - | -
RXS71L2VMA / FVXS71L2VMA | 0 | N/A | DAIKIN | N/A | Non Ducted | Single Split System | Floor Mounted | Air | Air | Thailand,Japan | 2.13 | N/A | 7.1 | N/A | N/A | N/A | N/A | N/A | 2.21 | 7.65 | Calorimeter Room | 3.2686 | 3.5404 | N/A | - | N/A | N/A | N/A | N/A | N/A | N/A | N/A | N/A | N/A | N/A | N/A | N/A | N/A | N/A | N/A | N/A | N/A | Single | R410A | Australia,New Zealand | 150008 | 46656 | 0 | Approved | Reverse Cycle | N/A | Yes | Class 9 | Yes | N/A | N/A | N/A | N/A | N/A | N/A | N/A | Available | N/A | N/A | http://www.daikin.com.au/ | http://www.daikin.com.au | N/A | 0 | 0 | AAC7038 | Yes | Variable output compressor | Inverter | No | - | 7100 | 2.13 | - | 760 | 3550 | No | - | - | - | 1946.82 | 7646.7 | No | 694.64 | 3823.35 | No | - | - | 7650 | 2.21 | 925 | 3825 | No | - | - | Yes | 2785 | 7100 | No | - | - | No | - | - | - | - | - | No | - | - | No | - | - | No | - | -
RXS71LAVMA / FVXS71LVMA | 0 | N/A | DAIKIN | N/A | Non Ducted | Single Split System | Floor Mounted | Air | Air | Thailand | 2.13 | N/A | 7.1 | N/A | N/A | N/A | N/A | N/A | 2.21 | 7.65 | Calorimeter Room | 3.2524 | 3.4297 | N/A | - | N/A | N/A | N/A | N/A | N/A | N/A | N/A | N/A | N/A | N/A | N/A | N/A | N/A | N/A | N/A | N/A | N/A | Single | R410A | Australia,New Zealand | 140616 | 46273 | 0 | Approved | Reverse Cycle | N/A | Yes | Class 9 | Yes | N/A | N/A | N/A | N/A | N/A | N/A | N/A | Available | N/A | N/A | http://www.daikin.com.au/ | http://www.daikin.com.au | N/A | 0 | 0 | AAC6243 | Yes | Variable output compressor | Inverter | No | - | 7100 | 2.13 | - | 760 | 3550 | No | - | - | - | 1946.82 | 7646.7 | No | 694.64 | 3823.35 | No | - | - | 7650 | 2.21 | 925 | 3825 | No | - | - | Yes | 2785 | 7100 | No | - | - | No | - | - | - | - | - | No | - | - | No | - | - | No | - | -
RXV20UVMA / FTXV20UVMA | 0 | N/A | DAIKIN | 0.14 | Non Ducted | Single Split System | Wall Hung | Air | Air | Thailand | 0.43 | 2.36 | 2 | N/A | 3.2011 | 3.534 | 1.104 | N/A | 0.59 | 2.7 | Calorimeter Room | 4.7186 | 4.5823 | Yes | - | N/A | 1.2 | 3 | N/A | N/A | N/A | N/A | N/A | 4.7438 | 4.873 | N/A | N/A | 4.9876 | 5.246 | 4.5 | 5 | Calorimeter Room | Single | R32 | Australia,New Zealand | 130473 | 45946 | 0 | Approved | Reverse Cycle | N/A | No | Class 8 | Yes | N/A | Yes | N/A | N/A | N/A | BRP070A43 | 4.7805 | Available | N/A | N/A | http://www.daikin.com.au/ | http://www.daikin.com.au | Yes | 0 | https://reg.energyrating.gov.au/static/common/images/star_ratings_2014/aircon_rating_4.5_5.png | AAC5406 | Yes | Variable output compressor | Inverter | No | - | 2000 | 0.43 | - | 170 | 1000 | No | - | - | - | 393.02 | 2154 | Yes | 130 | 1050 | No | - | - | 2700 | 0.59 | 275 | 1350 | No | - | - | Yes | 960 | 3100 | No | - | - | No | - | - | - | - | - | No | - | - | No | - | - | No | - | -
RXV20W1VMA / FTXV20W1VMA | 0 | N/A | DAIKIN | N/A | Non Ducted | Single Split System | Wall Hung | Air | Air | Thailand | 0.4 | N/A | 2 | N/A | N/A | N/A | N/A | N/A | 0.53 | 2.7 | Calorimeter Room | 4.9852 | 5.056 | N/A | - | N/A | N/A | N/A | N/A | N/A | N/A | N/A | N/A | N/A | N/A | N/A | N/A | N/A | N/A | N/A | N/A | N/A | Single | R32 | Australia,New Zealand | 144530 | 46442 | 0 | Approved | Reverse Cycle | N/A | Yes | Class 8 | Yes | N/A | N/A | N/A | N/A | N/A | N/A | N/A | Available | N/A | N/A | http://www.daikin.com.au/ | http://www.daikin.com.au | N/A | 0 | 0 | AAC6486 | Yes | Variable output compressor | Inverter | No | - | 2000 | 0.4 | - | 170 | 1000 | No | - | - | - | 365.6 | 2154 | Yes | 130 | 1050 | No | - | - | 2700 | 0.53 | 270 | 1350 | No | - | - | Yes | 960 | 3100 | No | - | - | No | - | - | - | - | - | No | - | - | No | - | - | No | - | -
RXV20W2VMA / FTXV20W2VMA | 0 | N/A | DAIKIN | N/A | Non Ducted | Single Split System | Wall Hung | Air | Air | Thailand | 0.4 | N/A | 2 | N/A | N/A | N/A | N/A | N/A | 0.53 | 2.7 | Calorimeter Room | 4.9852 | 5.056 | N/A | - | N/A | N/A | N/A | N/A | N/A | N/A | N/A | N/A | N/A | N/A | N/A | N/A | N/A | N/A | N/A | N/A | N/A | Single | R32 | Australia,New Zealand | 147019 | 46533 | 0 | Approved | Reverse Cycle | N/A | Yes | Class 8 | Yes | N/A | N/A | N/A | N/A | N/A | N/A | N/A | Available | N/A | N/A | http://www.daikin.com.au/ | http://www.daikin.com.au | N/A | 0 | 0 | AAC6747 | Yes | Variable output compressor | Inverter | No | - | 2000 | 0.4 | - | 170 | 1000 | No | - | - | - | 365.6 | 2154 | Yes | 130 | 1050 | No | - | - | 2700 | 0.53 | 270 | 1350 | No | - | - | Yes | 960 | 3100 | No | - | - | No | - | - | - | - | - | No | - | - | No | - | - | No | - | -
RXV20WVMA / FTXV20WVMA | 0 | N/A | DAIKIN | 0.14 | Non Ducted | Single Split System | Wall Hung | Air | Air | Thailand | 0.4 | 2.36 | 2 | N/A | 3.2011 | 3.534 | 1.104 | N/A | 0.53 | 2.7 | Calorimeter Room | 4.9852 | 5.056 | Yes | - | N/A | 1.2 | 3 | N/A | N/A | N/A | N/A | N/A | 4.7438 | 4.873 | N/A | N/A | 4.9876 | 5.246 | 4.5 | 5 | Calorimeter Room | Single | R32 | Australia,New Zealand | 137695 | 46154 | 0 | Approved | Reverse Cycle | N/A | No | Class 8 | Yes | N/A | Yes | N/A | N/A | N/A | BRP070A43 | 4.7805 | Available | N/A | N/A | http://www.daikin.com.au/ | http://www.daikin.com.au | Yes | 0 | https://reg.energyrating.gov.au/static/common/images/star_ratings_2014/aircon_rating_4.5_5.png | AAC5994 | Yes | Variable output compressor | Inverter | No | - | 2000 | 0.4 | - | 170 | 1000 | No | - | - | - | 365.6 | 2154 | Yes | 130 | 1050 | No | - | - | 2700 | 0.53 | 270 | 1350 | No | - | - | Yes | 960 | 3100 | No | - | - | No | - | - | - | - | - | No | - | - | No | - | - | No | - | -
RXV25UVMA / FTXV25UVMA | 0 | N/A | DAIKIN | 0.14 | Non Ducted | Single Split System | Wall Hung | Air | Air | Thailand | 0.52 | 2.36 | 2.5 | N/A | 3.2011 | 3.534 | 1.104 | N/A | 0.65 | 3.2 | Calorimeter Room | 4.7805 | 4.9501 | Yes | - | N/A | 1.2 | 3 | N/A | N/A | N/A | N/A | N/A | 4.7438 | 4.873 | N/A | N/A | 4.9876 | 5.246 | 4.5 | 5 | Calorimeter Room | Single | R32 | Australia,New Zealand | 130476 | 45946 | 0 | Approved | Reverse Cycle | N/A | No | Class 8 | Yes | N/A | Yes | N/A | N/A | N/A | BRP070A43 | 4.7805 | Available | N/A | N/A | http://www.daikin.com.au/ | http://www.daikin.com.au | Yes | 0 | https://reg.energyrating.gov.au/static/common/images/star_ratings_2014/aircon_rating_4.5_5.png | AAC5410 | Yes | Variable output compressor | Inverter | No | - | 2500 | 0.52 | - | 210 | 1250 | No | - | - | - | 475.28 | 2692.5 | Yes | 155 | 1350 | No | - | - | 3200 | 0.65 | 295 | 1600 | No | - | - | Yes | 1100 | 3600 | No | - | - | No | - | - | - | - | - | No | - | - | No | - | - | No | - | -
RXV25W1VMA / FTXV25W1VMA | 0 | N/A | DAIKIN | N/A | Non Ducted | Single Split System | Wall Hung | Air | Air | Thailand | 0.49 | N/A | 2.5 | N/A | N/A | N/A | N/A | N/A | 0.64 | 3.2 | Calorimeter Room | 5.0283 | 4.9441 | N/A | - | N/A | N/A | N/A | N/A | N/A | N/A | N/A | N/A | N/A | N/A | N/A | N/A | N/A | N/A | N/A | N/A | N/A | Single | R32 | Australia,New Zealand | 144531 | 46445 | 0 | Approved | Reverse Cycle | N/A | Yes | Class 8 | Yes | N/A | N/A | N/A | N/A | N/A | N/A | N/A | Available | N/A | N/A | http://www.daikin.com.au/ | http://www.daikin.com.au | N/A | 0 | 0 | AAC6515 | Yes | Variable output compressor | Inverter | No | - | 2500 | 0.49 | - | 210 | 1250 | Yes | 160 | 800 | - | 447.86 | 2692.5 | Yes | 155 | 1350 | - | 110 | 960 | 3200 | 0.64 | 290 | 1600 | No | - | - | Yes | 1100 | 3600 | No | - | - | No | - | - | - | - | - | No | - | - | No | - | - | No | - | -
RXV25W2VMA / FTXV25W2VMA | 0 | N/A | DAIKIN | N/A | Non Ducted | Single Split System | Wall Hung | Air | Air | Thailand | 0.49 | N/A | 2.5 | N/A | N/A | N/A | N/A | N/A | 0.64 | 3.2 | Calorimeter Room | 5.0283 | 4.9441 | N/A | - | N/A | N/A | N/A | N/A | N/A | N/A | N/A | N/A | N/A | N/A | N/A | N/A | N/A | N/A | N/A | N/A | N/A | Single | R32 | Australia,New Zealand | 147024 | 46532 | 0 | Approved | Reverse Cycle | N/A | Yes | Class 8 | Yes | N/A | N/A | N/A | N/A | N/A | N/A | N/A | Available | N/A | N/A | http://www.daikin.com.au/ | http://www.daikin.com.au | N/A | 0 | 0 | AAC6730 | Yes | Variable output compressor | Inverter | No | - | 2500 | 0.49 | - | 210 | 1250 | Yes | 160 | 800 | - | 447.86 | 2692.5 | Yes | 155 | 1350 | - | 110 | 960 | 3200 | 0.64 | 290 | 1600 | No | - | - | Yes | 1100 | 3600 | No | - | - | No | - | - | - | - | - | No | - | - | No | - | - | No | - | -
RXV25WVMA / FTXV25WVMA | 0 | N/A | DAIKIN | 0.14 | Non Ducted | Single Split System | Wall Hung | Air | Air | Thailand | 0.49 | 2.36 | 2.5 | N/A | 3.2011 | 3.534 | 1.104 | N/A | 0.64 | 3.2 | Calorimeter Room | 5.0283 | 4.9441 | Yes | - | N/A | 1.2 | 3 | N/A | N/A | N/A | N/A | N/A | 4.7438 | 4.873 | N/A | N/A | 4.9876 | 5.246 | 4.5 | 5 | Calorimeter Room | Single | R32 | Australia,New Zealand | 137696 | 46154 | 0 | Approved | Reverse Cycle | N/A | No | Class 8 | Yes | N/A | Yes | N/A | N/A | N/A | BRP070A43 | 4.7805 | Available | N/A | N/A | http://www.daikin.com.au/ | http://www.daikin.com.au | Yes | 0 | https://reg.energyrating.gov.au/static/common/images/star_ratings_2014/aircon_rating_4.5_5.png | AAC5990 | Yes | Variable output compressor | Inverter | No | - | 2500 | 0.49 | - | 210 | 1250 | Yes | 160 | 800 | - | 447.86 | 2692.5 | Yes | 155 | 1350 | - | 110 | 960 | 3200 | 0.64 | 290 | 1600 | No | - | - | Yes | 1100 | 3600 | No | - | - | No | - | - | - | - | - | No | - | - | No | - | - | No | - | -
RXV35UVMA / FTXV35UVMA | 0 | N/A | DAIKIN | 0.14 | Non Ducted | Single Split System | Wall Hung | Air | Air | Thailand | 0.88 | 2.36 | 3.5 | N/A | 3.2011 | 3.534 | 1.104 | N/A | 0.79 | 3.7 | Calorimeter Room | 4.0057 | 4.6846 | Yes | - | N/A | 1.2 | 3 | N/A | N/A | N/A | N/A | N/A | 4.7438 | 4.873 | N/A | N/A | 4.9876 | 5.246 | 4.5 | 5 | Calorimeter Room | Single | R32 | Australia,New Zealand | 130477 | 45946 | 0 | Approved | Reverse Cycle | N/A | No | Class 8 | Yes | N/A | Yes | N/A | N/A | N/A | BRP070A43 | 4.7805 | Available | N/A | N/A | http://www.daikin.com.au/ | http://www.daikin.com.au | Yes | 0 | https://reg.energyrating.gov.au/static/common/images/star_ratings_2014/aircon_rating_4.5_5.png | AAC5407 | Yes | Variable output compressor | Inverter | No | - | 3500 | 0.88 | - | 310 | 1750 | Yes | 160 | 800 | - | 804.32 | 3769.5 | Yes | 240 | 1800 | - | 110 | 960 | 3700 | 0.79 | 375 | 1850 | No | - | - | Yes | 1130 | 3700 | No | - | - | No | - | - | - | - | - | No | - | - | No | - | - | No | - | -
RXV35W1VMA / FTXV35W1VMA | 0 | N/A | DAIKIN | N/A | Non Ducted | Single Split System | Wall Hung | Air | Air | Thailand | 0.81 | N/A | 3.5 | N/A | N/A | N/A | N/A | N/A | 0.77 | 3.7 | Calorimeter Room | 4.2276 | 4.7798 | N/A | - | N/A | N/A | N/A | N/A | N/A | N/A | N/A | N/A | N/A | N/A | N/A | N/A | N/A | N/A | N/A | N/A | N/A | Single | R32 | Australia,New Zealand | 144532 | 46442 | 0 | Approved | Reverse Cycle | N/A | Yes | Class 8 | Yes | N/A | N/A | N/A | N/A | N/A | N/A | N/A | Available | N/A | N/A | http://www.daikin.com.au/ | http://www.daikin.com.au | N/A | 0 | 0 | AAC6487 | Yes | Variable output compressor | Inverter | No | - | 3500 | 0.81 | - | 310 | 1750 | Yes | 160 | 800 | - | 740.34 | 3769.5 | Yes | 240 | 1800 | - | 110 | 960 | 3700 | 0.77 | 370 | 1850 | No | - | - | Yes | 1130 | 3700 | No | - | - | No | - | - | - | - | - | No | - | - | No | - | - | No | - | -
RXV35W2VMA / FTXV35W2VMA | 0 | N/A | DAIKIN | N/A | Non Ducted | Single Split System | Wall Hung | Air | Air | Thailand | 0.81 | N/A | 3.5 | N/A | N/A | N/A | N/A | N/A | 0.77 | 3.7 | Calorimeter Room | 4.2276 | 4.7798 | N/A | - | N/A | N/A | N/A | N/A | N/A | N/A | N/A | N/A | N/A | N/A | N/A | N/A | N/A | N/A | N/A | N/A | N/A | Single | R32 | Australia,New Zealand | 147025 | 46533 | 0 | Approved | Reverse Cycle | N/A | Yes | Class 8 | Yes | N/A | N/A | N/A | N/A | N/A | N/A | N/A | Available | N/A | N/A | http://www.daikin.com.au/ | http://www.daikin.com.au | N/A | 0 | 0 | AAC6748 | Yes | Variable output compressor | Inverter | No | - | 3500 | 0.81 | - | 310 | 1750 | Yes | 160 | 800 | - | 740.34 | 3769.5 | Yes | 240 | 1800 | - | 110 | 960 | 3700 | 0.77 | 370 | 1850 | No | - | - | Yes | 1130 | 3700 | No | - | - | No | - | - | - | - | - | No | - | - | No | - | - | No | - | -
RXV35WVMA / FTXV35WVMA | 0 | N/A | DAIKIN | 0.14 | Non Ducted | Single Split System | Wall Hung | Air | Air | Thailand | 0.81 | 2.36 | 3.5 | N/A | 3.2011 | 3.534 | 1.104 | N/A | 0.77 | 3.7 | Calorimeter Room | 4.2276 | 4.7798 | Yes | - | N/A | 1.2 | 3 | N/A | N/A | N/A | N/A | N/A | 4.7438 | 4.873 | N/A | N/A | 4.9876 | 5.246 | 4.5 | 5 | Calorimeter Room | Single | R32 | Australia,New Zealand | 137697 | 46154 | 0 | Approved | Reverse Cycle | N/A | No | Class 8 | Yes | N/A | Yes | N/A | N/A | N/A | BRP070A43 | 4.7805 | Available | N/A | N/A | http://www.daikin.com.au/ | http://www.daikin.com.au | Yes | 0 | https://reg.energyrating.gov.au/static/common/images/star_ratings_2014/aircon_rating_4.5_5.png | AAC5995 | Yes | Variable output compressor | Inverter | No | - | 3500 | 0.81 | - | 310 | 1750 | Yes | 160 | 800 | - | 740.34 | 3769.5 | Yes | 240 | 1800 | - | 110 | 960 | 3700 | 0.77 | 370 | 1850 | No | - | - | Yes | 1130 | 3700 | No | - | - | No | - | - | - | - | - | No | - | - | No | - | - | No | - | -
RXV46UVMA / FTXV46UVMA | 0 | N/A | DAIKIN | 0.14 | Non Ducted | Single Split System | Wall Hung | Air | Air | Thailand | 1.22 | 2.36 | 4.6 | N/A | 3.2011 | 3.534 | 1.104 | N/A | 1.18 | 4.7 | Calorimeter Room | 3.772 | 4.0059 | Yes | - | N/A | 1.2 | 3 | N/A | N/A | N/A | N/A | N/A | 4.7438 | 4.873 | N/A | N/A | 4.9876 | 5.246 | 4.5 | 5 | Calorimeter Room | Single | R32 | Australia,New Zealand | 130478 | 45946 | 0 | Approved | Reverse Cycle | N/A | No | Class 9 | Yes | N/A | Yes | N/A | N/A | N/A | BRP070A43 | 4.7805 | Available | N/A | N/A | http://www.daikin.com.au/ | http://www.daikin.com.au | Yes | 0 | https://reg.energyrating.gov.au/static/common/images/star_ratings_2014/aircon_rating_4.5_5.png | AAC5411 | Yes | Variable output compressor | Inverter | No | - | 4600 | 1.22 | - | 440 | 2300 | No | - | - | - | 1115.08 | 4954.2 | Yes | 360 | 2450 | No | - | - | 4700 | 1.18 | 460 | 2350 | No | - | - | Yes | 1630 | 4900 | No | - | - | No | - | - | - | - | - | No | - | - | No | - | - | No | - | -
RXV46W1VMA / FTXV46W1VMA | 0 | N/A | DAIKIN | N/A | Non Ducted | Single Split System | Wall Hung | Air | Air | Thailand | 1.2 | N/A | 4.6 | N/A | N/A | N/A | N/A | N/A | 1.11 | 4.7 | Calorimeter Room | 3.8526 | 4.346 | N/A | - | N/A | N/A | N/A | N/A | N/A | N/A | N/A | N/A | N/A | N/A | N/A | N/A | N/A | N/A | N/A | N/A | N/A | Single | R32 | Australia,New Zealand | 144533 | 46445 | 0 | Approved | Reverse Cycle | N/A | Yes | Class 9 | Yes | N/A | N/A | N/A | N/A | N/A | N/A | N/A | Available | N/A | N/A | http://www.daikin.com.au/ | http://www.daikin.com.au | N/A | 0 | 0 | AAC6516 | Yes | Variable output compressor | Inverter | No | - | 4600 | 1.2 | - | 440 | 2300 | No | - | - | - | 1096.8 | 4954.2 | Yes | 360 | 2450 | No | - | - | 4700 | 1.11 | 450 | 2350 | No | - | - | Yes | 1630 | 4900 | No | - | - | No | - | - | - | - | - | No | - | - | No | - | - | No | - | -
RXV46W2VMA / FTXV46W2VMA | 0 | N/A | DAIKIN | N/A | Non Ducted | Single Split System | Wall Hung | Air | Air | Thailand | 1.2 | N/A | 4.6 | N/A | N/A | N/A | N/A | N/A | 1.11 | 4.7 | Calorimeter Room | 3.8526 | 4.346 | N/A | - | N/A | N/A | N/A | N/A | N/A | N/A | N/A | N/A | N/A | N/A | N/A | N/A | N/A | N/A | N/A | N/A | N/A | Single | R32 | Australia,New Zealand | 147027 | 46536 | 0 | Approved | Reverse Cycle | N/A | Yes | Class 9 | Yes | N/A | N/A | N/A | N/A | N/A | N/A | N/A | Available | N/A | N/A | http://www.daikin.com.au/ | http://www.daikin.com.au | N/A | 0 | 0 | AAC6751 | Yes | Variable output compressor | Inverter | No | - | 4600 | 1.2 | - | 440 | 2300 | No | - | - | - | 1096.8 | 4954.2 | Yes | 360 | 2450 | No | - | - | 4700 | 1.11 | 450 | 2350 | No | - | - | Yes | 1630 | 4900 | No | - | - | No | - | - | - | - | - | No | - | - | No | - | - | No | - | -
RXV46WVMA / FTXV46WVMA | 0 | N/A | DAIKIN | 0.14 | Non Ducted | Single Split System | Wall Hung | Air | Air | Thailand | 1.2 | 2.36 | 4.6 | N/A | 3.2011 | 3.534 | 1.104 | N/A | 1.11 | 4.7 | Calorimeter Room | 3.8526 | 4.346 | Yes | - | N/A | 1.2 | 3 | N/A | N/A | N/A | N/A | N/A | 4.7438 | 4.873 | N/A | N/A | 4.9876 | 5.246 | 4.5 | 5 | Calorimeter Room | Single | R32 | Australia,New Zealand | 137698 | 46154 | 0 | Approved | Reverse Cycle | N/A | No | Class 9 | Yes | N/A | Yes | N/A | N/A | N/A | BRP070A43 | 4.7805 | Available | N/A | N/A | http://www.daikin.com.au/ | http://www.daikin.com.au | Yes | 0 | https://reg.energyrating.gov.au/static/common/images/star_ratings_2014/aircon_rating_4.5_5.png | AAC5991 | Yes | Variable output compressor | Inverter | No | - | 4600 | 1.2 | - | 440 | 2300 | No | - | - | - | 1096.8 | 4954.2 | Yes | 360 | 2450 | No | - | - | 4700 | 1.11 | 450 | 2350 | No | - | - | Yes | 1630 | 4900 | No | - | - | No | - | - | - | - | - | No | - | - | No | - | - | No | - | -
RXV50UVMA / FTXV50UVMA | 0 | N/A | DAIKIN | 0.14 | Non Ducted | Single Split System | Wall Hung | Air | Air | Thailand | 1.28 | 2.36 | 5 | N/A | 3.2011 | 3.534 | 1.104 | N/A | 1.43 | 6 | Calorimeter Room | 3.9127 | 4.2555 | Yes | - | N/A | 1.2 | 3 | N/A | N/A | N/A | N/A | N/A | 4.7438 | 4.873 | N/A | N/A | 4.9876 | 5.246 | 4.5 | 5 | Calorimeter Room | Single | R32 | Australia,New Zealand | 130480 | 45946 | 0 | Approved | Reverse Cycle | N/A | No | Class 9 | Yes | N/A | Yes | N/A | N/A | N/A | BRP070A43 | 4.7805 | Available | N/A | N/A | http://www.daikin.com.au/ | http://www.daikin.com.au | Yes | 0 | https://reg.energyrating.gov.au/static/common/images/star_ratings_2014/aircon_rating_4.5_5.png | AAC5412 | Yes | Variable output compressor | Inverter | No | - | 5000 | 1.28 | - | 410 | 2500 | No | - | - | - | 1169.92 | 5385 | Yes | 320 | 2690 | No | - | - | 6000 | 1.43 | 560 | 3000 | No | - | - | Yes | 1890 | 5800 | No | - | - | No | - | - | - | - | - | No | - | - | No | - | - | No | - | -
RXV50W1VMA / FTXV50W1VMA | 0 | N/A | DAIKIN | N/A | Non Ducted | Single Split System | Wall Hung | Air | Air | Thailand | 1.14 | N/A | 5 | N/A | N/A | N/A | N/A | N/A | 1.3 | 6 | Calorimeter Room | 4.3585 | 4.7894 | N/A | - | N/A | N/A | N/A | N/A | N/A | N/A | N/A | N/A | N/A | N/A | N/A | N/A | N/A | N/A | N/A | N/A | N/A | Single | R32 | Australia,New Zealand | 144534 | 46442 | 0 | Approved | Reverse Cycle | N/A | Yes | Class 9 | Yes | N/A | N/A | N/A | N/A | N/A | N/A | N/A | Available | N/A | N/A | http://www.daikin.com.au/ | http://www.daikin.com.au | N/A | 0 | 0 | AAC6488 | Yes | Variable output compressor | Inverter | No | - | 5000 | 1.14 | - | 410 | 2500 | No | - | - | - | 1041.96 | 5385 | Yes | 320 | 2690 | No | - | - | 6000 | 1.3 | 540 | 3000 | No | - | - | Yes | 1890 | 5800 | No | - | - | No | - | - | - | - | - | No | - | - | No | - | - | No | - | -
RXV50W2VMA / FTXV50W2VMA | 0 | N/A | DAIKIN | N/A | Non Ducted | Single Split System | Wall Hung | Air | Air | Thailand | 1.14 | N/A | 5 | N/A | N/A | N/A | N/A | N/A | 1.3 | 6 | Calorimeter Room | 4.3585 | 4.7894 | N/A | - | N/A | N/A | N/A | N/A | N/A | N/A | N/A | N/A | N/A | N/A | N/A | N/A | N/A | N/A | N/A | N/A | N/A | Single | R32 | Australia,New Zealand | 147028 | 46532 | 0 | Approved | Reverse Cycle | N/A | Yes | Class 9 | Yes | N/A | N/A | N/A | N/A | N/A | N/A | N/A | Available | N/A | N/A | http://www.daikin.com.au/ | http://www.daikin.com.au | N/A | 0 | 0 | AAC6731 | Yes | Variable output compressor | Inverter | No | - | 5000 | 1.14 | - | 410 | 2500 | No | - | - | - | 1041.96 | 5385 | Yes | 320 | 2690 | No | - | - | 6000 | 1.3 | 540 | 3000 | No | - | - | Yes | 1890 | 5800 | No | - | - | No | - | - | - | - | - | No | - | - | No | - | - | No | - | -
RXV50WVMA / FTXV50WVMA | 0 | N/A | DAIKIN | 0.14 | Non Ducted | Single Split System | Wall Hung | Air | Air | Thailand | 1.14 | 2.36 | 5 | N/A | 3.2011 | 3.534 | 1.104 | N/A | 1.3 | 6 | Calorimeter Room | 4.3585 | 4.7894 | Yes | - | N/A | 1.2 | 3 | N/A | N/A | N/A | N/A | N/A | 4.7438 | 4.873 | N/A | N/A | 4.9876 | 5.246 | 4.5 | 5 | Calorimeter Room | Single | R32 | Australia,New Zealand | 137699 | 46154 | 0 | Approved | Reverse Cycle | N/A | No | Class 9 | Yes | N/A | Yes | N/A | N/A | N/A | BRP070A43 | 4.7805 | Available | N/A | N/A | http://www.daikin.com.au/ | http://www.daikin.com.au | Yes | 0 | https://reg.energyrating.gov.au/static/common/images/star_ratings_2014/aircon_rating_4.5_5.png | AAC5996 | Yes | Variable output compressor | Inverter | No | - | 5000 | 1.14 | - | 410 | 2500 | No | - | - | - | 1041.96 | 5385 | Yes | 320 | 2690 | No | - | - | 6000 | 1.3 | 540 | 3000 | No | - | - | Yes | 1890 | 5800 | No | - | - | No | - | - | - | - | - | No | - | - | No | - | - | No | - | -
RXV60UVMA / FTXV60UVMA | 0 | N/A | DAIKIN | 0.14 | Non Ducted | Single Split System | Wall Hung | Air | Air | Thailand | 1.64 | 2.36 | 6 | N/A | 3.2011 | 3.534 | 1.104 | N/A | 1.73 | 7.2 | Calorimeter Room | 3.6767 | 4.2234 | Yes | - | N/A | 1.2 | 3 | N/A | N/A | N/A | N/A | N/A | 4.7438 | 4.873 | N/A | N/A | 4.9876 | 5.246 | 4.5 | 5 | Calorimeter Room | Single | R32 | Australia,New Zealand | 130481 | 45946 | 0 | Approved | Reverse Cycle | N/A | No | Class 9 | Yes | N/A | Yes | N/A | N/A | N/A | BRP070A43 | 4.7805 | Available | N/A | N/A | http://www.daikin.com.au/ | http://www.daikin.com.au | Yes | 0 | https://reg.energyrating.gov.au/static/common/images/star_ratings_2014/aircon_rating_4.5_5.png | AAC5408 | Yes | Variable output compressor | Inverter | No | - | 6000 | 1.64 | - | 475 | 3000 | No | - | - | - | 1498.96 | 6462 | Yes | 430 | 3200 | No | - | - | 7200 | 1.73 | 690 | 3600 | No | - | - | Yes | 2060 | 6500 | No | - | - | No | - | - | - | - | - | No | - | - | No | - | - | No | - | -
RXV60W1VMA / FTXV60W1VMA | 0 | N/A | DAIKIN | N/A | Non Ducted | Single Split System | Wall Hung | Air | Air | Thailand | 1.52 | N/A | 6 | N/A | N/A | N/A | N/A | N/A | 1.63 | 7.2 | Calorimeter Room | 3.9952 | 4.5339 | N/A | - | N/A | N/A | N/A | N/A | N/A | N/A | N/A | N/A | N/A | N/A | N/A | N/A | N/A | N/A | N/A | N/A | N/A | Single | R32 | Australia,New Zealand | 144535 | 46445 | 0 | Approved | Reverse Cycle | N/A | Yes | Class 9 | Yes | N/A | N/A | N/A | N/A | N/A | N/A | N/A | Available | N/A | N/A | http://www.daikin.com.au/ | http://www.daikin.com.au | N/A | 0 | 0 | AAC6517 | Yes | Variable output compressor | Inverter | No | - | 6000 | 1.52 | - | 475 | 3000 | No | - | - | - | 1389.28 | 6462 | Yes | 430 | 3200 | No | - | - | 7200 | 1.63 | 662 | 3600 | No | - | - | Yes | 2060 | 6500 | No | - | - | No | - | - | - | - | - | No | - | - | No | - | - | No | - | -
RXV60W2VMA / FTXV60W2VMA | 0 | N/A | DAIKIN | N/A | Non Ducted | Single Split System | Wall Hung | Air | Air | Thailand | 1.52 | N/A | 6 | N/A | N/A | N/A | N/A | N/A | 1.63 | 7.2 | Calorimeter Room | 3.9952 | 4.5339 | N/A | - | N/A | N/A | N/A | N/A | N/A | N/A | N/A | N/A | N/A | N/A | N/A | N/A | N/A | N/A | N/A | N/A | N/A | Single | R32 | Australia,New Zealand | 147029 | 46536 | 0 | Approved | Reverse Cycle | N/A | Yes | Class 9 | Yes | N/A | N/A | N/A | N/A | N/A | N/A | N/A | Available | N/A | N/A | http://www.daikin.com.au/ | http://www.daikin.com.au | N/A | 0 | 0 | AAC6750 | Yes | Variable output compressor | Inverter | No | - | 6000 | 1.52 | - | 475 | 3000 | No | - | - | - | 1389.28 | 6462 | Yes | 430 | 3200 | No | - | - | 7200 | 1.63 | 662 | 3600 | No | - | - | Yes | 2060 | 6500 | No | - | - | No | - | - | - | - | - | No | - | - | No | - | - | No | - | -
RXV60WVMA / FTXV60WVMA | 0 | N/A | DAIKIN | 0.14 | Non Ducted | Single Split System | Wall Hung | Air | Air | Thailand | 1.52 | 2.36 | 6 | N/A | 3.2011 | 3.534 | 1.104 | N/A | 1.63 | 7.2 | Calorimeter Room | 3.9952 | 4.5339 | Yes | - | N/A | 1.2 | 3 | N/A | N/A | N/A | N/A | N/A | 4.7438 | 4.873 | N/A | N/A | 4.9876 | 5.246 | 4.5 | 5 | Calorimeter Room | Single | R32 | Australia,New Zealand | 137700 | 46154 | 0 | Approved | Reverse Cycle | N/A | No | Class 9 | Yes | N/A | Yes | N/A | N/A | N/A | BRP070A43 | 4.7805 | Available | N/A | N/A | http://www.daikin.com.au/ | http://www.daikin.com.au | Yes | 0 | https://reg.energyrating.gov.au/static/common/images/star_ratings_2014/aircon_rating_4.5_5.png | AAC5992 | Yes | Variable output compressor | Inverter | No | - | 6000 | 1.52 | - | 475 | 3000 | No | - | - | - | 1389.28 | 6462 | Yes | 430 | 3200 | No | - | - | 7200 | 1.63 | 662 | 3600 | No | - | - | Yes | 2060 | 6500 | No | - | - | No | - | - | - | - | - | No | - | - | No | - | - | No | - | -
RXV71UVMA / FTXV71UVMA | 0 | N/A | DAIKIN | 0.14 | Non Ducted | Single Split System | Wall Hung | Air | Air | Thailand | 1.99 | 2.36 | 7.1 | N/A | 3.2011 | 3.534 | 1.104 | N/A | 2.03 | 8 | Calorimeter Room | 3.5851 | 3.9616 | Yes | - | N/A | 1.2 | 3 | N/A | N/A | N/A | N/A | N/A | 4.7438 | 4.873 | N/A | N/A | 4.9876 | 5.246 | 4.5 | 5 | Calorimeter Room | Single | R32 | Australia,New Zealand | 130482 | 45946 | 0 | Approved | Reverse Cycle | N/A | No | Class 9 | Yes | N/A | Yes | N/A | N/A | N/A | BRP070A43 | 4.7805 | Available | N/A | N/A | http://www.daikin.com.au/ | http://www.daikin.com.au | Yes | 0 | https://reg.energyrating.gov.au/static/common/images/star_ratings_2014/aircon_rating_4.5_5.png | AAC5413 | Yes | Variable output compressor | Inverter | No | - | 7100 | 1.99 | - | 690 | 3550 | No | - | - | - | 1818.86 | 7646.7 | Yes | 600 | 4000 | No | - | - | 8000 | 2.03 | 770 | 4000 | No | - | - | Yes | 2690 | 7700 | No | - | - | No | - | - | - | - | - | No | - | - | No | - | - | No | - | -
RXV71W1VMA / FTXV71W1VMA | 0 | N/A | DAIKIN | N/A | Non Ducted | Single Split System | Wall Hung | Air | Air | Thailand | 1.93 | N/A | 7.1 | N/A | N/A | N/A | N/A | N/A | 1.88 | 8 | Calorimeter Room | 3.6542 | 4.3973 | N/A | - | N/A | N/A | N/A | N/A | N/A | N/A | N/A | N/A | N/A | N/A | N/A | N/A | N/A | N/A | N/A | N/A | N/A | Single | R32 | Australia,New Zealand | 144536 | 46469 | 0 | Approved | Reverse Cycle | N/A | Yes | Class 9 | Yes | N/A | N/A | N/A | N/A | N/A | N/A | N/A | Available | N/A | N/A | http://www.daikin.com.au/ | http://www.daikin.com.au | N/A | 0 | 0 | AAC6562 | Yes | Variable output compressor | Inverter | No | - | 7100 | 1.93 | - | 690 | 3550 | No | - | - | - | 1764.02 | 7646.7 | Yes | 600 | 4000 | No | - | - | 8000 | 1.88 | 770 | 4000 | No | - | - | Yes | 2690 | 7700 | No | - | - | No | - | - | - | - | - | No | - | - | No | - | - | No | - | -
RXV71W2VMA / FTXV71W2VMA | 0 | N/A | DAIKIN | N/A | Non Ducted | Single Split System | Wall Hung | Air | Air | Thailand | 1.93 | N/A | 7.1 | N/A | N/A | N/A | N/A | N/A | 1.88 | 8 | Calorimeter Room | 3.6542 | 4.3973 | N/A | - | N/A | N/A | N/A | N/A | N/A | N/A | N/A | N/A | N/A | N/A | N/A | N/A | N/A | N/A | N/A | N/A | N/A | Single | R32 | Australia,New Zealand | 147030 | 46532 | 0 | Approved | Reverse Cycle | N/A | Yes | Class 9 | Yes | N/A | N/A | N/A | N/A | N/A | N/A | N/A | Available | N/A | N/A | http://www.daikin.com.au/ | http://www.daikin.com.au | N/A | 0 | 0 | AAC6732 | Yes | Variable output compressor | Inverter | No | - | 7100 | 1.93 | - | 690 | 3550 | No | - | - | - | 1764.02 | 7646.7 | Yes | 600 | 4000 | No | - | - | 8000 | 1.88 | 770 | 4000 | No | - | - | Yes | 2690 | 7700 | No | - | - | No | - | - | - | - | - | No | - | - | No | - | - | No | - | -
RXV71WVMA / FTXV71WVMA | 0 | N/A | DAIKIN | 0.14 | Non Ducted | Single Split System | Wall Hung | Air | Air | Thailand | 1.93 | 2.36 | 7.1 | N/A | 3.2011 | 3.534 | 1.104 | N/A | 1.88 | 8 | Calorimeter Room | 3.6542 | 4.3973 | Yes | - | N/A | 1.2 | 3 | N/A | N/A | N/A | N/A | N/A | 4.7438 | 4.873 | N/A | N/A | 4.9876 | 5.246 | 4.5 | 5 | Calorimeter Room | Single | R32 | Australia,New Zealand | 137701 | 46154 | 0 | Approved | Reverse Cycle | N/A | No | Class 9 | Yes | N/A | Yes | N/A | N/A | N/A | BRP070A43 | 4.7805 | Available | N/A | N/A | http://www.daikin.com.au/ | http://www.daikin.com.au | Yes | 0 | https://reg.energyrating.gov.au/static/common/images/star_ratings_2014/aircon_rating_4.5_5.png | AAC5997 | Yes | Variable output compressor | Inverter | No | - | 7100 | 1.93 | - | 690 | 3550 | No | - | - | - | 1764.02 | 7646.7 | Yes | 600 | 4000 | No | - | - | 8000 | 1.88 | 770 | 4000 | No | - | - | Yes | 2690 | 7700 | No | - | - | No | - | - | - | - | - | No | - | - | No | - | - | No | - | -
RXV80WVMA / FTXV80WVMA | 0 | N/A | DAIKIN | N/A | Non Ducted | Single Split System | Wall Hung | Air | Air | Thailand | 2.17 | N/A | 8 | N/A | N/A | N/A | N/A | N/A | 2.75 | 9 | Calorimeter Room | 3.94 | 3.4751 | N/A | - | N/A | N/A | N/A | N/A | N/A | N/A | N/A | N/A | N/A | N/A | N/A | N/A | N/A | N/A | N/A | N/A | N/A | Single | R32 | Australia,New Zealand | 147737 | 46587 | 0 | Approved | Reverse Cycle | N/A | Yes | Class 9 | Yes | N/A | N/A | N/A | N/A | N/A | N/A | N/A | Available | N/A | N/A | http://www.daikin.com.au/ | http://www.daikin.com.au | N/A | 0 | 0 | AAC6830 | Yes | Variable output compressor | Inverter | No | - | 8000 | 2.17 | - | 780 | 4000 | No | - | - | - | 1983.38 | 8616 | Yes | 680 | 4308 | No | - | - | 9000 | 2.75 | 960 | 4500 | No | - | - | Yes | 3180 | 8500 | No | - | - | No | - | - | - | - | - | No | - | - | No | - | - | No | - | -
RXV85L2VMA / FTXV85L2VMA | 0 | N/A | DAIKIN | N/A | Non Ducted | Single Split System | Wall Hung | Air | Air | Thailand | 2.49 | N/A | 8.5 | N/A | N/A | N/A | N/A | N/A | 2.41 | 9 | Calorimeter Room | 3.5083 | 3.7862 | N/A | - | N/A | N/A | N/A | N/A | N/A | N/A | N/A | N/A | N/A | N/A | N/A | N/A | N/A | N/A | N/A | N/A | N/A | Single | R32 | Australia,New Zealand | 144604 | 46445 | 0 | Approved | Reverse Cycle | N/A | Yes | Class 9 | Yes | N/A | N/A | N/A | N/A | N/A | N/A | N/A | Available | N/A | N/A | http://www.daikin.com.au/ | http://www.daikin.com.au | N/A | 0 | 0 | AAC6522 | Yes | Variable output compressor | Inverter | No | - | 8500 | 2.49 | - | 1000 | 4250 | No | - | - | - | 2275.86 | 9154.5 | No | 914 | 4577.25 | No | - | - | 9000 | 2.41 | 940 | 4500 | No | - | - | Yes | 3000 | 8400 | No | - | - | No | - | - | - | - | - | No | - | - | No | - | - | No | - | -
RXV85LVMA / FTXV85LVMA | 0 | N/A | DAIKIN | 2.25 | Non Ducted | Single Split System | Wall Hung | Air | Air | Thailand | 2.49 | 6.25 | 8.5 | N/A | 2.9061 | 8.512 | 2.929 | N/A | 2.41 | 9 | Calorimeter Room | 3.5083 | 3.7862 | Yes | - | N/A | 23.744 | 20.308 | N/A | N/A | N/A | N/A | N/A | 3.3984 | 3.6816 | N/A | N/A | 2.2968 | 2.8631 | 2 | 2.5 | Calorimeter Room | Single | R32 | Australia,New Zealand | 136968 | 46120 | 0 | Approved | Reverse Cycle | N/A | No | Class 9 | Yes | N/A | Yes | N/A | N/A | N/A | BRP070A42 | 3.5083 | Available | N/A | N/A | http://www.daikin.com.au/ | http://www.daikin.com.au | Yes | 0 | https://reg.energyrating.gov.au/static/common/images/star_ratings_2014/aircon_rating_2_2.5.png | AAC5878 | Yes | Variable output compressor | Inverter | No | - | 8500 | 2.49 | - | 1000 | 4250 | No | - | - | - | 2275.86 | 9154.5 | No | 914 | 4577.25 | No | - | - | 9000 | 2.41 | 940 | 4500 | No | - | - | Yes | 3000 | 8400 | No | - | - | No | - | - | - | - | - | No | - | - | No | - | - | No | - | -
RXV90WVMA / FTXV90WVMA | 0 | N/A | DAIKIN | N/A | Non Ducted | Single Split System | Wall Hung | Air | Air | Thailand | 2.65 | N/A | 9 | N/A | N/A | N/A | N/A | N/A | 3.15 | 10.3 | Calorimeter Room | 3.6688 | 3.3198 | N/A | - | N/A | N/A | N/A | N/A | N/A | N/A | N/A | N/A | N/A | N/A | N/A | N/A | N/A | N/A | N/A | N/A | N/A | Single | R32 | Australia,New Zealand | 147738 | 46592 | 0 | Approved | Reverse Cycle | N/A | Yes | Class 9 | Yes | N/A | N/A | N/A | N/A | N/A | N/A | N/A | Available | N/A | N/A | http://www.daikin.com.au/ | http://www.daikin.com.au | N/A | 0 | 0 | AAC6835 | Yes | Variable output compressor | Inverter | No | - | 9000 | 2.65 | - | 930 | 4500 | No | - | - | - | 2422.1 | 9693 | Yes | 800 | 4847 | No | - | - | 10300 | 3.15 | 1150 | 5150 | No | - | - | Yes | 3600 | 8700 | No | - | - | No | - | - | - | - | - | No | - | - | No | - | - | No | - | -
RXV95L2VMA / FTXV95L2VMA | 0 | N/A | DAIKIN | N/A | Non Ducted | Single Split System | Wall Hung | Air | Air | Thailand | 2.79 | N/A | 9.4 | N/A | N/A | N/A | N/A | N/A | 3.07 | 10.3 | Calorimeter Room | 3.4548 | 3.3894 | N/A | - | N/A | N/A | N/A | N/A | N/A | N/A | N/A | N/A | N/A | N/A | N/A | N/A | N/A | N/A | N/A | N/A | N/A | Single | R32 | Australia,New Zealand | 144605 | 46447 | 0 | Approved | Reverse Cycle | N/A | Yes | Class 9 | Yes | N/A | N/A | N/A | N/A | N/A | N/A | N/A | Available | N/A | N/A | http://www.daikin.com.au/ | http://www.daikin.com.au | N/A | 0 | 0 | AAC6541 | Yes | Variable output compressor | Inverter | No | - | 9400 | 2.79 | - | 1080 | 4700 | No | - | - | - | 2550.06 | 10123.8 | No | 987.12 | 5061.9 | No | - | - | 10300 | 3.07 | 1120 | 5150 | No | - | - | Yes | 3540 | 8700 | No | - | - | No | - | - | - | - | - | No | - | - | No | - | - | No | - | -
RXV95LVMA / FTXV95LVMA | 0 | N/A | DAIKIN | 2.5 | Non Ducted | Single Split System | Wall Hung | Air | Air | Thailand | 2.79 | 6.9 | 9.4 | N/A | 2.5936 | 8.857 | 3.415 | N/A | 3.07 | 10.3 | Calorimeter Room | 3.4548 | 3.3894 | Yes | - | N/A | 23.774 | 20.308 | N/A | N/A | N/A | N/A | N/A | 3.3561 | 3.3151 | N/A | N/A | 2.2123 | 2.1302 | 2 | 2 | Calorimeter Room | Single | R32 | Australia,New Zealand | 136969 | 46121 | 0 | Approved | Reverse Cycle | N/A | No | Class 9 | Yes | N/A | Yes | N/A | N/A | N/A | BRP070A42 | 3.4548 | Available | N/A | N/A | http://www.daikin.com.au/ | http://www.daikin.com.au | Yes | 0 | https://reg.energyrating.gov.au/static/common/images/star_ratings_2014/aircon_rating_2_2.png | AAC5885 | Yes | Variable output compressor | Inverter | No | - | 9400 | 2.79 | - | 1080 | 4700 | No | - | - | - | 2550.06 | 10123.8 | No | 987.12 | 5061.9 | No | - | - | 10300 | 3.07 | 1120 | 5150 | No | - | - | Yes | 3540 | 8700 | No | - | - | No | - | - | - | - | - | No | - | - | No | - | - | No | - | -
RXYMQ3A2V4A | 0 | N/A | DAIKIN | N/A | Non Ducted | vrf | N/A | Air | Air | Thailand | 2.522 | N/A | 9 | N/A | N/A | N/A | N/A | N/A | 2.354 | 10 | Enthalpy Test Room | 3.491 | 4.0538 | N/A | - | N/A | N/A | N/A | N/A | N/A | N/A | N/A | N/A | N/A | N/A | N/A | N/A | N/A | N/A | N/A | N/A | N/A | Single | R410A | Australia,New Zealand | 144624 | 46445 | 0 | Approved | Reverse Cycle | N/A | Yes | Class 19 | Yes | N/A | N/A | N/A | N/A | N/A | N/A | N/A | Available | N/A | N/A | http://www.daikin.com.au/ | http://www.daikin.com.au | N/A | 0 | 0 | AAC6520 | Yes | Variable output compressor | Inverter | No | - | 9000 | 2.522 | - | 790 | 4500 | No | - | - | - | 2305.108 | 9693 | No | 722.06 | 4846.5 | No | - | - | 10000 | 2.354 | 843 | 5000 | No | - | - | Yes | 2884 | 10000 | No | - | - | No | - | - | - | - | - | No | - | - | No | - | - | No | - | -
RXYMQ4A2V4A | 0 | N/A | DAIKIN | N/A | Non Ducted | vrf | N/A | Air | Air | Thailand | 3.04 | N/A | 11.2 | N/A | N/A | N/A | N/A | N/A | 2.75 | 12.5 | Enthalpy Test Room | 3.5685 | 4.3481 | N/A | - | N/A | N/A | N/A | N/A | N/A | N/A | N/A | N/A | N/A | N/A | N/A | N/A | N/A | N/A | N/A | N/A | N/A | Single | R410A | Australia,New Zealand | 144625 | 46446 | 0 | Approved | Reverse Cycle | N/A | Yes | Class 20 | Yes | N/A | N/A | N/A | N/A | N/A | N/A | N/A | Available | N/A | N/A | http://www.daikin.com.au/ | http://www.daikin.com.au | N/A | 0 | 0 | AAC6533 | Yes | Variable output compressor | Inverter | No | - | 11200 | 3.04 | - | 979 | 5600 | No | - | - | - | 2778.56 | 12062.4 | No | 894.806 | 6031.2 | No | - | - | 12500 | 2.75 | 1106 | 6250 | No | - | - | Yes | 2695 | 10400 | No | - | - | No | - | - | - | - | - | No | - | - | No | - | - | No | - | -
RXYMQ5B2VM | 0 | N/A | DAIKIN | N/A | Non Ducted | vrf | N/A | Air | Air | Thailand | 3.97 | N/A | 14 | N/A | N/A | N/A | N/A | N/A | 3.18 | 14 | Enthalpy Test Room | 3.3647 | 4.6928 | N/A | - | N/A | N/A | N/A | N/A | N/A | N/A | N/A | N/A | N/A | N/A | N/A | N/A | N/A | N/A | N/A | N/A | N/A | Single | R410A | Australia,New Zealand | 144626 | 46445 | 0 | Approved | Reverse Cycle | N/A | Yes | Class 20 | Yes | N/A | N/A | N/A | N/A | N/A | N/A | N/A | Available | N/A | N/A | http://www.daikin.com.au/ | http://www.daikin.com.au | N/A | 0 | 0 | AAC6519 | Yes | Variable output compressor | Inverter | No | - | 14000 | 3.97 | - | 1270 | 7000 | No | - | - | - | 3628.58 | 15078 | No | 1160.78 | 7539 | No | - | - | 14000 | 3.18 | 1490 | 7000 | No | - | - | Yes | 4970 | 14000 | No | - | - | No | - | - | - | - | - | No | - | - | No | - | - | No | - | -
RXYMQ5BVM | 0 | N/A | DAIKIN | N/A | Non Ducted | vrf | N/A | Air | Air | Thailand | 3.97 | N/A | 14 | N/A | N/A | N/A | N/A | N/A | 3.18 | 14 | Enthalpy Test Room | 3.3647 | 4.6928 | N/A | - | N/A | N/A | N/A | N/A | N/A | N/A | N/A | N/A | N/A | N/A | N/A | N/A | N/A | N/A | N/A | N/A | N/A | Single | R410A | Australia,New Zealand | 133706 | 45974 | 0 | Approved | Reverse Cycle | N/A | Yes | Class 20 | Yes | N/A | N/A | N/A | N/A | N/A | N/A | N/A | Available | N/A | N/A | http://www.daikin.com.au/ | http://www.daikin.com.au | N/A | 0 | 0 | AAC5487 | Yes | Variable output compressor | Inverter | No | - | 14000 | 3.97 | - | 1270 | 7000 | No | - | - | - | 3628.58 | 15078 | No | 1160.78 | 7539 | No | - | - | 14000 | 3.18 | 1490 | 7000 | No | - | - | Yes | 4970 | 14000 | No | - | - | No | - | - | - | - | - | No | - | - | No | - | - | No | - | -
RXYMQ6B2VM | 0 | N/A | DAIKIN | N/A | Non Ducted | vrf | N/A | Air | Air | Thailand | 4.68 | N/A | 16 | N/A | N/A | N/A | N/A | N/A | 3.76 | 16 | Enthalpy Test Room | 3.2435 | 4.9257 | N/A | - | N/A | N/A | N/A | N/A | N/A | N/A | N/A | N/A | N/A | N/A | N/A | N/A | N/A | N/A | N/A | N/A | N/A | Single | R410A | Australia,New Zealand | 144627 | 46447 | 0 | Approved | Reverse Cycle | N/A | Yes | Class 20 | Yes | N/A | N/A | N/A | N/A | N/A | N/A | N/A | Available | N/A | N/A | http://www.daikin.com.au/ | http://www.daikin.com.au | N/A | 0 | 0 | AAC6538 | Yes | Variable output compressor | Inverter | No | - | 16000 | 4.68 | - | 1540 | 8000 | No | - | - | - | 4277.52 | 17232 | No | 1407.56 | 8616 | No | - | - | 16000 | 3.76 | 1720 | 8000 | No | - | - | Yes | 5920 | 16000 | No | - | - | No | - | - | - | - | - | No | - | - | No | - | - | No | - | -
RXYMQ6BVM | 0 | N/A | DAIKIN | N/A | Non Ducted | vrf | N/A | Air | Air | Thailand | 4.68 | N/A | 16 | N/A | N/A | N/A | N/A | N/A | 3.76 | 16 | Enthalpy Test Room | 3.2435 | 4.9257 | N/A | - | N/A | N/A | N/A | N/A | N/A | N/A | N/A | N/A | N/A | N/A | N/A | N/A | N/A | N/A | N/A | N/A | N/A | Single | R410A | Australia,New Zealand | 133709 | 45967 | 0 | Approved | Reverse Cycle | N/A | No | Class 20 | No | N/A | N/A | N/A | N/A | N/A | N/A | N/A | Available | N/A | N/A | http://www.daikin.com.au/ | http://www.daikin.com.au | N/A | 0 | 0 | AAC5464 | Yes | Variable output compressor | Inverter | No | - | 16000 | 4.68 | - | 1540 | 8000 | No | - | - | - | 4277.52 | 17232 | No | 1407.56 | 8616 | No | - | - | 16000 | 3.76 | 1720 | 8000 | No | - | - | Yes | 5920 | 16000 | No | - | - | No | - | - | - | - | - | No | - | - | No | - | - | No | - | -
RXYQ10AYM | 0 | N/A | DAIKIN | 0.45 | Non Ducted | vrf | N/A | Air | Air | Thailand | 7.03 | 14.99 | 28 | N/A | N/A | N/A | N/A | N/A | 7.42 | 31.5 | Enthalpy Test Room | 3.6637 | 4.2604 | Yes | - | N/A | 52 | 59 | N/A | N/A | N/A | N/A | N/A | 4.0379 | 4.3097 | N/A | N/A | N/A | N/A | N/A | N/A | Calorimeter Room | Three | R410A | Australia,New Zealand | 153041 | 46840 | 0 | Approved | Reverse Cycle | N/A | No | Class 20 | No | N/A | Yes | N/A | N/A | N/A | DTA104A61 | 4.2325 | Available | N/A | N/A | http://www.daikin.com.au/ | http://www.daikin.com.au | Yes | 0 | 0 | AAC7382 | Yes | Variable output compressor | Inverter | No | - | 28000 | 7.03 | - | 2602 | 14000 | No | - | - | - | 6425.42 | 30156 | Yes | 2289 | 14000 | No | - | - | 31500 | 7.42 | 4557 | 15750 | No | - | - | Yes | 13755 | 30100 | No | - | - | No | - | - | - | - | - | No | - | - | No | - | - | No | - | -
RXYQ10BYM | 0 | N/A | DAIKIN | N/A | Non Ducted | vrf | N/A | Air | Air | Thailand | 7.086 | N/A | 28 | N/A | N/A | N/A | N/A | N/A | 7.262 | 31.5 | Enthalpy Test Room | 3.7569 | 4.1179 | N/A | - | N/A | N/A | N/A | N/A | N/A | N/A | N/A | N/A | N/A | N/A | N/A | N/A | N/A | N/A | N/A | N/A | N/A | Three | R410A | Australia,New Zealand | 153734 | 46869 | 0 | Approved | Reverse Cycle | N/A | Yes | Class 20 | Yes | N/A | N/A | N/A | N/A | N/A | N/A | N/A | Available | N/A | N/A | http://www.daikin.com.au/ | http://www.daikin.com.au | N/A | 0 | 0 | AAC7452 | Yes | Variable output compressor | Inverter | No | - | 28000 | 7.086 | - | 2599 | 14000 | No | - | - | - | 6476.604 | 30156 | Yes | 2048 | 14000 | No | - | - | 31500 | 7.262 | 3250 | 15750 | No | - | - | Yes | 10629 | 24724 | No | - | - | No | - | - | - | - | - | No | - | - | No | - | - | No | - | -
RXYQ12AYM | 0 | N/A | DAIKIN | 0.45 | Non Ducted | vrf | N/A | Air | Air | Thailand | 8.928 | 14.99 | 33.5 | N/A | N/A | N/A | N/A | N/A | 9.138 | 37.5 | Enthalpy Test Room | 3.6261 | 3.9561 | Yes | - | N/A | 52 | 59 | N/A | N/A | N/A | N/A | N/A | 4.0379 | 4.3097 | N/A | N/A | N/A | N/A | N/A | N/A | Calorimeter Room | Three | R410A | Australia,New Zealand | 153042 | 46841 | 0 | Approved | Reverse Cycle | N/A | No | Class 20 | No | N/A | Yes | N/A | N/A | N/A | DTA104A61 | 4.2325 | Available | N/A | N/A | http://www.daikin.com.au/ | http://www.daikin.com.au | Yes | 0 | 0 | AAC7396 | Yes | Variable output compressor | Inverter | No | No | 33500 | 8.928 | - | 3253 | 16750 | No | - | - | - | 8160.192 | 36079.5 | Yes | 2790 | 16750 | No | - | - | 37500 | 9.138 | 6686 | 18750 | No | - | - | Yes | 14381 | 29413 | No | - | - | No | - | - | - | - | - | No | - | - | No | - | - | No | - | -
RXYQ12BYM | 0 | N/A | DAIKIN | N/A | Non Ducted | vrf | N/A | Air | Air | Thailand | 9.031 | N/A | 33.5 | N/A | N/A | N/A | N/A | N/A | 9.997 | 37.5 | Enthalpy Test Room | 3.4903 | 3.6213 | N/A | - | N/A | N/A | N/A | N/A | N/A | N/A | N/A | N/A | N/A | N/A | N/A | N/A | N/A | N/A | N/A | N/A | N/A | Three | R410A | Australia,New Zealand | 153736 | 46869 | 0 | Approved | Reverse Cycle | N/A | Yes | Class 20 | Yes | N/A | N/A | N/A | N/A | N/A | N/A | N/A | Available | N/A | N/A | http://www.daikin.com.au/ | http://www.daikin.com.au | N/A | 0 | 0 | AAC7450 | Yes | Variable output compressor | Inverter | No | No | 33500 | 9.031 | - | 3249 | 16750 | No | - | - | - | 8254.334 | 36079.5 | Yes | 2525 | 16750 | No | - | - | 37500 | 9.997 | 4020 | 18750 | No | - | - | Yes | 13443 | 26352 | No | - | - | No | - | - | - | - | - | No | - | - | No | - | - | No | - | -
RXYQ14AYM | 0 | N/A | DAIKIN | 0.45 | Non Ducted | vrf | N/A | Air | Air | Thailand | 10.966 | 14.99 | 40 | N/A | N/A | N/A | N/A | N/A | 11.266 | 45 | Enthalpy Test Room | 3.553 | 3.8169 | Yes | - | N/A | 52 | 59 | N/A | N/A | N/A | N/A | N/A | 4.0379 | 4.3097 | N/A | N/A | N/A | N/A | N/A | N/A | Calorimeter Room | Three | R410A | Australia,New Zealand | 153044 | 46841 | 0 | Approved | Reverse Cycle | N/A | No | Class 21 | No | N/A | Yes | N/A | N/A | N/A | DTA104A61 | 4.2325 | Available | N/A | N/A | http://www.daikin.com.au/ | http://www.daikin.com.au | Yes | 0 | 0 | AAC7395 | Yes | Variable output compressor | Inverter | No | No | 40000 | 10.966 | - | 4264 | 20000 | No | - | - | - | 10022.924 | 43080 | Yes | 3467 | 20000 | No | - | - | 45000 | 11.266 | 8363 | 22500 | No | - | - | Yes | 18758 | 35139 | No | - | - | No | - | - | - | - | - | No | - | - | No | - | - | No | - | -
RXYQ14BYM | 0 | N/A | DAIKIN | N/A | Non Ducted | vrf | N/A | Air | Air | Thailand | 11.093 | N/A | 40 | N/A | N/A | N/A | N/A | N/A | 11.388 | 45 | Enthalpy Test Room | 3.396 | 3.7506 | N/A | - | N/A | N/A | N/A | N/A | N/A | N/A | N/A | N/A | N/A | N/A | N/A | N/A | N/A | N/A | N/A | N/A | N/A | Three | R410A | Australia,New Zealand | 153737 | 46872 | 0 | Approved | Reverse Cycle | N/A | Yes | Class 21 | Yes | N/A | N/A | N/A | N/A | N/A | N/A | N/A | Available | N/A | N/A | http://www.daikin.com.au/ | http://www.daikin.com.au | N/A | 0 | 0 | AAC7453 | Yes | Variable output compressor | Inverter | No | No | 40000 | 11.093 | - | 4069 | 20000 | No | - | - | - | 10139.002 | 43080 | Yes | 3103 | 20000 | No | - | - | 45000 | 11.388 | 4950 | 22500 | No | - | - | Yes | 16257 | 29755 | No | - | - | No | - | - | - | - | - | No | - | - | No | - | - | No | - | -
RXYQ16AYM | 0 | N/A | DAIKIN | 0.45 | Non Ducted | vrf | N/A | Air | Air | Thailand | 13.204 | 14.99 | 45 | N/A | N/A | N/A | N/A | N/A | 12.904 | 50 | Enthalpy Test Room | 3.2988 | 3.7147 | Yes | - | N/A | 52 | 59 | N/A | N/A | N/A | N/A | N/A | 4.0379 | 4.3097 | N/A | N/A | N/A | N/A | N/A | N/A | Calorimeter Room | Three | R410A | Australia,New Zealand | 153050 | 46841 | 0 | Approved | Reverse Cycle | N/A | No | Class 21 | No | N/A | Yes | N/A | N/A | N/A | DTA104A61 | 4.2325 | Available | N/A | N/A | http://www.daikin.com.au/ | http://www.daikin.com.au | Yes | 0 | 0 | AAC7394 | Yes | Variable output compressor | Inverter | No | No | 45000 | 13.204 | - | 4859 | 22500 | No | - | - | - | 12068.456 | 48465 | Yes | 4002 | 22500 | No | - | - | 50000 | 12.904 | 8953 | 25000 | No | - | - | Yes | 19383 | 38275 | No | - | - | No | - | - | - | - | - | No | - | - | No | - | - | No | - | -
RXYQ16BYM | 0 | N/A | DAIKIN | N/A | Non Ducted | vrf | N/A | Air | Air | Thailand | 13.741 | N/A | 45 | N/A | N/A | N/A | N/A | N/A | 13.775 | 50 | Enthalpy Test Room | 3.1317 | 3.4671 | N/A | - | N/A | N/A | N/A | N/A | N/A | N/A | N/A | N/A | N/A | N/A | N/A | N/A | N/A | N/A | N/A | N/A | N/A | Three | R410A | Australia,New Zealand | 152267 | 46784 | 0 | Approved | Reverse Cycle | N/A | Yes | Class 21 | Yes | N/A | N/A | N/A | N/A | N/A | N/A | N/A | Available | N/A | N/A | http://www.daikin.com.au/ | http://www.daikin.com.au | N/A | 0 | 0 | AAC7247 | Yes | Variable output compressor | Inverter | No | No | 45000 | 13.741 | - | 4326 | 22500 | No | - | - | - | 12559.274 | 48465 | Yes | 3538 | 22500 | No | - | - | 50000 | 13.775 | 5340 | 25000 | No | - | - | Yes | 18950 | 33159 | No | - | - | No | - | - | - | - | - | No | - | - | No | - | - | No | - | -
RXYQ18AYM | 0 | N/A | DAIKIN | 0.45 | Non Ducted | vrf | N/A | Air | Air | Thailand | 15.642 | 14.99 | 50 | N/A | N/A | N/A | N/A | N/A | 15.242 | 56 | Enthalpy Test Room | 3.0758 | 3.6142 | Yes | - | N/A | 52 | 59 | N/A | N/A | N/A | N/A | N/A | 4.0379 | 4.3097 | N/A | N/A | N/A | N/A | N/A | N/A | Calorimeter Room | Three | R410A | Australia,New Zealand | 153052 | 46841 | 0 | Approved | Reverse Cycle | N/A | No | Class 21 | No | N/A | Yes | N/A | N/A | N/A | DTA104A61 | 4.2325 | Available | N/A | N/A | http://www.daikin.com.au/ | http://www.daikin.com.au | Yes | 0 | 0 | AAC7393 | Yes | Variable output compressor | Inverter | No | No | 50000 | 15.642 | - | 4830 | 25000 | No | - | - | - | 14296.788 | 53850 | Yes | 4155 | 25000 | No | - | - | 56000 | 15.242 | 10085 | 28000 | No | - | - | Yes | 19383 | 42300 | No | - | - | No | - | - | - | - | - | No | - | - | No | - | - | No | - | -
RXYQ18BYM | 0 | N/A | DAIKIN | N/A | Non Ducted | vrf | N/A | Air | Air | Thailand | 14.799 | N/A | 50 | N/A | N/A | N/A | N/A | N/A | 15.213 | 56 | Enthalpy Test Room | 3.3639 | 3.8854 | N/A | - | N/A | N/A | N/A | N/A | N/A | N/A | N/A | N/A | N/A | N/A | N/A | N/A | N/A | N/A | N/A | N/A | N/A | Three | R410A | Australia,New Zealand | 152268 | 46783 | 0 | Approved | Reverse Cycle | N/A | Yes | Class 21 | Yes | N/A | N/A | N/A | N/A | N/A | N/A | N/A | Available | N/A | N/A | http://www.daikin.com.au/ | http://www.daikin.com.au | N/A | 0 | 0 | AAC7242 | Yes | Variable output compressor | Inverter | No | No | 50000 | 14.799 | - | 4730 | 25000 | No | - | - | - | 13526.286 | 53850 | Yes | 3894 | 25000 | No | - | - | 56000 | 15.213 | 5910 | 28000 | No | - | - | Yes | 22050 | 37454 | No | - | - | No | - | - | - | - | - | No | - | - | No | - | - | No | - | -
RXYQ20AYM | 0 | N/A | DAIKIN | 0.45 | Non Ducted | vrf | N/A | Air | Air | Thailand | 18.08 | 14.99 | 56 | N/A | N/A | N/A | N/A | N/A | 18.08 | 63 | Enthalpy Test Room | 3.0314 | 3.5167 | Yes | - | N/A | 52 | 59 | N/A | N/A | N/A | N/A | N/A | 4.0379 | 4.3097 | N/A | N/A | N/A | N/A | N/A | N/A | Calorimeter Room | Three | R410A | Australia,New Zealand | 153053 | 46845 | 0 | Approved | Reverse Cycle | N/A | No | Class 21 | No | N/A | Yes | N/A | N/A | N/A | DTA104A61 | 4.2325 | Available | N/A | N/A | http://www.daikin.com.au/ | http://www.daikin.com.au | Yes | 0 | 0 | AAC7403 | Yes | Variable output compressor | Inverter | No | No | 56000 | 18.08 | - | 5933 | 28000 | No | - | - | - | 16525.12 | 60312 | Yes | 4801 | 28000 | No | - | - | 63000 | 18.08 | 11207 | 31500 | No | - | - | Yes | 24385 | 49186 | No | - | - | No | - | - | - | - | - | No | - | - | No | - | - | No | - | -
RXYQ20BYM | 0 | N/A | DAIKIN | N/A | Non Ducted | vrf | N/A | Air | Air | Thailand | 17.454 | N/A | 56 | N/A | N/A | N/A | N/A | N/A | 17.348 | 63 | Enthalpy Test Room | 3.0971 | 3.6355 | N/A | - | N/A | N/A | N/A | N/A | N/A | N/A | N/A | N/A | N/A | N/A | N/A | N/A | N/A | N/A | N/A | N/A | N/A | Three | R410A | Australia,New Zealand | 153739 | 46872 | 0 | Approved | Reverse Cycle | N/A | Yes | Class 21 | Yes | N/A | N/A | N/A | N/A | N/A | N/A | N/A | Available | N/A | N/A | http://www.daikin.com.au/ | http://www.daikin.com.au | N/A | 0 | 0 | AAC7454 | Yes | Variable output compressor | Inverter | No | No | 56000 | 17.454 | - | 5582 | 28000 | No | - | - | - | 15952.956 | 60312 | Yes | 4408 | 28000 | No | - | - | 63000 | 17.348 | 6790 | 31500 | No | - | - | Yes | 26000 | 41655 | No | - | - | No | - | - | - | - | - | No | - | - | No | - | - | No | - | -
RXYQ22BYM | 0 | N/A | DAIKIN | N/A | Non Ducted | vrf | N/A | Air | Air | Thailand | 19.21 | N/A | 61.5 | N/A | N/A | N/A | N/A | N/A | 19.982 | 69 | Enthalpy Test Room | 3.1684 | 3.2951 | N/A | - | N/A | N/A | N/A | N/A | N/A | N/A | N/A | N/A | N/A | N/A | N/A | N/A | N/A | N/A | N/A | N/A | N/A | Three | R410A | Australia,New Zealand | 152275 | 46784 | 0 | Approved | Reverse Cycle | N/A | Yes | Class 21 | Yes | N/A | N/A | N/A | N/A | N/A | N/A | N/A | Available | N/A | N/A | http://www.daikin.com.au/ | http://www.daikin.com.au | N/A | 0 | 0 | AAC7249 | Yes | Variable output compressor | Inverter | No | No | 61500 | 19.21 | - | 6400 | 30750 | No | - | - | - | 17557.94 | 66235.5 | Yes | 5300 | 30750 | No | - | - | 69000 | 19.982 | 7850 | 34500 | No | - | - | Yes | 26600 | 43738 | No | - | - | No | - | - | - | - | - | No | - | - | No | - | - | No | - | -
RXYQ24BYM | 0 | N/A | DAIKIN | 2740 | Non Ducted | vrf | N/A | Air | Air | Thailand | 22265 | 64260 | 67 | N/A | N/A | N/A | N/A | N/A | 22616 | 75 | Enthalpy Test Room | 2.8998 | 3.1691 | N/A | - | N/A | N/A | N/A | N/A | N/A | N/A | N/A | N/A | N/A | N/A | N/A | N/A | N/A | N/A | N/A | N/A | N/A | Three-phase | R410A | Australia,New Zealand | 152278 | 46784 | 0 | Approved | Reverse Cycle | N/A | Yes | Class 27 | Yes | N/A | N/A | N/A | N/A | N/A | N/A | N/A | Available | N/A | N/A | http://www.daikin.com.au/ | http://www.daikin.com.au | N/A | 0 | 0 | AAC7244 | Yes | Variable output compressor | Inverter | No | No | 67000 | 22265 | - | 7100 | 33500 | No | - | - | - | - | - | Yes | 5900 | 33500 | No | - | - | 75000 | 22616 | 8700 | 37500 | No | - | - | Yes | 29990 | 47530 | No | - | - | No | - | - | - | - | - | No | - | - | No | - | - | No | - | -
RXYQ6AYM | 0 | N/A | DAIKIN | 0.45 | Non Ducted | vrf | N/A | Air | Air | Thailand | 3.481 | 14.99 | 16 | N/A | N/A | N/A | N/A | N/A | 3.842 | 18 | Enthalpy Test Room | 4.2325 | 4.5341 | Yes | - | N/A | 52 | 59 | N/A | N/A | N/A | N/A | N/A | 4.0379 | 4.3097 | N/A | N/A | N/A | N/A | N/A | N/A | Calorimeter Room | Three | R410A | Australia,New Zealand | 153039 | 46839 | 0 | Approved | Reverse Cycle | N/A | No | Class 20 | No | N/A | Yes | N/A | N/A | N/A | DTA104A61 | 4.2325 | Available | N/A | N/A | http://www.daikin.com.au/ | http://www.daikin.com.au | Yes | 0 | 0 | AAC7380 | Yes | Variable output compressor | Inverter | No | - | 16000 | 3.481 | - | 1412 | 8000 | No | - | - | - | 3181.634 | 17232 | Yes | 1157 | 8000 | No | - | - | 18000 | 3.842 | 2130 | 9000 | No | - | - | Yes | 7501 | 17190 | No | - | - | No | - | - | - | - | - | No | - | - | No | - | - | No | - | -
RXYQ8AYM | 0 | N/A | DAIKIN | 0.45 | Non Ducted | vrf | N/A | Air | Air | Thailand | 5.322 | 14.99 | 22.4 | N/A | N/A | N/A | N/A | N/A | 5.822 | 25 | Enthalpy Test Room | 4.1665 | 4.2897 | Yes | - | N/A | 52 | 59 | N/A | N/A | N/A | N/A | N/A | 4.0379 | 4.3097 | N/A | N/A | N/A | N/A | N/A | N/A | Calorimeter Room | Three | R410A | Australia,New Zealand | 153040 | 46841 | 0 | Approved | Reverse Cycle | N/A | No | Class 20 | No | N/A | Yes | N/A | N/A | N/A | DTA104A61 | 4.2325 | Available | N/A | N/A | http://www.daikin.com.au/ | http://www.daikin.com.au | Yes | 0 | 0 | AAC7397 | Yes | Variable output compressor | Inverter | No | - | 22400 | 5.322 | - | 2071 | 11200 | No | - | - | - | 4864.308 | 24124.8 | Yes | 1710 | 11200 | No | - | - | 25000 | 5.822 | 2909 | 12500 | No | - | - | Yes | 9183 | 23900 | No | - | - | No | - | - | - | - | - | No | - | - | No | - | - | No | - | -
RXYQ8BYM | 0 | N/A | DAIKIN | N/A | Non Ducted | vrf | N/A | Air | Air | Thailand | 5.394 | N/A | 22.4 | N/A | N/A | N/A | N/A | N/A | 5.553 | 25 | Enthalpy Test Room | 3.9541 | 4.6537 | N/A | - | N/A | N/A | N/A | N/A | N/A | N/A | N/A | N/A | N/A | N/A | N/A | N/A | N/A | N/A | N/A | N/A | N/A | Three | R410A | Australia,New Zealand | 152263 | 46784 | 0 | Approved | Reverse Cycle | N/A | Yes | Class 20 | Yes | N/A | N/A | N/A | N/A | N/A | N/A | N/A | Available | N/A | N/A | http://www.daikin.com.au/ | http://www.daikin.com.au | N/A | 0 | 0 | AAC7245 | Yes | Variable output compressor | Inverter | No | - | 22400 | 5.394 | - | 1962 | 11200 | No | - | - | - | 4930.116 | 24124.8 | Yes | 1530 | 11200 | No | - | - | 25000 | 5.553 | 2550 | 12500 | No | - | - | Yes | 9400 | 21818 | No | - | - | No | - | - | - | - | - | No | - | - | No | - | - | No | - | -
RZA100C2V1 / FDYAN100AV1 | 0 | N/A | DAIKIN | N/A | Ducted | Single Split System | - | Air | Air | Thailand,Australia | 3.1 | N/A | 10 | N/A | N/A | N/A | N/A | N/A | 3.35 | 12.5 | Enthalpy Test Room | 3.2126 | 3.681 | N/A | - | N/A | N/A | N/A | N/A | N/A | N/A | N/A | N/A | N/A | N/A | N/A | N/A | N/A | N/A | N/A | N/A | N/A | Single | R32 | Australia,New Zealand | 145768 | 46476 | 0 | Approved | Reverse Cycle | N/A | Yes | Class 11 | Yes | N/A | N/A | N/A | N/A | N/A | N/A | N/A | Available | N/A | N/A | http://www.daikin.com.au/ | http://www.daikin.com.au | N/A | 0 | 0 | AAC6570 | Yes | Variable output compressor | Inverter | No | - | 10000 | 3.1 | - | 1150 | 5000 | No | - | - | - | 2833.4 | 10770 | No | 1051.1 | 5385 | No | - | - | 12500 | 3.35 | 1500 | 6250 | No | - | - | Yes | 3300 | 9150 | No | - | - | No | - | - | - | - | - | No | - | - | No | - | - | No | - | -
RZA100C2Y1 / FDYAN100AV1 | 0 | N/A | DAIKIN | N/A | Ducted | Single Split System | - | Air | Air | Thailand,Australia | 3.1 | N/A | 10 | N/A | N/A | N/A | N/A | N/A | 3.35 | 12.5 | Enthalpy Test Room | 3.2126 | 3.681 | N/A | - | N/A | N/A | N/A | N/A | N/A | N/A | N/A | N/A | N/A | N/A | N/A | N/A | N/A | N/A | N/A | N/A | N/A | Three | R32 | Australia,New Zealand | 145774 | 46476 | 0 | Approved | Reverse Cycle | N/A | Yes | Class 11 | Yes | N/A | N/A | N/A | N/A | N/A | N/A | N/A | Available | N/A | N/A | http://www.daikin.com.au/ | http://www.daikin.com.au | N/A | 0 | 0 | AAC6567 | Yes | Variable output compressor | Inverter | No | - | 10000 | 3.1 | - | 1150 | 5000 | No | - | - | - | 2833.4 | 10770 | No | 1051.1 | 5385 | No | - | - | 12500 | 3.35 | 1500 | 6250 | No | - | - | Yes | 3300 | 9150 | No | - | - | No | - | - | - | - | - | No | - | - | No | - | - | No | - | -
RZA100CV1 / FDYAN100AV1 | 0 | N/A | DAIKIN | N/A | Ducted | Single Split System | - | Air | Air | Australia,Thailand | 3.1 | N/A | 10 | N/A | N/A | N/A | N/A | N/A | 3.35 | 12.5 | Enthalpy Test Room | 3.2126 | 3.681 | N/A | - | N/A | N/A | N/A | N/A | N/A | N/A | N/A | N/A | N/A | N/A | N/A | N/A | N/A | N/A | N/A | N/A | N/A | Single | R32 | Australia,New Zealand | 131023 | 45883 | 0 | Approved | Reverse Cycle | N/A | Yes | Class 11 | Yes | N/A | N/A | N/A | N/A | N/A | N/A | N/A | Available | N/A | N/A | http://www.daikin.com.au/ | http://www.daikin.com.au | N/A | 0 | 0 | AAC5157 | Yes | Variable output compressor | Inverter | No | - | 10000 | 3.1 | - | 1150 | 5000 | No | - | - | - | 2833.4 | 10770 | No | 1051.1 | 5385 | No | - | - | 12500 | 3.35 | 1500 | 6250 | No | - | - | Yes | 3300 | 9150 | No | - | - | No | - | - | - | - | - | No | - | - | No | - | - | No | - | -
RZA100CY1 / FDYAN100AV1 | 0 | N/A | DAIKIN | N/A | Ducted | Single Split System | - | Air | Air | Australia,Thailand | 3.1 | N/A | 10 | N/A | N/A | N/A | N/A | N/A | 3.35 | 12.5 | Enthalpy Test Room | 3.2126 | 3.681 | N/A | - | N/A | N/A | N/A | N/A | N/A | N/A | N/A | N/A | N/A | N/A | N/A | N/A | N/A | N/A | N/A | N/A | N/A | Three | R32 | Australia,New Zealand | 132011 | 45902 | 0 | Approved | Reverse Cycle | N/A | Yes | Class 11 | Yes | N/A | N/A | N/A | N/A | N/A | N/A | N/A | Available | N/A | N/A | http://www.daikin.com.au/ | http://www.daikin.com.au | N/A | 0 | 0 | AAC5231 | Yes | Variable output compressor | Inverter | No | - | 10000 | 3.1 | - | 1150 | 5000 | No | - | - | - | 2833.4 | 10770 | No | 1051.1 | 5385 | No | - | - | 12500 | 3.35 | 1500 | 6250 | No | - | - | Yes | 3300 | 9150 | No | - | - | No | - | - | - | - | - | No | - | - | No | - | - | No | - | -
RZA125C2V1 / FDYAN125AV1 | 0 | N/A | DAIKIN | N/A | Ducted | Single Split System | - | Air | Air | Thailand,Australia | 3.94 | N/A | 12.5 | N/A | N/A | N/A | N/A | N/A | 4 | 15 | Enthalpy Test Room | 3.0725 | 3.5938 | N/A | - | N/A | N/A | N/A | N/A | N/A | N/A | N/A | N/A | N/A | N/A | N/A | N/A | N/A | N/A | N/A | N/A | N/A | Single | R32 | Australia,New Zealand | 145769 | 46477 | 0 | Approved | Reverse Cycle | N/A | Yes | Class 11 | Yes | N/A | N/A | N/A | N/A | N/A | N/A | N/A | Available | N/A | N/A | http://www.daikin.com.au/ | http://www.daikin.com.au | N/A | 0 | 0 | AAC6579 | Yes | Variable output compressor | Inverter | No | - | 12500 | 3.94 | - | 1450 | 6250 | No | - | - | - | 3601.16 | 13462.5 | No | 1325.3 | 6731.25 | No | - | - | 15000 | 4 | 1600 | 7500 | No | - | - | Yes | 3700 | 9700 | No | - | - | No | - | - | - | - | - | No | - | - | No | - | - | No | - | -
RZA125C2V1 / FDYUAN125AV1 | 0 | N/A | DAIKIN | N/A | Ducted | Single Split System | - | Air | Air | Australia,Thailand | 3.94 | N/A | 12.5 | N/A | N/A | N/A | N/A | N/A | 4 | 15 | Enthalpy Test Room | 3.0725 | 3.5938 | N/A | - | N/A | N/A | N/A | N/A | N/A | N/A | N/A | N/A | N/A | N/A | N/A | N/A | N/A | N/A | N/A | N/A | N/A | Single | R32 | Australia,New Zealand | 151972 | 46774 | 0 | Approved | Reverse Cycle | N/A | Yes | Class 11 | Yes | N/A | N/A | N/A | N/A | N/A | N/A | N/A | Available | N/A | N/A | http://www.daikin.com.au/ | http://www.daikin.com.au | N/A | 0 | 0 | AAC7237 | Yes | Variable output compressor | Inverter | No | - | 12500 | 3.94 | - | 1450 | 6250 | No | - | - | - | 3601.16 | 13462.5 | No | 1325.3 | 6731.25 | No | - | - | 15000 | 4 | 1600 | 7500 | No | - | - | Yes | 3700 | 9700 | No | - | - | No | - | - | - | - | - | No | - | - | No | - | - | No | - | -
RZA125C2Y1 / FDYAN125AV1 | 0 | N/A | DAIKIN | N/A | Ducted | Single Split System | - | Air | Air | Thailand,Australia | 3.94 | N/A | 12.5 | N/A | N/A | N/A | N/A | N/A | 4 | 15 | Enthalpy Test Room | 3.0725 | 3.5938 | N/A | - | N/A | N/A | N/A | N/A | N/A | N/A | N/A | N/A | N/A | N/A | N/A | N/A | N/A | N/A | N/A | N/A | N/A | Three | R32 | Australia,New Zealand | 145775 | 46477 | 0 | Approved | Reverse Cycle | N/A | Yes | Class 11 | Yes | N/A | N/A | N/A | N/A | N/A | N/A | N/A | Available | N/A | N/A | http://www.daikin.com.au/ | http://www.daikin.com.au | N/A | 0 | 0 | AAC6589 | Yes | Variable output compressor | Inverter | No | - | 12500 | 3.94 | - | 1450 | 6250 | No | - | - | - | 3601.16 | 13462.5 | No | 1325.3 | 6731.25 | No | - | - | 15000 | 4 | 1600 | 7500 | No | - | - | Yes | 3700 | 9700 | No | - | - | No | - | - | - | - | - | No | - | - | No | - | - | No | - | -
RZA125C2Y1 / FDYUAN125AV1 | 0 | N/A | DAIKIN | N/A | Ducted | Single Split System | - | Air | Air | Australia,Thailand | 3.94 | N/A | 12.5 | N/A | N/A | N/A | N/A | N/A | 4 | 15 | Enthalpy Test Room | 3.0725 | 3.5938 | N/A | - | N/A | N/A | N/A | N/A | N/A | N/A | N/A | N/A | N/A | N/A | N/A | N/A | N/A | N/A | N/A | N/A | N/A | Three | R32 | Australia,New Zealand | 151976 | 46774 | 0 | Approved | Reverse Cycle | N/A | Yes | Class 11 | Yes | N/A | N/A | N/A | N/A | N/A | N/A | N/A | Available | N/A | N/A | http://www.daikin.com.au/ | http://www.daikin.com.au | N/A | 0 | 0 | AAC7238 | Yes | Variable output compressor | Inverter | No | - | 12500 | 3.94 | - | 1450 | 6250 | No | - | - | - | 3601.16 | 13462.5 | No | 1325.3 | 6731.25 | No | - | - | 15000 | 4 | 1600 | 7500 | No | - | - | Yes | 3700 | 9700 | No | - | - | No | - | - | - | - | - | No | - | - | No | - | - | No | - | -
RZA125CV1 / FDYAN125AV1 | 0 | N/A | DAIKIN | N/A | Ducted | Single Split System | - | Air | Air | Australia,Thailand | 3.94 | N/A | 12.5 | N/A | N/A | N/A | N/A | N/A | 4 | 15 | Enthalpy Test Room | 3.0725 | 3.5938 | N/A | - | N/A | N/A | N/A | N/A | N/A | N/A | N/A | N/A | N/A | N/A | N/A | N/A | N/A | N/A | N/A | N/A | N/A | Single | R32 | Australia,New Zealand | 131024 | 45888 | 0 | Approved | Reverse Cycle | N/A | Yes | Class 11 | Yes | N/A | N/A | N/A | N/A | N/A | N/A | N/A | Available | N/A | N/A | http://www.daikin.com.au/ | http://www.daikin.com.au | N/A | 0 | 0 | AAC5170 | Yes | Variable output compressor | Inverter | No | - | 12500 | 3.94 | - | 1450 | 6250 | No | - | - | - | 3601.16 | 13462.5 | No | 1325.3 | 6731.25 | No | - | - | 15000 | 4 | 1600 | 7500 | No | - | - | Yes | 3700 | 9700 | No | - | - | No | - | - | - | - | - | No | - | - | No | - | - | No | - | -
RZA125CV1 / FDYUAN125AV1 | 0 | N/A | DAIKIN | N/A | Ducted | Single Split System | - | Air | Air | Australia,Thailand | 3.94 | N/A | 12.5 | N/A | N/A | N/A | N/A | N/A | 4 | 15 | Enthalpy Test Room | 3.0725 | 3.5938 | N/A | - | N/A | N/A | N/A | N/A | N/A | N/A | N/A | N/A | N/A | N/A | N/A | N/A | N/A | N/A | N/A | N/A | N/A | Single | R32 | Australia,New Zealand | 148722 | 46610 | 0 | Approved | Reverse Cycle | N/A | Yes | Class 11 | Yes | N/A | N/A | N/A | N/A | N/A | N/A | N/A | Available | N/A | N/A | http://www.daikin.com.au/ | http://www.daikin.com.au | N/A | 0 | 0 | AAC6865 | Yes | Variable output compressor | Inverter | No | - | 12500 | 3.94 | - | 1450 | 6250 | No | - | - | - | 3601.16 | 13462.5 | No | 1325.3 | 6731.25 | No | - | - | 15000 | 4 | 1600 | 7500 | No | - | - | Yes | 3700 | 9700 | No | - | - | No | - | - | - | - | - | No | - | - | No | - | - | No | - | -
RZA125CY1 / FDYAN125AV1 | 0 | N/A | DAIKIN | N/A | Ducted | Single Split System | - | Air | Air | Australia,Thailand | 3.94 | N/A | 12.5 | N/A | N/A | N/A | N/A | N/A | 4 | 15 | Enthalpy Test Room | 3.0725 | 3.5938 | N/A | - | N/A | N/A | N/A | N/A | N/A | N/A | N/A | N/A | N/A | N/A | N/A | N/A | N/A | N/A | N/A | N/A | N/A | Three | R32 | New Zealand | 132012 | 45902 | 0 | Approved | Reverse Cycle | N/A | Yes | Class 11 | Yes | N/A | N/A | N/A | N/A | N/A | N/A | N/A | Available | N/A | N/A | http://www.daikin.com.au/ | http://www.daikin.com.au | N/A | 0 | 0 | AAC5236 | Yes | Variable output compressor | Inverter | No | - | 12500 | 3.94 | - | 1450 | 6250 | No | - | - | - | 3601.16 | 13462.5 | No | 1325.3 | 6731.25 | No | - | - | 15000 | 4 | 1600 | 7500 | No | - | - | Yes | 3700 | 9700 | No | - | - | No | - | - | - | - | - | No | - | - | No | - | - | No | - | -
RZA125CY1 / FDYUAN125AV1 | 0 | N/A | DAIKIN | N/A | Ducted | Single Split System | - | Air | Air | Australia,Thailand | 3.94 | N/A | 12.5 | N/A | N/A | N/A | N/A | N/A | 4 | 15 | Enthalpy Test Room | 3.0725 | 3.5938 | N/A | - | N/A | N/A | N/A | N/A | N/A | N/A | N/A | N/A | N/A | N/A | N/A | N/A | N/A | N/A | N/A | N/A | N/A | Three | R32 | Australia,New Zealand | 148726 | 46610 | 0 | Approved | Reverse Cycle | N/A | Yes | Class 11 | Yes | N/A | N/A | N/A | N/A | N/A | N/A | N/A | Available | N/A | N/A | http://www.daikin.com.au/ | http://www.daikin.com.au | N/A | 0 | 0 | AAC6863 | Yes | Variable output compressor | Inverter | No | - | 12500 | 3.94 | - | 1450 | 6250 | No | - | - | - | 3601.16 | 13462.5 | No | 1325.3 | 6731.25 | No | - | - | 15000 | 4 | 1600 | 7500 | No | - | - | Yes | 3700 | 9700 | No | - | - | No | - | - | - | - | - | No | - | - | No | - | - | No | - | -
RZA140C2V1 / FDYAN140AV1 | 0 | N/A | DAIKIN | N/A | Ducted | Single Split System | - | Air | Air | Thailand,Australia | 4.3 | N/A | 14 | N/A | N/A | N/A | N/A | N/A | 4.5 | 16.5 | Enthalpy Test Room | 3.261 | 3.6228 | N/A | - | N/A | N/A | N/A | N/A | N/A | N/A | N/A | N/A | N/A | N/A | N/A | N/A | N/A | N/A | N/A | N/A | N/A | Single | R32 | Australia,New Zealand | 145770 | 46476 | 0 | Approved | Reverse Cycle | N/A | Yes | Class 11 | Yes | N/A | N/A | N/A | N/A | N/A | N/A | N/A | Available | N/A | N/A | http://www.daikin.com.au/ | http://www.daikin.com.au | N/A | 0 | 0 | AAC6569 | Yes | Variable output compressor | Inverter | No | - | 14000 | 4.3 | - | 1700 | 7000 | No | - | - | - | 3930.2 | 15078 | No | 1553.8 | 7539 | No | - | - | 16500 | 4.5 | 1950 | 8250 | No | - | - | Yes | 4250 | 12000 | No | - | - | No | - | - | - | - | - | No | - | - | No | - | - | No | - | -
RZA140C2Y1 / FDYAN140AV1 | 0 | N/A | DAIKIN | N/A | Ducted | Single Split System | - | Air | Air | Thailand,Australia | 4.3 | N/A | 14 | N/A | N/A | N/A | N/A | N/A | 4.5 | 16.5 | Enthalpy Test Room | 3.261 | 3.6228 | N/A | - | N/A | N/A | N/A | N/A | N/A | N/A | N/A | N/A | N/A | N/A | N/A | N/A | N/A | N/A | N/A | N/A | N/A | Three | R32 | Australia,New Zealand | 145776 | 46476 | 0 | Approved | Reverse Cycle | N/A | Yes | Class 11 | Yes | N/A | N/A | N/A | N/A | N/A | N/A | N/A | Available | N/A | N/A | http://www.daikin.com.au/ | http://www.daikin.com.au | N/A | 0 | 0 | AAC6566 | Yes | Variable output compressor | Inverter | No | - | 14000 | 4.3 | - | 1700 | 7000 | No | - | - | - | 3930.2 | 15078 | No | 1553.8 | 7539 | No | - | - | 16500 | 4.5 | 1950 | 8250 | No | - | - | Yes | 4250 | 12000 | No | - | - | No | - | - | - | - | - | No | - | - | No | - | - | No | - | -
RZA140CV1 / FDYAN140AV1 | 0 | N/A | DAIKIN | N/A | Ducted | Single Split System | - | Air | Air | Australia,Thailand | 4.3 | N/A | 14 | N/A | N/A | N/A | N/A | N/A | 4.5 | 16.5 | Enthalpy Test Room | 3.261 | 3.6228 | N/A | - | N/A | N/A | N/A | N/A | N/A | N/A | N/A | N/A | N/A | N/A | N/A | N/A | N/A | N/A | N/A | N/A | N/A | Single | R32 | Australia,New Zealand | 131028 | 45888 | 0 | Approved | Reverse Cycle | N/A | Yes | Class 11 | Yes | N/A | N/A | N/A | N/A | N/A | N/A | N/A | Available | N/A | N/A | http://www.daikin.com.au/ | http://www.daikin.com.au | N/A | 0 | 0 | AAC5171 | Yes | Variable output compressor | Inverter | No | - | 14000 | 4.3 | - | 1700 | 7000 | No | - | - | - | 3930.2 | 15078 | No | 1553.8 | 7539 | No | - | - | 16500 | 4.5 | 1950 | 8250 | No | - | - | Yes | 4250 | 12000 | No | - | - | No | - | - | - | - | - | No | - | - | No | - | - | No | - | -
RZA140CY1 / FDYAN140AV1 | 0 | N/A | DAIKIN | N/A | Ducted | Single Split System | - | Air | Air | Australia,Thailand | 4.3 | N/A | 14 | N/A | N/A | N/A | N/A | N/A | 4.5 | 16.5 | Enthalpy Test Room | 3.261 | 3.6228 | N/A | - | N/A | N/A | N/A | N/A | N/A | N/A | N/A | N/A | N/A | N/A | N/A | N/A | N/A | N/A | N/A | N/A | N/A | Three | R32 | Australia,New Zealand | 132013 | 45902 | 0 | Approved | Reverse Cycle | N/A | Yes | Class 11 | Yes | N/A | N/A | N/A | N/A | N/A | N/A | N/A | Available | N/A | N/A | http://www.daikin.com.au/ | http://www.daikin.com.au | N/A | 0 | 0 | AAC5232 | Yes | Variable output compressor | Inverter | No | - | 14000 | 4.3 | - | 1700 | 7000 | No | - | - | - | 3930.2 | 15078 | No | 1553.8 | 7539 | No | - | - | 16500 | 4.5 | 1950 | 8250 | No | - | - | Yes | 4250 | 12000 | No | - | - | No | - | - | - | - | - | No | - | - | No | - | - | No | - | -
RZA160C2V1 / FDYAN160AV1 | 0 | N/A | DAIKIN | N/A | Ducted | Single Split System | - | Air | Air | Thailand,Australia | 4.95 | N/A | 15.5 | N/A | N/A | N/A | N/A | N/A | 4.9 | 18 | Enthalpy Test Room | 3.0873 | 3.4379 | N/A | - | N/A | N/A | N/A | N/A | N/A | N/A | N/A | N/A | N/A | N/A | N/A | N/A | N/A | N/A | N/A | N/A | N/A | Single | R32 | Australia,New Zealand | 145771 | 46477 | 0 | Approved | Reverse Cycle | N/A | Yes | Class 11 | Yes | N/A | N/A | N/A | N/A | N/A | N/A | N/A | Available | N/A | N/A | http://www.daikin.com.au/ | http://www.daikin.com.au | N/A | 0 | 0 | AAC6578 | Yes | Variable output compressor | Inverter | No | - | 15500 | 4.95 | - | 1950 | 7750 | No | - | - | - | 4524.3 | 16693.5 | No | 1782.3 | 8346.75 | No | - | - | 18000 | 4.9 | 2150 | 9000 | No | - | - | Yes | 4050 | 13000 | No | - | - | No | - | - | - | - | - | No | - | - | No | - | - | No | - | -
RZA160C2V1 / FDYUAN160AV1 | 0 | N/A | DAIKIN | N/A | Ducted | Single Split System | - | Air | Air | Australia,Thailand | 4.95 | N/A | 15.5 | N/A | N/A | N/A | N/A | N/A | 4.9 | 18 | Enthalpy Test Room | 3.0873 | 3.4379 | N/A | - | N/A | N/A | N/A | N/A | N/A | N/A | N/A | N/A | N/A | N/A | N/A | N/A | N/A | N/A | N/A | N/A | N/A | Single | R32 | Australia,New Zealand | 151977 | 46771 | 0 | Approved | Reverse Cycle | N/A | Yes | Class 11 | Yes | N/A | N/A | N/A | N/A | N/A | N/A | N/A | Available | N/A | N/A | http://www.daikin.com.au/ | http://www.daikin.com.au | N/A | 0 | 0 | AAC7232 | Yes | Variable output compressor | Inverter | No | - | 15500 | 4.95 | - | 1950 | 7750 | No | - | - | - | 4524.3 | 16693.5 | No | 1782.3 | 8346.75 | No | - | - | 18000 | 4.9 | 2150 | 9000 | No | - | - | Yes | 4050 | 13000 | No | - | - | No | - | - | - | - | - | No | - | - | No | - | - | No | - | -
RZA160C2Y1 / FDYAN160AV1 | 0 | N/A | DAIKIN | N/A | Ducted | Single Split System | - | Air | Air | Thailand,Australia | 4.95 | N/A | 15.5 | N/A | N/A | N/A | N/A | N/A | 4.9 | 18 | Enthalpy Test Room | 3.0873 | 3.4379 | N/A | - | N/A | N/A | N/A | N/A | N/A | N/A | N/A | N/A | N/A | N/A | N/A | N/A | N/A | N/A | N/A | N/A | N/A | Three | R32 | Australia,New Zealand | 145777 | 46477 | 0 | Approved | Reverse Cycle | N/A | Yes | Class 11 | Yes | N/A | N/A | N/A | N/A | N/A | N/A | N/A | Available | N/A | N/A | http://www.daikin.com.au/ | http://www.daikin.com.au | N/A | 0 | 0 | AAC6590 | Yes | Variable output compressor | Inverter | No | - | 15500 | 4.95 | - | 1950 | 7750 | No | - | - | - | 4524.3 | 16693.5 | No | 1782.3 | 8346.75 | No | - | - | 18000 | 4.9 | 2150 | 9000 | No | - | - | Yes | 4050 | 13000 | No | - | - | No | - | - | - | - | - | No | - | - | No | - | - | No | - | -
RZA160C2Y1 / FDYUAN160AV1 | 0 | N/A | DAIKIN | N/A | Ducted | Single Split System | - | Air | Air | Australia,Thailand | 4.95 | N/A | 15.5 | N/A | N/A | N/A | N/A | N/A | 4.9 | 18 | Enthalpy Test Room | 3.0873 | 3.4379 | N/A | - | N/A | N/A | N/A | N/A | N/A | N/A | N/A | N/A | N/A | N/A | N/A | N/A | N/A | N/A | N/A | N/A | N/A | Three | R32 | Australia,New Zealand | 151978 | 46771 | 0 | Approved | Reverse Cycle | N/A | Yes | Class 11 | Yes | N/A | N/A | N/A | N/A | N/A | N/A | N/A | Available | N/A | N/A | http://www.daikin.com.au/ | http://www.daikin.com.au | N/A | 0 | 0 | AAC7233 | Yes | Variable output compressor | Inverter | No | - | 15500 | 4.95 | - | 1950 | 7750 | No | - | - | - | 4524.3 | 16693.5 | No | 1782.3 | 8346.75 | No | - | - | 18000 | 4.9 | 2150 | 9000 | No | - | - | Yes | 4050 | 13000 | No | - | - | No | - | - | - | - | - | No | - | - | No | - | - | No | - | -
RZA160CV1 / FDYAN160AV1 | 0 | N/A | DAIKIN | N/A | Ducted | Single Split System | - | Air | Air | Australia,Thailand | 4.95 | N/A | 15.5 | N/A | N/A | N/A | N/A | N/A | 4.9 | 18 | Enthalpy Test Room | 3.0873 | 3.4379 | N/A | - | N/A | N/A | N/A | N/A | N/A | N/A | N/A | N/A | N/A | N/A | N/A | N/A | N/A | N/A | N/A | N/A | N/A | Single | R32 | Australia,New Zealand | 131029 | 45883 | 0 | Approved | Reverse Cycle | N/A | Yes | Class 11 | Yes | N/A | N/A | N/A | N/A | N/A | N/A | N/A | Available | N/A | N/A | http://www.daikin.com.au/ | http://www.daikin.com.au | N/A | 0 | 0 | AAC5158 | Yes | Variable output compressor | Inverter | No | - | 15500 | 4.95 | - | 1950 | 7750 | No | - | - | - | 4524.3 | 16693.5 | No | 1782.3 | 8346.75 | No | - | - | 18000 | 4.9 | 2150 | 9000 | No | - | - | Yes | 4050 | 13000 | No | - | - | No | - | - | - | - | - | No | - | - | No | - | - | No | - | -
RZA160CV1 / FDYUAN160AV1 | 0 | N/A | DAIKIN | N/A | Ducted | Single Split System | - | Air | Air | Australia,Thailand | 4.95 | N/A | 15.5 | N/A | N/A | N/A | N/A | N/A | 4.9 | 18 | Enthalpy Test Room | 3.0873 | 3.4379 | N/A | - | N/A | N/A | N/A | N/A | N/A | N/A | N/A | N/A | N/A | N/A | N/A | N/A | N/A | N/A | N/A | N/A | N/A | Single | R32 | Australia,New Zealand | 148723 | 46615 | 0 | Approved | Reverse Cycle | N/A | Yes | Class 11 | Yes | N/A | N/A | N/A | N/A | N/A | N/A | N/A | Available | N/A | N/A | http://www.daikin.com.au/ | http://www.daikin.com.au | N/A | 0 | 0 | AAC6876 | Yes | Variable output compressor | Inverter | No | - | 15500 | 4.95 | - | 1950 | 7750 | No | - | - | - | 4524.3 | 16693.5 | No | 1782.3 | 8346.75 | No | - | - | 18000 | 4.9 | 2150 | 9000 | No | - | - | Yes | 4050 | 13000 | No | - | - | No | - | - | - | - | - | No | - | - | No | - | - | No | - | -
RZA160CY1 / FDYAN160AV1 | 0 | N/A | DAIKIN | N/A | Ducted | Single Split System | - | Air | Air | Australia,Thailand | 4.95 | N/A | 15.5 | N/A | N/A | N/A | N/A | N/A | 4.9 | 18 | Enthalpy Test Room | 3.0873 | 3.4379 | N/A | - | N/A | N/A | N/A | N/A | N/A | N/A | N/A | N/A | N/A | N/A | N/A | N/A | N/A | N/A | N/A | N/A | N/A | Three | R32 | Australia,New Zealand | 132014 | 45902 | 0 | Approved | Reverse Cycle | N/A | Yes | Class 11 | Yes | N/A | N/A | N/A | N/A | N/A | N/A | N/A | Available | N/A | N/A | http://www.daikin.com.au/ | http://www.daikin.com.au | N/A | 0 | 0 | AAC5237 | Yes | Variable output compressor | Inverter | No | - | 15500 | 4.95 | - | 1950 | 7750 | No | - | - | - | 4524.3 | 16693.5 | No | 1782.3 | 8346.75 | No | - | - | 18000 | 4.9 | 2150 | 9000 | No | - | - | Yes | 4050 | 13000 | No | - | - | No | - | - | - | - | - | No | - | - | No | - | - | No | - | -
RZA160CY1 / FDYUAN160AV1 | 0 | N/A | DAIKIN | N/A | Ducted | Single Split System | - | Air | Air | Australia,Thailand | 4.95 | N/A | 15.5 | N/A | N/A | N/A | N/A | N/A | 4.9 | 18 | Enthalpy Test Room | 3.0873 | 3.4379 | N/A | - | N/A | N/A | N/A | N/A | N/A | N/A | N/A | N/A | N/A | N/A | N/A | N/A | N/A | N/A | N/A | N/A | N/A | Three | R32 | Australia,New Zealand | 148727 | 46615 | 0 | Approved | Reverse Cycle | N/A | Yes | Class 11 | Yes | N/A | N/A | N/A | N/A | N/A | N/A | N/A | Available | N/A | N/A | http://www.daikin.com.au/ | http://www.daikin.com.au | N/A | 0 | 0 | AAC6877 | Yes | Variable output compressor | Inverter | No | - | 15500 | 4.95 | - | 1950 | 7750 | No | - | - | - | 4524.3 | 16693.5 | No | 1782.3 | 8346.75 | No | - | - | 18000 | 4.9 | 2150 | 9000 | No | - | - | Yes | 4050 | 13000 | No | - | - | No | - | - | - | - | - | No | - | - | No | - | - | No | - | -
RZA50C1V1 / FDYAN50AV1 | 0 | N/A | DAIKIN | N/A | Ducted | Single Split System | - | Air | Air | Thailand,Australia | 1.35 | N/A | 5 | N/A | N/A | N/A | N/A | N/A | 1.62 | 6 | Enthalpy Test Room | 3.6249 | 3.7077 | N/A | - | N/A | N/A | N/A | N/A | N/A | N/A | N/A | N/A | N/A | N/A | N/A | N/A | N/A | N/A | N/A | N/A | N/A | Single | R32 | Australia,New Zealand | 145764 | 46476 | 0 | Approved | Reverse Cycle | N/A | Yes | Class 10 | Yes | N/A | N/A | N/A | N/A | N/A | N/A | N/A | Available | N/A | N/A | http://www.daikin.com.au/ | http://www.daikin.com.au | N/A | 0 | 0 | AAC6577 | Yes | Variable output compressor | Inverter | No | - | 5000 | 1.35 | - | 560 | 2500 | No | - | - | - | 1233.9 | 5385 | No | 511.84 | 2692.5 | No | - | - | 6000 | 1.62 | 610 | 3000 | No | - | - | Yes | 2150 | 5400 | No | - | - | No | - | - | - | - | - | No | - | - | No | - | - | No | - | -
RZA50C2V1 / FDYAN50AV1 | 0 | N/A | DAIKIN | N/A | Ducted | Single Split System | - | Air | Air | Australia,Thailand | 1.35 | N/A | 5 | N/A | N/A | N/A | N/A | N/A | 1.62 | 6 | Enthalpy Test Room | 3.6249 | 3.7077 | N/A | - | N/A | N/A | N/A | N/A | N/A | N/A | N/A | N/A | N/A | N/A | N/A | N/A | N/A | N/A | N/A | N/A | N/A | Single | R32 | Australia,New Zealand | 148998 | 46634 | 0 | Approved | Reverse Cycle | N/A | Yes | Class 10 | Yes | N/A | N/A | N/A | N/A | N/A | N/A | N/A | Available | N/A | N/A | http://www.daikin.com.au/ | http://www.daikin.com.au | N/A | 0 | 0 | AAC6923 | Yes | Variable output compressor | Inverter | No | - | 5000 | 1.35 | - | 560 | 2500 | No | - | - | - | 1233.9 | 5385 | No | 511.84 | 2692.5 | No | - | - | 6000 | 1.62 | 610 | 3000 | No | - | - | Yes | 2150 | 5400 | No | - | - | No | - | - | - | - | - | No | - | - | No | - | - | No | - | -
RZA50CAV1 / FDYAN50AV1 | 0 | N/A | DAIKIN | N/A | Ducted | Single Split System | - | Air | Air | Australia,Thailand | 1.35 | N/A | 5 | N/A | N/A | N/A | N/A | N/A | 1.62 | 6 | Enthalpy Test Room | 3.5909 | 3.71 | N/A | - | N/A | N/A | N/A | N/A | N/A | N/A | N/A | N/A | N/A | N/A | N/A | N/A | N/A | N/A | N/A | N/A | N/A | Single | R32 | Australia,New Zealand | 163016 | 47317 | 0 | Approved | Reverse Cycle | N/A | Yes | Class 10 | Yes | N/A | N/A | N/A | N/A | N/A | N/A | N/A | Available | N/A | N/A | http://www.daikin.com.au/ | http://www.daikin.com.au | N/A | 0 | 0 | AAC8357 | Yes | Variable output compressor | Inverter | No | - | 5000 | 1.35 | - | 560 | 2500 | No | - | - | - | 1233.9 | 5385 | No | 511.84 | 2692.5 | No | - | - | 6000 | 1.62 | 610 | 3000 | No | - | - | Yes | 2150 | 5400 | No | - | - | No | - | - | - | - | - | No | - | - | No | - | - | No | - | -
RZA50CV1 / FDYAN50AV1 | 0 | N/A | DAIKIN | N/A | Ducted | Single Split System | - | Air | Air | Australia,Thailand | 1.35 | N/A | 5 | N/A | N/A | N/A | N/A | N/A | 1.62 | 6 | Enthalpy Test Room | 3.6249 | 3.7077 | N/A | - | N/A | N/A | N/A | N/A | N/A | N/A | N/A | N/A | N/A | N/A | N/A | N/A | N/A | N/A | N/A | N/A | N/A | Single | R32 | Australia,New Zealand | 131019 | 45883 | 0 | Approved | Reverse Cycle | N/A | Yes | Class 10 | Yes | N/A | N/A | N/A | N/A | N/A | N/A | N/A | Available | N/A | N/A | http://www.daikin.com.au/ | http://www.daikin.com.au | N/A | 0 | 0 | AAC5155 | Yes | Variable output compressor | Inverter | No | - | 5000 | 1.35 | - | 560 | 2500 | No | - | - | - | 1233.9 | 5385 | No | 511.84 | 2692.5 | No | - | - | 6000 | 1.62 | 610 | 3000 | No | - | - | Yes | 2150 | 5400 | No | - | - | No | - | - | - | - | - | No | - | - | No | - | - | No | - | -
RZA60C1V1 / FDYAN60AV1 | 0 | N/A | DAIKIN | N/A | Ducted | Single Split System | - | Air | Air | Thailand,Australia | 1.78 | N/A | 6 | N/A | N/A | N/A | N/A | N/A | 1.95 | 7 | Enthalpy Test Room | 3.2407 | 3.4674 | N/A | - | N/A | N/A | N/A | N/A | N/A | N/A | N/A | N/A | N/A | N/A | N/A | N/A | N/A | N/A | N/A | N/A | N/A | Single | R32 | Australia,New Zealand | 145765 | 46477 | 0 | Approved | Reverse Cycle | N/A | Yes | Class 10 | Yes | N/A | N/A | N/A | N/A | N/A | N/A | N/A | Available | N/A | N/A | http://www.daikin.com.au/ | http://www.daikin.com.au | N/A | 0 | 0 | AAC6581 | Yes | Variable output compressor | Inverter | No | - | 6000 | 1.78 | - | 660 | 3000 | No | - | - | - | 1626.92 | 6462 | No | 603.24 | 3231 | No | - | - | 7000 | 1.95 | 720 | 3500 | No | - | - | Yes | 2000 | 5100 | No | - | - | No | - | - | - | - | - | No | - | - | No | - | - | No | - | -
RZA60C2V1 / FDYAN60AV1 | 0 | N/A | DAIKIN | N/A | Ducted | Single Split System | - | Air | Air | Australia,Thailand | 1.78 | N/A | 6 | N/A | N/A | N/A | N/A | N/A | 1.95 | 7 | Enthalpy Test Room | 3.2407 | 3.4674 | N/A | - | N/A | N/A | N/A | N/A | N/A | N/A | N/A | N/A | N/A | N/A | N/A | N/A | N/A | N/A | N/A | N/A | N/A | Single | R32 | Australia,New Zealand | 148999 | 46635 | 0 | Approved | Reverse Cycle | N/A | Yes | Class 10 | Yes | N/A | N/A | N/A | N/A | N/A | N/A | N/A | Available | N/A | N/A | http://www.daikin.com.au/ | http://www.daikin.com.au | N/A | 0 | 0 | AAC6939 | Yes | Variable output compressor | Inverter | No | - | 6000 | 1.78 | - | 660 | 3000 | No | - | - | - | 1626.92 | 6462 | No | 603.24 | 3231 | No | - | - | 7000 | 1.95 | 720 | 3500 | No | - | - | Yes | 2000 | 5100 | No | - | - | No | - | - | - | - | - | No | - | - | No | - | - | No | - | -
RZA60CAV1 / FDYAN60AV1 | 0 | N/A | DAIKIN | N/A | Ducted | Single Split System | - | Air | Air | Australia,Thailand | 1.78 | N/A | 6 | N/A | N/A | N/A | N/A | N/A | 1.95 | 7 | Enthalpy Test Room | 3.277 | 3.5285 | N/A | - | N/A | N/A | N/A | N/A | N/A | N/A | N/A | N/A | N/A | N/A | N/A | N/A | N/A | N/A | N/A | N/A | N/A | Single | R32 | Australia,New Zealand | 163017 | 47317 | 0 | Approved | Reverse Cycle | N/A | Yes | Class 10 | Yes | N/A | N/A | N/A | N/A | N/A | N/A | N/A | Available | N/A | N/A | http://www.daikin.com.au/ | http://www.daikin.com.au | N/A | 0 | 0 | AAC8362 | Yes | Variable output compressor | Inverter | No | - | 6000 | 1.78 | - | 660 | 3000 | No | - | - | - | 1626.92 | 6462 | No | 603.24 | 3231 | No | - | - | 7000 | 1.95 | 720 | 3500 | No | - | - | Yes | 2000 | 5100 | No | - | - | No | - | - | - | - | - | No | - | - | No | - | - | No | - | -
RZA60CV1 / FDYAN60AV1 | 0 | N/A | DAIKIN | N/A | Ducted | Single Split System | - | Air | Air | Australia,Thailand | 1.78 | N/A | 6 | N/A | N/A | N/A | N/A | N/A | 1.95 | 7 | Enthalpy Test Room | 3.2407 | 3.4674 | N/A | - | N/A | N/A | N/A | N/A | N/A | N/A | N/A | N/A | N/A | N/A | N/A | N/A | N/A | N/A | N/A | N/A | N/A | Single | R32 | Australia,New Zealand | 131020 | 45883 | 0 | Approved | Reverse Cycle | N/A | Yes | Class 10 | Yes | N/A | N/A | N/A | N/A | N/A | N/A | N/A | Available | N/A | N/A | http://www.daikin.com.au/ | http://www.daikin.com.au | N/A | 0 | 0 | AAC5162 | Yes | Variable output compressor | Inverter | No | - | 6000 | 1.78 | - | 660 | 3000 | No | - | - | - | 1626.92 | 6462 | No | 603.24 | 3231 | No | - | - | 7000 | 1.95 | 720 | 3500 | No | - | - | Yes | 2000 | 5100 | No | - | - | No | - | - | - | - | - | No | - | - | No | - | - | No | - | -
RZA71C1V1 / FDYAN71AV1 | 0 | N/A | DAIKIN | N/A | Ducted | Single Split System | - | Air | Air | Thailand,Australia | 2.2 | N/A | 7.1 | N/A | N/A | N/A | N/A | N/A | 1.93 | 7.5 | Enthalpy Test Room | 3.2017 | 3.9624 | N/A | - | N/A | N/A | N/A | N/A | N/A | N/A | N/A | N/A | N/A | N/A | N/A | N/A | N/A | N/A | N/A | N/A | N/A | Single | R32 | Australia,New Zealand | 145766 | 46476 | 0 | Approved | Reverse Cycle | N/A | Yes | Class 10 | Yes | N/A | N/A | N/A | N/A | N/A | N/A | N/A | Available | N/A | N/A | http://www.daikin.com.au/ | http://www.daikin.com.au | N/A | 0 | 0 | AAC6571 | Yes | Variable output compressor | Inverter | No | - | 7100 | 2.2 | - | 750 | 3550 | No | - | - | - | 2010.8 | 7646.7 | No | 685.5 | 3823.35 | No | - | - | 7500 | 1.93 | 830 | 3750 | No | - | - | Yes | 2200 | 6300 | No | - | - | No | - | - | - | - | - | No | - | - | No | - | - | No | - | -
RZA71C2V1 / FDYAN71AV1 | 0 | N/A | DAIKIN | N/A | Ducted | Single Split System | - | Air | Air | Australia,Thailand | 2.2 | N/A | 7.1 | N/A | N/A | N/A | N/A | N/A | 1.93 | 7.5 | Enthalpy Test Room | 3.2017 | 3.9624 | N/A | - | N/A | N/A | N/A | N/A | N/A | N/A | N/A | N/A | N/A | N/A | N/A | N/A | N/A | N/A | N/A | N/A | N/A | Single | R32 | Australia,New Zealand | 149000 | 46634 | 0 | Approved | Reverse Cycle | N/A | Yes | Class 10 | Yes | N/A | N/A | N/A | N/A | N/A | N/A | N/A | Available | N/A | N/A | http://www.daikin.com.au/ | http://www.daikin.com.au | N/A | 0 | 0 | AAC6924 | Yes | Variable output compressor | Inverter | No | - | 7100 | 2.2 | - | 750 | 3550 | No | - | - | - | 2010.8 | 7646.7 | No | 685.5 | 3823.35 | No | - | - | 7500 | 1.93 | 830 | 3750 | No | - | - | Yes | 2200 | 6300 | No | - | - | No | - | - | - | - | - | No | - | - | No | - | - | No | - | -
RZA71C2V1 / FDYUAN71AV1 | 0 | N/A | DAIKIN | N/A | Ducted | Single Split System | - | Air | Air | Australia,Thailand | 2.2 | N/A | 7.1 | N/A | N/A | N/A | N/A | N/A | 1.93 | 7.5 | Enthalpy Test Room | 3.2017 | 3.9624 | N/A | - | N/A | N/A | N/A | N/A | N/A | N/A | N/A | N/A | N/A | N/A | N/A | N/A | N/A | N/A | N/A | N/A | N/A | Single | R32 | Australia,New Zealand | 151963 | 46771 | 0 | Approved | Reverse Cycle | N/A | Yes | Class 10 | Yes | N/A | N/A | N/A | N/A | N/A | N/A | N/A | Available | N/A | N/A | http://www.daikin.com.au/ | http://www.daikin.com.au | N/A | 0 | 0 | AAC7230 | Yes | Variable output compressor | Inverter | No | - | 7100 | 2.2 | - | 750 | 3550 | No | - | - | - | 2010.8 | 7646.7 | No | 685.5 | 3823.35 | No | - | - | 7500 | 1.93 | 830 | 3750 | No | - | - | Yes | 2200 | 6300 | No | - | - | No | - | - | - | - | - | No | - | - | No | - | - | No | - | -
RZA71C2Y1 / FDYAN71AV1 | 0 | N/A | DAIKIN | N/A | Ducted | Single Split System | - | Air | Air | Thailand,Australia | 2.2 | N/A | 7.1 | N/A | N/A | N/A | N/A | N/A | 1.93 | 7.5 | Enthalpy Test Room | 3.4983 | 3.8435 | N/A | - | N/A | N/A | N/A | N/A | N/A | N/A | N/A | N/A | N/A | N/A | N/A | N/A | N/A | N/A | N/A | N/A | N/A | Three | R32 | Australia,New Zealand | 145772 | 46476 | 0 | Approved | Reverse Cycle | N/A | Yes | Class 10 | Yes | N/A | N/A | N/A | N/A | N/A | N/A | N/A | Available | N/A | N/A | http://www.daikin.com.au/ | http://www.daikin.com.au | N/A | 0 | 0 | AAC6568 | Yes | Variable output compressor | Inverter | No | - | 7100 | 2.2 | - | 750 | 3550 | No | - | - | - | 2010.8 | 7646.7 | No | 685.5 | 3823.35 | No | - | - | 7500 | 1.93 | 830 | 3750 | No | - | - | Yes | 2300 | 6900 | No | - | - | No | - | - | - | - | - | No | - | - | No | - | - | No | - | -
RZA71C2Y1 / FDYUAN71AV1 | 0 | N/A | DAIKIN | N/A | Ducted | Single Split System | - | Air | Air | Australia,Thailand | 2.2 | N/A | 7.1 | N/A | N/A | N/A | N/A | N/A | 1.93 | 7.5 | Enthalpy Test Room | 3.4983 | 3.8435 | N/A | - | N/A | N/A | N/A | N/A | N/A | N/A | N/A | N/A | N/A | N/A | N/A | N/A | N/A | N/A | N/A | N/A | N/A | Three | R32 | Australia,New Zealand | 151970 | 46771 | 0 | Approved | Reverse Cycle | N/A | Yes | Class 10 | Yes | N/A | N/A | N/A | N/A | N/A | N/A | N/A | Available | N/A | N/A | http://www.daikin.com.au/ | http://www.daikin.com.au | N/A | 0 | 0 | AAC7231 | Yes | Variable output compressor | Inverter | No | - | 7100 | 2.2 | - | 750 | 3550 | No | - | - | - | 2010.8 | 7646.7 | No | 685.5 | 3823.35 | No | - | - | 7500 | 1.93 | 830 | 3750 | No | - | - | Yes | 2300 | 6900 | No | - | - | No | - | - | - | - | - | No | - | - | No | - | - | No | - | -
RZA71CAV1 / FDYAN71AV1 | 0 | N/A | DAIKIN | N/A | Ducted | Single Split System | - | Air | Air | Australia,Thailand | 2.2 | N/A | 7.1 | N/A | N/A | N/A | N/A | N/A | 1.93 | 7.5 | Enthalpy Test Room | 3.3793 | 4.1057 | N/A | - | N/A | N/A | N/A | N/A | N/A | N/A | N/A | N/A | N/A | N/A | N/A | N/A | N/A | N/A | N/A | N/A | N/A | Single | R32 | Australia,New Zealand | 163018 | 47317 | 0 | Approved | Reverse Cycle | N/A | Yes | Class 10 | Yes | N/A | N/A | N/A | N/A | N/A | N/A | N/A | Available | N/A | N/A | http://www.daikin.com.au/ | http://www.daikin.com.au | N/A | 0 | 0 | AAC8358 | Yes | Variable output compressor | Inverter | No | - | 7100 | 2.2 | - | 750 | 3550 | No | - | - | - | 2010.8 | 7646.7 | No | 685.5 | 3823.35 | No | - | - | 7500 | 1.93 | 830 | 3750 | No | - | - | Yes | 2200 | 6300 | No | - | - | No | - | - | - | - | - | No | - | - | No | - | - | No | - | -
RZA71CAV1 / FDYUAN71AV1 | 0 | N/A | DAIKIN | N/A | Ducted | Single Split System | - | Air | Air | Australia,Thailand | 2.2 | N/A | 7.1 | N/A | N/A | N/A | N/A | N/A | 1.93 | 7.5 | Enthalpy Test Room | 3.3793 | 4.1057 | N/A | - | N/A | N/A | N/A | N/A | N/A | N/A | N/A | N/A | N/A | N/A | N/A | N/A | N/A | N/A | N/A | N/A | N/A | Single | R32 | Australia,New Zealand | 163027 | 47307 | 0 | Approved | Reverse Cycle | N/A | Yes | Class 10 | Yes | N/A | N/A | N/A | N/A | N/A | N/A | N/A | Available | N/A | N/A | http://www.daikin.com.au/ | http://www.daikin.com.au | N/A | 0 | 0 | AAC8337 | Yes | Variable output compressor | Inverter | No | - | 7100 | 2.2 | - | 750 | 3550 | No | - | - | - | 2010.8 | 7646.7 | No | 685.5 | 3823.35 | No | - | - | 7500 | 1.93 | 830 | 3750 | No | - | - | Yes | 2200 | 6300 | No | - | - | No | - | - | - | - | - | No | - | - | No | - | - | No | - | -
RZA71CV1 / FDYAN71AV1 | 0 | N/A | DAIKIN | N/A | Ducted | Single Split System | - | Air | Air | Australia,Thailand | 2.2 | N/A | 7.1 | N/A | N/A | N/A | N/A | N/A | 1.93 | 7.5 | Enthalpy Test Room | 3.2017 | 3.9624 | N/A | - | N/A | N/A | N/A | N/A | N/A | N/A | N/A | N/A | N/A | N/A | N/A | N/A | N/A | N/A | N/A | N/A | N/A | Single | R32 | Australia,New Zealand | 131021 | 45883 | 0 | Approved | Reverse Cycle | N/A | Yes | Class 10 | Yes | N/A | N/A | N/A | N/A | N/A | N/A | N/A | Available | N/A | N/A | http://www.daikin.com.au/ | http://www.daikin.com.au | N/A | 0 | 0 | AAC5156 | Yes | Variable output compressor | Inverter | No | - | 7100 | 2.2 | - | 750 | 3550 | No | - | - | - | 2010.8 | 7646.7 | No | 685.5 | 3823.35 | No | - | - | 7500 | 1.93 | 830 | 3750 | No | - | - | Yes | 2200 | 6300 | No | - | - | No | - | - | - | - | - | No | - | - | No | - | - | No | - | -
RZA71CV1 / FDYUAN71AV1 | 0 | N/A | DAIKIN | N/A | Ducted | Single Split System | - | Air | Air | Australia,Thailand | 2.2 | N/A | 7.1 | N/A | N/A | N/A | N/A | N/A | 1.93 | 7.5 | Enthalpy Test Room | 3.2017 | 3.9624 | N/A | - | N/A | N/A | N/A | N/A | N/A | N/A | N/A | N/A | N/A | N/A | N/A | N/A | N/A | N/A | N/A | N/A | N/A | Single | R32 | Australia,New Zealand | 148721 | 46615 | 0 | Approved | Reverse Cycle | N/A | Yes | Class 10 | Yes | N/A | N/A | N/A | N/A | N/A | N/A | N/A | Available | N/A | N/A | http://www.daikin.com.au/ | http://www.daikin.com.au | N/A | 0 | 0 | AAC6875 | Yes | Variable output compressor | Inverter | No | - | 7100 | 2.2 | - | 750 | 3550 | No | - | - | - | 2010.8 | 7646.7 | No | 685.5 | 3823.35 | No | - | - | 7500 | 1.93 | 830 | 3750 | No | - | - | Yes | 2200 | 6300 | No | - | - | No | - | - | - | - | - | No | - | - | No | - | - | No | - | -
RZA71CY1 / FDYAN71AV1 | 0 | N/A | DAIKIN | N/A | Ducted | Single Split System | - | Air | Air | Australia,Thailand | 2.2 | N/A | 7.1 | N/A | N/A | N/A | N/A | N/A | 1.93 | 7.5 | Enthalpy Test Room | 3.4983 | 3.8435 | N/A | - | N/A | N/A | N/A | N/A | N/A | N/A | N/A | N/A | N/A | N/A | N/A | N/A | N/A | N/A | N/A | N/A | N/A | Three | R32 | Australia,New Zealand | 132009 | 45902 | 0 | Approved | Reverse Cycle | N/A | Yes | Class 10 | Yes | N/A | N/A | N/A | N/A | N/A | N/A | N/A | Available | N/A | N/A | http://www.daikin.com.au/ | http://www.daikin.com.au | N/A | 0 | 0 | AAC5230 | Yes | Variable output compressor | Inverter | No | - | 7100 | 2.2 | - | 750 | 3550 | No | - | - | - | 2010.8 | 7646.7 | No | 685.5 | 3823.35 | No | - | - | 7500 | 1.93 | 830 | 3750 | No | - | - | Yes | 2300 | 6900 | No | - | - | No | - | - | - | - | - | No | - | - | No | - | - | No | - | -
RZA71CY1 / FDYUAN71AV1 | 0 | N/A | DAIKIN | N/A | Ducted | Single Split System | - | Air | Air | Australia,Thailand | 2.2 | N/A | 7.1 | N/A | N/A | N/A | N/A | N/A | 1.93 | 7.5 | Enthalpy Test Room | 3.4983 | 3.8435 | N/A | - | N/A | N/A | N/A | N/A | N/A | N/A | N/A | N/A | N/A | N/A | N/A | N/A | N/A | N/A | N/A | N/A | N/A | Three | R32 | Australia,New Zealand | 148724 | 46610 | 0 | Approved | Reverse Cycle | N/A | Yes | Class 10 | Yes | N/A | N/A | N/A | N/A | N/A | N/A | N/A | Available | N/A | N/A | http://www.daikin.com.au/ | http://www.daikin.com.au | N/A | 0 | 0 | AAC6864 | Yes | Variable output compressor | Inverter | No | - | 7100 | 2.2 | - | 750 | 3550 | No | - | - | - | 2010.8 | 7646.7 | No | 685.5 | 3823.35 | No | - | - | 7500 | 1.93 | 830 | 3750 | No | - | - | Yes | 2300 | 6900 | No | - | - | No | - | - | - | - | - | No | - | - | No | - | - | No | - | -
RZA85C2V1 / FDYAN85AV1 | 0 | N/A | DAIKIN | N/A | Ducted | Single Split System | - | Air | Air | Thailand,Australia | 2.53 | N/A | 8.5 | N/A | N/A | N/A | N/A | N/A | 2.8 | 10 | Enthalpy Test Room | 3.4531 | 3.542 | N/A | - | N/A | N/A | N/A | N/A | N/A | N/A | N/A | N/A | N/A | N/A | N/A | N/A | N/A | N/A | N/A | N/A | N/A | Single | R32 | Australia,New Zealand | 145767 | 46477 | 0 | Approved | Reverse Cycle | N/A | Yes | Class 10 | Yes | N/A | N/A | N/A | N/A | N/A | N/A | N/A | Available | N/A | N/A | http://www.daikin.com.au/ | http://www.daikin.com.au | N/A | 0 | 0 | AAC6580 | Yes | Variable output compressor | Inverter | No | - | 8500 | 2.53 | - | 992 | 4250 | No | - | - | - | 2312.42 | 9154.5 | No | 906.688 | 4577.25 | No | - | - | 10000 | 2.8 | 1160 | 5000 | No | - | - | Yes | 3270 | 9000 | No | - | - | No | - | - | - | - | - | No | - | - | No | - | - | No | - | -
RZA85C2Y1 / FDYAN85AV1 | 0 | N/A | DAIKIN | N/A | Ducted | Single Split System | - | Air | Air | Thailand,Australia | 2.53 | N/A | 8.5 | N/A | N/A | N/A | N/A | N/A | 2.8 | 10 | Enthalpy Test Room | 3.4531 | 3.542 | N/A | - | N/A | N/A | N/A | N/A | N/A | N/A | N/A | N/A | N/A | N/A | N/A | N/A | N/A | N/A | N/A | N/A | N/A | Three | R32 | Australia,New Zealand | 145773 | 46477 | 0 | Approved | Reverse Cycle | N/A | Yes | Class 10 | Yes | N/A | N/A | N/A | N/A | N/A | N/A | N/A | Available | N/A | N/A | http://www.daikin.com.au/ | http://www.daikin.com.au | N/A | 0 | 0 | AAC6588 | Yes | Variable output compressor | Inverter | No | - | 8500 | 2.53 | - | 992 | 4250 | No | - | - | - | 2312.42 | 9154.5 | No | 906.688 | 4577.25 | No | - | - | 10000 | 2.8 | 1160 | 5000 | No | - | - | Yes | 3270 | 9000 | No | - | - | No | - | - | - | - | - | No | - | - | No | - | - | No | - | -
RZA85CV1 / FDYAN85AV1 | 0 | N/A | DAIKIN | N/A | Ducted | Single Split System | - | Air | Air | Australia,Thailand | 2.53 | N/A | 8.5 | N/A | N/A | N/A | N/A | N/A | 2.8 | 10 | Enthalpy Test Room | 3.4531 | 3.542 | N/A | - | N/A | N/A | N/A | N/A | N/A | N/A | N/A | N/A | N/A | N/A | N/A | N/A | N/A | N/A | N/A | N/A | N/A | Single | R32 | Australia,New Zealand | 131022 | 45883 | 0 | Approved | Reverse Cycle | N/A | Yes | Class 10 | Yes | N/A | N/A | N/A | N/A | N/A | N/A | N/A | Available | N/A | N/A | http://www.daikin.com.au/ | http://www.daikin.com.au | N/A | 0 | 0 | AAC5163 | Yes | Variable output compressor | Inverter | No | - | 8500 | 2.53 | - | 992 | 4250 | No | - | - | - | 2312.42 | 9154.5 | No | 906.688 | 4577.25 | No | - | - | 10000 | 2.8 | 1160 | 5000 | No | - | - | Yes | 3270 | 9000 | No | - | - | No | - | - | - | - | - | No | - | - | No | - | - | No | - | -
RZA85CY1 / FDYAN85AV1 | 0 | N/A | DAIKIN | N/A | Ducted | Single Split System | - | Air | Air | Australia,Thailand | 2.53 | N/A | 8.5 | N/A | N/A | N/A | N/A | N/A | 2.8 | 10 | Enthalpy Test Room | 3.4531 | 3.542 | N/A | - | N/A | N/A | N/A | N/A | N/A | N/A | N/A | N/A | N/A | N/A | N/A | N/A | N/A | N/A | N/A | N/A | N/A | Three | R32 | Australia,New Zealand | 132010 | 45902 | 0 | Approved | Reverse Cycle | N/A | Yes | Class 10 | Yes | N/A | N/A | N/A | N/A | N/A | N/A | N/A | Available | N/A | N/A | http://www.daikin.com.au/ | http://www.daikin.com.au | N/A | 0 | 0 | AAC5235 | Yes | Variable output compressor | Inverter | No | - | 8500 | 2.53 | - | 992 | 4250 | No | - | - | - | 2312.42 | 9154.5 | No | 906.688 | 4577.25 | No | - | - | 10000 | 2.8 | 1160 | 5000 | No | - | - | Yes | 3270 | 9000 | No | - | - | No | - | - | - | - | - | No | - | - | No | - | - | No | - | -
RZAC100C2V1 / FCA100CVMA | 0 | N/A | DAIKIN | N/A | Non Ducted | Single Split System | Cassette | Air | Air | Thailand | 2.67 | N/A | 10 | N/A | N/A | N/A | N/A | N/A | 2.74 | 11.2 | Enthalpy Test Room | 3.4582 | 4.1449 | N/A | - | N/A | N/A | N/A | N/A | N/A | N/A | N/A | N/A | N/A | N/A | N/A | N/A | N/A | N/A | N/A | N/A | N/A | Single | R32 | Australia,New Zealand | 144521 | 46442 | 0 | Approved | Reverse Cycle | N/A | Yes | Class 11 | Yes | N/A | N/A | N/A | N/A | N/A | N/A | N/A | Available | N/A | N/A | http://www.daikin.com.au/ | http://www.daikin.com.au | N/A | 0 | 0 | AAC6478 | Yes | Variable output compressor | Inverter | No | - | 10000 | 2.67 | - | 1020 | 5000 | No | - | - | - | 2440.38 | 10770 | No | 932.28 | 5385 | No | - | - | 11200 | 2.74 | 1130 | 5600 | No | - | - | Yes | 2800 | 9700 | No | - | - | No | - | - | - | - | - | No | - | - | No | - | - | No | - | -
RZAC100C2Y1 / FCA100CVMA | 0 | N/A | DAIKIN | N/A | Non Ducted | Single Split System | Cassette | Air | Air | Thailand | 2.67 | N/A | 10 | N/A | N/A | N/A | N/A | N/A | 2.74 | 11.2 | Enthalpy Test Room | 3.4681 | 4.1962 | N/A | - | N/A | N/A | N/A | N/A | N/A | N/A | N/A | N/A | N/A | N/A | N/A | N/A | N/A | N/A | N/A | N/A | N/A | Three | R32 | Australia,New Zealand | 144525 | 46442 | 0 | Approved | Reverse Cycle | N/A | Yes | Class 11 | Yes | N/A | N/A | N/A | N/A | N/A | N/A | N/A | Available | N/A | N/A | http://www.daikin.com.au/ | http://www.daikin.com.au | N/A | 0 | 0 | AAC6480 | Yes | Variable output compressor | Inverter | No | - | 10000 | 2.67 | - | 1020 | 5000 | No | - | - | - | 2440.38 | 10770 | No | 932.28 | 5385 | No | - | - | 11200 | 2.74 | 1130 | 5600 | No | - | - | Yes | 2800 | 9700 | No | - | - | No | - | - | - | - | - | No | - | - | No | - | - | No | - | -
RZAC100CV1 / FCA100CVMA | 0 | N/A | DAIKIN | 2.186 | Non Ducted | Single Split System | Cassette | Air | Air | Thailand | 2.67 | 7.814 | 10 | N/A | N/A | N/A | N/A | N/A | 2.74 | 11.2 | Enthalpy Test Room | 3.4582 | 4.1449 | Yes | - | N/A | 12 | 12.1 | N/A | N/A | N/A | N/A | N/A | 3.4079 | 4.0824 | N/A | N/A | N/A | N/A | N/A | N/A | Enthalpy Test Room | Single | R32 | Australia,New Zealand | 132773 | 46041 | 0 | Approved | Reverse Cycle | N/A | No | Class 11 | Yes | N/A | Yes | N/A | N/A | N/A | KRP59M51, EKMKSA2 | 3.4582 | Available | N/A | N/A | http://www.daikin.com.au/ | http://www.daikin.com.au | Yes | 0 | 0 | AAC5641 | Yes | Variable output compressor | Inverter | No | - | 10000 | 2.67 | - | 1020 | 5000 | No | - | - | - | 2440.38 | 10770 | No | 932.28 | 5385 | No | - | - | 11200 | 2.74 | 1130 | 5600 | No | - | - | Yes | 2800 | 9700 | No | - | - | No | - | - | - | - | - | No | - | - | No | - | - | No | - | -
RZAC100CY1 / FCA100CVMA | 0 | N/A | DAIKIN | 2.186 | Non Ducted | Single Split System | Cassette | Air | Air | Thailand | 2.67 | 7.814 | 10 | N/A | N/A | N/A | N/A | N/A | 2.74 | 11.2 | Enthalpy Test Room | 3.4681 | 4.1962 | Yes | - | N/A | 12 | 12.1 | N/A | N/A | N/A | N/A | N/A | 3.4079 | 4.0824 | N/A | N/A | N/A | N/A | N/A | N/A | Enthalpy Test Room | Three | R32 | Australia,New Zealand | 132816 | 46091 | 0 | Approved | Reverse Cycle | N/A | No | Class 11 | Yes | N/A | Yes | N/A | N/A | N/A | KRP58M51, EKMKSA2 | 3.4582 | Available | N/A | N/A | http://www.daikin.com.au/ | http://www.daikin.com.au | Yes | 0 | 0 | AAC5823 | Yes | Variable output compressor | Inverter | No | - | 10000 | 2.67 | - | 1020 | 5000 | No | - | - | - | 2440.38 | 10770 | No | 932.28 | 5385 | No | - | - | 11200 | 2.74 | 1130 | 5600 | No | - | - | Yes | 2800 | 9700 | No | - | - | No | - | - | - | - | - | No | - | - | No | - | - | No | - | -
RZAC125C2V1 / FCA125CVMA | 0 | N/A | DAIKIN | N/A | Non Ducted | Single Split System | Cassette | Air | Air | Thailand | 3.53 | N/A | 12.5 | N/A | N/A | N/A | N/A | N/A | 3.63 | 14 | Enthalpy Test Room | 3.7329 | 4.171 | N/A | - | N/A | N/A | N/A | N/A | N/A | N/A | N/A | N/A | N/A | N/A | N/A | N/A | N/A | N/A | N/A | N/A | N/A | Single | R32 | Australia,New Zealand | 144522 | 46440 | 0 | Approved | Reverse Cycle | N/A | Yes | Class 11 | Yes | N/A | N/A | N/A | N/A | N/A | N/A | N/A | Available | N/A | N/A | http://www.daikin.com.au/ | http://www.daikin.com.au | N/A | 0 | 0 | AAC6463 | Yes | Variable output compressor | Inverter | No | - | 12500 | 3.53 | - | 1220 | 6250 | No | - | - | - | 3226.42 | 13462.5 | No | 1115.08 | 6731.25 | No | - | - | 14000 | 3.63 | 1380 | 7000 | No | - | - | Yes | 3700 | 12500 | No | - | - | No | - | - | - | - | - | No | - | - | No | - | - | No | - | -
RZAC125C2Y1 / FCA125CVMA | 0 | N/A | DAIKIN | N/A | Non Ducted | Single Split System | Cassette | Air | Air | Thailand | 3.53 | N/A | 12.5 | N/A | N/A | N/A | N/A | N/A | 3.63 | 14 | Enthalpy Test Room | 3.7693 | 4.2047 | N/A | - | N/A | N/A | N/A | N/A | N/A | N/A | N/A | N/A | N/A | N/A | N/A | N/A | N/A | N/A | N/A | N/A | N/A | Three | R32 | Australia,New Zealand | 144526 | 46440 | 0 | Approved | Reverse Cycle | N/A | Yes | Class 11 | Yes | N/A | N/A | N/A | N/A | N/A | N/A | N/A | Available | N/A | N/A | http://www.daikin.com.au/ | http://www.daikin.com.au | N/A | 0 | 0 | AAC6462 | Yes | Variable output compressor | Inverter | No | - | 12500 | 3.53 | - | 1220 | 6250 | No | - | - | - | 3226.42 | 13462.5 | No | 1115.08 | 6731.25 | No | - | - | 14000 | 3.63 | 1380 | 7000 | No | - | - | Yes | 3700 | 12500 | No | - | - | No | - | - | - | - | - | No | - | - | No | - | - | No | - | -
RZAC125CV1 / FCA125CVMA | 0 | N/A | DAIKIN | 3.07 | Non Ducted | Single Split System | Cassette | Air | Air | Thailand | 3.53 | 9.43 | 12.5 | N/A | N/A | N/A | N/A | N/A | 3.63 | 14 | Enthalpy Test Room | 3.7329 | 4.171 | Yes | - | N/A | 13.7 | 13.1 | N/A | N/A | N/A | N/A | N/A | 3.6819 | 4.1167 | N/A | N/A | N/A | N/A | N/A | N/A | Enthalpy Test Room | Single | R32 | Australia,New Zealand | 132774 | 46047 | 0 | Approved | Reverse Cycle | N/A | No | Class 11 | Yes | N/A | Yes | N/A | N/A | N/A | KRP59M51, EKMKSA2 | 3.7329 | Available | N/A | N/A | http://www.daikin.com.au/ | http://www.daikin.com.au | Yes | 0 | 0 | AAC5711 | Yes | Variable output compressor | Inverter | No | - | 12500 | 3.53 | - | 1220 | 6250 | No | - | - | - | 3226.42 | 13462.5 | No | 1115.08 | 6731.25 | No | - | - | 14000 | 3.63 | 1380 | 7000 | No | - | - | Yes | 3700 | 12500 | No | - | - | No | - | - | - | - | - | No | - | - | No | - | - | No | - | -
RZAC125CY1 / FCA125CVMA | 0 | N/A | DAIKIN | 3.07 | Non Ducted | Single Split System | Cassette | Air | Air | Thailand | 3.53 | 9.43 | 12.5 | N/A | N/A | N/A | N/A | N/A | 3.63 | 14 | Enthalpy Test Room | 3.7693 | 4.2047 | Yes | - | N/A | 13.7 | 13.1 | N/A | N/A | N/A | N/A | N/A | 3.6819 | 4.1167 | N/A | N/A | N/A | N/A | N/A | N/A | Enthalpy Test Room | Three | R32 | Australia,New Zealand | 132817 | 46093 | 0 | Approved | Reverse Cycle | N/A | No | Class 11 | Yes | N/A | Yes | N/A | N/A | N/A | KRP58M51, EKMKSA2 | 3.7329 | Available | N/A | N/A | http://www.daikin.com.au/ | http://www.daikin.com.au | Yes | 0 | 0 | AAC5830 | Yes | Variable output compressor | Inverter | No | - | 12500 | 3.53 | - | 1220 | 6250 | No | - | - | - | 3226.42 | 13462.5 | No | 1115.08 | 6731.25 | No | - | - | 14000 | 3.63 | 1380 | 7000 | No | - | - | Yes | 3700 | 12500 | No | - | - | No | - | - | - | - | - | No | - | - | No | - | - | No | - | -
RZAC140CV1 / FCA140CVMA | 0 | N/A | DAIKIN | 3.601 | Non Ducted | Single Split System | Cassette | Air | Air | Thailand | 4.18 | 10.399 | 14 | N/A | N/A | N/A | N/A | N/A | 4.32 | 16 | Enthalpy Test Room | 3.5257 | 3.8754 | Yes | - | N/A | 13.7 | 13.1 | N/A | N/A | N/A | N/A | N/A | 3.4848 | 3.834 | N/A | N/A | N/A | N/A | N/A | N/A | Enthalpy Test Room | Single | R32 | Australia,New Zealand | 132775 | 46041 | 0 | Approved | Reverse Cycle | N/A | No | Class 11 | Yes | N/A | Yes | N/A | N/A | N/A | KRP59M51, EKMKSA2 | 3.5257 | Available | N/A | N/A | http://www.daikin.com.au/ | http://www.daikin.com.au | Yes | 0 | 0 | AAC5642 | Yes | Variable output compressor | Inverter | No | - | 14000 | 4.18 | - | 1410 | 7000 | No | - | - | - | 3820.52 | 15078 | No | 1288.74 | 7539 | No | - | - | 16000 | 4.32 | 1650 | 8000 | No | - | - | Yes | 4550 | 14000 | No | - | - | No | - | - | - | - | - | No | - | - | No | - | - | No | - | -
RZAC140CY1 / FCA140CVMA | 0 | N/A | DAIKIN | 3.601 | Non Ducted | Single Split System | Cassette | Air | Air | Thailand | 4.18 | 10.399 | 14 | N/A | N/A | N/A | N/A | N/A | 4.32 | 16 | Enthalpy Test Room | 3.8146 | 3.8121 | Yes | - | N/A | 13.7 | 13.1 | N/A | N/A | N/A | N/A | N/A | 3.4848 | 3.834 | N/A | N/A | N/A | N/A | N/A | N/A | Enthalpy Test Room | Three | R32 | Australia,New Zealand | 132818 | 46091 | 0 | Approved | Reverse Cycle | N/A | No | Class 11 | Yes | N/A | Yes | N/A | N/A | N/A | KRP58M51, EKMKSA2 | 3.5257 | Available | N/A | N/A | http://www.daikin.com.au/ | http://www.daikin.com.au | Yes | 0 | 0 | AAC5824 | Yes | Variable output compressor | Inverter | No | - | 14000 | 4.18 | - | 1410 | 7000 | No | - | - | - | 3820.52 | 15078 | No | 1288.74 | 7539 | No | - | - | 16000 | 4.32 | 1650 | 8000 | No | - | - | Yes | 4550 | 14000 | No | - | - | No | - | - | - | - | - | No | - | - | No | - | - | No | - | -
RZAC140F2V1 / FCA140CVMA | 0 | N/A | DAIKIN | N/A | Non Ducted | Single Split System | Cassette | Air | Air | Thailand | 4.179 | N/A | 14 | N/A | N/A | N/A | N/A | N/A | 4.199 | 16 | Calorimeter Room | 3.4704 | 4.0262 | N/A | - | N/A | N/A | N/A | N/A | N/A | N/A | N/A | N/A | N/A | N/A | N/A | N/A | N/A | N/A | N/A | N/A | N/A | Single | R32 | Australia,New Zealand | 144523 | 46442 | 0 | Approved | Reverse Cycle | N/A | Yes | Class 11 | Yes | N/A | N/A | N/A | N/A | N/A | N/A | N/A | Available | N/A | N/A | http://www.daikin.com.au/ | http://www.daikin.com.au | N/A | 0 | 0 | AAC6479 | Yes | Variable output compressor | Inverter | No | - | 14000 | 4.179 | - | 1387 | 7100 | Yes | 540 | 3100 | - | 3819.606 | 15078 | Yes | 1200 | 7100 | - | 486 | 3400 | 16000 | 4.199 | 1537 | 8000 | Yes | 614 | 3500 | Yes | 4796 | 14900 | No | - | - | No | - | - | - | - | - | No | - | - | No | - | - | No | - | -
RZAC140F2Y1 / FCA140CVMA | 0 | N/A | DAIKIN | N/A | Non Ducted | Single Split System | Cassette | Air | Air | Thailand | 4.179 | N/A | 14 | N/A | N/A | N/A | N/A | N/A | 4.199 | 16 | Calorimeter Room | 3.5045 | 4.0653 | N/A | - | N/A | N/A | N/A | N/A | N/A | N/A | N/A | N/A | N/A | N/A | N/A | N/A | N/A | N/A | N/A | N/A | N/A | Three | R32 | Australia,New Zealand | 144527 | 46442 | 0 | Approved | Reverse Cycle | N/A | Yes | Class 11 | Yes | N/A | N/A | N/A | N/A | N/A | N/A | N/A | Available | N/A | N/A | http://www.daikin.com.au/ | http://www.daikin.com.au | N/A | 0 | 0 | AAC6497 | Yes | Variable output compressor | Inverter | No | - | 14000 | 4.179 | - | 1387 | 7100 | Yes | 540 | 3100 | - | 3819.606 | 15078 | Yes | 1200 | 7100 | - | 486 | 3400 | 16000 | 4.199 | 1537 | 8000 | Yes | 614 | 3500 | Yes | 4796 | 14900 | No | - | - | No | - | - | - | - | - | No | - | - | No | - | - | No | - | -
RZAC140FV1 / FCA140CVMA | 0 | N/A | DAIKIN | N/A | Non Ducted | Single Split System | Cassette | Air | Air | Thailand | 4.179 | N/A | 14 | N/A | N/A | N/A | N/A | N/A | 4.199 | 16 | Calorimeter Room | 3.4704 | 4.0262 | N/A | - | N/A | N/A | N/A | N/A | N/A | N/A | N/A | N/A | N/A | N/A | N/A | N/A | N/A | N/A | N/A | N/A | N/A | Single | R32 | Australia,New Zealand | 139546 | 46202 | 0 | Approved | Reverse Cycle | N/A | Yes | Class 11 | Yes | N/A | N/A | N/A | N/A | N/A | N/A | N/A | Available | N/A | N/A | http://www.daikin.com.au/ | http://www.daikin.com.au | N/A | 0 | 0 | AAC6123 | Yes | Variable output compressor | Inverter | No | - | 14000 | 4.179 | - | 1387 | 7100 | Yes | 540 | 3100 | - | 3819.606 | 15078 | Yes | 1200 | 7100 | - | 486 | 3400 | 16000 | 4.199 | 1537 | 8000 | Yes | 614 | 3500 | Yes | 4796 | 14900 | No | - | - | No | - | - | - | - | - | No | - | - | No | - | - | No | - | -
RZAC140FY1 / FCA140CVMA | 0 | N/A | DAIKIN | N/A | Non Ducted | Single Split System | Cassette | Air | Air | Thailand | 4.179 | N/A | 14 | N/A | N/A | N/A | N/A | N/A | 4.199 | 16 | Calorimeter Room | 3.5045 | 4.0653 | N/A | - | N/A | N/A | N/A | N/A | N/A | N/A | N/A | N/A | N/A | N/A | N/A | N/A | N/A | N/A | N/A | N/A | N/A | Three | R32 | Australia,New Zealand | 139547 | 46204 | 0 | Approved | Reverse Cycle | N/A | Yes | Class 11 | Yes | N/A | N/A | N/A | N/A | N/A | N/A | N/A | Available | N/A | N/A | http://www.daikin.com.au/ | http://www.daikin.com.au | N/A | 0 | 0 | AAC6129 | Yes | Variable output compressor | Inverter | No | - | 14000 | 4.179 | - | 1387 | 7100 | Yes | 540 | 3100 | - | 3819.606 | 15078 | Yes | 1200 | 7100 | - | 486 | 3400 | 16000 | 4.199 | 1537 | 8000 | Yes | 614 | 3500 | Yes | 4796 | 14900 | No | - | - | No | - | - | - | - | - | No | - | - | No | - | - | No | - | -
RZAC25E2VM / FFA25BVM | 0 | N/A | DAIKIN | 0.51 | Non Ducted | Single Split System | Cassette | Air | Air | Thailand | 0.54 | 1.99 | 2.5 | N/A | N/A | N/A | N/A | N/A | 0.75 | 3.2 | Enthalpy Test Room | 4.6112 | 4.0614 | Yes | - | N/A | 6.9 | 6.89 | N/A | N/A | N/A | N/A | N/A | 5.1211 | 3.9469 | N/A | N/A | 5.7423 | 3.3939 | 5.5 | 3 | Calorimeter Room | Single | R32 | Australia,New Zealand | 149076 | 46634 | 0 | Approved | Reverse Cycle | N/A | Yes | Class 8 | Yes | N/A | Yes | N/A | N/A | N/A | KRP58M51 | 5.36 | Available | N/A | N/A | http://www.daikin.com.au/ | http://www.daikin.com.au | Yes | 0 | https://reg.energyrating.gov.au/static/common/images/star_ratings_2014/aircon_rating_5.5_3.png | AAC6929 | Yes | Variable output compressor | Inverter | No | - | 2500 | 0.54 | - | 220 | 1250 | No | - | - | - | 493.56 | 2692.5 | No | 201.08 | 1346.25 | No | - | - | 3200 | 0.75 | 310 | 1600 | No | - | - | Yes | 880 | 2900 | No | - | - | No | - | - | - | - | - | No | - | - | No | - | - | No | - | -
RZAC25EVM / FFA25AVM | 0 | N/A | DAIKIN | 0.51 | Non Ducted | Single Split System | Cassette | Air | Air | Thailand | 0.54 | 1.99 | 2.5 | N/A | N/A | N/A | N/A | N/A | 0.75 | 3.2 | Enthalpy Test Room | 4.658 | 4.2603 | Yes | - | N/A | 6.9 | 6.89 | N/A | N/A | N/A | N/A | N/A | 5.1211 | 3.9469 | N/A | N/A | 5.7423 | 3.3939 | 5.5 | 3 | Calorimeter Room | Single | R32 | Australia,New Zealand | 128605 | 45868 | 0 | Approved | Reverse Cycle | N/A | No | Class 8 | Yes | N/A | Yes | N/A | N/A | N/A | KRP58M51 | 5.36 | Available | N/A | N/A | http://www.daikin.com.au/ | http://www.daikin.com.au | Yes | 0 | https://reg.energyrating.gov.au/static/common/images/star_ratings_2014/aircon_rating_5.5_3.png | AAC5072 | Yes | Variable output compressor | Inverter | No | - | 2500 | 0.54 | - | 220 | 1250 | No | - | - | - | 493.56 | 2692.5 | No | 201.08 | 1346.25 | No | - | - | 3200 | 0.75 | 310 | 1600 | No | - | - | Yes | 880 | 2900 | No | - | - | No | - | - | - | - | - | No | - | - | No | - | - | No | - | -
RZAC25G2V1 / FDYBA25AV1 | 0 | N/A | DAIKIN | N/A | Ducted | Single Split System | - | Air | Air | Australia,Thailand | 0.6 | N/A | 2.5 | N/A | N/A | N/A | N/A | N/A | 0.97 | 3.5 | Enthalpy Test Room | 4.1493 | 3.554 | N/A | - | N/A | N/A | N/A | N/A | N/A | N/A | N/A | N/A | N/A | N/A | N/A | N/A | N/A | N/A | N/A | N/A | N/A | Single | R32 | Australia,New Zealand | 149008 | 46635 | 0 | Approved | Reverse Cycle | N/A | Yes | Class 10 | Yes | N/A | N/A | N/A | N/A | N/A | N/A | N/A | Available | N/A | N/A | http://www.daikin.com.au/ | http://www.daikin.com.au | N/A | 0 | 0 | AAC6944 | Yes | Variable output compressor | Inverter | No | - | 2500 | 0.6 | - | 265 | 1250 | No | - | - | - | 548.4 | 2692.5 | No | 242.21 | 1346.25 | No | - | - | 3500 | 0.97 | 375 | 1750 | No | - | - | Yes | 1000 | 2490 | No | - | - | No | - | - | - | - | - | No | - | - | No | - | - | No | - | -
RZAC25GV1 / FDYBA25AV1 | 0 | N/A | DAIKIN | N/A | Ducted | Single Split System | - | Air | Air | Australia,Thailand | 0.6 | N/A | 2.5 | N/A | N/A | N/A | N/A | N/A | 0.97 | 3.5 | Enthalpy Test Room | 4.1625 | 3.6137 | N/A | - | N/A | N/A | N/A | N/A | N/A | N/A | N/A | N/A | N/A | N/A | N/A | N/A | N/A | N/A | N/A | N/A | N/A | Single | R32 | Australia,New Zealand | 143078 | 46363 | 0 | Approved | Reverse Cycle | N/A | Yes | Class 10 | Yes | N/A | N/A | N/A | N/A | N/A | N/A | N/A | Available | N/A | N/A | http://www.daikin.com.au/ | http://www.daikin.com.au | N/A | 0 | 0 | AAC6388 | Yes | Variable output compressor | Inverter | No | - | 2500 | 0.6 | - | 265 | 1250 | No | - | - | - | 548.4 | 2692.5 | No | 242.21 | 1346.25 | No | - | - | 3500 | 0.97 | 375 | 1750 | No | - | - | Yes | 1000 | 2490 | No | - | - | No | - | - | - | - | - | No | - | - | No | - | - | No | - | -
RZAC35E2VM / FFA35BVM | 0 | N/A | DAIKIN | 0.51 | Non Ducted | Single Split System | Cassette | Air | Air | Thailand | 0.88 | 1.99 | 3.5 | N/A | N/A | N/A | N/A | N/A | 1.09 | 4.2 | Enthalpy Test Room | 3.9113 | 3.7475 | Yes | - | N/A | 6.9 | 6.89 | N/A | N/A | N/A | N/A | N/A | 5.1211 | 3.9469 | N/A | N/A | 5.7423 | 3.3939 | 5.5 | 3 | Calorimeter Room | Single | R32 | Australia,New Zealand | 149079 | 46636 | 0 | Approved | Reverse Cycle | N/A | Yes | Class 8 | Yes | N/A | Yes | N/A | N/A | N/A | KRP58M51 | 5.36 | Available | N/A | N/A | http://www.daikin.com.au/ | http://www.daikin.com.au | Yes | 0 | https://reg.energyrating.gov.au/static/common/images/star_ratings_2014/aircon_rating_5.5_3.png | AAC6949 | Yes | Variable output compressor | Inverter | No | - | 3500 | 0.88 | - | 320 | 1750 | No | - | - | - | 804.32 | 3769.5 | No | 292.48 | 1884.75 | No | - | - | 4200 | 1.09 | 415 | 2100 | No | - | - | Yes | 1040 | 3320 | No | - | - | No | - | - | - | - | - | No | - | - | No | - | - | No | - | -
RZAC35EVM / FFA35AVM | 0 | N/A | DAIKIN | 0.51 | Non Ducted | Single Split System | Cassette | Air | Air | Thailand | 0.88 | 1.99 | 3.5 | N/A | N/A | N/A | N/A | N/A | 1.09 | 4.2 | Enthalpy Test Room | 3.9626 | 3.7667 | Yes | - | N/A | 6.9 | 6.89 | N/A | N/A | N/A | N/A | N/A | 5.1211 | 3.9469 | N/A | N/A | 5.7423 | 3.3939 | 5.5 | 3 | Calorimeter Room | Single | R32 | Australia,New Zealand | 128608 | 45867 | 0 | Approved | Reverse Cycle | N/A | No | Class 8 | Yes | N/A | Yes | N/A | N/A | N/A | KRP58M51 | 5.36 | Available | N/A | N/A | http://www.daikin.com.au/ | http://www.daikin.com.au | Yes | 0 | https://reg.energyrating.gov.au/static/common/images/star_ratings_2014/aircon_rating_5.5_3.png | AAC5064 | Yes | Variable output compressor | Inverter | No | - | 3500 | 0.88 | - | 320 | 1750 | No | - | - | - | 804.32 | 3769.5 | No | 292.48 | 1884.75 | No | - | - | 4200 | 1.09 | 415 | 2100 | No | - | - | Yes | 1040 | 3320 | No | - | - | No | - | - | - | - | - | No | - | - | No | - | - | No | - | -
RZAC35G2V1 / FDYBA35AV1 | 0 | N/A | DAIKIN | N/A | Ducted | Single Split System | - | Air | Air | Australia,Thailand | 1.015 | N/A | 3.5 | N/A | N/A | N/A | N/A | N/A | 1.11 | 4 | Enthalpy Test Room | 3.3239 | 3.6118 | N/A | - | N/A | N/A | N/A | N/A | N/A | N/A | N/A | N/A | N/A | N/A | N/A | N/A | N/A | N/A | N/A | N/A | N/A | Single | R32 | Australia,New Zealand | 149009 | 46670 | 0 | Approved | Reverse Cycle | N/A | Yes | Class 10 | Yes | N/A | N/A | N/A | N/A | N/A | N/A | N/A | Available | N/A | N/A | http://www.daikin.com.au/ | http://www.daikin.com.au | N/A | 0 | 0 | AAC7083 | Yes | Variable output compressor | Inverter | No | - | 3500 | 1.015 | - | 400 | 1750 | No | - | - | - | 927.71 | 3769.5 | No | 365.6 | 1884.75 | No | - | - | 4000 | 1.11 | 405 | 2000 | No | - | - | Yes | 1300 | 3900 | No | - | - | No | - | - | - | - | - | - | - | - | No | - | - | No | - | -
RZAC35GV1 / FDYBA35AV1 | 0 | N/A | DAIKIN | N/A | Ducted | Single Split System | - | Air | Air | Australia,Thailand | 1.015 | N/A | 3.5 | N/A | N/A | N/A | N/A | N/A | 1.11 | 4 | Enthalpy Test Room | 3.3415 | 3.5993 | N/A | - | N/A | N/A | N/A | N/A | N/A | N/A | N/A | N/A | N/A | N/A | N/A | N/A | N/A | N/A | N/A | N/A | N/A | Single | R32 | Australia,New Zealand | 143079 | 46364 | 0 | Approved | Reverse Cycle | N/A | Yes | Class 10 | Yes | N/A | N/A | N/A | N/A | N/A | N/A | N/A | Available | N/A | N/A | http://www.daikin.com.au/ | http://www.daikin.com.au | N/A | 0 | 0 | AAC6390 | Yes | Variable output compressor | Inverter | No | - | 3500 | 1.015 | - | 400 | 1750 | No | - | - | - | 927.71 | 3769.5 | No | 365.6 | 1884.75 | No | - | - | 4000 | 1.11 | 405 | 2000 | No | - | - | Yes | 1300 | 3900 | No | - | - | No | - | - | - | - | - | - | - | - | No | - | - | No | - | -
RZAC50E2VM / FFA50BVM | 0 | N/A | DAIKIN | 0.51 | Non Ducted | Single Split System | Cassette | Air | Air | Thailand | 1.11 | 1.99 | 5 | N/A | N/A | N/A | N/A | N/A | 1.55 | 6 | Enthalpy Test Room | 4.3124 | 3.823 | Yes | - | N/A | 6.9 | 6.89 | N/A | N/A | N/A | N/A | N/A | 5.1211 | 3.9469 | N/A | N/A | 5.7423 | 3.3939 | 5.5 | 3 | Calorimeter Room | Single | R32 | Australia,New Zealand | 149081 | 46670 | 0 | Approved | Reverse Cycle | N/A | Yes | Class 9 | Yes | N/A | Yes | N/A | N/A | N/A | KRP58M51 | 5.36 | Available | N/A | N/A | http://www.daikin.com.au/ | http://www.daikin.com.au | Yes | 0 | https://reg.energyrating.gov.au/static/common/images/star_ratings_2014/aircon_rating_5.5_3.png | AAC7081 | Yes | Variable output compressor | Inverter | No | - | 5000 | 1.11 | - | 435 | 2500 | No | - | - | - | 1014.54 | 5385 | No | 397.59 | 2692.5 | No | - | - | 6000 | 1.55 | 565 | 3000 | No | - | - | Yes | 1730 | 5420 | No | - | - | No | - | - | - | - | - | No | - | - | No | - | - | No | - | -
RZAC50EVM / FFA50AVM | 0 | N/A | DAIKIN | 0.51 | Non Ducted | Single Split System | Cassette | Air | Air | Thailand | 1.11 | 1.99 | 5 | N/A | N/A | N/A | N/A | N/A | 1.55 | 6 | Enthalpy Test Room | 4.4851 | 3.889 | Yes | - | N/A | 6.9 | 6.89 | N/A | N/A | N/A | N/A | N/A | 5.1211 | 3.9469 | N/A | N/A | 5.7423 | 3.3939 | 5.5 | 3 | Calorimeter Room | Single | R32 | Australia,New Zealand | 128609 | 45868 | 0 | Approved | Reverse Cycle | N/A | No | Class 9 | Yes | N/A | Yes | N/A | N/A | N/A | KRP58M51 | 5.36 | Available | N/A | N/A | http://www.daikin.com.au/ | http://www.daikin.com.au | Yes | 0 | https://reg.energyrating.gov.au/static/common/images/star_ratings_2014/aircon_rating_5.5_3.png | AAC5073 | Yes | Variable output compressor | Inverter | No | - | 5000 | 1.11 | - | 435 | 2500 | No | - | - | - | 1014.54 | 5385 | No | 397.59 | 2692.5 | No | - | - | 6000 | 1.55 | 565 | 3000 | No | - | - | Yes | 1730 | 5420 | No | - | - | No | - | - | - | - | - | No | - | - | No | - | - | No | - | -
RZAC50G2V1 / FDYBA50AV1 | 0 | N/A | DAIKIN | N/A | Ducted | Single Split System | - | Air | Air | Australia,Thailand | 1.37 | N/A | 5 | N/A | N/A | N/A | N/A | N/A | 1.73 | 6 | Enthalpy Test Room | 3.676 | 3.3869 | N/A | - | N/A | N/A | N/A | N/A | N/A | N/A | N/A | N/A | N/A | N/A | N/A | N/A | N/A | N/A | N/A | N/A | N/A | Single | R32 | Australia,New Zealand | 149010 | 46635 | 0 | Approved | Reverse Cycle | N/A | Yes | Class 10 | Yes | N/A | N/A | N/A | N/A | N/A | N/A | N/A | Available | N/A | N/A | http://www.daikin.com.au/ | http://www.daikin.com.au | N/A | 0 | 0 | AAC6943 | Yes | Variable output compressor | Inverter | No | - | 5000 | 1.37 | - | 430 | 2500 | No | - | - | - | 1252.18 | 5385 | No | 393.02 | 2692.5 | No | - | - | 6000 | 1.73 | 575 | 3000 | No | - | - | Yes | 1920 | 5300 | No | - | - | No | - | - | - | - | - | - | - | - | No | - | - | No | - | -
RZAC50GAV1 / FDYBA50AV1 | 0 | N/A | DAIKIN | N/A | Ducted | Single Split System | - | Air | Air | Australia,Thailand | 1.37 | N/A | 5 | N/A | N/A | N/A | N/A | N/A | 1.73 | 6 | Enthalpy Test Room | 3.5802 | 3.4362 | N/A | - | N/A | N/A | N/A | N/A | N/A | N/A | N/A | N/A | N/A | N/A | N/A | N/A | N/A | N/A | N/A | N/A | N/A | Single | R32 | Australia,New Zealand | 163023 | 47307 | 0 | Approved | Reverse Cycle | N/A | Yes | Class 10 | Yes | N/A | N/A | N/A | N/A | N/A | N/A | N/A | Available | N/A | N/A | http://www.daikin.com.au/ | http://www.daikin.com.au | N/A | 0 | 0 | AAC8335 | Yes | Variable output compressor | Inverter | No | - | 5000 | 1.37 | - | 430 | 2500 | No | - | - | - | 1252.18 | 5385 | No | 393.02 | 2692.5 | No | - | - | 6000 | 1.73 | 575 | 3000 | No | - | - | Yes | 1920 | 5300 | No | - | - | No | - | - | - | - | - | - | - | - | No | - | - | No | - | -
RZAC50GV1 / FDYBA50AV1 | 0 | N/A | DAIKIN | N/A | Ducted | Single Split System | - | Air | Air | Australia,Thailand | 1.37 | N/A | 5 | N/A | N/A | N/A | N/A | N/A | 1.73 | 6 | Enthalpy Test Room | 3.6526 | 3.4592 | N/A | - | N/A | N/A | N/A | N/A | N/A | N/A | N/A | N/A | N/A | N/A | N/A | N/A | N/A | N/A | N/A | N/A | N/A | Single | R32 | Australia,New Zealand | 143080 | 46363 | 0 | Approved | Reverse Cycle | N/A | Yes | Class 10 | Yes | N/A | N/A | N/A | N/A | N/A | N/A | N/A | Available | N/A | N/A | http://www.daikin.com.au/ | http://www.daikin.com.au | N/A | 0 | 0 | AAC6387 | Yes | Variable output compressor | Inverter | No | - | 5000 | 1.37 | - | 430 | 2500 | No | - | - | - | 1252.18 | 5385 | No | 393.02 | 2692.5 | No | - | - | 6000 | 1.73 | 575 | 3000 | No | - | - | Yes | 1920 | 5300 | No | - | - | No | - | - | - | - | - | - | - | - | No | - | - | No | - | -
RZAC60E2VM / FFA60BVM | 0 | N/A | DAIKIN | 0.51 | Non Ducted | Single Split System | Cassette | Air | Air | Thailand | 1.5 | 1.99 | 6 | N/A | N/A | N/A | N/A | N/A | 1.9 | 7.1 | Enthalpy Test Room | 3.9663 | 3.7659 | Yes | - | N/A | 6.9 | 6.89 | N/A | N/A | N/A | N/A | N/A | 5.1211 | 3.9469 | N/A | N/A | 5.7423 | 3.3939 | 5.5 | 3 | Calorimeter Room | Single | R32 | Australia,New Zealand | 149085 | 46671 | 0 | Approved | Reverse Cycle | N/A | Yes | Class 9 | Yes | N/A | Yes | N/A | N/A | N/A | KRP58M51 | 5.36 | Available | N/A | N/A | http://www.daikin.com.au/ | http://www.daikin.com.au | Yes | 0 | https://reg.energyrating.gov.au/static/common/images/star_ratings_2014/aircon_rating_5.5_3.png | AAC7086 | Yes | Variable output compressor | Inverter | No | - | 6000 | 1.5 | - | 530 | 3000 | No | - | - | - | 1371 | 6462 | No | 484.42 | 3231 | No | - | - | 7100 | 1.9 | 690 | 3550 | No | - | - | Yes | 1960 | 6130 | No | - | - | No | - | - | - | - | - | No | - | - | No | - | - | No | - | -
RZAC60EVM / FFA60AVM | 0 | N/A | DAIKIN | 0.51 | Non Ducted | Single Split System | Cassette | Air | Air | Thailand | 1.5 | 1.99 | 6 | N/A | N/A | N/A | N/A | N/A | 1.9 | 7.1 | Enthalpy Test Room | 4.0864 | 3.8174 | Yes | - | N/A | 6.9 | 6.89 | N/A | N/A | N/A | N/A | N/A | 5.1211 | 3.9469 | N/A | N/A | 5.7423 | 3.3939 | 5.5 | 3 | Calorimeter Room | Single | R32 | Australia,New Zealand | 128610 | 45867 | 0 | Approved | Reverse Cycle | N/A | No | Class 9 | Yes | N/A | Yes | N/A | N/A | N/A | KRP58M51 | 5.36 | Available | N/A | N/A | http://www.daikin.com.au/ | http://www.daikin.com.au | Yes | 0 | https://reg.energyrating.gov.au/static/common/images/star_ratings_2014/aircon_rating_5.5_3.png | AAC5065 | Yes | Variable output compressor | Inverter | No | - | 6000 | 1.5 | - | 530 | 3000 | No | - | - | - | 1371 | 6462 | No | 484.42 | 3231 | No | - | - | 7100 | 1.9 | 690 | 3550 | No | - | - | Yes | 1960 | 6130 | No | - | - | No | - | - | - | - | - | No | - | - | No | - | - | No | - | -
RZAC60G2V1 / FDYBA60AV1 | 0 | N/A | DAIKIN | N/A | Ducted | Single Split System | - | Air | Air | Australia,Thailand | 1.7 | N/A | 6 | N/A | N/A | N/A | N/A | N/A | 1.8 | 7 | Enthalpy Test Room | 3.52 | 3.8795 | N/A | - | N/A | N/A | N/A | N/A | N/A | N/A | N/A | N/A | N/A | N/A | N/A | N/A | N/A | N/A | N/A | N/A | N/A | Single | R32 | Australia,New Zealand | 149011 | 46670 | 0 | Approved | Reverse Cycle | N/A | Yes | Class 10 | Yes | N/A | N/A | N/A | N/A | N/A | N/A | N/A | Available | N/A | N/A | http://www.daikin.com.au/ | http://www.daikin.com.au | N/A | 0 | 0 | AAC7082 | Yes | Variable output compressor | Inverter | No | - | 6000 | 1.7 | - | 495 | 3000 | No | - | - | - | 1553.8 | 6462 | No | 452.43 | 3231 | No | - | - | 7000 | 1.8 | 605 | 3500 | No | - | - | Yes | 2150 | 6400 | No | - | - | No | - | - | - | - | - | - | - | - | No | - | - | No | - | -
RZAC60GAV1 / FDYBA60AV1 | 0 | N/A | DAIKIN | N/A | Ducted | Single Split System | - | Air | Air | Australia,Thailand | 1.7 | N/A | 6 | N/A | N/A | N/A | N/A | N/A | 1.8 | 7 | Enthalpy Test Room | 3.484 | 3.8278 | N/A | - | N/A | N/A | N/A | N/A | N/A | N/A | N/A | N/A | N/A | N/A | N/A | N/A | N/A | N/A | N/A | N/A | N/A | Single | R32 | Australia,New Zealand | 163024 | 47306 | 0 | Approved | Reverse Cycle | N/A | Yes | Class 10 | Yes | N/A | N/A | N/A | N/A | N/A | N/A | N/A | Available | N/A | N/A | http://www.daikin.com.au/ | http://www.daikin.com.au | N/A | 0 | 0 | AAC8332 | Yes | Variable output compressor | Inverter | No | - | 6000 | 1.7 | - | 495 | 3000 | No | - | - | - | 1553.8 | 6462 | No | 452.43 | 3231 | No | - | - | 7000 | 1.8 | 605 | 3500 | No | - | - | Yes | 2150 | 6400 | No | - | - | No | - | - | - | - | - | No | - | - | No | - | - | No | - | -
RZAC60GV1 / FDYBA60AV1 | 0 | N/A | DAIKIN | N/A | Ducted | Single Split System | - | Air | Air | Australia,Thailand | 1.7 | N/A | 6 | N/A | N/A | N/A | N/A | N/A | 1.8 | 7 | Enthalpy Test Room | 3.5271 | 3.8723 | N/A | - | N/A | N/A | N/A | N/A | N/A | N/A | N/A | N/A | N/A | N/A | N/A | N/A | N/A | N/A | N/A | N/A | N/A | Single | R32 | Australia,New Zealand | 143081 | 46363 | 0 | Approved | Reverse Cycle | N/A | Yes | Class 10 | Yes | N/A | N/A | N/A | N/A | N/A | N/A | N/A | Available | N/A | N/A | http://www.daikin.com.au/ | http://www.daikin.com.au | N/A | 0 | 0 | AAC6389 | Yes | Variable output compressor | Inverter | No | - | 6000 | 1.7 | - | 495 | 3000 | No | - | - | - | 1553.8 | 6462 | No | 452.43 | 3231 | No | - | - | 7000 | 1.8 | 605 | 3500 | No | - | - | Yes | 2150 | 6400 | No | - | - | No | - | - | - | - | - | - | - | - | No | - | - | No | - | -
RZAC71C1V1 / FBA71BVMA | 0 | N/A | DAIKIN | N/A | Ducted | Single Split System | - | Air | Air | Thailand | 2.15 | N/A | 7.1 | N/A | N/A | N/A | N/A | N/A | 2.3 | 8 | Enthalpy Test Room | 3.4187 | 4.1268 | N/A | - | N/A | N/A | N/A | N/A | N/A | N/A | N/A | N/A | N/A | N/A | N/A | N/A | N/A | N/A | N/A | N/A | N/A | Single | R32 | Australia,New Zealand | 144593 | 46442 | 0 | Approved | Reverse Cycle | N/A | Yes | Class 10 | Yes | N/A | N/A | N/A | N/A | N/A | N/A | N/A | Available | N/A | N/A | http://www.daikin.com.au/ | http://www.daikin.com.au | N/A | 0 | 0 | AAC6490 | Yes | Variable output compressor | Inverter | No | - | 7100 | 2.15 | - | 840 | 3550 | No | - | - | - | 1965.1 | 7646.7 | No | 767.76 | 3823.35 | No | - | - | 8000 | 2.3 | 930 | 4000 | No | - | - | Yes | 2050 | 7100 | No | - | - | No | - | - | - | - | - | No | - | - | No | - | - | No | - | -
RZAC71C1V1 / FCA71CAVMA | 0 | N/A | DAIKIN | N/A | Non Ducted | Single Split System | Cassette | Air | Air | Thailand | 1.83 | N/A | 7.1 | N/A | N/A | N/A | N/A | N/A | 1.95 | 8 | Enthalpy Test Room | 3.8394 | 4.1276 | N/A | - | N/A | N/A | N/A | N/A | N/A | N/A | N/A | N/A | N/A | N/A | N/A | N/A | N/A | N/A | N/A | N/A | N/A | Single | R32 | Australia,New Zealand | 144519 | 46442 | 0 | Approved | Reverse Cycle | N/A | Yes | Class 9 | Yes | N/A | N/A | N/A | N/A | N/A | N/A | N/A | Available | N/A | N/A | http://www.daikin.com.au/ | http://www.daikin.com.au | N/A | 0 | 0 | AAC6477 | Yes | Variable output compressor | Inverter | No | - | 7100 | 1.83 | - | 670 | 3550 | No | - | - | - | 1672.62 | 7646.7 | No | 612.38 | 3823.35 | No | - | - | 8000 | 1.95 | 720 | 4000 | No | - | - | Yes | 2000 | 7000 | No | - | - | No | - | - | - | - | - | No | - | - | No | - | - | No | - | -
RZAC71C2V1 / FBA71BVMA | 0 | N/A | DAIKIN | N/A | Ducted | Single Split System | - | Air | Air | Thailand | 2.15 | N/A | 7.1 | N/A | N/A | N/A | N/A | N/A | 2.3 | 8 | Enthalpy Test Room | 3.4187 | 4.1268 | N/A | - | N/A | N/A | N/A | N/A | N/A | N/A | N/A | N/A | N/A | N/A | N/A | N/A | N/A | N/A | N/A | N/A | N/A | Single | R32 | Australia,New Zealand | 149020 | 46634 | 0 | Approved | Reverse Cycle | N/A | Yes | Class 10 | Yes | N/A | N/A | N/A | N/A | N/A | N/A | N/A | Available | N/A | N/A | http://www.daikin.com.au/ | http://www.daikin.com.au | N/A | 0 | 0 | AAC6928 | Yes | Variable output compressor | Inverter | No | - | 7100 | 2.15 | - | 840 | 3550 | No | - | - | - | 1965.1 | 7646.7 | No | 767.76 | 3823.35 | No | - | - | 8000 | 2.3 | 930 | 4000 | No | - | - | Yes | 2050 | 7100 | No | - | - | No | - | - | - | - | - | No | - | - | No | - | - | No | - | -
RZAC71C2V1 / FCA71CAVMA | 0 | N/A | DAIKIN | N/A | Non Ducted | Single Split System | Cassette | Air | Air | Thailand | 1.83 | N/A | 7.1 | N/A | N/A | N/A | N/A | N/A | 1.95 | 8 | Enthalpy Test Room | 3.8394 | 4.1276 | N/A | - | N/A | N/A | N/A | N/A | N/A | N/A | N/A | N/A | N/A | N/A | N/A | N/A | N/A | N/A | N/A | N/A | N/A | Single | R32 | Australia,New Zealand | 149007 | 46635 | 0 | Approved | Reverse Cycle | N/A | Yes | Class 9 | Yes | N/A | N/A | N/A | N/A | N/A | N/A | N/A | Available | N/A | N/A | http://www.daikin.com.au/ | http://www.daikin.com.au | N/A | 0 | 0 | AAC6936 | Yes | Variable output compressor | Inverter | No | - | 7100 | 1.83 | - | 670 | 3550 | No | - | - | - | 1672.62 | 7646.7 | No | 612.38 | 3823.35 | No | - | - | 8000 | 1.95 | 720 | 4000 | No | - | - | Yes | 2000 | 7000 | No | - | - | No | - | - | - | - | - | No | - | - | No | - | - | No | - | -
RZAC71CAV1 / FBA71BAVMA | 0 | N/A | DAIKIN | N/A | Ducted | Single Split System | - | Air | Air | Thailand | 2.15 | N/A | 7.1 | N/A | N/A | N/A | N/A | N/A | 2.3 | 8 | Enthalpy Test Room | 3.3921 | 4.0354 | N/A | - | N/A | N/A | N/A | N/A | N/A | N/A | N/A | N/A | N/A | N/A | N/A | N/A | N/A | N/A | N/A | N/A | N/A | Single | R32 | Australia,New Zealand | 162948 | 47317 | 0 | Approved | Reverse Cycle | N/A | Yes | Class 10 | Yes | N/A | N/A | N/A | N/A | N/A | N/A | N/A | Available | N/A | N/A | http://www.daikin.com.au/ | http://www.daikin.com.au | N/A | 0 | 0 | AAC8355 | Yes | Variable output compressor | Inverter | No | - | 7100 | 2.15 | - | 840 | 3550 | No | - | - | - | 1965.1 | 7646.7 | No | 767.76 | 3823.35 | No | - | - | 8000 | 2.3 | 930 | 4000 | No | - | - | Yes | 2050 | 7100 | No | - | - | No | - | - | - | - | - | No | - | - | No | - | - | No | - | -
RZAC71CV1 / FBA71BVMA | 0 | N/A | DAIKIN | 1.619 | Ducted | Single Split System | - | Air | Air | Thailand | 2.15 | 5.481 | 7.1 | N/A | N/A | N/A | N/A | N/A | 2.3 | 8 | Enthalpy Test Room | 3.4187 | 4.1268 | Yes | - | N/A | 15.4 | 13.9 | N/A | N/A | N/A | N/A | N/A | 3.334 | 4.0296 | N/A | N/A | N/A | N/A | N/A | N/A | Enthalpy Test Room | Single | R32 | Australia,New Zealand | 132969 | 46042 | 0 | Approved | Reverse Cycle | N/A | No | Class 10 | Yes | N/A | Yes | N/A | N/A | N/A | KRP58M51, EKMKSA2 | 3.4187 | Available | N/A | N/A | http://www.daikin.com.au/ | http://www.daikin.com.au | Yes | 0 | 0 | AAC5648 | Yes | Variable output compressor | Inverter | No | - | 7100 | 2.15 | - | 840 | 3550 | No | - | - | - | 1965.1 | 7646.7 | No | 767.76 | 3823.35 | No | - | - | 8000 | 2.3 | 930 | 4000 | No | - | - | Yes | 2050 | 7100 | No | - | - | No | - | - | - | - | - | No | - | - | No | - | - | No | - | -
RZAC71CV1 / FCA71CAVMA | 0 | N/A | DAIKIN | 1.48 | Non Ducted | Single Split System | Cassette | Air | Air | Thailand | 1.83 | 5.62 | 7.1 | N/A | N/A | N/A | N/A | N/A | 1.95 | 8 | Enthalpy Test Room | 3.8394 | 4.1276 | Yes | - | N/A | 15.4 | 13.9 | N/A | N/A | N/A | N/A | N/A | 3.7339 | 4.0302 | N/A | N/A | N/A | N/A | N/A | N/A | Enthalpy Test Room | Single | R32 | Australia,New Zealand | 132656 | 46047 | 0 | Approved | Reverse Cycle | N/A | No | Class 9 | Yes | N/A | Yes | N/A | N/A | N/A | KRP58M51, EKMKSA2 | 3.8394 | Available | N/A | N/A | http://www.daikin.com.au/ | http://www.daikin.com.au | Yes | 0 | 0 | AAC5710 | Yes | Variable output compressor | Inverter | No | - | 7100 | 1.83 | - | 670 | 3550 | No | - | - | - | 1672.62 | 7646.7 | No | 612.38 | 3823.35 | No | - | - | 8000 | 1.95 | 720 | 4000 | No | - | - | Yes | 2000 | 7000 | No | - | - | No | - | - | - | - | - | No | - | - | No | - | - | No | - | -
RZAC71E2VM / FFA71BVM | 0 | N/A | DAIKIN | 0.51 | Non Ducted | Single Split System | Cassette | Air | Air | Thailand | 2 | 1.99 | 7.1 | N/A | N/A | N/A | N/A | N/A | 2.25 | 8 | Enthalpy Test Room | 3.495 | 3.5848 | Yes | - | N/A | 6.9 | 6.89 | N/A | N/A | N/A | N/A | N/A | 5.1211 | 3.9469 | N/A | N/A | 5.7423 | 3.3939 | 5.5 | 3 | Calorimeter Room | Single | R32 | Australia,New Zealand | 149069 | 46637 | 0 | Approved | Reverse Cycle | N/A | Yes | Class 9 | Yes | N/A | Yes | N/A | N/A | N/A | KRP58M51 | 5.36 | Available | N/A | N/A | http://www.daikin.com.au/ | http://www.daikin.com.au | Yes | 0 | https://reg.energyrating.gov.au/static/common/images/star_ratings_2014/aircon_rating_5.5_3.png | AAC6963 | Yes | Variable output compressor | Inverter | No | - | 7100 | 2 | - | 690 | 3550 | No | - | - | - | 1828 | 7646.7 | No | 630.66 | 3823.35 | No | - | - | 8000 | 2.25 | 810 | 4000 | No | - | - | Yes | 2290 | 7000 | No | - | - | No | - | - | - | - | - | No | - | - | No | - | - | No | - | -
RZAC71EVM / FFA71AVM | 0 | N/A | DAIKIN | 0.51 | Non Ducted | Single Split System | Cassette | Air | Air | Thailand | 2 | 1.99 | 7.1 | N/A | N/A | N/A | N/A | N/A | 2.25 | 8 | Enthalpy Test Room | 3.6034 | 3.6237 | Yes | - | N/A | 6.9 | 6.89 | N/A | N/A | N/A | N/A | N/A | 5.1211 | 3.9469 | N/A | N/A | 5.7423 | 3.3939 | 5.5 | 3 | Calorimeter Room | Single | R32 | Australia,New Zealand | 128611 | 45868 | 0 | Approved | Reverse Cycle | N/A | No | Class 9 | Yes | N/A | Yes | N/A | N/A | N/A | KRP58M51 | 5.36 | Available | N/A | N/A | http://www.daikin.com.au/ | http://www.daikin.com.au | Yes | 0 | https://reg.energyrating.gov.au/static/common/images/star_ratings_2014/aircon_rating_5.5_3.png | AAC5074 | Yes | Variable output compressor | Inverter | No | - | 7100 | 2 | - | 690 | 3550 | No | - | - | - | 1828 | 7646.7 | No | 630.66 | 3823.35 | No | - | - | 8000 | 2.25 | 810 | 4000 | No | - | - | Yes | 2290 | 7000 | No | - | - | No | - | - | - | - | - | No | - | - | No | - | - | No | - | -
RZAC71G2V1 / FDYBA71AV1 | 0 | N/A | DAIKIN | N/A | Ducted | Single Split System | - | Air | Air | Australia,Thailand | 2.12 | N/A | 7.1 | N/A | N/A | N/A | N/A | N/A | 2.22 | 8 | Enthalpy Test Room | 3.3349 | 3.6385 | N/A | - | N/A | N/A | N/A | N/A | N/A | N/A | N/A | N/A | N/A | N/A | N/A | N/A | N/A | N/A | N/A | N/A | N/A | Single | R32 | Australia,New Zealand | 149012 | 46636 | 0 | Approved | Reverse Cycle | N/A | Yes | Class 10 | Yes | N/A | N/A | N/A | N/A | N/A | N/A | N/A | Available | N/A | N/A | http://www.daikin.com.au/ | http://www.daikin.com.au | N/A | 0 | 0 | AAC6956 | Yes | Variable output compressor | Inverter | No | - | 7100 | 2.12 | - | 750 | 3550 | No | - | - | - | 1937.68 | 7646.7 | No | 685.5 | 3823.35 | No | - | - | 8000 | 2.22 | 595 | 4000 | No | - | - | Yes | 1800 | 5300 | No | - | - | No | - | - | - | - | - | No | - | - | No | - | - | No | - | -
RZAC71GV1 / FDYBA71AV1 | 0 | N/A | DAIKIN | N/A | Ducted | Single Split System | - | Air | Air | Australia,Thailand | 2.12 | N/A | 7.1 | N/A | N/A | N/A | N/A | N/A | 2.22 | 8 | Enthalpy Test Room | 3.3415 | 3.6261 | N/A | - | N/A | N/A | N/A | N/A | N/A | N/A | N/A | N/A | N/A | N/A | N/A | N/A | N/A | N/A | N/A | N/A | N/A | Single | R32 | Australia,New Zealand | 143082 | 46363 | 0 | Approved | Reverse Cycle | N/A | Yes | Class 10 | Yes | N/A | N/A | N/A | N/A | N/A | N/A | N/A | Available | N/A | N/A | http://www.daikin.com.au/ | http://www.daikin.com.au | N/A | 0 | 0 | AAC6386 | Yes | Variable output compressor | Inverter | No | - | 7100 | 2.12 | - | 750 | 3550 | No | - | - | - | 1937.68 | 7646.7 | No | 685.5 | 3823.35 | No | - | - | 8000 | 2.22 | 595 | 4000 | No | - | - | Yes | 1800 | 5300 | No | - | - | No | - | - | - | - | - | No | - | - | No | - | - | No | - | -
RZAC85C2V1 / FBA85BVMA | 0 | N/A | DAIKIN | N/A | Ducted | Single Split System | - | Air | Air | Thailand | 2.64 | N/A | 8.5 | N/A | N/A | N/A | N/A | N/A | 2.95 | 10 | Enthalpy Test Room | 3.3359 | 3.9896 | N/A | - | N/A | N/A | N/A | N/A | N/A | N/A | N/A | N/A | N/A | N/A | N/A | N/A | N/A | N/A | N/A | N/A | N/A | Single | R32 | Australia,New Zealand | 144594 | 46440 | 0 | Approved | Reverse Cycle | N/A | Yes | Class 10 | Yes | N/A | N/A | N/A | N/A | N/A | N/A | N/A | Available | N/A | N/A | http://www.daikin.com.au/ | http://www.daikin.com.au | N/A | 0 | 0 | AAC6455 | Yes | Variable output compressor | Inverter | No | - | 8500 | 2.64 | - | 950 | 4250 | No | - | - | - | 2412.96 | 9154.5 | No | 868.3 | 4577.25 | No | - | - | 10000 | 2.95 | 1080 | 5000 | No | - | - | Yes | 2600 | 8700 | No | - | - | No | - | - | - | - | - | No | - | - | No | - | - | No | - | -
RZAC85C2V1 / FCA85CVMA | 0 | N/A | DAIKIN | N/A | Non Ducted | Single Split System | Cassette | Air | Air | Thailand | 2.25 | N/A | 8.5 | N/A | N/A | N/A | N/A | N/A | 2.42 | 10 | Enthalpy Test Room | 3.6061 | 4.3857 | N/A | - | N/A | N/A | N/A | N/A | N/A | N/A | N/A | N/A | N/A | N/A | N/A | N/A | N/A | N/A | N/A | N/A | N/A | Single | R32 | Australia,New Zealand | 144520 | 46440 | 0 | Approved | Reverse Cycle | N/A | Yes | Class 9 | Yes | N/A | N/A | N/A | N/A | N/A | N/A | N/A | Available | N/A | N/A | http://www.daikin.com.au/ | http://www.daikin.com.au | N/A | 0 | 0 | AAC6464 | Yes | Variable output compressor | Inverter | No | - | 8500 | 2.25 | - | 820 | 4250 | No | - | - | - | 2056.5 | 9154.5 | No | 749.48 | 4577.25 | No | - | - | 10000 | 2.42 | 1010 | 5000 | No | - | - | Yes | 2400 | 8700 | No | - | - | No | - | - | - | - | - | No | - | - | No | - | - | No | - | -
RZAC85C2Y1 / FBA85BVMA | 0 | N/A | DAIKIN | N/A | Ducted | Single Split System | - | Air | Air | Thailand | 2.64 | N/A | 8.5 | N/A | N/A | N/A | N/A | N/A | 2.95 | 10 | Enthalpy Test Room | 3.3455 | 4.0199 | N/A | - | N/A | N/A | N/A | N/A | N/A | N/A | N/A | N/A | N/A | N/A | N/A | N/A | N/A | N/A | N/A | N/A | N/A | Three | R32 | Australia,New Zealand | 144595 | 46442 | 0 | Approved | Reverse Cycle | N/A | Yes | Class 10 | Yes | N/A | N/A | N/A | N/A | N/A | N/A | N/A | Available | N/A | N/A | http://www.daikin.com.au/ | http://www.daikin.com.au | N/A | 0 | 0 | AAC6489 | Yes | Variable output compressor | Inverter | No | - | 8500 | 2.64 | - | 950 | 4250 | No | - | - | - | 2412.96 | 9154.5 | No | 868.3 | 4577.25 | No | - | - | 10000 | 2.95 | 1080 | 5000 | No | - | - | Yes | 2600 | 8700 | No | - | - | No | - | - | - | - | - | No | - | - | No | - | - | No | - | -
RZAC85C2Y1 / FCA85CVMA | 0 | N/A | DAIKIN | N/A | Non Ducted | Single Split System | Cassette | Air | Air | Thailand | 2.25 | N/A | 8.5 | N/A | N/A | N/A | N/A | N/A | 2.42 | 10 | Enthalpy Test Room | 3.6022 | 4.417 | N/A | - | N/A | N/A | N/A | N/A | N/A | N/A | N/A | N/A | N/A | N/A | N/A | N/A | N/A | N/A | N/A | N/A | N/A | Three | R32 | Australia,New Zealand | 144524 | 46439 | 0 | Approved | Reverse Cycle | N/A | Yes | Class 9 | Yes | N/A | N/A | N/A | N/A | N/A | N/A | N/A | Available | N/A | N/A | http://www.daikin.com.au/ | http://www.daikin.com.au | N/A | 0 | 0 | AAC6449 | Yes | Variable output compressor | Inverter | No | - | 8500 | 2.25 | - | 820 | 4250 | No | - | - | - | 2056.5 | 9154.5 | No | 749.48 | 4577.25 | No | - | - | 10000 | 2.42 | 1010 | 5000 | No | - | - | Yes | 2400 | 8700 | No | - | - | No | - | - | - | - | - | No | - | - | No | - | - | No | - | -
RZAC85CV1 / FBA85BVMA | 0 | N/A | DAIKIN | 1.539 | Ducted | Single Split System | - | Air | Air | Thailand | 2.64 | 6.961 | 8.5 | N/A | N/A | N/A | N/A | N/A | 2.95 | 10 | Enthalpy Test Room | 3.3359 | 3.9896 | Yes | - | N/A | 15.4 | 13.9 | N/A | N/A | N/A | N/A | N/A | 3.2695 | 3.9141 | N/A | N/A | N/A | N/A | N/A | N/A | Enthalpy Test Room | Single | R32 | Australia,New Zealand | 132971 | 46042 | 0 | Approved | Reverse Cycle | N/A | No | Class 10 | Yes | N/A | Yes | N/A | N/A | N/A | KRP58M5, EKMKSA2 | 3.3359 | Available | N/A | N/A | http://www.daikin.com.au/ | http://www.daikin.com.au | Yes | 0 | 0 | AAC5649 | Yes | Variable output compressor | Inverter | No | - | 8500 | 2.64 | - | 950 | 4250 | No | - | - | - | 2412.96 | 9154.5 | No | 868.3 | 4577.25 | No | - | - | 10000 | 2.95 | 1080 | 5000 | No | - | - | Yes | 2600 | 8700 | No | - | - | No | - | - | - | - | - | No | - | - | No | - | - | No | - | -
RZAC85CV1 / FCA85CVMA | 0 | N/A | DAIKIN | 1.655 | Non Ducted | Single Split System | Cassette | Air | Air | Thailand | 2.25 | 6.845 | 8.5 | N/A | N/A | N/A | N/A | N/A | 2.42 | 10 | Enthalpy Test Room | 3.6061 | 4.3857 | Yes | - | N/A | 12 | 12.1 | N/A | N/A | N/A | N/A | N/A | 3.5438 | 4.3086 | N/A | N/A | N/A | N/A | N/A | N/A | Enthalpy Test Room | Single | R32 | Australia,New Zealand | 132657 | 46041 | 0 | Approved | Reverse Cycle | N/A | No | Class 9 | Yes | N/A | Yes | N/A | N/A | N/A | KRP59M51, EKMKSA2 | 3.6061 | Available | N/A | N/A | http://www.daikin.com.au/ | http://www.daikin.com.au | Yes | 0 | 0 | AAC5640 | Yes | Variable output compressor | Inverter | No | - | 8500 | 2.25 | - | 820 | 4250 | No | - | - | - | 2056.5 | 9154.5 | No | 749.48 | 4577.25 | No | - | - | 10000 | 2.42 | 1010 | 5000 | No | - | - | Yes | 2400 | 8700 | No | - | - | No | - | - | - | - | - | No | - | - | No | - | - | No | - | -
RZAC85CY1 / FBA85BVMA | 0 | N/A | DAIKIN | 1.539 | Ducted | Single Split System | - | Air | Air | Thailand | 2.64 | 6.961 | 8.5 | N/A | N/A | N/A | N/A | N/A | 2.95 | 10 | Enthalpy Test Room | 3.3455 | 4.0199 | Yes | - | N/A | 15.4 | 13.9 | N/A | N/A | N/A | N/A | N/A | 3.2695 | 3.9141 | N/A | N/A | N/A | N/A | N/A | N/A | Enthalpy Test Room | Three | R32 | Australia,New Zealand | 132973 | 46077 | 0 | Approved | Reverse Cycle | N/A | No | Class 10 | Yes | N/A | Yes | N/A | N/A | N/A | KRP58M51, EKMKSA2 | 3.3359 | Available | N/A | N/A | http://www.daikin.com.au/ | http://www.daikin.com.au | Yes | 0 | 0 | AAC5799 | Yes | Variable output compressor | Inverter | No | - | 8500 | 2.64 | - | 950 | 4250 | No | - | - | - | 2412.96 | 9154.5 | No | 868.3 | 4577.25 | No | - | - | 10000 | 2.95 | 1080 | 5000 | No | - | - | Yes | 2600 | 8700 | No | - | - | No | - | - | - | - | - | No | - | - | No | - | - | No | - | -
RZAC85CY1 / FCA85CVMA | 0 | N/A | DAIKIN | 1.655 | Non Ducted | Single Split System | Cassette | Air | Air | Thailand | 2.25 | 6.845 | 8.5 | N/A | N/A | N/A | N/A | N/A | 2.42 | 10 | Enthalpy Test Room | 3.6022 | 4.417 | Yes | - | N/A | 10 | 12.1 | N/A | N/A | N/A | N/A | N/A | 3.4726 | 4.3086 | N/A | N/A | N/A | N/A | N/A | N/A | Enthalpy Test Room | Three | R32 | Australia,New Zealand | 132815 | 46097 | 0 | Approved | Reverse Cycle | N/A | No | Class 9 | Yes | N/A | Yes | N/A | N/A | N/A | KRP58M5, EKMKSA2 | 3.5222 | Available | N/A | N/A | http://www.daikin.com.au/ | http://www.daikin.com.au | Yes | 0 | 0 | AAC5838 | Yes | Variable output compressor | Inverter | No | - | 8500 | 2.25 | - | 820 | 4250 | No | - | - | - | 2056.5 | 9154.5 | No | 749.48 | 4577.25 | No | - | - | 10000 | 2.42 | 1010 | 5000 | No | - | - | Yes | 2400 | 8700 | No | - | - | No | - | - | - | - | - | No | - | - | No | - | - | No | - | -
RZAS100C2V1 / FDYA100AV1 | 0 | N/A | DAIKIN | N/A | Ducted | Single Split System | - | Air | Air | Thailand,Australia | 2.61 | N/A | 10 | N/A | N/A | N/A | N/A | N/A | 3.13 | 12.5 | Enthalpy Test Room | 3.754 | 3.8441 | N/A | - | N/A | N/A | N/A | N/A | N/A | N/A | N/A | N/A | N/A | N/A | N/A | N/A | N/A | N/A | N/A | N/A | N/A | Single | R32 | Australia,New Zealand | 145760 | 46477 | 0 | Approved | Reverse Cycle | N/A | Yes | Class 11 | Yes | N/A | N/A | N/A | N/A | N/A | N/A | N/A | Available | N/A | N/A | http://www.daikin.com.au/ | http://www.daikin.com.au | N/A | 0 | 0 | AAC6583 | Yes | Variable output compressor | Inverter | No | - | 10000 | 2.61 | - | 1100 | 5000 | No | - | - | - | 2385.54 | 10770 | No | 1005.4 | 5385 | No | - | - | 12500 | 3.13 | 1300 | 6250 | No | - | - | Yes | 4200 | 11500 | No | - | - | No | - | - | - | - | - | No | - | - | No | - | - | No | - | -
RZAS100C2V1 / FDYA100AV19 | 0 | N/A | DAIKIN | N/A | Ducted | Single Split System | - | Air | Air | Australia,Thailand | 2.61 | N/A | 10 | N/A | N/A | N/A | N/A | N/A | 3.13 | 12.5 | Enthalpy Test Room | 3.754 | 3.8441 | N/A | - | N/A | N/A | N/A | N/A | N/A | N/A | N/A | N/A | N/A | N/A | N/A | N/A | N/A | N/A | N/A | N/A | N/A | Single | R32 | Australia,New Zealand | 155666 | 47027 | 0 | Approved | Reverse Cycle | N/A | Yes | Class 11 | Yes | N/A | N/A | N/A | N/A | N/A | N/A | N/A | Available | N/A | N/A | http://www.daikin.com.au/ | http://www.daikin.com.au | N/A | 0 | 0 | AAC7795 | Yes | Variable output compressor | Inverter | No | - | 10000 | 2.61 | - | 1100 | 5000 | No | - | - | - | 2385.54 | 10770 | No | 1005.4 | 5385 | No | - | - | 12500 | 3.13 | 1300 | 6250 | No | - | - | Yes | 4200 | 11500 | No | - | - | No | - | - | - | - | - | No | - | - | No | - | - | No | - | -
RZAS100CV1 / FDYA100AV1 | RZAS100CV1 / FDYA100AV1 | N/A | DAIKIN | N/A | Ducted | Single Split System | - | Air | Air | Australia,Thailand | 2.61 | N/A | 10 | N/A | N/A | N/A | N/A | N/A | 3.13 | 12.5 | Enthalpy Test Room | 3.754 | 3.8441 | N/A | - | N/A | N/A | N/A | N/A | N/A | N/A | N/A | N/A | N/A | N/A | N/A | N/A | N/A | N/A | N/A | N/A | N/A | Single | R32 | Australia,New Zealand | 131638 | 45896 | 0 | Approved | Reverse Cycle | N/A | Yes | Class 11 | Yes | N/A | N/A | N/A | N/A | N/A | N/A | N/A | Available | N/A | N/A | http://www.daikin.com.au/ | http://www.daikin.com.au | N/A | 0 | 0 | AAC5200 | Yes | Variable output compressor | Inverter | No | - | 10000 | 2.61 | - | 1100 | 5000 | No | - | - | - | 2385.54 | 10770 | No | 1005.4 | 5385 | No | - | - | 12500 | 3.13 | 1300 | 6250 | No | - | - | Yes | 4200 | 11500 | No | - | - | No | - | - | - | - | - | No | - | - | No | - | - | No | - | -
RZAS100CV1 / FDYA100AV19 | RZAS100CV1 / FDYA100AV1 | N/A | DAIKIN | N/A | Ducted | Single Split System | - | Air | Air | Australia,Thailand | 2.61 | N/A | 10 | N/A | N/A | N/A | N/A | N/A | 3.13 | 12.5 | Enthalpy Test Room | 3.754 | 3.8441 | N/A | - | N/A | N/A | N/A | N/A | N/A | N/A | N/A | N/A | N/A | N/A | N/A | N/A | N/A | N/A | N/A | N/A | N/A | Single | R32 | Australia,New Zealand | 131638 | 45896 | 0 | Approved | Reverse Cycle | N/A | Yes | Class 11 | Yes | N/A | N/A | N/A | N/A | N/A | N/A | N/A | Available | N/A | N/A | http://www.daikin.com.au/ | http://www.daikin.com.au | N/A | 0 | 0 | AAC5200 | Yes | Variable output compressor | Inverter | No | - | 10000 | 2.61 | - | 1100 | 5000 | No | - | - | - | 2385.54 | 10770 | No | 1005.4 | 5385 | No | - | - | 12500 | 3.13 | 1300 | 6250 | No | - | - | Yes | 4200 | 11500 | No | - | - | No | - | - | - | - | - | No | - | - | No | - | - | No | - | -
RZAS125C2V1 / FDYA125AV1 | 0 | N/A | DAIKIN | N/A | Ducted | Single Split System | - | Air | Air | Thailand,Australia | 3.45 | N/A | 12.5 | N/A | N/A | N/A | N/A | N/A | 3.8 | 15 | Enthalpy Test Room | 3.4699 | 3.6389 | N/A | - | N/A | N/A | N/A | N/A | N/A | N/A | N/A | N/A | N/A | N/A | N/A | N/A | N/A | N/A | N/A | N/A | N/A | Single | R32 | Australia,New Zealand | 145761 | 46477 | 0 | Approved | Reverse Cycle | N/A | Yes | Class 11 | Yes | N/A | N/A | N/A | N/A | N/A | N/A | N/A | Available | N/A | N/A | http://www.daikin.com.au/ | http://www.daikin.com.au | N/A | 0 | 0 | AAC6586 | Yes | Variable output compressor | Inverter | No | - | 12500 | 3.45 | - | 1400 | 6250 | No | - | - | - | 3153.3 | 13462.5 | Yes | 1250 | 7300 | No | - | - | 15000 | 3.8 | 1560 | 7500 | No | - | - | Yes | 4000 | 11500 | No | - | - | No | - | - | - | - | - | No | - | - | No | - | - | No | - | -
RZAS125C2V1 / FDYA125AV19 | 0 | N/A | DAIKIN | N/A | Ducted | Single Split System | - | Air | Air | Australia,Thailand | 3.45 | N/A | 12.5 | N/A | N/A | N/A | N/A | N/A | 3.8 | 15 | Enthalpy Test Room | 3.4699 | 3.6389 | N/A | - | N/A | N/A | N/A | N/A | N/A | N/A | N/A | N/A | N/A | N/A | N/A | N/A | N/A | N/A | N/A | N/A | N/A | Single | R32 | Australia,New Zealand | 157023 | 47029 | 0 | Approved | Reverse Cycle | N/A | Yes | Class 11 | Yes | N/A | N/A | N/A | N/A | N/A | N/A | N/A | Available | N/A | N/A | http://www.daikin.com.au/ | http://www.daikin.com.au | N/A | 0 | 0 | AAC7807 | Yes | Variable output compressor | Inverter | No | - | 12500 | 3.45 | - | 1400 | 6250 | No | - | - | - | 3153.3 | 13462.5 | Yes | 1250 | 7300 | No | - | - | 15000 | 3.8 | 1470 | 7500 | Yes | 890 | 4140 | Yes | 4000 | 11500 | No | - | - | No | - | - | - | - | - | No | - | - | No | - | - | No | - | -
RZAS125C2V1 / FDYUA125AV1 | 0 | N/A | DAIKIN | N/A | Ducted | Single Split System | - | Air | Air | Australia,Thailand | 3.45 | N/A | 12.5 | N/A | N/A | N/A | N/A | N/A | 3.8 | 15 | Enthalpy Test Room | 3.4699 | 3.6389 | N/A | - | N/A | N/A | N/A | N/A | N/A | N/A | N/A | N/A | N/A | N/A | N/A | N/A | N/A | N/A | N/A | N/A | N/A | Single | R32 | Australia,New Zealand | 151980 | 46771 | 0 | Approved | Reverse Cycle | N/A | Yes | Class 11 | Yes | N/A | N/A | N/A | N/A | N/A | N/A | N/A | Available | N/A | N/A | http://www.daikin.com.au/ | http://www.daikin.com.au | N/A | 0 | 0 | AAC7235 | Yes | Variable output compressor | Inverter | No | - | 12500 | 3.45 | - | 1400 | 6250 | No | - | - | - | 3153.3 | 13462.5 | Yes | 1250 | 7300 | No | - | - | 15000 | 3.8 | 1560 | 7500 | No | - | - | Yes | 4000 | 11500 | No | - | - | No | - | - | - | - | - | No | - | - | No | - | - | No | - | -
RZAS125C2V1 / FDYUA125AV19 | 0 | N/A | DAIKIN | N/A | Ducted | Single Split System | - | Air | Air | Australia,Thailand | 3.45 | N/A | 12.5 | N/A | N/A | N/A | N/A | N/A | 3.8 | 15 | Enthalpy Test Room | 3.4699 | 3.6389 | N/A | - | N/A | N/A | N/A | N/A | N/A | N/A | N/A | N/A | N/A | N/A | N/A | N/A | N/A | N/A | N/A | N/A | N/A | Single | R32 | Australia,New Zealand | 155476 | 47027 | 0 | Approved | Reverse Cycle | N/A | Yes | Class 11 | Yes | N/A | N/A | N/A | N/A | N/A | N/A | N/A | Available | N/A | N/A | http://www.daikin.com.au/ | http://www.daikin.com.au | N/A | 0 | 0 | AAC7793 | Yes | Variable output compressor | Inverter | No | - | 12500 | 3.45 | - | 1400 | 6250 | No | - | - | - | 3153.3 | 13462.5 | Yes | 1250 | 7300 | No | - | - | 15000 | 3.8 | 1470 | 7500 | Yes | 890 | 4140 | Yes | 4000 | 11500 | No | - | - | No | - | - | - | - | - | No | - | - | No | - | - | No | - | -
RZAS125CV1 / FDYA125AV1 | 0 | N/A | DAIKIN | N/A | Ducted | Single Split System | - | Air | Air | Australia,Thailand | 3.45 | N/A | 12.5 | N/A | N/A | N/A | N/A | N/A | 3.8 | 15 | Enthalpy Test Room | 3.4699 | 3.6389 | N/A | - | N/A | N/A | N/A | N/A | N/A | N/A | N/A | N/A | N/A | N/A | N/A | N/A | N/A | N/A | N/A | N/A | N/A | Single | R32 | Australia,New Zealand | 131639 | 45896 | 0 | Approved | Reverse Cycle | N/A | Yes | Class 11 | Yes | N/A | N/A | N/A | N/A | N/A | N/A | N/A | Available | N/A | N/A | http://www.daikin.com.au/ | http://www.daikin.com.au | N/A | 0 | 0 | AAC5197 | Yes | Variable output compressor | Inverter | No | - | 12500 | 3.45 | - | 1400 | 6250 | No | - | - | - | 3153.3 | 13462.5 | No | 1279.6 | 6731.25 | No | - | - | 15000 | 3.8 | 1560 | 7500 | No | - | - | Yes | 4000 | 11500 | No | - | - | No | - | - | - | - | - | No | - | - | No | - | - | No | - | -
RZAS125CV1 / FDYA125AV1 | RZAS125CV1 / FDYA125AV1 | N/A | DAIKIN | N/A | Ducted | Single Split System | - | Air | Air | Australia,Thailand | 3.45 | N/A | 12.5 | N/A | N/A | N/A | N/A | N/A | 3.8 | 15 | Enthalpy Test Room | 3.4699 | 3.6389 | N/A | - | N/A | N/A | N/A | N/A | N/A | N/A | N/A | N/A | N/A | N/A | N/A | N/A | N/A | N/A | N/A | N/A | N/A | Single | R32 | Australia,New Zealand | 157218 | 47057 | 0 | Approved | Reverse Cycle | N/A | Yes | Class 11 | Yes | N/A | N/A | N/A | N/A | N/A | N/A | N/A | Available | N/A | N/A | http://www.daikin.com.au/ | http://www.daikin.com.au | N/A | 0 | 0 | AAC7854 | Yes | Variable output compressor | Inverter | No | - | 12500 | 3.45 | - | 1400 | 6250 | No | - | - | - | 3153.3 | 13462.5 | Yes | 1250 | 7300 | No | - | - | 15000 | 3.8 | 1560 | 7500 | No | - | - | Yes | 4000 | 11500 | No | - | - | No | - | - | - | - | - | No | - | - | No | - | - | No | - | -
RZAS125CV1 / FDYA125AV19 | RZAS125CV1 / FDYA125AV1 | N/A | DAIKIN | N/A | Ducted | Single Split System | - | Air | Air | Australia,Thailand | 3.45 | N/A | 12.5 | N/A | N/A | N/A | N/A | N/A | 3.8 | 15 | Enthalpy Test Room | 3.4699 | 3.6389 | N/A | - | N/A | N/A | N/A | N/A | N/A | N/A | N/A | N/A | N/A | N/A | N/A | N/A | N/A | N/A | N/A | N/A | N/A | Single | R32 | Australia,New Zealand | 157218 | 47057 | 0 | Approved | Reverse Cycle | N/A | Yes | Class 11 | Yes | N/A | N/A | N/A | N/A | N/A | N/A | N/A | Available | N/A | N/A | http://www.daikin.com.au/ | http://www.daikin.com.au | N/A | 0 | 0 | AAC7854 | Yes | Variable output compressor | Inverter | No | - | 12500 | 3.45 | - | 1400 | 6250 | No | - | - | - | 3153.3 | 13462.5 | Yes | 1250 | 7300 | No | - | - | 15000 | 3.8 | 1560 | 7500 | No | - | - | Yes | 4000 | 11500 | No | - | - | No | - | - | - | - | - | No | - | - | No | - | - | No | - | -
RZAS125CV1 / FDYUA125AV1 | RZAS125CV1 / FDYUA125AV1 | N/A | DAIKIN | N/A | Ducted | Single Split System | - | Air | Air | Australia,Thailand | 3.45 | N/A | 12.5 | N/A | N/A | N/A | N/A | N/A | 3.8 | 15 | Enthalpy Test Room | 3.4699 | 3.6389 | N/A | - | N/A | N/A | N/A | N/A | N/A | N/A | N/A | N/A | N/A | N/A | N/A | N/A | N/A | N/A | N/A | N/A | N/A | Single | R32 | Australia,New Zealand | 158119 | 47313 | 0 | Approved | Reverse Cycle | N/A | No | Class 11 | No | N/A | N/A | N/A | N/A | N/A | N/A | N/A | Available | N/A | N/A | http://www.daikin.com.au/ | http://www.daikin.com.au | N/A | 0 | 0 | AAC8349 | Yes | Variable output compressor | Inverter | No | - | 12500 | 3.45 | - | 1400 | 6250 | No | - | - | - | 3153.3 | 13462.5 | Yes | 1250 | 7300 | No | - | - | 15000 | 3.8 | 1560 | 7500 | No | - | - | Yes | 4000 | 11500 | No | - | - | No | - | - | - | - | - | No | - | - | No | - | - | No | - | -
RZAS125CV1 / FDYUA125AV19 | RZAS125CV1 / FDYUA125AV1 | N/A | DAIKIN | N/A | Ducted | Single Split System | - | Air | Air | Australia,Thailand | 3.45 | N/A | 12.5 | N/A | N/A | N/A | N/A | N/A | 3.8 | 15 | Enthalpy Test Room | 3.4699 | 3.6389 | N/A | - | N/A | N/A | N/A | N/A | N/A | N/A | N/A | N/A | N/A | N/A | N/A | N/A | N/A | N/A | N/A | N/A | N/A | Single | R32 | Australia,New Zealand | 158119 | 47313 | 0 | Approved | Reverse Cycle | N/A | No | Class 11 | No | N/A | N/A | N/A | N/A | N/A | N/A | N/A | Available | N/A | N/A | http://www.daikin.com.au/ | http://www.daikin.com.au | N/A | 0 | 0 | AAC8349 | Yes | Variable output compressor | Inverter | No | - | 12500 | 3.45 | - | 1400 | 6250 | No | - | - | - | 3153.3 | 13462.5 | Yes | 1250 | 7300 | No | - | - | 15000 | 3.8 | 1560 | 7500 | No | - | - | Yes | 4000 | 11500 | No | - | - | No | - | - | - | - | - | No | - | - | No | - | - | No | - | -
RZAS140C2V1 / FDYA140AV1 | 0 | N/A | DAIKIN | N/A | Ducted | Single Split System | - | Air | Air | Thailand,Australia | 3.93 | N/A | 14 | N/A | N/A | N/A | N/A | N/A | 4.28 | 16.5 | Enthalpy Test Room | 3.4537 | 3.6372 | N/A | - | N/A | N/A | N/A | N/A | N/A | N/A | N/A | N/A | N/A | N/A | N/A | N/A | N/A | N/A | N/A | N/A | N/A | Single | R32 | Australia,New Zealand | 145762 | 46477 | 0 | Approved | Reverse Cycle | N/A | Yes | Class 11 | Yes | N/A | N/A | N/A | N/A | N/A | N/A | N/A | Available | N/A | N/A | http://www.daikin.com.au/ | http://www.daikin.com.au | N/A | 0 | 0 | AAC6582 | Yes | Variable output compressor | Inverter | No | - | 14000 | 3.93 | - | 1600 | 7000 | No | - | - | - | 3592.02 | 15078 | Yes | 1300 | 7600 | No | - | - | 16500 | 4.28 | 1850 | 8250 | No | - | - | Yes | 4200 | 12000 | No | - | - | No | - | - | - | - | - | No | - | - | No | - | - | No | - | -
RZAS140C2V1 / FDYA140AV19 | 0 | N/A | DAIKIN | N/A | Ducted | Single Split System | - | Air | Air | Australia,Thailand | 3.93 | N/A | 14 | N/A | N/A | N/A | N/A | N/A | 4.28 | 16.5 | Enthalpy Test Room | 3.4537 | 3.6372 | N/A | - | N/A | N/A | N/A | N/A | N/A | N/A | N/A | N/A | N/A | N/A | N/A | N/A | N/A | N/A | N/A | N/A | N/A | Single | R32 | Australia,New Zealand | 155656 | 47028 | 0 | Approved | Reverse Cycle | N/A | Yes | Class 11 | Yes | N/A | N/A | N/A | N/A | N/A | N/A | N/A | Available | N/A | N/A | http://www.daikin.com.au/ | http://www.daikin.com.au | N/A | 0 | 0 | AAC7804 | Yes | Variable output compressor | Inverter | No | - | 14000 | 3.93 | - | 1600 | 7000 | No | - | - | - | 3592.02 | 15078 | Yes | 1300 | 7600 | No | - | - | 16500 | 4.28 | 1600 | 8250 | Yes | 1240 | 6660 | Yes | 4200 | 12000 | No | - | - | No | - | - | - | - | - | No | - | - | No | - | - | No | - | -
RZAS140CV1 / FDYA140AV1 | RZAS140CV1 / FDYA140AV1 | N/A | DAIKIN | N/A | Ducted | Single Split System | - | Air | Air | Australia,Thailand | 3.93 | N/A | 14 | N/A | N/A | N/A | N/A | N/A | 4.28 | 16.5 | Enthalpy Test Room | 3.4537 | 3.6372 | N/A | - | N/A | N/A | N/A | N/A | N/A | N/A | N/A | N/A | N/A | N/A | N/A | N/A | N/A | N/A | N/A | N/A | N/A | Single | R32 | Australia,New Zealand | 131640 | 45896 | 0 | Approved | Reverse Cycle | N/A | Yes | Class 11 | Yes | N/A | N/A | N/A | N/A | N/A | N/A | N/A | Available | N/A | N/A | http://www.daikin.com.au/ | http://www.daikin.com.au | N/A | 0 | 0 | AAC5201 | Yes | Variable output compressor | Inverter | No | - | 14000 | 3.93 | - | 1600 | 7000 | No | - | - | - | 3592.02 | 15078 | Yes | 1300 | 7600 | No | - | - | 16500 | 4.28 | 1850 | 8250 | No | - | - | Yes | 4200 | 12000 | No | - | - | No | - | - | - | - | - | No | - | - | No | - | - | No | - | -
RZAS140CV1 / FDYA140AV19 | RZAS140CV1 / FDYA140AV1 | N/A | DAIKIN | N/A | Ducted | Single Split System | - | Air | Air | Australia,Thailand | 3.93 | N/A | 14 | N/A | N/A | N/A | N/A | N/A | 4.28 | 16.5 | Enthalpy Test Room | 3.4537 | 3.6372 | N/A | - | N/A | N/A | N/A | N/A | N/A | N/A | N/A | N/A | N/A | N/A | N/A | N/A | N/A | N/A | N/A | N/A | N/A | Single | R32 | Australia,New Zealand | 131640 | 45896 | 0 | Approved | Reverse Cycle | N/A | Yes | Class 11 | Yes | N/A | N/A | N/A | N/A | N/A | N/A | N/A | Available | N/A | N/A | http://www.daikin.com.au/ | http://www.daikin.com.au | N/A | 0 | 0 | AAC5201 | Yes | Variable output compressor | Inverter | No | - | 14000 | 3.93 | - | 1600 | 7000 | No | - | - | - | 3592.02 | 15078 | Yes | 1300 | 7600 | No | - | - | 16500 | 4.28 | 1850 | 8250 | No | - | - | Yes | 4200 | 12000 | No | - | - | No | - | - | - | - | - | No | - | - | No | - | - | No | - | -
RZAS160C2V1 / FDYA160AV1 | 0 | N/A | DAIKIN | N/A | Ducted | Single Split System | - | Air | Air | Thailand,Australia | 4.85 | N/A | 16 | N/A | N/A | N/A | N/A | N/A | 4.65 | 18 | Enthalpy Test Room | 3.1444 | 3.6067 | N/A | - | N/A | N/A | N/A | N/A | N/A | N/A | N/A | N/A | N/A | N/A | N/A | N/A | N/A | N/A | N/A | N/A | N/A | Single | R32 | Australia,New Zealand | 145763 | 46477 | 0 | Approved | Reverse Cycle | N/A | Yes | Class 11 | Yes | N/A | N/A | N/A | N/A | N/A | N/A | N/A | Available | N/A | N/A | http://www.daikin.com.au/ | http://www.daikin.com.au | N/A | 0 | 0 | AAC6587 | Yes | Variable output compressor | Inverter | No | - | 16000 | 4.85 | - | 1800 | 8000 | No | - | - | - | 4432.9 | 17232 | Yes | 1500 | 8600 | No | - | - | 18000 | 4.65 | 2100 | 9000 | No | - | - | Yes | 4800 | 14000 | No | - | - | No | - | - | - | - | - | No | - | - | No | - | - | No | - | -
RZAS160C2V1 / FDYA160AV19 | 0 | N/A | DAIKIN | N/A | Ducted | Single Split System | - | Air | Air | Australia,Thailand | 4.85 | N/A | 16 | N/A | N/A | N/A | N/A | N/A | 4.65 | 18 | Enthalpy Test Room | 3.1444 | 3.6067 | N/A | - | N/A | N/A | N/A | N/A | N/A | N/A | N/A | N/A | N/A | N/A | N/A | N/A | N/A | N/A | N/A | N/A | N/A | Single | R32 | Australia,New Zealand | 157024 | 47027 | 0 | Approved | Reverse Cycle | N/A | Yes | Class 11 | Yes | N/A | N/A | N/A | N/A | N/A | N/A | N/A | Available | N/A | N/A | http://www.daikin.com.au/ | http://www.daikin.com.au | N/A | 0 | 0 | AAC7796 | Yes | Variable output compressor | Inverter | No | - | 16000 | 4.85 | - | 1800 | 8000 | No | - | - | - | 4432.9 | 17232 | Yes | 1500 | 8600 | No | - | - | 18000 | 4.65 | 1890 | 9000 | Yes | 1450 | 6955 | Yes | 4800 | 14000 | No | - | - | No | - | - | - | - | - | No | - | - | No | - | - | No | - | -
RZAS160C2V1 / FDYUA160AV1 | 0 | N/A | DAIKIN | N/A | Ducted | Single Split System | - | Air | Air | Australia,Thailand | 4.85 | N/A | 16 | N/A | N/A | N/A | N/A | N/A | 4.65 | 18 | Enthalpy Test Room | 3.1444 | 3.6067 | N/A | - | N/A | N/A | N/A | N/A | N/A | N/A | N/A | N/A | N/A | N/A | N/A | N/A | N/A | N/A | N/A | N/A | N/A | Single | R32 | Australia,New Zealand | 151981 | 46771 | 0 | Approved | Reverse Cycle | N/A | Yes | Class 11 | Yes | N/A | N/A | N/A | N/A | N/A | N/A | N/A | Available | N/A | N/A | http://www.daikin.com.au/ | http://www.daikin.com.au | N/A | 0 | 0 | AAC7236 | Yes | Variable output compressor | Inverter | No | - | 16000 | 4.85 | - | 1800 | 8000 | No | - | - | - | 4432.9 | 17232 | Yes | 1500 | 8600 | No | - | - | 18000 | 4.65 | 2100 | 9000 | No | - | - | Yes | 4800 | 14000 | No | - | - | No | - | - | - | - | - | No | - | - | No | - | - | No | - | -
RZAS160C2V1 / FDYUA160AV19 | 0 | N/A | DAIKIN | N/A | Ducted | Single Split System | - | Air | Air | Australia,Thailand | 4.85 | N/A | 16 | N/A | N/A | N/A | N/A | N/A | 4.65 | 18 | Enthalpy Test Room | 3.1444 | 3.6067 | N/A | - | N/A | N/A | N/A | N/A | N/A | N/A | N/A | N/A | N/A | N/A | N/A | N/A | N/A | N/A | N/A | N/A | N/A | Single | R32 | Australia,New Zealand | 155478 | 47027 | 0 | Approved | Reverse Cycle | N/A | Yes | Class 11 | Yes | N/A | N/A | N/A | N/A | N/A | N/A | N/A | Available | N/A | N/A | http://www.daikin.com.au/ | http://www.daikin.com.au | N/A | 0 | 0 | AAC7794 | Yes | Variable output compressor | Inverter | No | - | 16000 | 4.85 | - | 1800 | 8000 | No | - | - | - | 4432.9 | 17232 | Yes | 1500 | 8600 | No | - | - | 18000 | 4.65 | 1890 | 9000 | Yes | 1450 | 6955 | Yes | 4800 | 14000 | No | - | - | No | - | - | - | - | - | No | - | - | No | - | - | No | - | -
RZAS160CV1 / FDYA160AV1 | RZAS160CV1 / FDYA160AV1 | N/A | DAIKIN | N/A | Ducted | Single Split System | - | Air | Air | Australia,Thailand | 4.85 | N/A | 16 | N/A | N/A | N/A | N/A | N/A | 4.65 | 18 | Enthalpy Test Room | 3.1444 | 3.6067 | N/A | - | N/A | N/A | N/A | N/A | N/A | N/A | N/A | N/A | N/A | N/A | N/A | N/A | N/A | N/A | N/A | N/A | N/A | Single | R32 | Australia,New Zealand | 131641 | 45896 | 0 | Approved | Reverse Cycle | N/A | Yes | Class 11 | Yes | N/A | N/A | N/A | N/A | N/A | N/A | N/A | Available | N/A | N/A | http://www.daikin.com.au/ | http://www.daikin.com.au | N/A | 0 | 0 | AAC5198 | Yes | Variable output compressor | Inverter | No | - | 16000 | 4.85 | - | 1800 | 8000 | No | - | - | - | 4432.9 | 17232 | Yes | 1500 | 8600 | No | - | - | 18000 | 4.65 | 2100 | 9000 | No | - | - | Yes | 4800 | 14000 | No | - | - | No | - | - | - | - | - | No | - | - | No | - | - | No | - | -
RZAS160CV1 / FDYA160AV19 | RZAS160CV1 / FDYA160AV1 | N/A | DAIKIN | N/A | Ducted | Single Split System | - | Air | Air | Australia,Thailand | 4.85 | N/A | 16 | N/A | N/A | N/A | N/A | N/A | 4.65 | 18 | Enthalpy Test Room | 3.1444 | 3.6067 | N/A | - | N/A | N/A | N/A | N/A | N/A | N/A | N/A | N/A | N/A | N/A | N/A | N/A | N/A | N/A | N/A | N/A | N/A | Single | R32 | Australia,New Zealand | 131641 | 45896 | 0 | Approved | Reverse Cycle | N/A | Yes | Class 11 | Yes | N/A | N/A | N/A | N/A | N/A | N/A | N/A | Available | N/A | N/A | http://www.daikin.com.au/ | http://www.daikin.com.au | N/A | 0 | 0 | AAC5198 | Yes | Variable output compressor | Inverter | No | - | 16000 | 4.85 | - | 1800 | 8000 | No | - | - | - | 4432.9 | 17232 | Yes | 1500 | 8600 | No | - | - | 18000 | 4.65 | 2100 | 9000 | No | - | - | Yes | 4800 | 14000 | No | - | - | No | - | - | - | - | - | No | - | - | No | - | - | No | - | -
RZAS160CV1 / FDYUA160AV1 | RZAS160CV1 / FDYUA160AV1 | N/A | DAIKIN | N/A | Ducted | Single Split System | - | Air | Air | Australia,Thailand | 4.85 | N/A | 16 | N/A | N/A | N/A | N/A | N/A | 4.65 | 18 | Enthalpy Test Room | 3.1444 | 3.6067 | N/A | - | N/A | N/A | N/A | N/A | N/A | N/A | N/A | N/A | N/A | N/A | N/A | N/A | N/A | N/A | N/A | N/A | N/A | Single | R32 | Australia,New Zealand | 148720 | 46610 | 0 | Approved | Reverse Cycle | N/A | Yes | Class 11 | Yes | N/A | N/A | N/A | N/A | N/A | N/A | N/A | Available | N/A | N/A | http://www.daikin.com.au/ | http://www.daikin.com.au | N/A | 0 | 0 | AAC6866 | Yes | Variable output compressor | Inverter | No | - | 16000 | 4.85 | - | 1800 | 8000 | No | - | - | - | 4432.9 | 17232 | Yes | 1500 | 8600 | No | - | - | 18000 | 4.65 | 2100 | 9000 | No | - | - | Yes | 4800 | 14000 | No | - | - | No | - | - | - | - | - | No | - | - | No | - | - | No | - | -
RZAS160CV1 / FDYUA160AV19 | RZAS160CV1 / FDYUA160AV1 | N/A | DAIKIN | N/A | Ducted | Single Split System | - | Air | Air | Australia,Thailand | 4.85 | N/A | 16 | N/A | N/A | N/A | N/A | N/A | 4.65 | 18 | Enthalpy Test Room | 3.1444 | 3.6067 | N/A | - | N/A | N/A | N/A | N/A | N/A | N/A | N/A | N/A | N/A | N/A | N/A | N/A | N/A | N/A | N/A | N/A | N/A | Single | R32 | Australia,New Zealand | 148720 | 46610 | 0 | Approved | Reverse Cycle | N/A | Yes | Class 11 | Yes | N/A | N/A | N/A | N/A | N/A | N/A | N/A | Available | N/A | N/A | http://www.daikin.com.au/ | http://www.daikin.com.au | N/A | 0 | 0 | AAC6866 | Yes | Variable output compressor | Inverter | No | - | 16000 | 4.85 | - | 1800 | 8000 | No | - | - | - | 4432.9 | 17232 | Yes | 1500 | 8600 | No | - | - | 18000 | 4.65 | 2100 | 9000 | No | - | - | Yes | 4800 | 14000 | No | - | - | No | - | - | - | - | - | No | - | - | No | - | - | No | - | -
RZAS71C2V1 / FDYA71AV1 | 0 | N/A | DAIKIN | N/A | Ducted | Single Split System | - | Air | Air | Thailand,Australia | 1.9 | N/A | 7.1 | N/A | N/A | N/A | N/A | N/A | 1.75 | 7.5 | Enthalpy Test Room | 3.7942 | 4.0427 | N/A | - | N/A | N/A | N/A | N/A | N/A | N/A | N/A | N/A | N/A | N/A | N/A | N/A | N/A | N/A | N/A | N/A | N/A | Single | R32 | Australia,New Zealand | 145758 | 46477 | 0 | Approved | Reverse Cycle | N/A | Yes | Class 10 | Yes | N/A | N/A | N/A | N/A | N/A | N/A | N/A | Available | N/A | N/A | http://www.daikin.com.au/ | http://www.daikin.com.au | N/A | 0 | 0 | AAC6584 | Yes | Variable output compressor | Inverter | No | - | 7100 | 1.9 | - | 700 | 3550 | No | - | - | - | 1736.6 | 7646.7 | Yes | 560 | 3600 | No | - | - | 7500 | 1.75 | 900 | 3750 | No | - | - | Yes | 2650 | 7300 | No | - | - | No | - | - | - | - | - | No | - | - | No | - | - | No | - | -
RZAS71C2V1 / FDYA71AV19 | 0 | N/A | DAIKIN | N/A | Ducted | Single Split System | - | Air | Air | Australia,Thailand | 1.9 | N/A | 7.1 | N/A | N/A | N/A | N/A | N/A | 1.75 | 7.5 | Enthalpy Test Room | 3.7942 | 4.0427 | N/A | - | N/A | N/A | N/A | N/A | N/A | N/A | N/A | N/A | N/A | N/A | N/A | N/A | N/A | N/A | N/A | N/A | N/A | Single | R32 | Australia,New Zealand | 157021 | 47029 | 0 | Approved | Reverse Cycle | N/A | Yes | Class 10 | Yes | N/A | N/A | N/A | N/A | N/A | N/A | N/A | Available | N/A | N/A | http://www.daikin.com.au/ | http://www.daikin.com.au | N/A | 0 | 0 | AAC7808 | Yes | Variable output compressor | Inverter | No | - | 7100 | 1.9 | - | 700 | 3550 | No | - | - | - | 1736.6 | 7646.7 | Yes | 560 | 3600 | No | - | - | 7500 | 1.75 | 765 | 3750 | Yes | 450 | 2200 | Yes | 2650 | 7300 | No | - | - | No | - | - | - | - | - | No | - | - | No | - | - | No | - | -
RZAS71C2V1 / FDYUA71AV1 | 0 | N/A | DAIKIN | N/A | Ducted | Single Split System | - | Air | Air | Australia,Thailand | 1.9 | N/A | 7.1 | N/A | N/A | N/A | N/A | N/A | 1.75 | 7.5 | Enthalpy Test Room | 3.7942 | 4.0427 | N/A | - | N/A | N/A | N/A | N/A | N/A | N/A | N/A | N/A | N/A | N/A | N/A | N/A | N/A | N/A | N/A | N/A | N/A | Single | R32 | Australia,New Zealand | 151979 | 46771 | 0 | Approved | Reverse Cycle | N/A | Yes | Class 10 | Yes | N/A | N/A | N/A | N/A | N/A | N/A | N/A | Available | N/A | N/A | http://www.daikin.com.au/ | http://www.daikin.com.au | N/A | 0 | 0 | AAC7234 | Yes | Variable output compressor | Inverter | No | - | 7100 | 1.9 | - | 700 | 3550 | No | - | - | - | 1736.6 | 7646.7 | Yes | 560 | 3600 | No | - | - | 7500 | 1.75 | 900 | 3750 | No | - | - | Yes | 2650 | 7300 | No | - | - | No | - | - | - | - | - | No | - | - | No | - | - | No | - | -
RZAS71C2V1 / FDYUA71AV19 | 0 | N/A | DAIKIN | N/A | Ducted | Single Split System | - | Air | Air | Australia,Thailand | 1.9 | N/A | 7.1 | N/A | N/A | N/A | N/A | N/A | 1.75 | 7.5 | Enthalpy Test Room | 3.7942 | 4.0427 | N/A | - | N/A | N/A | N/A | N/A | N/A | N/A | N/A | N/A | N/A | N/A | N/A | N/A | N/A | N/A | N/A | N/A | N/A | Single | R32 | Australia,New Zealand | 155474 | 47028 | 0 | Approved | Reverse Cycle | N/A | Yes | Class 10 | Yes | N/A | N/A | N/A | N/A | N/A | N/A | N/A | Available | N/A | N/A | http://www.daikin.com.au/ | http://www.daikin.com.au | N/A | 0 | 0 | AAC7802 | Yes | Variable output compressor | Inverter | No | - | 7100 | 1.9 | - | 700 | 3550 | No | - | - | - | 1736.6 | 7646.7 | Yes | 560 | 3600 | No | - | - | 7500 | 1.75 | 765 | 3750 | Yes | 450 | 2200 | Yes | 2650 | 7300 | No | - | - | No | - | - | - | - | - | No | - | - | No | - | - | No | - | -
RZAS71CV1 / FDYA71AV1 | RZAS71CV1 / FDYA71AV1 | N/A | DAIKIN | N/A | Ducted | Single Split System | - | Air | Air | Australia,Thailand | 1.9 | N/A | 7.1 | N/A | N/A | N/A | N/A | N/A | 1.75 | 7.5 | Enthalpy Test Room | 3.7942 | 4.0427 | N/A | - | N/A | N/A | N/A | N/A | N/A | N/A | N/A | N/A | N/A | N/A | N/A | N/A | N/A | N/A | N/A | N/A | N/A | Single | R32 | Australia,New Zealand | 131635 | 45896 | 0 | Approved | Reverse Cycle | N/A | Yes | Class 10 | Yes | N/A | N/A | N/A | N/A | N/A | N/A | N/A | Available | N/A | N/A | http://www.daikin.com.au/ | http://www.daikin.com.au | N/A | 0 | 0 | AAC5196 | Yes | Variable output compressor | Inverter | No | - | 7100 | 1.9 | - | 700 | 3550 | No | - | - | - | 1736.6 | 7646.7 | Yes | 560 | 3600 | No | - | - | 7500 | 1.75 | 900 | 3750 | No | - | - | Yes | 2650 | 7300 | No | - | - | No | - | - | - | - | - | No | - | - | No | - | - | No | - | -
RZAS71CV1 / FDYA71AV19 | RZAS71CV1 / FDYA71AV1 | N/A | DAIKIN | N/A | Ducted | Single Split System | - | Air | Air | Australia,Thailand | 1.9 | N/A | 7.1 | N/A | N/A | N/A | N/A | N/A | 1.75 | 7.5 | Enthalpy Test Room | 3.7942 | 4.0427 | N/A | - | N/A | N/A | N/A | N/A | N/A | N/A | N/A | N/A | N/A | N/A | N/A | N/A | N/A | N/A | N/A | N/A | N/A | Single | R32 | Australia,New Zealand | 131635 | 45896 | 0 | Approved | Reverse Cycle | N/A | Yes | Class 10 | Yes | N/A | N/A | N/A | N/A | N/A | N/A | N/A | Available | N/A | N/A | http://www.daikin.com.au/ | http://www.daikin.com.au | N/A | 0 | 0 | AAC5196 | Yes | Variable output compressor | Inverter | No | - | 7100 | 1.9 | - | 700 | 3550 | No | - | - | - | 1736.6 | 7646.7 | Yes | 560 | 3600 | No | - | - | 7500 | 1.75 | 900 | 3750 | No | - | - | Yes | 2650 | 7300 | No | - | - | No | - | - | - | - | - | No | - | - | No | - | - | No | - | -
RZAS71CV1 / FDYUA71AV1 | RZAS71CV1 / FDYUA71AV1 | N/A | DAIKIN | N/A | Ducted | Single Split System | - | Air | Air | Australia,Thailand | 1.9 | N/A | 7.1 | N/A | N/A | N/A | N/A | N/A | 1.75 | 7.5 | Enthalpy Test Room | 3.7942 | 4.0427 | N/A | - | N/A | N/A | N/A | N/A | N/A | N/A | N/A | N/A | N/A | N/A | N/A | N/A | N/A | N/A | N/A | N/A | N/A | Single | R32 | Australia,New Zealand | 148718 | 46610 | 0 | Approved | Reverse Cycle | N/A | Yes | Class 10 | Yes | N/A | N/A | N/A | N/A | N/A | N/A | N/A | Available | N/A | N/A | http://www.daikin.com.au/ | http://www.daikin.com.au | N/A | 0 | 0 | AAC6867 | Yes | Variable output compressor | Inverter | No | - | 7100 | 1.9 | - | 700 | 3550 | No | - | - | - | 1736.6 | 7646.7 | Yes | 560 | 3600 | No | - | - | 7500 | 1.75 | 900 | 3750 | No | - | - | Yes | 2650 | 7300 | No | - | - | No | - | - | - | - | - | No | - | - | No | - | - | No | - | -
RZAS71CV1 / FDYUA71AV19 | RZAS71CV1 / FDYUA71AV1 | N/A | DAIKIN | N/A | Ducted | Single Split System | - | Air | Air | Australia,Thailand | 1.9 | N/A | 7.1 | N/A | N/A | N/A | N/A | N/A | 1.75 | 7.5 | Enthalpy Test Room | 3.7942 | 4.0427 | N/A | - | N/A | N/A | N/A | N/A | N/A | N/A | N/A | N/A | N/A | N/A | N/A | N/A | N/A | N/A | N/A | N/A | N/A | Single | R32 | Australia,New Zealand | 148718 | 46610 | 0 | Approved | Reverse Cycle | N/A | Yes | Class 10 | Yes | N/A | N/A | N/A | N/A | N/A | N/A | N/A | Available | N/A | N/A | http://www.daikin.com.au/ | http://www.daikin.com.au | N/A | 0 | 0 | AAC6867 | Yes | Variable output compressor | Inverter | No | - | 7100 | 1.9 | - | 700 | 3550 | No | - | - | - | 1736.6 | 7646.7 | Yes | 560 | 3600 | No | - | - | 7500 | 1.75 | 900 | 3750 | No | - | - | Yes | 2650 | 7300 | No | - | - | No | - | - | - | - | - | No | - | - | No | - | - | No | - | -
RZAS85C2V1 / FDYA85AV1 | 0 | N/A | DAIKIN | N/A | Ducted | Single Split System | - | Air | Air | Thailand,Australia | 2.35 | N/A | 8.5 | N/A | N/A | N/A | N/A | N/A | 2.46 | 10 | Enthalpy Test Room | 3.555 | 4.0311 | N/A | - | N/A | N/A | N/A | N/A | N/A | N/A | N/A | N/A | N/A | N/A | N/A | N/A | N/A | N/A | N/A | N/A | N/A | Single | R32 | Australia,New Zealand | 145759 | 46477 | 0 | Approved | Reverse Cycle | N/A | Yes | Class 10 | Yes | N/A | N/A | N/A | N/A | N/A | N/A | N/A | Available | N/A | N/A | http://www.daikin.com.au/ | http://www.daikin.com.au | N/A | 0 | 0 | AAC6585 | Yes | Variable output compressor | Inverter | No | - | 8500 | 2.35 | - | 980 | 4250 | No | - | - | - | 2147.9 | 9154.5 | Yes | 830 | 4800 | No | - | - | 10000 | 2.46 | 1100 | 5000 | No | - | - | Yes | 4000 | 9850 | No | - | - | No | - | - | - | - | - | No | - | - | No | - | - | No | - | -
RZAS85C2V1 / FDYA85AV19 | 0 | N/A | DAIKIN | N/A | Ducted | Single Split System | - | Air | Air | Australia,Thailand | 2.35 | N/A | 8.5 | N/A | N/A | N/A | N/A | N/A | 2.46 | 10 | Enthalpy Test Room | 3.555 | 4.0311 | N/A | - | N/A | N/A | N/A | N/A | N/A | N/A | N/A | N/A | N/A | N/A | N/A | N/A | N/A | N/A | N/A | N/A | N/A | Single | R32 | Australia,New Zealand | 155475 | 47028 | 0 | Approved | Reverse Cycle | N/A | Yes | Class 10 | Yes | N/A | N/A | N/A | N/A | N/A | N/A | N/A | Available | N/A | N/A | http://www.daikin.com.au/ | http://www.daikin.com.au | N/A | 0 | 0 | AAC7803 | Yes | Variable output compressor | Inverter | No | - | 8500 | 2.35 | - | 980 | 4250 | Yes | 790 | 3650 | - | 2147.9 | 9154.5 | Yes | 830 | 4800 | - | 650 | 3960 | 10000 | 2.46 | 1100 | 5000 | Yes | 660 | 2980 | Yes | 4000 | 9850 | No | - | - | No | - | - | - | - | - | No | - | - | No | - | - | No | - | -
RZAS85CV1 / FDYA85AV1 | RZAS85CV1 / FDYA85AV1 | N/A | DAIKIN | N/A | Ducted | Single Split System | - | Air | Air | Australia,Thailand | 2.35 | N/A | 8.5 | N/A | N/A | N/A | N/A | N/A | 2.46 | 10 | Enthalpy Test Room | 3.555 | 4.0311 | N/A | - | N/A | N/A | N/A | N/A | N/A | N/A | N/A | N/A | N/A | N/A | N/A | N/A | N/A | N/A | N/A | N/A | N/A | Single | R32 | Australia,New Zealand | 131636 | 45896 | 0 | Approved | Reverse Cycle | N/A | Yes | Class 10 | Yes | N/A | N/A | N/A | N/A | N/A | N/A | N/A | Available | N/A | N/A | http://www.daikin.com.au/ | http://www.daikin.com.au | N/A | 0 | 0 | AAC5199 | Yes | Variable output compressor | Inverter | No | - | 8500 | 2.35 | - | 980 | 4250 | No | - | - | - | 2147.9 | 9154.5 | Yes | 830 | 4800 | No | - | - | 10000 | 2.46 | 1100 | 5000 | No | - | - | Yes | 4000 | 9850 | No | - | - | No | - | - | - | - | - | No | - | - | No | - | - | No | - | -
RZAS85CV1 / FDYA85AV19 | RZAS85CV1 / FDYA85AV1 | N/A | DAIKIN | N/A | Ducted | Single Split System | - | Air | Air | Australia,Thailand | 2.35 | N/A | 8.5 | N/A | N/A | N/A | N/A | N/A | 2.46 | 10 | Enthalpy Test Room | 3.555 | 4.0311 | N/A | - | N/A | N/A | N/A | N/A | N/A | N/A | N/A | N/A | N/A | N/A | N/A | N/A | N/A | N/A | N/A | N/A | N/A | Single | R32 | Australia,New Zealand | 131636 | 45896 | 0 | Approved | Reverse Cycle | N/A | Yes | Class 10 | Yes | N/A | N/A | N/A | N/A | N/A | N/A | N/A | Available | N/A | N/A | http://www.daikin.com.au/ | http://www.daikin.com.au | N/A | 0 | 0 | AAC5199 | Yes | Variable output compressor | Inverter | No | - | 8500 | 2.35 | - | 980 | 4250 | No | - | - | - | 2147.9 | 9154.5 | Yes | 830 | 4800 | No | - | - | 10000 | 2.46 | 1100 | 5000 | No | - | - | Yes | 4000 | 9850 | No | - | - | No | - | - | - | - | - | No | - | - | No | - | - | No | - | -
RZAV100C2Y1 / FAA100BVMA | 0 | N/A | DAIKIN | N/A | Non Ducted | Single Split System | Wall Hung | Air | Air | Thailand | 3.11 | N/A | 10 | N/A | N/A | N/A | N/A | N/A | 3.48 | 11.2 | Enthalpy Test Room | 3.4178 | 3.223 | N/A | - | N/A | N/A | N/A | N/A | N/A | N/A | N/A | N/A | N/A | N/A | N/A | N/A | N/A | N/A | N/A | N/A | N/A | Three | R32 | Australia,New Zealand | 144465 | 46442 | 0 | Approved | Reverse Cycle | N/A | Yes | Class 11 | Yes | N/A | N/A | N/A | N/A | N/A | N/A | N/A | Available | N/A | N/A | http://www.daikin.com.au/ | http://www.daikin.com.au | N/A | 0 | 0 | AAC6470 | Yes | Variable output compressor | Inverter | No | - | 10000 | 3.11 | - | 1000 | 5000 | No | - | - | - | 2842.54 | 10770 | No | 914 | 5385 | No | - | - | 11200 | 3.48 | 1100 | 5600 | No | - | - | Yes | 3700 | 9700 | No | - | - | No | - | - | - | - | - | No | - | - | No | - | - | No | - | -
RZAV100CV1 / FAA100BVMA | 0 | N/A | DAIKIN | 2.806 | Non Ducted | Single Split System | Wall Hung | Air | Air | Thailand | 3.11 | 7.195 | 10 | N/A | N/A | N/A | N/A | N/A | 3.48 | 11.2 | Enthalpy Test Room | 3.414 | 3.1933 | Yes | - | N/A | 13.7 | 13.1 | N/A | N/A | N/A | N/A | N/A | 3.8845 | 3.8074 | N/A | N/A | N/A | N/A | N/A | N/A | Enthalpy Test Room | Single | R32 | Australia,New Zealand | 135296 | 46047 | 0 | Approved | Reverse Cycle | N/A | No | Class 11 | Yes | N/A | Yes | N/A | N/A | N/A | KRP58M51, EKMKSA2 | 3.9562 | Available | N/A | N/A | http://www.daikin.com.au/ | http://www.daikin.com.au | Yes | 0 | 0 | AAC5720 | Yes | Variable output compressor | Inverter | No | - | 10000 | 3.11 | - | 1000 | 5000 | No | - | - | - | 2842.54 | 10770 | No | 914 | 5385 | No | - | - | 11200 | 3.48 | 1100 | 5600 | No | - | - | Yes | 3700 | 9700 | No | - | - | No | - | - | - | - | - | No | - | - | No | - | - | No | - | -
RZAV100CV1 / FBA100BVMA | 0 | N/A | DAIKIN | 2.165 | Ducted | Single Split System | - | Air | Air | Thailand | 2.72 | 7.835 | 10 | N/A | N/A | N/A | N/A | N/A | 2.81 | 11.2 | Enthalpy Test Room | 3.7328 | 4.0813 | Yes | - | N/A | 13.7 | 13.1 | N/A | N/A | N/A | N/A | N/A | 3.6704 | 4.019 | N/A | N/A | N/A | N/A | N/A | N/A | Enthalpy Test Room | Single | R32 | Australia,New Zealand | 132854 | 46057 | 0 | Approved | Reverse Cycle | N/A | No | Class 11 | Yes | N/A | Yes | N/A | N/A | N/A | KRP59M51, EKMKSA2 | 3.7341 | Available | N/A | N/A | http://www.daikin.com.au/ | http://www.daikin.com.au | Yes | 0 | 0 | AAC5734 | Yes | Variable output compressor | Inverter | No | - | 10000 | 2.72 | - | 960 | 5000 | No | - | - | - | 2486.08 | 10770 | No | 877.44 | 5385 | No | - | - | 11200 | 2.81 | 1000 | 5600 | No | - | - | Yes | 2950 | 9800 | No | - | - | No | - | - | - | - | - | No | - | - | No | - | - | No | - | -
RZAV100CV1 / FCA100CVMA | 0 | N/A | DAIKIN | 2.186 | Non Ducted | Single Split System | Cassette | Air | Air | Thailand | 2.38 | 7.814 | 10 | N/A | N/A | N/A | N/A | N/A | 2.4 | 11.2 | Enthalpy Test Room | 4.2901 | 4.8035 | Yes | - | N/A | 13.7 | 13.1 | N/A | N/A | N/A | N/A | N/A | 4.2106 | 4.7021 | N/A | N/A | N/A | N/A | N/A | N/A | Enthalpy Test Room | Single | R32 | Australia,New Zealand | 132290 | 46034 | 0 | Approved | Reverse Cycle | N/A | No | Class 11 | Yes | N/A | Yes | N/A | N/A | N/A | KRP59M51, EKMKSA2 | 4.2936 | Available | N/A | N/A | http://www.daikin.com.au/ | http://www.daikin.com.au | Yes | 0 | 0 | AAC5630 | Yes | Variable output compressor | Inverter | No | - | 10000 | 2.38 | - | 840 | 5000 | No | - | - | - | 2175.32 | 10770 | No | 767.76 | 5385 | No | - | - | 11200 | 2.4 | 950 | 5600 | No | - | - | Yes | 2450 | 9690 | No | - | - | No | - | - | - | - | - | No | - | - | No | - | - | No | - | -
RZAV100CV1 / FHA100BVMA | 0 | N/A | DAIKIN | 2.806 | Non Ducted | Single Split System | Floor/Ceiling | Air | Air | Thailand | 2.78 | 7.195 | 10 | N/A | N/A | N/A | N/A | N/A | 3.09 | 11.2 | Enthalpy Test Room | 3.9633 | 3.8652 | Yes | - | N/A | 13.7 | 13.1 | N/A | N/A | N/A | N/A | N/A | 3.8845 | 3.8074 | N/A | N/A | N/A | N/A | N/A | N/A | Enthalpy Test Room | Single | R32 | Australia,New Zealand | 133012 | 46047 | 0 | Approved | Reverse Cycle | N/A | No | Class 11 | Yes | N/A | Yes | N/A | N/A | N/A | KRP59M51, EKMKSA2 | 3.9562 | Available | N/A | N/A | http://www.daikin.com.au/ | http://www.daikin.com.au | Yes | 0 | 0 | AAC5717 | Yes | Variable output compressor | Inverter | No | - | 10000 | 2.78 | - | 860 | 5000 | No | - | - | - | 2540.92 | 10770 | No | 786.04 | 5385 | No | - | - | 11200 | 3.09 | 1010 | 5600 | No | - | - | Yes | 3100 | 9800 | No | - | - | No | - | - | - | - | - | No | - | - | No | - | - | No | - | -
RZAV100CY1 / FAA100BVMA | 0 | N/A | DAIKIN | 2.068 | Non Ducted | Single Split System | Floor/Ceiling | Air | Air | Thailand | 3.11 | 5.032 | 10 | N/A | N/A | N/A | N/A | N/A | 3.48 | 11.2 | Enthalpy Test Room | 3.4178 | 3.223 | Yes | - | N/A | 12 | 12.1 | N/A | N/A | N/A | N/A | N/A | 3.3723 | 3.5296 | N/A | N/A | N/A | N/A | N/A | N/A | Enthalpy Test Room | Three | R32 | Australia,New Zealand | 136176 | 46077 | 0 | Approved | Reverse Cycle | N/A | No | Class 11 | Yes | N/A | Yes | N/A | N/A | N/A | KRP59M51, EKMKSA2 | 3.439 | Available | N/A | N/A | http://www.daikin.com.au/ | http://www.daikin.com.au | Yes | 0 | 0 | AAC5805 | Yes | Variable output compressor | Inverter | No | - | 10000 | 3.11 | - | 1000 | 5000 | No | - | - | - | 2842.54 | 10770 | No | 914 | 5385 | No | - | - | 11200 | 3.48 | 1100 | 5600 | No | - | - | Yes | 3700 | 9700 | No | - | - | No | - | - | - | - | - | No | - | - | No | - | - | No | - | -
RZAV100CY1 / FBA100BVMA | 0 | N/A | DAIKIN | 2.165 | Ducted | Single Split System | - | Air | Air | Thailand | 2.72 | 7.835 | 10 | N/A | N/A | N/A | N/A | N/A | 2.81 | 11.2 | Enthalpy Test Room | 3.7677 | 4.1153 | Yes | - | N/A | 13.7 | 13.1 | N/A | N/A | N/A | N/A | N/A | 3.6704 | 4.019 | N/A | N/A | N/A | N/A | N/A | N/A | Enthalpy Test Room | Three | R32 | Australia,New Zealand | 132926 | 46077 | 0 | Approved | Reverse Cycle | N/A | No | Class 11 | Yes | N/A | Yes | N/A | N/A | N/A | KRP58M51, EKMKSA2 | 3.7341 | Available | N/A | N/A | http://www.daikin.com.au/ | http://www.daikin.com.au | Yes | 0 | 0 | AAC5801 | Yes | Variable output compressor | Inverter | No | - | 10000 | 2.72 | - | 960 | 5000 | No | - | - | - | 2486.08 | 10770 | No | 877.44 | 5385 | No | - | - | 11200 | 2.81 | 1000 | 5600 | No | - | - | Yes | 2950 | 9800 | No | - | - | No | - | - | - | - | - | No | - | - | No | - | - | No | - | -
RZAV100CY1 / FCA100CVMA | 0 | N/A | DAIKIN | 2.186 | Non Ducted | Single Split System | Cassette | Air | Air | Thailand | 2.38 | 7.814 | 10 | N/A | N/A | N/A | N/A | N/A | 2.4 | 11.2 | Enthalpy Test Room | 4.3379 | 4.8557 | Yes | - | N/A | 13.7 | 13.1 | N/A | N/A | N/A | N/A | N/A | 4.2106 | 4.7021 | N/A | N/A | N/A | N/A | N/A | N/A | Enthalpy Test Room | Three | R32 | Australia,New Zealand | 132386 | 46091 | 0 | Approved | Reverse Cycle | N/A | No | Class 11 | Yes | N/A | Yes | N/A | N/A | N/A | KRP58M51, EKMKSA2 | 4.2936 | Available | N/A | N/A | http://www.daikin.com.au/ | http://www.daikin.com.au | Yes | 0 | 0 | AAC5821 | Yes | Variable output compressor | Inverter | No | - | 10000 | 2.38 | - | 840 | 5000 | No | - | - | - | 2175.32 | 10770 | No | 767.76 | 5385 | No | - | - | 11200 | 2.4 | 950 | 5600 | No | - | - | Yes | 2450 | 9690 | No | - | - | No | - | - | - | - | - | No | - | - | No | - | - | No | - | -
RZAV100CY1 / FHA100BVMA | 0 | N/A | DAIKIN | 2.806 | Non Ducted | Single Split System | Floor/Ceiling | Air | Air | Thailand | 2.78 | 7.195 | 10 | N/A | N/A | N/A | N/A | N/A | 3.09 | 11.2 | Enthalpy Test Room | 3.9645 | 3.8886 | Yes | - | N/A | 13.7 | 13.1 | N/A | N/A | N/A | N/A | N/A | 3.8845 | 3.8074 | N/A | N/A | N/A | N/A | N/A | N/A | Enthalpy Test Room | Three | R32 | Australia,New Zealand | 133020 | 46091 | 0 | Approved | Reverse Cycle | N/A | No | Class 11 | Yes | N/A | Yes | N/A | N/A | N/A | KRP58M51, EKMKSA2 | 3.9562 | Available | N/A | N/A | http://www.daikin.com.au/ | http://www.daikin.com.au | Yes | 0 | 0 | AAC5826 | Yes | Variable output compressor | Inverter | No | - | 10000 | 2.78 | - | 860 | 5000 | No | - | - | - | 2540.92 | 10770 | No | 786.04 | 5385 | No | - | - | 11200 | 3.09 | 1010 | 5600 | No | - | - | Yes | 3100 | 9800 | No | - | - | - | - | - | - | - | - | No | - | - | No | - | - | No | - | -
RZAV100F2V1 / FBA100BVMA | 0 | N/A | DAIKIN | N/A | Ducted | Single Split System | - | Air | Air | Thailand | 2.79 | N/A | 10 | N/A | N/A | N/A | N/A | N/A | 2.92 | 12 | Calorimeter Room | 3.3793 | 4.0832 | N/A | - | N/A | N/A | N/A | N/A | N/A | N/A | N/A | N/A | N/A | N/A | N/A | N/A | N/A | N/A | N/A | N/A | N/A | Single | R32 | Australia,New Zealand | 144585 | 46442 | 0 | Approved | Reverse Cycle | N/A | Yes | Class 11 | Yes | N/A | N/A | N/A | N/A | N/A | N/A | N/A | Available | N/A | N/A | http://www.daikin.com.au/ | http://www.daikin.com.au | N/A | 0 | 0 | AAC6494 | Yes | Variable output compressor | Inverter | No | - | 10000 | 2.79 | - | 1031 | 5100 | Yes | 520 | 2900 | - | 2550.06 | 10770 | Yes | 753 | 5100 | - | 411 | 3100 | 12000 | 2.92 | 1093 | 6100 | Yes | 600 | 3500 | Yes | 3438 | 11200 | No | - | - | No | - | - | - | - | - | No | - | - | No | - | - | No | - | -
RZAV100F2V1 / FCA100CVMA | 0 | N/A | DAIKIN | N/A | Non Ducted | Single Split System | Cassette | Air | Air | Thailand | 2.375 | N/A | 10 | N/A | N/A | N/A | N/A | N/A | 2.495 | 12 | Calorimeter Room | 4.0906 | 4.7202 | N/A | - | N/A | N/A | N/A | N/A | N/A | N/A | N/A | N/A | N/A | N/A | N/A | N/A | N/A | N/A | N/A | N/A | N/A | Single | R32 | Australia,New Zealand | 144511 | 46442 | 0 | Approved | Reverse Cycle | N/A | Yes | Class 11 | Yes | N/A | N/A | N/A | N/A | N/A | N/A | N/A | Available | N/A | N/A | http://www.daikin.com.au/ | http://www.daikin.com.au | N/A | 0 | 0 | AAC6473 | Yes | Variable output compressor | Inverter | No | - | 10000 | 2.375 | - | 883 | 5100 | Yes | 478 | 3000 | - | 2170.75 | 10770 | Yes | 657 | 5200 | - | 373 | 3300 | 12000 | 2.495 | 998 | 6100 | Yes | 561 | 3500 | Yes | 3192 | 11800 | No | - | - | No | - | - | - | - | - | No | - | - | No | - | - | No | - | -
RZAV100F2V1 / FCTA100AVMA | 0 | N/A | DAIKIN | N/A | Non Ducted | Single Split System | Cassette | Air | Air | Thailand | 2.375 | N/A | 10 | N/A | N/A | N/A | N/A | N/A | 2.495 | 12 | Calorimeter Room | 4.0266 | 4.7107 | N/A | - | N/A | N/A | N/A | N/A | N/A | N/A | N/A | N/A | N/A | N/A | N/A | N/A | N/A | N/A | N/A | N/A | N/A | Single | R32 | Australia,New Zealand | 150453 | 46677 | 0 | Approved | Reverse Cycle | N/A | Yes | Class 11 | Yes | N/A | N/A | N/A | N/A | N/A | N/A | N/A | Available | N/A | N/A | http://www.daikin.com.au/ | http://www.daikin.com.au | N/A | 0 | 0 | AAC7101 | Yes | Variable output compressor | Inverter | No | - | 10000 | 2.375 | - | 883 | 5100 | Yes | 478 | 3000 | - | 2170.75 | 10770 | Yes | 657 | 5200 | - | 373 | 3300 | 12000 | 2.495 | 998 | 6100 | Yes | 561 | 3500 | Yes | 3192 | 11800 | No | - | - | No | - | - | - | - | - | No | - | - | No | - | - | No | - | -
RZAV100F2V1 / FHA100BVMA | 0 | N/A | DAIKIN | N/A | Non Ducted | Single Split System | Under ceiling | Air | Air | Thailand | 2.778 | N/A | 10 | N/A | N/A | N/A | N/A | N/A | 3.217 | 12 | Calorimeter Room | 3.6445 | 3.9236 | N/A | - | N/A | N/A | N/A | N/A | N/A | N/A | N/A | N/A | N/A | N/A | N/A | N/A | N/A | N/A | N/A | N/A | N/A | Single | R32 | Australia,New Zealand | 144553 | 46445 | 0 | Approved | Reverse Cycle | N/A | Yes | Class 11 | Yes | N/A | N/A | N/A | N/A | N/A | N/A | N/A | Available | N/A | N/A | http://www.daikin.com.au/ | http://www.daikin.com.au | N/A | 0 | 0 | AAC6505 | Yes | Variable output compressor | Inverter | No | - | 10000 | 2.778 | - | 913 | 5100 | Yes | 470 | 3000 | - | 2539.092 | 10770 | Yes | 682 | 5100 | - | 366 | 3200 | 12000 | 3.217 | 1072 | 6100 | Yes | 564 | 3500 | Yes | 3461 | 10900 | No | - | - | No | - | - | - | - | - | No | - | - | No | - | - | No | - | -
RZAV100F2V1 / FHA100CVMA | 0 | N/A | DAIKIN | N/A | Non Ducted | Single Split System | Under ceiling | Air | Air | Thailand | 2.778 | N/A | 10 | N/A | N/A | N/A | N/A | N/A | 3.217 | 12 | Calorimeter Room | 3.6124 | 3.903 | N/A | - | N/A | N/A | N/A | N/A | N/A | N/A | N/A | N/A | N/A | N/A | N/A | N/A | N/A | N/A | N/A | N/A | N/A | Single | R32 | Australia,New Zealand | 151175 | 46714 | 0 | Approved | Reverse Cycle | N/A | Yes | Class 11 | Yes | N/A | N/A | N/A | N/A | N/A | N/A | N/A | Available | N/A | N/A | http://www.daikin.com.au/ | http://www.daikin.com.au | N/A | 0 | 0 | AAC7178 | Yes | Variable output compressor | Inverter | No | - | 10000 | 2.778 | - | 913 | 5100 | Yes | 470 | 3000 | - | 2539.092 | 10770 | Yes | 682 | 5100 | - | 366 | 3200 | 12000 | 3.217 | 1072 | 6100 | Yes | 564 | 3500 | Yes | 3461 | 10900 | No | - | - | No | - | - | - | - | - | No | - | - | No | - | - | No | - | -
RZAV100F2Y1 / FBA100BVMA | 0 | N/A | DAIKIN | N/A | Ducted | Single Split System | - | Air | Air | Thailand | 2.79 | N/A | 10 | N/A | N/A | N/A | N/A | N/A | 2.92 | 12 | Calorimeter Room | 3.412 | 4.1234 | N/A | - | N/A | N/A | N/A | N/A | N/A | N/A | N/A | N/A | N/A | N/A | N/A | N/A | N/A | N/A | N/A | N/A | N/A | Three | R32 | Australia,New Zealand | 144590 | 46440 | 0 | Approved | Reverse Cycle | N/A | Yes | Class 11 | Yes | N/A | N/A | N/A | N/A | N/A | N/A | N/A | Available | N/A | N/A | http://www.daikin.com.au/ | http://www.daikin.com.au | N/A | 0 | 0 | AAC6457 | Yes | Variable output compressor | Inverter | No | - | 10000 | 2.79 | - | 1031 | 5100 | Yes | 520 | 2900 | - | 2550.06 | 10770 | Yes | 753 | 5100 | - | 411 | 3100 | 12000 | 2.92 | 1093 | 6100 | Yes | 600 | 3500 | Yes | 3438 | 11200 | No | - | - | No | - | - | - | - | - | No | - | - | No | - | - | No | - | -
RZAV100F2Y1 / FCA100CVMA | 0 | N/A | DAIKIN | N/A | Non Ducted | Single Split System | Cassette | Air | Air | Thailand | 2.375 | N/A | 10 | N/A | N/A | N/A | N/A | N/A | 2.495 | 12 | Calorimeter Room | 4.1292 | 4.765 | N/A | - | N/A | N/A | N/A | N/A | N/A | N/A | N/A | N/A | N/A | N/A | N/A | N/A | N/A | N/A | N/A | N/A | N/A | Three | R32 | Australia,New Zealand | 144516 | 46440 | 0 | Approved | Reverse Cycle | N/A | Yes | Class 11 | Yes | N/A | N/A | N/A | N/A | N/A | N/A | N/A | Available | N/A | N/A | http://www.daikin.com.au/ | http://www.daikin.com.au | N/A | 0 | 0 | AAC6454 | Yes | Variable output compressor | Inverter | No | - | 10000 | 2.375 | - | 883 | 5100 | Yes | 478 | 3000 | - | 2170.75 | 10770 | Yes | 657 | 5200 | - | 373 | 3300 | 12000 | 2.495 | 998 | 6100 | Yes | 561 | 3500 | Yes | 3192 | 11800 | No | - | - | No | - | - | - | - | - | No | - | - | No | - | - | No | - | -
RZAV100F2Y1 / FCTA100AVMA | 0 | N/A | DAIKIN | N/A | Non Ducted | Single Split System | Cassette | Air | Air | Thailand | 2.375 | N/A | 10 | N/A | N/A | N/A | N/A | N/A | 2.495 | 12 | Calorimeter Room | 4.0249 | 4.7002 | N/A | - | N/A | N/A | N/A | N/A | N/A | N/A | N/A | N/A | N/A | N/A | N/A | N/A | N/A | N/A | N/A | N/A | N/A | Three | R32 | Australia,New Zealand | 150454 | 46676 | 0 | Approved | Reverse Cycle | N/A | Yes | Class 11 | Yes | N/A | N/A | N/A | N/A | N/A | N/A | N/A | Available | N/A | N/A | http://www.daikin.com.au/ | http://www.daikin.com.au | N/A | 0 | 0 | AAC7097 | Yes | Variable output compressor | Inverter | No | - | 10000 | 2.375 | - | 883 | 5100 | Yes | 478 | 3000 | - | 2170.75 | 10770 | Yes | 657 | 5200 | - | 373 | 3300 | 12000 | 2.495 | 998 | 6100 | Yes | 561 | 3500 | Yes | 3192 | 11800 | No | - | - | No | - | - | - | - | - | No | - | - | No | - | - | No | - | -
RZAV100F2Y1 / FHA100BVMA | 0 | N/A | DAIKIN | N/A | Non Ducted | Single Split System | Under ceiling | Air | Air | Thailand | 2.778 | N/A | 10 | N/A | N/A | N/A | N/A | N/A | 3.217 | 12 | Calorimeter Room | 3.6801 | 3.9619 | N/A | - | N/A | N/A | N/A | N/A | N/A | N/A | N/A | N/A | N/A | N/A | N/A | N/A | N/A | N/A | N/A | N/A | N/A | Three | R32 | Australia,New Zealand | 144558 | 46445 | 0 | Approved | Reverse Cycle | N/A | Yes | Class 11 | Yes | N/A | N/A | N/A | N/A | N/A | N/A | N/A | Available | N/A | N/A | http://www.daikin.com.au/ | http://www.daikin.com.au | N/A | 0 | 0 | AAC6513 | Yes | Variable output compressor | Inverter | No | - | 10000 | 2.778 | - | 913 | 5100 | Yes | 470 | 3000 | - | 2539.092 | 10770 | Yes | 682 | 5100 | - | 366 | 3200 | 12000 | 3.217 | 1072 | 6100 | Yes | 564 | 3500 | Yes | 3461 | 10900 | No | - | - | No | - | - | - | - | - | No | - | - | No | - | - | No | - | -
RZAV100F2Y1 / FHA100CVMA | 0 | N/A | DAIKIN | N/A | Non Ducted | Single Split System | Under ceiling | Air | Air | Thailand | 2.778 | N/A | 10 | N/A | N/A | N/A | N/A | N/A | 3.217 | 12 | Calorimeter Room | 3.6047 | 3.8962 | N/A | - | N/A | N/A | N/A | N/A | N/A | N/A | N/A | N/A | N/A | N/A | N/A | N/A | N/A | N/A | N/A | N/A | N/A | Three | R32 | Australia,New Zealand | 151176 | 46711 | 0 | Approved | Reverse Cycle | N/A | Yes | Class 11 | Yes | N/A | N/A | N/A | N/A | N/A | N/A | N/A | Available | N/A | N/A | http://www.daikin.com.au/ | http://www.daikin.com.au | N/A | 0 | 0 | AAC7172 | Yes | Variable output compressor | Inverter | No | - | 10000 | 2.778 | - | 913 | 5100 | Yes | 470 | 3000 | - | 2539.092 | 10770 | Yes | 682 | 5100 | - | 366 | 3200 | 12000 | 3.217 | 1072 | 6100 | Yes | 564 | 3500 | Yes | 3461 | 10900 | No | - | - | No | - | - | - | - | - | No | - | - | No | - | - | No | - | -
RZAV100FV1 / FBA100BVMA | 0 | N/A | DAIKIN | N/A | Ducted | Single Split System | - | Air | Air | Thailand | 2.79 | N/A | 10 | N/A | N/A | N/A | N/A | N/A | 2.92 | 12 | Calorimeter Room | 3.3793 | 4.0832 | N/A | - | N/A | N/A | N/A | N/A | N/A | N/A | N/A | N/A | N/A | N/A | N/A | N/A | N/A | N/A | N/A | N/A | N/A | Single | R32 | Australia,New Zealand | 139536 | 46202 | 0 | Approved | Reverse Cycle | N/A | Yes | Class 11 | Yes | N/A | N/A | N/A | N/A | N/A | N/A | N/A | Available | N/A | N/A | http://www.daikin.com.au/ | http://www.daikin.com.au | N/A | 0 | 0 | AAC6118 | Yes | Variable output compressor | Inverter | No | - | 10000 | 2.79 | - | 1031 | 5100 | Yes | 520 | 2900 | - | 2550.06 | 10770 | Yes | 753 | 5100 | - | 411 | 3100 | 12000 | 2.92 | 1093 | 6100 | Yes | 600 | 3500 | Yes | 3438 | 11200 | No | - | - | No | - | - | - | - | - | No | - | - | No | - | - | No | - | -
RZAV100FV1 / FCA100CVMA | 0 | N/A | DAIKIN | N/A | Non Ducted | Single Split System | Cassette | Air | Air | Thailand | 2.375 | N/A | 10 | N/A | N/A | N/A | N/A | N/A | 2.495 | 12 | Calorimeter Room | 4.0906 | 4.7202 | N/A | - | N/A | N/A | N/A | N/A | N/A | N/A | N/A | N/A | N/A | N/A | N/A | N/A | N/A | N/A | N/A | N/A | N/A | Single | R32 | Australia,New Zealand | 139542 | 46202 | 0 | Approved | Reverse Cycle | N/A | Yes | Class 11 | Yes | N/A | N/A | N/A | N/A | N/A | N/A | N/A | Available | N/A | N/A | http://www.daikin.com.au/ | http://www.daikin.com.au | N/A | 0 | 0 | AAC6121 | Yes | Variable output compressor | Inverter | No | - | 10000 | 2.375 | - | 883 | 5100 | Yes | 478 | 3000 | - | 2170.75 | 10770 | Yes | 657 | 5200 | - | 373 | 3300 | 12000 | 2.495 | 998 | 6100 | Yes | 561 | 3500 | Yes | 3192 | 11800 | No | - | - | No | - | - | - | - | - | No | - | - | No | - | - | No | - | -
RZAV100FV1 / FCTA100AVMA | 0 | N/A | DAIKIN | N/A | Non Ducted | Single Split System | Cassette | Air | Air | Thailand | 2.375 | N/A | 10 | N/A | N/A | N/A | N/A | N/A | 2.495 | 12 | Calorimeter Room | 4.0266 | 4.7107 | N/A | - | N/A | N/A | N/A | N/A | N/A | N/A | N/A | N/A | N/A | N/A | N/A | N/A | N/A | N/A | N/A | N/A | N/A | Single | R32 | New Zealand | 153680 | 81542 | 0 | Approved | Reverse Cycle | N/A | No | Class 11 | No | N/A | N/A | N/A | N/A | N/A | N/A | N/A | Available | N/A | N/A | http://www.daikin.co.nz | https://www.daikin.co.nz/ | N/A | 0 | 0 | ZAC0793 | Yes | Variable output compressor | Inverter | No | - | 10000 | 2.375 | - | 883 | 5100 | Yes | 478 | 3000 | - | - | - | Yes | 657 | 5200 | - | 373 | 3300 | 12000 | 2.495 | 998 | 6100 | Yes | 561 | 3500 | Yes | 3192 | 11800 | No | - | - | No | - | - | - | - | - | No | - | - | No | - | - | No | - | -
RZAV100FV1 / FDMA100AV1A | 0 | N/A | Daikin | N/A | Ducted | Single Split System | - | Air | Air | Thailand | 2.79 | N/A | 10 | N/A | N/A | N/A | N/A | N/A | 3.11 | 12 | Calorimeter Room | 3.4653 | 3.766 | N/A | - | N/A | N/A | N/A | N/A | N/A | N/A | N/A | N/A | N/A | N/A | N/A | N/A | N/A | N/A | N/A | N/A | N/A | Single | R32 | New Zealand | 140823 | 80958 | 0 | Approved | Reverse Cycle | N/A | Yes | Class 11 | Yes | N/A | N/A | N/A | N/A | N/A | N/A | N/A | Available | N/A | N/A | http://www.daikin.co.nz | https://www.daikin.co.nz | N/A | 0 | 0 | ZAC0758 | Yes | Variable output compressor | Inverter | No | - | 10000 | 2.79 | - | 1031 | 5100 | Yes | 517 | 3000 | - | - | - | Yes | 752 | 5200 | - | 407 | 3200 | 12000 | 3.11 | 1148 | 6200 | Yes | 615 | 3500 | Yes | 3622 | 10900 | No | - | - | No | - | - | - | - | - | No | - | - | No | - | - | No | - | -
RZAV100FV1 / FHA100BVMA | 0 | N/A | DAIKIN | N/A | Non Ducted | Single Split System | Under ceiling | Air | Air | Thailand | 2.778 | N/A | 10 | N/A | N/A | N/A | N/A | N/A | 3.217 | 12 | Calorimeter Room | 3.6445 | 3.9236 | N/A | - | N/A | N/A | N/A | N/A | N/A | N/A | N/A | N/A | N/A | N/A | N/A | N/A | N/A | N/A | N/A | N/A | N/A | Single | R32 | Australia,New Zealand | 139550 | 46202 | 0 | Approved | Reverse Cycle | N/A | Yes | Class 11 | Yes | N/A | N/A | N/A | N/A | N/A | N/A | N/A | Available | N/A | N/A | http://www.daikin.com.au/ | http://www.daikin.com.au | N/A | 0 | 0 | AAC6125 | Yes | Variable output compressor | Inverter | No | - | 10000 | 2.778 | - | 913 | 5100 | Yes | 470 | 3000 | - | 2539.092 | 10770 | Yes | 682 | 5100 | - | 366 | 3200 | 12000 | 3.217 | 1072 | 6100 | Yes | 564 | 3500 | Yes | 3461 | 10900 | No | - | - | No | - | - | - | - | - | No | - | - | No | - | - | No | - | -
RZAV100FY1 / FBA100BVMA | 0 | N/A | DAIKIN | N/A | Ducted | Single Split System | - | Air | Air | Thailand | 2.79 | N/A | 10 | N/A | N/A | N/A | N/A | N/A | 2.92 | 12 | Calorimeter Room | 3.412 | 4.1234 | N/A | - | N/A | N/A | N/A | N/A | N/A | N/A | N/A | N/A | N/A | N/A | N/A | N/A | N/A | N/A | N/A | N/A | N/A | Three | R32 | Australia,New Zealand | 139537 | 46210 | 0 | Approved | Reverse Cycle | N/A | Yes | Class 11 | Yes | N/A | N/A | N/A | N/A | N/A | N/A | N/A | Available | N/A | N/A | http://www.daikin.com.au/ | http://www.daikin.com.au | N/A | 0 | 0 | AAC6159 | Yes | Variable output compressor | Inverter | No | - | 10000 | 2.79 | - | 1031 | 5100 | Yes | 520 | 2900 | - | 2550.06 | 10770 | Yes | 753 | 5100 | - | 411 | 3100 | 12000 | 2.92 | 1093 | 6100 | Yes | 600 | 3500 | Yes | 3438 | 11200 | No | - | - | No | - | - | - | - | - | No | - | - | No | - | - | No | - | -
RZAV100FY1 / FCA100CVMA | 0 | N/A | DAIKIN | N/A | Non Ducted | Single Split System | Cassette | Air | Air | Thailand | 2.375 | N/A | 10 | N/A | N/A | N/A | N/A | N/A | 2.495 | 12 | Calorimeter Room | 4.1292 | 4.765 | N/A | - | N/A | N/A | N/A | N/A | N/A | N/A | N/A | N/A | N/A | N/A | N/A | N/A | N/A | N/A | N/A | N/A | N/A | Three | R32 | Australia,New Zealand | 139543 | 46204 | 0 | Approved | Reverse Cycle | N/A | Yes | Class 11 | Yes | N/A | N/A | N/A | N/A | N/A | N/A | N/A | Available | N/A | N/A | http://www.daikin.com.au/ | http://www.daikin.com.au | N/A | 0 | 0 | AAC6131 | Yes | Variable output compressor | Inverter | No | - | 10000 | 2.375 | - | 883 | 5100 | Yes | 478 | 3000 | - | 2170.75 | 10770 | Yes | 657 | 5200 | - | 373 | 3300 | 12000 | 2.495 | 998 | 6100 | Yes | 561 | 3500 | Yes | 3192 | 11800 | No | - | - | No | - | - | - | - | - | No | - | - | No | - | - | No | - | -
RZAV100FY1 / FCTA100AVMA | 0 | N/A | DAIKIN | N/A | Non Ducted | Single Split System | Cassette | Air | Air | Thailand | 2.375 | N/A | 10 | N/A | N/A | N/A | N/A | N/A | 2.495 | 12 | Calorimeter Room | 4.0249 | 4.7002 | N/A | - | N/A | N/A | N/A | N/A | N/A | N/A | N/A | N/A | N/A | N/A | N/A | N/A | N/A | N/A | N/A | N/A | N/A | Three | R32 | New Zealand | 153681 | 81542 | 0 | Approved | Reverse Cycle | N/A | No | Class 11 | No | N/A | N/A | N/A | N/A | N/A | N/A | N/A | Available | N/A | N/A | http://www.daikin.co.nz | https://www.daikin.co.nz/ | N/A | 0 | 0 | ZAC0792 | Yes | Variable output compressor | Inverter | No | - | 10000 | 2.375 | - | 883 | 5100 | Yes | 478 | 3000 | - | - | - | Yes | 657 | 5200 | - | 373 | 3300 | 12000 | 2.495 | 998 | 6100 | Yes | 561 | 3500 | Yes | 3192 | 11800 | No | - | - | No | - | - | - | - | - | No | - | - | No | - | - | No | - | -
RZAV100FY1 / FDMA100AV1A | 0 | N/A | Daikin | N/A | Ducted | Single Split System | - | Air | Air | Thailand | 2.79 | N/A | 10 | N/A | N/A | N/A | N/A | N/A | 3.11 | 12 | Calorimeter Room | 3.4979 | 3.8025 | N/A | - | N/A | N/A | N/A | N/A | N/A | N/A | N/A | N/A | N/A | N/A | N/A | N/A | N/A | N/A | N/A | N/A | N/A | Three | R32 | New Zealand | 140873 | 80958 | 0 | Approved | Reverse Cycle | N/A | Yes | Class 11 | Yes | N/A | N/A | N/A | N/A | N/A | N/A | N/A | Available | N/A | N/A | http://www.daikin.co.nz | https://www.daikin.co.nz | N/A | 0 | 0 | ZAC0759 | Yes | Variable output compressor | Inverter | No | - | 10000 | 2.79 | - | 1031 | 5100 | Yes | 517 | 3000 | - | - | - | Yes | 752 | 5200 | - | 407 | 3200 | 12000 | 3.11 | 1148 | 6200 | Yes | 615 | 3500 | Yes | 3622 | 10900 | No | - | - | No | - | - | - | - | - | No | - | - | No | - | - | No | - | -
RZAV100FY1 / FHA100BVMA | 0 | N/A | DAIKIN | N/A | Non Ducted | Single Split System | Under ceiling | Air | Air | Thailand | 2.778 | N/A | 10 | N/A | N/A | N/A | N/A | N/A | 3.217 | 12 | Calorimeter Room | 3.6801 | 3.9619 | N/A | - | N/A | N/A | N/A | N/A | N/A | N/A | N/A | N/A | N/A | N/A | N/A | N/A | N/A | N/A | N/A | N/A | N/A | Three | R32 | Australia,New Zealand | 139551 | 46204 | 0 | Approved | Reverse Cycle | N/A | Yes | Class 11 | Yes | N/A | N/A | N/A | N/A | N/A | N/A | N/A | Available | N/A | N/A | http://www.daikin.com.au/ | http://www.daikin.com.au | N/A | 0 | 0 | AAC6127 | Yes | Variable output compressor | Inverter | No | - | 10000 | 2.778 | - | 913 | 5100 | Yes | 470 | 3000 | - | 2539.092 | 10770 | Yes | 682 | 5100 | - | 366 | 3200 | 12000 | 3.217 | 1072 | 6100 | Yes | 564 | 3500 | Yes | 3461 | 10900 | No | - | - | No | - | - | - | - | - | No | - | - | No | - | - | No | - | -
RZAV125CV1 / FBA125BVMA | 0 | N/A | DAIKIN | 3.207 | Ducted | Single Split System | - | Air | Air | Thailand | 3.68 | 9.293 | 12.5 | N/A | N/A | N/A | N/A | N/A | 3.72 | 14 | Enthalpy Test Room | 3.289 | 3.6673 | Yes | - | N/A | 13.7 | 13.1 | N/A | N/A | N/A | N/A | N/A | 3.2486 | 3.6247 | N/A | N/A | N/A | N/A | N/A | N/A | Enthalpy Test Room | Single | R32 | Australia,New Zealand | 132855 | 46043 | 0 | Approved | Reverse Cycle | N/A | No | Class 11 | Yes | N/A | Yes | N/A | N/A | N/A | KRP59M51, EKMKSA2 | 3.2884 | Available | N/A | N/A | http://www.daikin.com.au/ | http://www.daikin.com.au | Yes | 0 | 0 | AAC5656 | Yes | Variable output compressor | Inverter | No | - | 12500 | 3.68 | - | 1280 | 6250 | No | - | - | - | 3363.52 | 13462.5 | No | 1169.92 | 6731.25 | No | - | - | 14000 | 3.72 | 1280 | 7000 | No | - | - | Yes | 4200 | 12500 | No | - | - | No | - | - | - | - | - | No | - | - | No | - | - | No | - | -
RZAV125CV1 / FCA125CVMA | 0 | N/A | DAIKIN | 3.07 | Non Ducted | Single Split System | Cassette | Air | Air | Thailand | 3.25 | 9.43 | 12.5 | N/A | N/A | N/A | N/A | N/A | 3.28 | 14 | Enthalpy Test Room | 3.7971 | 4.2822 | Yes | - | N/A | 13.7 | 13.1 | N/A | N/A | N/A | N/A | N/A | 3.743 | 4.2265 | N/A | N/A | N/A | N/A | N/A | N/A | Enthalpy Test Room | Single | R32 | Australia,New Zealand | 132296 | 46035 | 0 | Approved | Reverse Cycle | N/A | No | Class 11 | Yes | N/A | Yes | N/A | N/A | N/A | KRP59M51, EKMKSA2 | 3.7952 | Available | N/A | N/A | http://www.daikin.com.au/ | http://www.daikin.com.au | Yes | 0 | 0 | AAC5636 | Yes | Variable output compressor | Inverter | No | - | 12500 | 3.25 | - | 1130 | 6250 | No | - | - | - | 2970.5 | 13462.5 | No | 1032.82 | 6731.25 | No | - | - | 14000 | 3.28 | 1270 | 7000 | No | - | - | Yes | 3600 | 12400 | No | - | - | No | - | - | - | - | - | No | - | - | No | - | - | No | - | -
RZAV125CV1 / FHA125BVMA | 0 | N/A | DAIKIN | 3.537 | Non Ducted | Single Split System | Floor/Ceiling | Air | Air | Thailand | 3.65 | 8.963 | 12.5 | N/A | N/A | N/A | N/A | N/A | 4.06 | 14 | Enthalpy Test Room | 3.3535 | 3.3914 | Yes | - | N/A | 13.7 | 13.1 | N/A | N/A | N/A | N/A | N/A | 3.3123 | 3.3523 | N/A | N/A | N/A | N/A | N/A | N/A | Enthalpy Test Room | Single | R32 | Australia,New Zealand | 133013 | 46042 | 0 | Approved | Reverse Cycle | N/A | No | Class 11 | Yes | N/A | Yes | N/A | N/A | N/A | KRP59M51, EKMKSA2 | 3.3535 | Available | N/A | N/A | http://www.daikin.com.au/ | http://www.daikin.com.au | Yes | 0 | 0 | AAC5646 | Yes | Variable output compressor | Inverter | No | - | 12500 | 3.65 | - | 1190 | 6250 | No | - | - | - | 3336.1 | 13462.5 | No | 1087.66 | 6731.25 | No | - | - | 14000 | 4.06 | 1290 | 7000 | No | - | - | Yes | 4900 | 12500 | No | - | - | No | - | - | - | - | - | No | - | - | No | - | - | No | - | -
RZAV125CY1 / FBA125BVMA | 0 | N/A | DAIKIN | 3.207 | Ducted | Single Split System | - | Air | Air | Thailand | 3.68 | 9.293 | 12.5 | N/A | N/A | N/A | N/A | N/A | 3.72 | 14 | Enthalpy Test Room | 3.3195 | 3.6913 | Yes | - | N/A | 13.7 | 13.1 | N/A | N/A | N/A | N/A | N/A | 3.2486 | 3.6247 | N/A | N/A | N/A | N/A | N/A | N/A | Enthalpy Test Room | Three | R32 | Australia,New Zealand | 132927 | 46077 | 0 | Approved | Reverse Cycle | N/A | No | Class 11 | Yes | N/A | Yes | N/A | N/A | N/A | KRP59M51, EKMKSA2 | 3.2884 | Available | N/A | N/A | http://www.daikin.com.au/ | http://www.daikin.com.au | Yes | 0 | 0 | AAC5798 | Yes | Variable output compressor | Inverter | No | - | 12500 | 3.68 | - | 1280 | 6250 | No | - | - | - | 3363.52 | 13462.5 | No | 1169.92 | 6731.25 | No | - | - | 14000 | 3.72 | 1280 | 7000 | No | - | - | Yes | 4200 | 12500 | No | - | - | No | - | - | - | - | - | No | - | - | No | - | - | No | - | -
RZAV125CY1 / FCA125CVMA | 0 | N/A | DAIKIN | 3.07 | Non Ducted | Single Split System | Cassette | Air | Air | Thailand | 3.25 | 9.43 | 12.5 | N/A | N/A | N/A | N/A | N/A | 3.28 | 14 | Enthalpy Test Room | 3.8363 | 4.3145 | Yes | - | N/A | 13.7 | 13.1 | N/A | N/A | N/A | N/A | N/A | 3.743 | 4.2265 | N/A | N/A | N/A | N/A | N/A | N/A | Enthalpy Test Room | Three | R32 | Australia,New Zealand | 132387 | 46092 | 0 | Approved | Reverse Cycle | N/A | No | Class 11 | Yes | N/A | Yes | N/A | N/A | N/A | KRP58M51, EKMKSA2 | 3.7952 | Available | N/A | N/A | http://www.daikin.com.au/ | http://www.daikin.com.au | Yes | 0 | 0 | AAC5829 | Yes | Variable output compressor | Inverter | No | - | 12500 | 3.25 | - | 1130 | 6250 | No | - | - | - | 2970.5 | 13462.5 | No | 1032.82 | 6731.25 | No | - | - | 14000 | 3.28 | 1270 | 7000 | No | - | - | Yes | 3600 | 12400 | No | - | - | No | - | - | - | - | - | No | - | - | No | - | - | No | - | -
RZAV125CY1 / FHA125BVMA | 0 | N/A | DAIKIN | 3.537 | Non Ducted | Single Split System | Floor/Ceiling | Air | Air | Thailand | 3.65 | 8.963 | 12.5 | N/A | N/A | N/A | N/A | N/A | 4.06 | 14 | Enthalpy Test Room | 3.3865 | 3.4151 | Yes | - | N/A | 13.7 | 13.1 | N/A | N/A | N/A | N/A | N/A | 3.3123 | 3.3523 | N/A | N/A | N/A | N/A | N/A | N/A | Enthalpy Test Room | Three | R32 | Australia,New Zealand | 133021 | 46096 | 0 | Approved | Reverse Cycle | N/A | No | Class 11 | Yes | N/A | Yes | N/A | N/A | N/A | KRP58M51, EKMKSA2 | 3.3535 | Available | N/A | N/A | http://www.daikin.com.au/ | http://www.daikin.com.au | Yes | 0 | 0 | AAC5834 | Yes | Variable output compressor | Inverter | No | - | 12500 | 3.65 | - | 1190 | 6250 | No | - | - | - | 3336.1 | 13462.5 | No | 1087.66 | 6731.25 | No | - | - | 14000 | 4.06 | 1290 | 7000 | No | - | - | Yes | 4900 | 12500 | No | - | - | No | - | - | - | - | - | No | - | - | No | - | - | No | - | -
RZAV125F2V1 / FBA125BVMA | 0 | N/A | DAIKIN | N/A | Ducted | Single Split System | - | Air | Air | Thailand | 3.676 | N/A | 12.5 | N/A | N/A | N/A | N/A | N/A | 3.876 | 15 | Calorimeter Room | 3.3019 | 3.8048 | N/A | - | N/A | N/A | N/A | N/A | N/A | N/A | N/A | N/A | N/A | N/A | N/A | N/A | N/A | N/A | N/A | N/A | N/A | Single | R32 | Australia,New Zealand | 144586 | 46440 | 0 | Approved | Reverse Cycle | N/A | Yes | Class 11 | Yes | N/A | N/A | N/A | N/A | N/A | N/A | N/A | Available | N/A | N/A | http://www.daikin.com.au/ | http://www.daikin.com.au | N/A | 0 | 0 | AAC6459 | Yes | Variable output compressor | Inverter | No | - | 12500 | 3.676 | - | 1340 | 6400 | Yes | 565 | 2900 | - | 3359.864 | 13462.5 | Yes | 1070 | 6400 | - | 460 | 3200 | 15000 | 3.876 | 1425 | 7600 | Yes | 654 | 3600 | Yes | 4076 | 12900 | No | - | - | No | - | - | - | - | - | No | - | - | No | - | - | No | - | -
RZAV125F2V1 / FCA125CVMA | 0 | N/A | DAIKIN | N/A | Non Ducted | Single Split System | Cassette | Air | Air | Thailand | 3.247 | N/A | 12.5 | N/A | N/A | N/A | N/A | N/A | 3.409 | 15 | Calorimeter Room | 3.8854 | 4.3244 | N/A | - | N/A | N/A | N/A | N/A | N/A | N/A | N/A | N/A | N/A | N/A | N/A | N/A | N/A | N/A | N/A | N/A | N/A | Single | R32 | Australia,New Zealand | 144512 | 46440 | 0 | Approved | Reverse Cycle | N/A | Yes | Class 11 | Yes | N/A | N/A | N/A | N/A | N/A | N/A | N/A | Available | N/A | N/A | http://www.daikin.com.au/ | http://www.daikin.com.au | N/A | 0 | 0 | AAC6452 | Yes | Variable output compressor | Inverter | No | - | 12500 | 3.247 | - | 1114 | 6400 | Yes | 493 | 3100 | - | 2967.758 | 13462.5 | Yes | 820 | 6300 | - | 419 | 3400 | 15000 | 3.409 | 1299 | 7600 | Yes | 621 | 3500 | Yes | 3893 | 13700 | No | - | - | No | - | - | - | - | - | No | - | - | No | - | - | No | - | -
RZAV125F2V1 / FCTA125AVMA | 0 | N/A | DAIKIN | N/A | Non Ducted | Single Split System | Cassette | Air | Air | Thailand | 3.247 | N/A | 12.5 | N/A | N/A | N/A | N/A | N/A | 3.409 | 15 | Calorimeter Room | 3.8272 | 4.3091 | N/A | - | N/A | N/A | N/A | N/A | N/A | N/A | N/A | N/A | N/A | N/A | N/A | N/A | N/A | N/A | N/A | N/A | N/A | Single | R32 | Australia,New Zealand | 150455 | 46677 | 0 | Approved | Reverse Cycle | N/A | Yes | Class 11 | Yes | N/A | N/A | N/A | N/A | N/A | N/A | N/A | Available | N/A | N/A | http://www.daikin.com.au/ | http://www.daikin.com.au | N/A | 0 | 0 | AAC7102 | Yes | Variable output compressor | Inverter | No | - | 12500 | 3.247 | - | 1114 | 6400 | Yes | 493 | 3100 | - | 2967.758 | 13462.5 | Yes | 820 | 6300 | - | 419 | 3400 | 15000 | 3.409 | 1299 | 7600 | Yes | 621 | 3500 | Yes | 3893 | 13700 | No | - | - | No | - | - | - | - | - | No | - | - | No | - | - | No | - | -
RZAV125F2V1 / FHA125BVMA | 0 | N/A | DAIKIN | N/A | Non Ducted | Single Split System | Under ceiling | Air | Air | Thailand | 3.655 | N/A | 12.5 | N/A | N/A | N/A | N/A | N/A | 4.213 | 15 | Calorimeter Room | 3.3473 | 3.5788 | N/A | - | N/A | N/A | N/A | N/A | N/A | N/A | N/A | N/A | N/A | N/A | N/A | N/A | N/A | N/A | N/A | N/A | N/A | Single | R32 | Australia,New Zealand | 144554 | 46445 | 0 | Approved | Reverse Cycle | N/A | Yes | Class 11 | Yes | N/A | N/A | N/A | N/A | N/A | N/A | N/A | Available | N/A | N/A | http://www.daikin.com.au/ | http://www.daikin.com.au | N/A | 0 | 0 | AAC6511 | Yes | Variable output compressor | Inverter | No | - | 12500 | 3.655 | - | 1300 | 6300 | Yes | 512 | 3100 | - | 3340.67 | 13462.5 | Yes | 984 | 6300 | - | 412 | 3300 | 15000 | 4.213 | 1418 | 7500 | Yes | 651 | 3700 | Yes | 4055 | 12200 | No | - | - | No | - | - | - | - | - | No | - | - | No | - | - | No | - | -
RZAV125F2V1 / FHA125CVMA | 0 | N/A | DAIKIN | N/A | Non Ducted | Single Split System | Under ceiling | Air | Air | Thailand | 3.655 | N/A | 12.5 | N/A | N/A | N/A | N/A | N/A | 4.213 | 15 | Calorimeter Room | 3.4276 | 3.6178 | N/A | - | N/A | N/A | N/A | N/A | N/A | N/A | N/A | N/A | N/A | N/A | N/A | N/A | N/A | N/A | N/A | N/A | N/A | Single | R32 | Australia,New Zealand | 151177 | 46721 | 0 | Approved | Reverse Cycle | N/A | Yes | Class 11 | Yes | N/A | N/A | N/A | N/A | N/A | N/A | N/A | Available | N/A | N/A | http://www.daikin.com.au/ | http://www.daikin.com.au | N/A | 0 | 0 | AAC7183 | Yes | Variable output compressor | Inverter | No | - | 12500 | 3.655 | - | 1300 | 6300 | Yes | 512 | 3100 | - | 3340.67 | 13462.5 | Yes | 984 | 6300 | - | 412 | 3300 | 15000 | 4.213 | 1418 | 7500 | Yes | 651 | 3700 | Yes | 4055 | 12200 | No | - | - | No | - | - | - | - | - | No | - | - | No | - | - | No | - | -
RZAV125F2Y1 / FBA125BVMA | 0 | N/A | DAIKIN | N/A | Ducted | Single Split System | - | Air | Air | Thailand | 3.676 | N/A | 12.5 | N/A | N/A | N/A | N/A | N/A | 3.876 | 15 | Calorimeter Room | 3.334 | 3.8424 | N/A | - | N/A | N/A | N/A | N/A | N/A | N/A | N/A | N/A | N/A | N/A | N/A | N/A | N/A | N/A | N/A | N/A | N/A | Three | R32 | Australia,New Zealand | 144591 | 46442 | 0 | Approved | Reverse Cycle | N/A | Yes | Class 11 | Yes | N/A | N/A | N/A | N/A | N/A | N/A | N/A | Available | N/A | N/A | http://www.daikin.com.au/ | http://www.daikin.com.au | N/A | 0 | 0 | AAC6491 | Yes | Variable output compressor | Inverter | No | - | 12500 | 3.676 | - | 1340 | 6400 | Yes | 565 | 2900 | - | 3359.864 | 13462.5 | Yes | 1070 | 6400 | - | 460 | 3200 | 15000 | 3.876 | 1425 | 7600 | Yes | 654 | 3600 | Yes | 4076 | 12900 | No | - | - | No | - | - | - | - | - | No | - | - | No | - | - | No | - | -
RZAV125F2Y1 / FCA125CVMA | 0 | N/A | DAIKIN | N/A | Non Ducted | Single Split System | Cassette | Air | Air | Thailand | 3.247 | N/A | 12.5 | N/A | N/A | N/A | N/A | N/A | 3.409 | 15 | Calorimeter Room | 3.9226 | 4.3669 | N/A | - | N/A | N/A | N/A | N/A | N/A | N/A | N/A | N/A | N/A | N/A | N/A | N/A | N/A | N/A | N/A | N/A | N/A | Three | R32 | Australia,New Zealand | 144517 | 46442 | 0 | Approved | Reverse Cycle | N/A | Yes | Class 11 | Yes | N/A | N/A | N/A | N/A | N/A | N/A | N/A | Available | N/A | N/A | http://www.daikin.com.au/ | http://www.daikin.com.au | N/A | 0 | 0 | AAC6476 | Yes | Variable output compressor | Inverter | No | - | 12500 | 3.247 | - | 1114 | 6400 | Yes | 493 | 3100 | - | 2967.758 | 13462.5 | Yes | 820 | 6300 | - | 419 | 3400 | 15000 | 3.409 | 1299 | 7600 | Yes | 621 | 3500 | Yes | 3893 | 13700 | No | - | - | No | - | - | - | - | - | No | - | - | No | - | - | No | - | -
RZAV125F2Y1 / FCTA125AVMA | 0 | N/A | DAIKIN | N/A | Non Ducted | Single Split System | Cassette | Air | Air | Thailand | 3.247 | N/A | 12.5 | N/A | N/A | N/A | N/A | N/A | 3.409 | 15 | Calorimeter Room | 3.815 | 4.314 | N/A | - | N/A | N/A | N/A | N/A | N/A | N/A | N/A | N/A | N/A | N/A | N/A | N/A | N/A | N/A | N/A | N/A | N/A | Three | R32 | Australia,New Zealand | 150456 | 46676 | 0 | Approved | Reverse Cycle | N/A | Yes | Class 11 | Yes | N/A | N/A | N/A | N/A | N/A | N/A | N/A | Available | N/A | N/A | http://www.daikin.com.au/ | http://www.daikin.com.au | N/A | 0 | 0 | AAC7096 | Yes | Variable output compressor | Inverter | No | - | 12500 | 3.247 | - | 1114 | 6400 | Yes | 493 | 3100 | - | 2967.758 | 13462.5 | Yes | 820 | 6300 | - | 419 | 3400 | 15000 | 3.409 | 1299 | 7600 | Yes | 621 | 3500 | Yes | 3893 | 13700 | No | - | - | No | - | - | - | - | - | No | - | - | No | - | - | No | - | -
RZAV125F2Y1 / FHA125BVMA | 0 | N/A | DAIKIN | N/A | Non Ducted | Single Split System | Under ceiling | Air | Air | Thailand | 3.655 | N/A | 12.5 | N/A | N/A | N/A | N/A | N/A | 4.213 | 15 | Calorimeter Room | 3.3797 | 3.6138 | N/A | - | N/A | N/A | N/A | N/A | N/A | N/A | N/A | N/A | N/A | N/A | N/A | N/A | N/A | N/A | N/A | N/A | N/A | Three | R32 | Australia,New Zealand | 144559 | 46445 | 0 | Approved | Reverse Cycle | N/A | Yes | Class 11 | Yes | N/A | N/A | N/A | N/A | N/A | N/A | N/A | Available | N/A | N/A | http://www.daikin.com.au/ | http://www.daikin.com.au | N/A | 0 | 0 | AAC6508 | Yes | Variable output compressor | Inverter | No | - | 12500 | 3.655 | - | 1300 | 6300 | Yes | 512 | 3100 | - | 3340.67 | 13462.5 | Yes | 984 | 6300 | - | 412 | 3300 | 15000 | 4.213 | 1418 | 7500 | Yes | 651 | 3700 | Yes | 4055 | 12200 | No | - | - | No | - | - | - | - | - | No | - | - | No | - | - | No | - | -
RZAV125F2Y1 / FHA125CVMA | 0 | N/A | DAIKIN | N/A | Non Ducted | Single Split System | Under ceiling | Air | Air | Thailand | 3.655 | N/A | 12.5 | N/A | N/A | N/A | N/A | N/A | 4.213 | 15 | Calorimeter Room | 3.4133 | 3.6144 | N/A | - | N/A | N/A | N/A | N/A | N/A | N/A | N/A | N/A | N/A | N/A | N/A | N/A | N/A | N/A | N/A | N/A | N/A | Three | R32 | Australia,New Zealand | 151178 | 46714 | 0 | Approved | Reverse Cycle | N/A | Yes | Class 11 | Yes | N/A | N/A | N/A | N/A | N/A | N/A | N/A | Available | N/A | N/A | http://www.daikin.com.au/ | http://www.daikin.com.au | N/A | 0 | 0 | AAC7176 | Yes | Variable output compressor | Inverter | No | - | 12500 | 3.655 | - | 1300 | 6300 | Yes | 512 | 3100 | - | 3340.67 | 13462.5 | Yes | 984 | 6300 | - | 412 | 3300 | 15000 | 4.213 | 1418 | 7500 | Yes | 651 | 3700 | Yes | 4055 | 12200 | No | - | - | No | - | - | - | - | - | No | - | - | No | - | - | No | - | -
RZAV125FV1 / FBA125BVMA | 0 | N/A | DAIKIN | N/A | Ducted | Single Split System | - | Air | Air | Thailand | 3.676 | N/A | 12.5 | N/A | N/A | N/A | N/A | N/A | 3.876 | 15 | Calorimeter Room | 3.3019 | 3.8048 | N/A | - | N/A | N/A | N/A | N/A | N/A | N/A | N/A | N/A | N/A | N/A | N/A | N/A | N/A | N/A | N/A | N/A | N/A | Single | R32 | Australia,New Zealand | 139538 | 46202 | 0 | Approved | Reverse Cycle | N/A | Yes | Class 11 | Yes | N/A | N/A | N/A | N/A | N/A | N/A | N/A | Available | N/A | N/A | http://www.daikin.com.au/ | http://www.daikin.com.au | N/A | 0 | 0 | AAC6119 | Yes | Variable output compressor | Inverter | No | - | 12500 | 3.676 | - | 1340 | 6400 | Yes | 565 | 2900 | - | 3359.864 | 13462.5 | Yes | 1070 | 6400 | - | 460 | 3200 | 15000 | 3.876 | 1425 | 7600 | Yes | 654 | 3600 | Yes | 4076 | 12900 | No | - | - | No | - | - | - | - | - | No | - | - | No | - | - | - | - | -
RZAV125FV1 / FCA125CVMA | 0 | N/A | DAIKIN | N/A | Non Ducted | Single Split System | Cassette | Air | Air | Thailand | 3.247 | N/A | 12.5 | N/A | N/A | N/A | N/A | N/A | 3.409 | 15 | Calorimeter Room | 3.8854 | 4.3244 | N/A | - | N/A | N/A | N/A | N/A | N/A | N/A | N/A | N/A | N/A | N/A | N/A | N/A | N/A | N/A | N/A | N/A | N/A | Single | R32 | Australia,New Zealand | 139544 | 46202 | 0 | Approved | Reverse Cycle | N/A | Yes | Class 11 | Yes | N/A | N/A | N/A | N/A | N/A | N/A | N/A | Available | N/A | N/A | http://www.daikin.com.au/ | http://www.daikin.com.au | N/A | 0 | 0 | AAC6122 | Yes | Variable output compressor | Inverter | No | - | 12500 | 3.247 | - | 1114 | 6400 | Yes | 493 | 3100 | - | 2967.758 | 13462.5 | Yes | 820 | 6300 | - | 419 | 3400 | 15000 | 3.409 | 1299 | 7600 | Yes | 621 | 3500 | Yes | 3893 | 13700 | No | - | - | No | - | - | - | - | - | No | - | - | No | - | - | No | - | -
RZAV125FV1 / FCTA125AVMA | 0 | N/A | DAIKIN | N/A | Non Ducted | Single Split System | Cassette | Air | Air | Thailand | 3.247 | N/A | 12.5 | N/A | N/A | N/A | N/A | N/A | 3.409 | 15 | Calorimeter Room | 3.8272 | 4.3091 | N/A | - | N/A | N/A | N/A | N/A | N/A | N/A | N/A | N/A | N/A | N/A | N/A | N/A | N/A | N/A | N/A | N/A | N/A | Single | R32 | New Zealand | 153726 | 81542 | 0 | Approved | Reverse Cycle | N/A | No | Class 11 | No | N/A | N/A | N/A | N/A | N/A | N/A | N/A | Available | N/A | N/A | http://www.daikin.co.nz | https://www.daikin.co.nz/ | N/A | 0 | 0 | ZAC0791 | Yes | Variable output compressor | Inverter | No | - | 12500 | 3.247 | - | 1114 | 6400 | Yes | 493 | 3100 | - | - | - | Yes | 820 | 6300 | - | 419 | 3400 | 15000 | 3.409 | 1299 | 7600 | Yes | 621 | 3500 | Yes | 3893 | 13700 | No | - | - | No | - | - | - | - | - | No | - | - | No | - | - | No | - | -
RZAV125FV1 / FDMA125AV1A | 0 | N/A | Daikin | N/A | Ducted | Single Split System | - | Air | Air | Thailand | 3.77 | N/A | 12.5 | N/A | N/A | N/A | N/A | N/A | 4.05 | 15 | Calorimeter Room | 3.575 | 3.7648 | N/A | - | N/A | N/A | N/A | N/A | N/A | N/A | N/A | N/A | N/A | N/A | N/A | N/A | N/A | N/A | N/A | N/A | N/A | Single | R32 | New Zealand | 140874 | 80958 | 0 | Approved | Reverse Cycle | N/A | Yes | Class 11 | Yes | N/A | N/A | N/A | N/A | N/A | N/A | N/A | Available | N/A | N/A | http://www.daikin.co.nz | https://www.daikin.co.nz | N/A | 0 | 0 | ZAC0761 | Yes | Variable output compressor | Inverter | No | - | 12500 | 3.77 | - | 1234 | 6400 | Yes | 558 | 3000 | - | - | - | Yes | 995 | 6400 | - | 454 | 3300 | 15000 | 4.05 | 1490 | 7600 | Yes | 686 | 3700 | Yes | 4106 | 13000 | No | - | - | No | - | - | - | - | - | No | - | - | No | - | - | No | - | -
RZAV125FV1 / FHA125BVMA | 0 | N/A | DAIKIN | N/A | Non Ducted | Single Split System | Under ceiling | Air | Air | Thailand | 3.655 | N/A | 12.5 | N/A | N/A | N/A | N/A | N/A | 4.213 | 15 | Calorimeter Room | 3.3473 | 3.5788 | N/A | - | N/A | N/A | N/A | N/A | N/A | N/A | N/A | N/A | N/A | N/A | N/A | N/A | N/A | N/A | N/A | N/A | N/A | Single | R32 | Australia,New Zealand | 139552 | 46210 | 0 | Approved | Reverse Cycle | N/A | Yes | Class 11 | Yes | N/A | N/A | N/A | N/A | N/A | N/A | N/A | Available | N/A | N/A | http://www.daikin.com.au/ | http://www.daikin.com.au | N/A | 0 | 0 | AAC6157 | Yes | Variable output compressor | Inverter | No | - | 12500 | 3.655 | - | 1300 | 6300 | Yes | 512 | 3100 | - | 3340.67 | 13462.5 | Yes | 984 | 6300 | - | 412 | 3300 | 15000 | 4.213 | 1418 | 7500 | Yes | 651 | 3700 | Yes | 4055 | 12200 | No | - | - | No | - | - | - | - | - | No | - | - | No | - | - | No | - | -
RZAV125FY1 / FBA125BVMA | 0 | N/A | DAIKIN | N/A | Ducted | Single Split System | - | Air | Air | Thailand | 3.676 | N/A | 12.5 | N/A | N/A | N/A | N/A | N/A | 3.876 | 15 | Calorimeter Room | 3.334 | 3.8424 | N/A | - | N/A | N/A | N/A | N/A | N/A | N/A | N/A | N/A | N/A | N/A | N/A | N/A | N/A | N/A | N/A | N/A | N/A | Three | R32 | Australia,New Zealand | 139539 | 46204 | 0 | Approved | Reverse Cycle | N/A | Yes | Class 11 | Yes | N/A | N/A | N/A | N/A | N/A | N/A | N/A | Available | N/A | N/A | http://www.daikin.com.au/ | http://www.daikin.com.au | N/A | 0 | 0 | AAC6133 | Yes | Variable output compressor | Inverter | No | - | 12500 | 3.676 | - | 1340 | 6400 | Yes | 565 | 2900 | - | 3359.864 | 13462.5 | Yes | 1070 | 6400 | - | 460 | 3200 | 15000 | 3.876 | 1425 | 7600 | Yes | 654 | 3600 | Yes | 4076 | 12900 | No | - | - | No | - | - | - | - | - | No | - | - | No | - | - | No | - | -
RZAV125FY1 / FCA125CVMA | 0 | N/A | DAIKIN | N/A | Non Ducted | Single Split System | Cassette | Air | Air | Thailand | 3.247 | N/A | 12.5 | N/A | N/A | N/A | N/A | N/A | 3.409 | 15 | Calorimeter Room | 3.9226 | 4.3669 | N/A | - | N/A | N/A | N/A | N/A | N/A | N/A | N/A | N/A | N/A | N/A | N/A | N/A | N/A | N/A | N/A | N/A | N/A | Three | R32 | Australia,New Zealand | 139545 | 46204 | 0 | Approved | Reverse Cycle | N/A | Yes | Class 11 | Yes | N/A | N/A | N/A | N/A | N/A | N/A | N/A | Available | N/A | N/A | http://www.daikin.com.au/ | http://www.daikin.com.au | N/A | 0 | 0 | AAC6130 | Yes | Variable output compressor | Inverter | No | - | 12500 | 3.247 | - | 1114 | 6400 | Yes | 493 | 3100 | - | 2967.758 | 13462.5 | Yes | 820 | 6300 | - | 419 | 3400 | 15000 | 3.409 | 1299 | 7600 | Yes | 621 | 3500 | Yes | 3893 | 13700 | No | - | - | No | - | - | - | - | - | No | - | - | No | - | - | No | - | -
RZAV125FY1 / FCTA125AVMA | 0 | N/A | DAIKIN | N/A | Non Ducted | Single Split System | Cassette | Air | Air | Thailand | 3.247 | N/A | 12.5 | N/A | N/A | N/A | N/A | N/A | 3.409 | 15 | Calorimeter Room | 3.815 | 4.314 | N/A | - | N/A | N/A | N/A | N/A | N/A | N/A | N/A | N/A | N/A | N/A | N/A | N/A | N/A | N/A | N/A | N/A | N/A | Three | R32 | New Zealand | 153733 | 81542 | 0 | Approved | Reverse Cycle | N/A | No | Class 11 | No | N/A | N/A | N/A | N/A | N/A | N/A | N/A | Available | N/A | N/A | http://www.daikin.co.nz | https://www.daikin.co.nz/ | N/A | 0 | 0 | ZAC0790 | Yes | Variable output compressor | Inverter | No | - | 12500 | 3.247 | - | 1114 | 6400 | Yes | 493 | 3100 | - | - | - | Yes | 820 | 6300 | - | 419 | 3400 | 15000 | 3.409 | 1299 | 7600 | Yes | 621 | 3500 | Yes | 3893 | 13700 | No | - | - | No | - | - | - | - | - | No | - | - | No | - | - | No | - | -
RZAV125FY1 / FDMA125AV1A | 0 | N/A | Daikin | N/A | Ducted | Single Split System | - | Air | Air | Thailand | 3.77 | N/A | 12.5 | N/A | N/A | N/A | N/A | N/A | 4.05 | 15 | Calorimeter Room | 3.6096 | 3.8017 | N/A | - | N/A | N/A | N/A | N/A | N/A | N/A | N/A | N/A | N/A | N/A | N/A | N/A | N/A | N/A | N/A | N/A | N/A | Three | R32 | New Zealand | 140876 | 80958 | 0 | Approved | Reverse Cycle | N/A | Yes | Class 11 | Yes | N/A | N/A | N/A | N/A | N/A | N/A | N/A | Available | N/A | N/A | http://www.daikin.co.nz | https://www.daikin.co.nz | N/A | 0 | 0 | ZAC0762 | Yes | Variable output compressor | Inverter | No | - | 12500 | 3.77 | - | 1234 | 6400 | Yes | 558 | 3000 | - | - | - | Yes | 995 | 6400 | - | 454 | 3300 | 15000 | 4.05 | 1490 | 7600 | Yes | 686 | 3700 | Yes | 4106 | 13000 | No | - | - | No | - | - | - | - | - | No | - | - | No | - | - | No | - | -
RZAV125FY1 / FHA125BVMA | 0 | N/A | DAIKIN | N/A | Non Ducted | Single Split System | Under ceiling | Air | Air | Thailand | 3.655 | N/A | 12.5 | N/A | N/A | N/A | N/A | N/A | 4.213 | 15 | Calorimeter Room | 3.3797 | 3.6138 | N/A | - | N/A | N/A | N/A | N/A | N/A | N/A | N/A | N/A | N/A | N/A | N/A | N/A | N/A | N/A | N/A | N/A | N/A | Three | R32 | Australia,New Zealand | 139553 | 46204 | 0 | Approved | Reverse Cycle | N/A | Yes | Class 11 | Yes | N/A | N/A | N/A | N/A | N/A | N/A | N/A | Available | N/A | N/A | http://www.daikin.com.au/ | http://www.daikin.com.au | N/A | 0 | 0 | AAC6126 | Yes | Variable output compressor | Inverter | No | - | 12500 | 3.655 | - | 1300 | 6300 | Yes | 512 | 3100 | - | 3340.67 | 13462.5 | Yes | 984 | 6300 | - | 412 | 3300 | 15000 | 4.213 | 1418 | 7500 | Yes | 651 | 3700 | Yes | 4055 | 12200 | No | - | - | No | - | - | - | - | - | No | - | - | No | - | - | No | - | -
RZAV140CV1 / FBA140BVMA | 0 | N/A | DAIKIN | 3.833 | Ducted | Single Split System | - | Air | Air | Thailand | 4.08 | 10.167 | 14 | N/A | N/A | N/A | N/A | N/A | 4.51 | 16 | Enthalpy Test Room | 3.488 | 3.5146 | Yes | - | N/A | 13.7 | 13.1 | N/A | N/A | N/A | N/A | N/A | 3.4451 | 3.4781 | N/A | N/A | N/A | N/A | N/A | N/A | Enthalpy Test Room | Single | R32 | Australia,New Zealand | 132856 | 46047 | 0 | Approved | Reverse Cycle | N/A | No | Class 11 | Yes | N/A | Yes | N/A | N/A | N/A | KRP59M51, EKMKSA2 | 3.485 | Available | N/A | N/A | http://www.daikin.com.au/ | http://www.daikin.com.au | Yes | 0 | 0 | AAC5714 | Yes | Variable output compressor | Inverter | No | - | 14000 | 4.08 | - | 1500 | 7000 | No | - | - | - | 3729.12 | 15078 | No | 1371 | 7539 | No | - | - | 16000 | 4.51 | 1720 | 8000 | No | - | - | Yes | 4900 | 14000 | No | - | - | No | - | - | - | - | - | No | - | - | No | - | - | No | - | -
RZAV140CV1 / FCA140CVMA | 0 | N/A | DAIKIN | 3.601 | Non Ducted | Single Split System | Cassette | Air | Air | Thailand | 3.7 | 10.399 | 14 | N/A | N/A | N/A | N/A | N/A | 4.02 | 16 | Enthalpy Test Room | 3.7808 | 3.8735 | Yes | - | N/A | 13.7 | 13.1 | N/A | N/A | N/A | N/A | N/A | 3.729 | 3.8322 | N/A | N/A | N/A | N/A | N/A | N/A | Enthalpy Test Room | Single | R32 | Australia,New Zealand | 132297 | 46034 | 0 | Approved | Reverse Cycle | N/A | No | Class 11 | Yes | N/A | Yes | N/A | N/A | N/A | KRP59M51, EKMKSA2 | 3.7757 | Available | N/A | N/A | http://www.daikin.com.au/ | http://www.daikin.com.au | Yes | 0 | 0 | AAC5634 | Yes | Variable output compressor | Inverter | No | - | 14000 | 3.7 | - | 1410 | 7000 | No | - | - | - | 3381.8 | 15078 | No | 1288.74 | 7539 | No | - | - | 16000 | 4.02 | 1640 | 8000 | No | - | - | Yes | 4600 | 14000 | No | - | - | No | - | - | - | - | - | No | - | - | No | - | - | No | - | -
RZAV140CV1 / FHA140BVMA | 0 | N/A | DAIKIN | 3.976 | Non Ducted | Single Split System | Floor/Ceiling | Air | Air | Thailand | 4.13 | 10.025 | 14 | N/A | N/A | N/A | N/A | N/A | 4.76 | 16 | Enthalpy Test Room | 3.6595 | 3.3599 | Yes | - | N/A | 13.7 | 13.1 | N/A | N/A | N/A | N/A | N/A | 3.6165 | 3.3311 | N/A | N/A | N/A | N/A | N/A | N/A | Enthalpy Test Room | Single | R32 | Australia,New Zealand | 136843 | 46135 | 0 | Approved | Reverse Cycle | N/A | No | Class 11 | Yes | N/A | Yes | N/A | N/A | N/A | KRP59M51, EKMKSA2 | 3.6605 | Available | N/A | N/A | http://www.daikin.com.au/ | http://www.daikin.com.au | Yes | 0 | 0 | AAC5916 | Yes | Variable output compressor | Inverter | No | - | 14000 | 4.13 | - | 1450 | 7000 | No | - | - | - | 3774.82 | 15078 | No | 1325.3 | 7539 | No | - | - | 16000 | 4.76 | 1700 | 8000 | No | - | - | Yes | 5000 | 13900 | No | - | - | No | - | - | - | - | - | No | - | - | No | - | - | No | - | -
RZAV140CY1 / FBA140BVMA | 0 | N/A | DAIKIN | 3.833 | Ducted | Single Split System | - | Air | Air | Thailand | 4.08 | 10.167 | 14 | N/A | N/A | N/A | N/A | N/A | 4.51 | 16 | Enthalpy Test Room | 3.5206 | 3.5443 | Yes | - | N/A | 13.7 | 13.1 | N/A | N/A | N/A | N/A | N/A | 3.4451 | 3.4781 | N/A | N/A | N/A | N/A | N/A | N/A | Enthalpy Test Room | Three | R32 | Australia,New Zealand | 132928 | 46077 | 0 | Approved | Reverse Cycle | N/A | No | Class 11 | Yes | N/A | Yes | N/A | N/A | N/A | KRP58M51, EKMKSA2 | 3.485 | Available | N/A | N/A | http://www.daikin.com.au/ | http://www.daikin.com.au | Yes | 0 | 0 | AAC5802 | Yes | Variable output compressor | Inverter | No | - | 14000 | 4.08 | - | 1500 | 7000 | No | - | - | - | 3729.12 | 15078 | No | 1371 | 7539 | No | - | - | 16000 | 4.51 | 1720 | 8000 | No | - | - | Yes | 4900 | 14000 | No | - | - | No | - | - | - | - | - | No | - | - | No | - | - | No | - | -
RZAV140CY1 / FCA140CVMA | 0 | N/A | DAIKIN | 3.601 | Non Ducted | Single Split System | Cassette | Air | Air | Thailand | 3.7 | 10.399 | 14 | N/A | N/A | N/A | N/A | N/A | 4.02 | 16 | Enthalpy Test Room | 3.8146 | 3.8121 | Yes | - | N/A | 13.7 | 13.1 | N/A | N/A | N/A | N/A | N/A | 3.729 | 3.8322 | N/A | N/A | N/A | N/A | N/A | N/A | Enthalpy Test Room | Three | R32 | Australia,New Zealand | 132388 | 46091 | 0 | Approved | Reverse Cycle | N/A | No | Class 11 | Yes | N/A | Yes | N/A | N/A | N/A | KRP58M51, EKMKSA2 | 3.7757 | Available | N/A | N/A | http://www.daikin.com.au/ | http://www.daikin.com.au | Yes | 0 | 0 | AAC5822 | Yes | Variable output compressor | Inverter | No | - | 14000 | 3.7 | - | 1410 | 7000 | No | - | - | - | 3381.8 | 15078 | No | 1288.74 | 7539 | No | - | - | 16000 | 4.02 | 1640 | 8000 | No | - | - | Yes | 4600 | 14000 | No | - | - | No | - | - | - | - | - | No | - | - | No | - | - | No | - | -
RZAV140CY1 / FHA140BVMA | 0 | N/A | DAIKIN | 3.975 | Non Ducted | Single Split System | Floor/Ceiling | Air | Air | Thailand | 4.13 | 10.025 | 14 | N/A | N/A | N/A | N/A | N/A | 4.76 | 16 | Enthalpy Test Room | 3.6938 | 3.3859 | Yes | - | N/A | 13.7 | 13.1 | N/A | N/A | N/A | N/A | N/A | 3.6165 | 3.3311 | N/A | N/A | N/A | N/A | N/A | N/A | Enthalpy Test Room | Three | R32 | Australia,New Zealand | 133022 | 46091 | 0 | Approved | Reverse Cycle | N/A | No | Class 11 | Yes | N/A | Yes | N/A | N/A | N/A | KRP58M51, EKMKSA2 | 3.6605 | Available | N/A | N/A | http://www.daikin.com.au/ | http://www.daikin.com.au | Yes | 0 | 0 | AAC5827 | Yes | Variable output compressor | Inverter | No | - | 14000 | 4.13 | - | 1450 | 7000 | No | - | - | - | 3774.82 | 15078 | No | 1325.3 | 7539 | No | - | - | 16000 | 4.76 | 1700 | 8000 | No | - | - | Yes | 5000 | 13900 | No | - | - | No | - | - | - | - | - | No | - | - | No | - | - | No | - | -
RZAV140F2V1 / FBA140BVMA | 0 | N/A | DAIKIN | N/A | Ducted | Single Split System | - | Air | Air | Thailand | 4.28 | N/A | 14 | N/A | N/A | N/A | N/A | N/A | 4.521 | 16.5 | Calorimeter Room | 3.1608 | 3.5779 | N/A | - | N/A | N/A | N/A | N/A | N/A | N/A | N/A | N/A | N/A | N/A | N/A | N/A | N/A | N/A | N/A | N/A | N/A | Single | R32 | Australia,New Zealand | 144587 | 46442 | 0 | Approved | Reverse Cycle | N/A | Yes | Class 11 | Yes | N/A | N/A | N/A | N/A | N/A | N/A | N/A | Available | N/A | N/A | http://www.daikin.com.au/ | http://www.daikin.com.au | N/A | 0 | 0 | AAC6493 | Yes | Variable output compressor | Inverter | No | - | 14000 | 4.28 | - | 1532 | 7100 | Yes | 575 | 2900 | - | 3911.92 | 15078 | Yes | 1216 | 7100 | - | 468 | 3200 | 16500 | 4.521 | 1624 | 8400 | Yes | 654 | 3600 | Yes | 4902 | 14500 | No | - | - | No | - | - | - | - | - | No | - | - | No | - | - | No | - | -
RZAV140F2V1 / FCA140CVMA | 0 | N/A | DAIKIN | N/A | Non Ducted | Single Split System | Cassette | Air | Air | Thailand | 3.704 | N/A | 14 | N/A | N/A | N/A | N/A | N/A | 4.024 | 16.5 | Calorimeter Room | 3.5909 | 4.1029 | N/A | - | N/A | N/A | N/A | N/A | N/A | N/A | N/A | N/A | N/A | N/A | N/A | N/A | N/A | N/A | N/A | N/A | N/A | Single | R32 | Australia,New Zealand | 144513 | 46442 | 0 | Approved | Reverse Cycle | N/A | Yes | Class 11 | Yes | N/A | N/A | N/A | N/A | N/A | N/A | N/A | Available | N/A | N/A | http://www.daikin.com.au/ | http://www.daikin.com.au | N/A | 0 | 0 | AAC6474 | Yes | Variable output compressor | Inverter | No | - | 14000 | 3.704 | - | 1290 | 7100 | Yes | 499 | 3200 | - | 3385.456 | 15078 | Yes | 974 | 7100 | - | 423 | 3500 | 16500 | 4.024 | 1461 | 8400 | Yes | 614 | 3500 | Yes | 4685 | 15400 | No | - | - | No | - | - | - | - | - | No | - | - | No | - | - | No | - | -
RZAV140F2V1 / FCTA140AVMA | 0 | N/A | DAIKIN | N/A | Non Ducted | Single Split System | Cassette | Air | Air | Thailand | 3.704 | N/A | 14 | N/A | N/A | N/A | N/A | N/A | 4.024 | 16.5 | Calorimeter Room | 3.5774 | 4.0793 | N/A | - | N/A | N/A | N/A | N/A | N/A | N/A | N/A | N/A | N/A | N/A | N/A | N/A | N/A | N/A | N/A | N/A | N/A | Single | R32 | Australia,New Zealand | 150457 | 46678 | 0 | Approved | Reverse Cycle | N/A | Yes | Class 11 | Yes | N/A | N/A | N/A | N/A | N/A | N/A | N/A | Available | N/A | N/A | http://www.daikin.com.au/ | http://www.daikin.com.au | N/A | 0 | 0 | AAC7104 | Yes | Variable output compressor | Inverter | No | - | 14000 | 3.704 | - | 1290 | 7100 | Yes | 499 | 3200 | - | 3385.456 | 15078 | Yes | 974 | 7100 | - | 423 | 3500 | 16500 | 4.024 | 1461 | 8400 | Yes | 614 | 3500 | Yes | 4685 | 15400 | No | - | - | No | - | - | - | - | - | No | - | - | No | - | - | No | - | -
RZAV140F2V1 / FHA140BVMA | 0 | N/A | DAIKIN | N/A | Non Ducted | Single Split System | Under ceiling | Air | Air | Thailand | 4.13 | N/A | 14 | N/A | N/A | N/A | N/A | N/A | 4.769 | 16.5 | Calorimeter Room | 3.2237 | 3.471 | N/A | - | N/A | N/A | N/A | N/A | N/A | N/A | N/A | N/A | N/A | N/A | N/A | N/A | N/A | N/A | N/A | N/A | N/A | Single | R32 | Australia,New Zealand | 144555 | 46445 | 0 | Approved | Reverse Cycle | N/A | Yes | Class 11 | Yes | N/A | N/A | N/A | N/A | N/A | N/A | N/A | Available | N/A | N/A | http://www.daikin.com.au/ | http://www.daikin.com.au | N/A | 0 | 0 | AAC6506 | Yes | Variable output compressor | Inverter | No | - | 14000 | 4.13 | - | 1467 | 7100 | Yes | 521 | 3100 | - | 3774.82 | 15078 | Yes | 1128 | 7100 | - | 418 | 3400 | 16500 | 4.769 | 1609 | 8400 | Yes | 666 | 3700 | Yes | 4818 | 13800 | No | - | - | No | - | - | - | - | - | No | - | - | No | - | - | No | - | -
RZAV140F2V1 / FHA140CVMA | 0 | N/A | DAIKIN | N/A | Non Ducted | Single Split System | Under ceiling | Air | Air | Thailand | 4.13 | N/A | 14 | N/A | N/A | N/A | N/A | N/A | 4.769 | 16.5 | Calorimeter Room | 3.2471 | 3.4879 | N/A | - | N/A | N/A | N/A | N/A | N/A | N/A | N/A | N/A | N/A | N/A | N/A | N/A | N/A | N/A | N/A | N/A | N/A | Single | R32 | Australia,New Zealand | 151179 | 46714 | 0 | Approved | Reverse Cycle | N/A | Yes | Class 11 | Yes | N/A | N/A | N/A | N/A | N/A | N/A | N/A | Available | N/A | N/A | http://www.daikin.com.au/ | http://www.daikin.com.au | N/A | 0 | 0 | AAC7179 | Yes | Variable output compressor | Inverter | No | - | 14000 | 4.13 | - | 1467 | 7100 | Yes | 521 | 3100 | - | 3774.82 | 15078 | Yes | 1128 | 7100 | - | 418 | 3400 | 16500 | 4.769 | 1609 | 8400 | Yes | 666 | 3700 | Yes | 4818 | 13800 | No | - | - | No | - | - | - | - | - | No | - | - | No | - | - | No | - | -
RZAV140F2Y1 / FBA140BVMA | 0 | N/A | DAIKIN | N/A | Ducted | Single Split System | - | Air | Air | Thailand | 4.28 | N/A | 14 | N/A | N/A | N/A | N/A | N/A | 4.521 | 16.5 | Calorimeter Room | 3.1914 | 3.6127 | N/A | - | N/A | N/A | N/A | N/A | N/A | N/A | N/A | N/A | N/A | N/A | N/A | N/A | N/A | N/A | N/A | N/A | N/A | Three | R32 | Australia,New Zealand | 144592 | 46440 | 0 | Approved | Reverse Cycle | N/A | Yes | Class 11 | Yes | N/A | N/A | N/A | N/A | N/A | N/A | N/A | Available | N/A | N/A | http://www.daikin.com.au/ | http://www.daikin.com.au | N/A | 0 | 0 | AAC6456 | Yes | Variable output compressor | Inverter | No | - | 14000 | 4.28 | - | 1532 | 7100 | Yes | 575 | 2900 | - | 3911.92 | 15078 | Yes | 1216 | 7100 | - | 468 | 3200 | 16500 | 4.521 | 1624 | 8400 | Yes | 654 | 3600 | Yes | 4902 | 14500 | No | - | - | No | - | - | - | - | - | No | - | - | No | - | - | No | - | -
RZAV140F2Y1 / FCA140CVMA | 0 | N/A | DAIKIN | N/A | Non Ducted | Single Split System | Cassette | Air | Air | Thailand | 3.704 | N/A | 14 | N/A | N/A | N/A | N/A | N/A | 4.024 | 16.5 | Calorimeter Room | 3.6259 | 4.1429 | N/A | - | N/A | N/A | N/A | N/A | N/A | N/A | N/A | N/A | N/A | N/A | N/A | N/A | N/A | N/A | N/A | N/A | N/A | Three | R32 | Australia,New Zealand | 144518 | 46440 | 0 | Approved | Reverse Cycle | N/A | Yes | Class 11 | Yes | N/A | N/A | N/A | N/A | N/A | N/A | N/A | Available | N/A | N/A | http://www.daikin.com.au/ | http://www.daikin.com.au | N/A | 0 | 0 | AAC6465 | Yes | Variable output compressor | Inverter | No | - | 14000 | 3.704 | - | 1290 | 7100 | Yes | 499 | 3200 | - | 3385.456 | 15078 | Yes | 974 | 7100 | - | 423 | 3500 | 16500 | 4.024 | 1461 | 8400 | Yes | 614 | 3500 | Yes | 4685 | 15400 | No | - | - | No | - | - | - | - | - | No | - | - | No | - | - | No | - | -
RZAV140F2Y1 / FCTA140AVMA | 0 | N/A | DAIKIN | N/A | Non Ducted | Single Split System | Cassette | Air | Air | Thailand | 3.704 | N/A | 14 | N/A | N/A | N/A | N/A | N/A | 4.024 | 16.5 | Calorimeter Room | 3.5697 | 4.0857 | N/A | - | N/A | N/A | N/A | N/A | N/A | N/A | N/A | N/A | N/A | N/A | N/A | N/A | N/A | N/A | N/A | N/A | N/A | Three | R32 | Australia,New Zealand | 150458 | 46676 | 0 | Approved | Reverse Cycle | N/A | Yes | Class 11 | Yes | N/A | N/A | N/A | N/A | N/A | N/A | N/A | Available | N/A | N/A | http://www.daikin.com.au/ | http://www.daikin.com.au | N/A | 0 | 0 | AAC7095 | Yes | Variable output compressor | Inverter | No | - | 14000 | 3.704 | - | 1290 | 7100 | Yes | 499 | 3200 | - | 3385.456 | 15078 | Yes | 974 | 7100 | - | 423 | 3500 | 16500 | 4.024 | 1461 | 8400 | Yes | 614 | 3500 | Yes | 4685 | 15400 | No | - | - | No | - | - | - | - | - | No | - | - | No | - | - | No | - | -
RZAV140F2Y1 / FHA140BVMA | 0 | N/A | DAIKIN | N/A | Non Ducted | Single Split System | Under ceiling | Air | Air | Thailand | 4.13 | N/A | 14 | N/A | N/A | N/A | N/A | N/A | 4.769 | 16.5 | Calorimeter Room | 3.2549 | 3.5052 | N/A | - | N/A | N/A | N/A | N/A | N/A | N/A | N/A | N/A | N/A | N/A | N/A | N/A | N/A | N/A | N/A | N/A | N/A | Three | R32 | Australia,New Zealand | 144560 | 46445 | 0 | Approved | Reverse Cycle | N/A | Yes | Class 11 | Yes | N/A | N/A | N/A | N/A | N/A | N/A | N/A | Available | N/A | N/A | http://www.daikin.com.au/ | http://www.daikin.com.au | N/A | 0 | 0 | AAC6514 | Yes | Variable output compressor | Inverter | No | - | 14000 | 4.13 | - | 1467 | 7100 | Yes | 521 | 3100 | - | 3774.82 | 15078 | Yes | 1128 | 7100 | - | 418 | 3400 | 16500 | 4.769 | 1609 | 8400 | Yes | 666 | 3700 | Yes | 4818 | 13800 | No | - | - | No | - | - | - | - | - | No | - | - | No | - | - | No | - | -
RZAV140F2Y1 / FHA140CVMA | 0 | N/A | DAIKIN | N/A | Non Ducted | Single Split System | Under ceiling | Air | Air | Thailand | 4.13 | N/A | 14 | N/A | N/A | N/A | N/A | N/A | 4.769 | 16.5 | Calorimeter Room | 3.2437 | 3.4797 | N/A | - | N/A | N/A | N/A | N/A | N/A | N/A | N/A | N/A | N/A | N/A | N/A | N/A | N/A | N/A | N/A | N/A | N/A | Three | R32 | Australia,New Zealand | 151180 | 46711 | 0 | Approved | Reverse Cycle | N/A | Yes | Class 11 | Yes | N/A | N/A | N/A | N/A | N/A | N/A | N/A | Available | N/A | N/A | http://www.daikin.com.au/ | http://www.daikin.com.au | N/A | 0 | 0 | AAC7171 | Yes | Variable output compressor | Inverter | No | - | 14000 | 4.13 | - | 1467 | 7100 | Yes | 521 | 3100 | - | 3774.82 | 15078 | Yes | 1128 | 7100 | - | 418 | 3400 | 16500 | 4.769 | 1609 | 8400 | Yes | 666 | 3700 | Yes | 4818 | 13800 | No | - | - | No | - | - | - | - | - | No | - | - | No | - | - | No | - | -
RZAV140FV1 / FBA140BVMA | 0 | N/A | DAIKIN | N/A | Ducted | Single Split System | - | Air | Air | Thailand | 4.28 | N/A | 14 | N/A | N/A | N/A | N/A | N/A | 4.521 | 16.5 | Calorimeter Room | 3.1608 | 3.5779 | N/A | - | N/A | N/A | N/A | N/A | N/A | N/A | N/A | N/A | N/A | N/A | N/A | N/A | N/A | N/A | N/A | N/A | N/A | Single | R32 | Australia,New Zealand | 139540 | 46202 | 0 | Approved | Reverse Cycle | N/A | Yes | Class 11 | Yes | N/A | N/A | N/A | N/A | N/A | N/A | N/A | Available | N/A | N/A | http://www.daikin.com.au/ | http://www.daikin.com.au | N/A | 0 | 0 | AAC6120 | Yes | Variable output compressor | Inverter | No | - | 14000 | 4.28 | - | 1532 | 7100 | Yes | 575 | 2900 | - | 3911.92 | 15078 | Yes | 1216 | 7100 | - | 468 | 3200 | 16500 | 4.521 | 1624 | 8400 | Yes | 654 | 3600 | Yes | 4902 | 14500 | No | - | - | No | - | - | - | - | - | No | - | - | No | - | - | No | - | -
RZAV140FV1 / FCA140CVMA | 0 | N/A | DAIKIN | N/A | Non Ducted | Single Split System | Cassette | Air | Air | Thailand | 3.704 | N/A | 14 | N/A | N/A | N/A | N/A | N/A | 4.024 | 16.5 | Calorimeter Room | 3.5909 | 4.1029 | N/A | - | N/A | N/A | N/A | N/A | N/A | N/A | N/A | N/A | N/A | N/A | N/A | N/A | N/A | N/A | N/A | N/A | N/A | Single | R32 | Australia,New Zealand | 139548 | 46202 | 0 | Approved | Reverse Cycle | N/A | Yes | Class 11 | Yes | N/A | N/A | N/A | N/A | N/A | N/A | N/A | Available | N/A | N/A | http://www.daikin.com.au/ | http://www.daikin.com.au | N/A | 0 | 0 | AAC6124 | Yes | Variable output compressor | Inverter | No | - | 14000 | 3.704 | - | 1290 | 7100 | Yes | 499 | 3200 | - | 3385.456 | 15078 | Yes | 974 | 7100 | - | 423 | 3500 | 16500 | 4.024 | 1461 | 8400 | Yes | 614 | 3500 | Yes | 4685 | 15400 | No | - | - | No | - | - | - | - | - | No | - | - | No | - | - | No | - | -
RZAV140FV1 / FCTA140AVMA | 0 | N/A | DAIKIN | N/A | Non Ducted | Single Split System | Cassette | Air | Air | Thailand | 3.704 | N/A | 14 | N/A | N/A | N/A | N/A | N/A | 4.024 | 16.5 | Calorimeter Room | 3.5774 | 4.0793 | N/A | - | N/A | N/A | N/A | N/A | N/A | N/A | N/A | N/A | N/A | N/A | N/A | N/A | N/A | N/A | N/A | N/A | N/A | Single | R32 | New Zealand | 153735 | 81542 | 0 | Approved | Reverse Cycle | N/A | No | Class 11 | No | N/A | N/A | N/A | N/A | N/A | N/A | N/A | Available | N/A | N/A | http://www.daikin.co.nz | https://www.daikin.co.nz/ | N/A | 0 | 0 | ZAC0789 | Yes | Variable output compressor | Inverter | No | - | 14000 | 3.704 | - | 1290 | 7100 | Yes | 499 | 3200 | - | - | - | Yes | 974 | 7100 | - | 423 | 3500 | 16500 | 4.024 | 1461 | 8400 | Yes | 614 | 3500 | Yes | 4685 | 15400 | No | - | - | No | - | - | - | - | - | No | - | - | No | - | - | No | - | -
RZAV140FV1 / FDMA140AV1A | 0 | N/A | Daikin | N/A | Ducted | Single Split System | - | Air | Air | Thailand | 4.46 | N/A | 14 | N/A | N/A | N/A | N/A | N/A | 4.78 | 16.5 | Calorimeter Room | 3.1559 | 3.5022 | N/A | - | N/A | N/A | N/A | N/A | N/A | N/A | N/A | N/A | N/A | N/A | N/A | N/A | N/A | N/A | N/A | N/A | N/A | Single | R32 | New Zealand | 140880 | 80958 | 0 | Approved | Reverse Cycle | N/A | Yes | Class 11 | Yes | N/A | N/A | N/A | N/A | N/A | N/A | N/A | Available | N/A | N/A | http://www.daikin.co.nz | https://www.daikin.co.nz | N/A | 0 | 0 | ZAC0763 | Yes | Variable output compressor | Inverter | No | - | 14000 | 4.46 | - | 1345 | 7100 | Yes | 583 | 3600 | - | - | - | Yes | 1120 | 7200 | - | 454 | 3500 | 16500 | 4.78 | 1725 | 8500 | Yes | 685 | 3700 | Yes | 4977 | 14600 | No | - | - | No | - | - | - | - | - | No | - | - | No | - | - | No | - | -
RZAV140FV1 / FHA140BVMA | 0 | N/A | DAIKIN | N/A | Non Ducted | Single Split System | Under ceiling | Air | Air | Thailand | 4.13 | N/A | 14 | N/A | N/A | N/A | N/A | N/A | 4.769 | 16.5 | Calorimeter Room | 3.2237 | 3.471 | N/A | - | N/A | N/A | N/A | N/A | N/A | N/A | N/A | N/A | N/A | N/A | N/A | N/A | N/A | N/A | N/A | N/A | N/A | Single | R32 | Australia,New Zealand | 139554 | 46210 | 0 | Approved | Reverse Cycle | N/A | Yes | Class 11 | Yes | N/A | N/A | N/A | N/A | N/A | N/A | N/A | Available | N/A | N/A | http://www.daikin.com.au/ | http://www.daikin.com.au | N/A | 0 | 0 | AAC6156 | Yes | Variable output compressor | Inverter | No | - | 14000 | 4.13 | - | 1467 | 7100 | Yes | 521 | 3100 | - | 3774.82 | 15078 | Yes | 1128 | 7100 | - | 418 | 3400 | 16500 | 4.769 | 1609 | 8400 | Yes | 666 | 3700 | Yes | 4818 | 13800 | No | - | - | No | - | - | - | - | - | No | - | - | No | - | - | No | - | -
RZAV140FY1 / FBA140BVMA | 0 | N/A | DAIKIN | N/A | Ducted | Single Split System | - | Air | Air | Thailand | 4.28 | N/A | 14 | N/A | N/A | N/A | N/A | N/A | 4.521 | 16.5 | Calorimeter Room | 3.1914 | 3.6127 | N/A | - | N/A | N/A | N/A | N/A | N/A | N/A | N/A | N/A | N/A | N/A | N/A | N/A | N/A | N/A | N/A | N/A | N/A | Three | R32 | Australia,New Zealand | 139541 | 46204 | 0 | Approved | Reverse Cycle | N/A | Yes | Class 11 | Yes | N/A | N/A | N/A | N/A | N/A | N/A | N/A | Available | N/A | N/A | http://www.daikin.com.au/ | http://www.daikin.com.au | N/A | 0 | 0 | AAC6132 | Yes | Variable output compressor | Inverter | No | - | 14000 | 4.28 | - | 1532 | 7100 | Yes | 575 | 2900 | - | 3911.92 | 15078 | Yes | 1216 | 7100 | - | 468 | 3200 | 16500 | 4.521 | 1624 | 8400 | Yes | 654 | 3600 | Yes | 4902 | 14500 | No | - | - | No | - | - | - | - | - | No | - | - | No | - | - | No | - | -
RZAV140FY1 / FCA140CVMA | 0 | N/A | DAIKIN | N/A | Non Ducted | Single Split System | Cassette | Air | Air | Thailand | 3.704 | N/A | 14 | N/A | N/A | N/A | N/A | N/A | 4.024 | 16.5 | Calorimeter Room | 3.6259 | 4.1429 | N/A | - | N/A | N/A | N/A | N/A | N/A | N/A | N/A | N/A | N/A | N/A | N/A | N/A | N/A | N/A | N/A | N/A | N/A | Three | R32 | Australia,New Zealand | 139549 | 46204 | 0 | Approved | Reverse Cycle | N/A | Yes | Class 11 | Yes | N/A | N/A | N/A | N/A | N/A | N/A | N/A | Available | N/A | N/A | http://www.daikin.com.au/ | http://www.daikin.com.au | N/A | 0 | 0 | AAC6128 | Yes | Variable output compressor | Inverter | No | - | 14000 | 3.704 | - | 1290 | 7100 | Yes | 499 | 3200 | - | 3385.456 | 15078 | Yes | 974 | 7100 | - | 423 | 3500 | 16500 | 4.024 | 1461 | 8400 | Yes | 614 | 3500 | Yes | 4685 | 15400 | No | - | - | No | - | - | - | - | - | No | - | - | No | - | - | No | - | -
RZAV140FY1 / FCTA140AVMA | 0 | N/A | DAIKIN | N/A | Non Ducted | Single Split System | Cassette | Air | Air | Thailand | 3.704 | N/A | 14 | N/A | N/A | N/A | N/A | N/A | 4.024 | 16.5 | Calorimeter Room | 3.5697 | 4.0857 | N/A | - | N/A | N/A | N/A | N/A | N/A | N/A | N/A | N/A | N/A | N/A | N/A | N/A | N/A | N/A | N/A | N/A | N/A | Three | R32 | New Zealand | 153738 | 81542 | 0 | Approved | Reverse Cycle | N/A | No | Class 11 | No | N/A | N/A | N/A | N/A | N/A | N/A | N/A | Available | N/A | N/A | http://www.daikin.co.nz | https://www.daikin.co.nz/ | N/A | 0 | 0 | ZAC0788 | Yes | Variable output compressor | Inverter | No | - | 14000 | 3.704 | - | 1290 | 7100 | Yes | 499 | 3200 | - | - | - | Yes | 974 | 7100 | - | 423 | 3500 | 16500 | 4.024 | 1461 | 8400 | Yes | 614 | 3500 | Yes | 4685 | 15400 | No | - | - | No | - | - | - | - | - | No | - | - | No | - | - | No | - | -
RZAV140FY1 / FDMA140AV1A | 0 | N/A | Daikin | N/A | Ducted | Single Split System | - | Air | Air | Thailand | 4.46 | N/A | 14 | N/A | N/A | N/A | N/A | N/A | 4.78 | 16.5 | Calorimeter Room | 3.1867 | 3.5363 | N/A | - | N/A | N/A | N/A | N/A | N/A | N/A | N/A | N/A | N/A | N/A | N/A | N/A | N/A | N/A | N/A | N/A | N/A | Three | R32 | New Zealand | 140881 | 80958 | 0 | Approved | Reverse Cycle | N/A | Yes | Class 11 | Yes | N/A | N/A | N/A | N/A | N/A | N/A | N/A | Available | N/A | N/A | http://www.daikin.co.nz | https://www.daikin.co.nz | N/A | 0 | 0 | ZAC0760 | Yes | Variable output compressor | Inverter | No | - | 14000 | 4.46 | - | 1345 | 7100 | Yes | 583 | 3600 | - | - | - | Yes | 1120 | 7200 | - | 454 | 3500 | 16500 | 4.78 | 1725 | 8500 | Yes | 685 | 3700 | Yes | 4977 | 14600 | No | - | - | No | - | - | - | - | - | No | - | - | No | - | - | No | - | -
RZAV140FY1 / FHA140BVMA | 0 | N/A | DAIKIN | N/A | Non Ducted | Single Split System | - | Air | Air | Thailand | 4.13 | N/A | 14 | N/A | N/A | N/A | N/A | N/A | 4.769 | 16.5 | Calorimeter Room | 3.2549 | 3.5052 | N/A | - | N/A | N/A | N/A | N/A | N/A | N/A | N/A | N/A | N/A | N/A | N/A | N/A | N/A | N/A | N/A | N/A | N/A | Three | R32 | Australia,New Zealand | 139555 | 46215 | 0 | Approved | Reverse Cycle | N/A | Yes | Class 11 | Yes | N/A | N/A | N/A | N/A | N/A | N/A | N/A | Available | N/A | N/A | http://www.daikin.com.au/ | http://www.daikin.com.au | N/A | 0 | 0 | AAC6167 | Yes | Variable output compressor | Inverter | No | - | 14000 | 4.13 | - | 1467 | 7100 | Yes | 521 | 3100 | - | 3774.82 | 15078 | Yes | 1128 | 7100 | - | 418 | 3400 | 16500 | 4.769 | 1609 | 8400 | Yes | 666 | 3700 | Yes | 4818 | 13800 | No | - | - | No | - | - | - | - | - | No | - | - | No | - | - | No | - | -
RZAV50C1V1 / FBA50BAVMA | 0 | N/A | DAIKIN | N/A | Ducted | Single Split System | - | Air | Air | Thailand | 1.37 | N/A | 5 | N/A | N/A | N/A | N/A | N/A | 1.41 | 6 | Enthalpy Test Room | 3.9496 | 4.5288 | N/A | - | N/A | N/A | N/A | N/A | N/A | N/A | N/A | N/A | N/A | N/A | N/A | N/A | N/A | N/A | N/A | N/A | N/A | Single | R32 | Australia,New Zealand | 144581 | 46442 | 0 | Approved | Reverse Cycle | N/A | Yes | Class 10 | Yes | N/A | N/A | N/A | N/A | N/A | N/A | N/A | Available | N/A | N/A | http://www.daikin.com.au/ | http://www.daikin.com.au | N/A | 0 | 0 | AAC6496 | Yes | Variable output compressor | Inverter | No | - | 5000 | 1.37 | - | 510 | 2500 | No | - | - | - | 1252.18 | 5385 | No | 466.14 | 2692.5 | No | - | - | 6000 | 1.41 | 550 | 3000 | No | - | - | Yes | 1550 | 5500 | No | - | - | No | - | - | - | - | - | No | - | - | No | - | - | No | - | -
RZAV50C1V1 / FCA50CAVMA | 0 | N/A | DAIKIN | N/A | Non Ducted | Single Split System | Cassette | Air | Air | Thailand | 1.11 | N/A | 5 | N/A | N/A | N/A | N/A | N/A | 1.27 | 6 | Enthalpy Test Room | 4.6473 | 5.0924 | N/A | - | N/A | N/A | N/A | N/A | N/A | N/A | N/A | N/A | N/A | N/A | N/A | N/A | N/A | N/A | N/A | N/A | N/A | Single | R32 | Australia,New Zealand | 144507 | 46442 | 0 | Approved | Reverse Cycle | N/A | Yes | Class 9 | Yes | N/A | N/A | N/A | N/A | N/A | N/A | N/A | Available | N/A | N/A | http://www.daikin.com.au/ | http://www.daikin.com.au | N/A | 0 | 0 | AAC6471 | Yes | Variable output compressor | Inverter | No | - | 5000 | 1.11 | - | 400 | 2500 | No | - | - | - | 1014.54 | 5385 | No | 365.6 | 2692.5 | No | - | - | 6000 | 1.27 | 470 | 3000 | No | - | - | Yes | 1400 | 5500 | No | - | - | No | - | - | - | - | - | No | - | - | No | - | - | No | - | -
RZAV50C1V1 / FHA50BAVMA | 0 | N/A | DAIKIN | N/A | Non Ducted | Single Split System | Under ceiling | Air | Air | Thailand | 1.42 | N/A | 5 | N/A | N/A | N/A | N/A | N/A | 1.66 | 6 | Enthalpy Test Room | 4.0814 | 3.689 | N/A | - | N/A | N/A | N/A | N/A | N/A | N/A | N/A | N/A | N/A | N/A | N/A | N/A | N/A | N/A | N/A | N/A | N/A | Single | R32 | Australia,New Zealand | 144549 | 46445 | 0 | Approved | Reverse Cycle | N/A | Yes | Class 9 | Yes | N/A | N/A | N/A | N/A | N/A | N/A | N/A | Available | N/A | N/A | http://www.daikin.com.au/ | http://www.daikin.com.au | N/A | 0 | 0 | AAC6503 | Yes | Variable output compressor | Inverter | No | - | 5000 | 1.42 | - | 420 | 2500 | No | - | - | - | 1297.88 | 5385 | No | 383.88 | 2692.5 | No | - | - | 6000 | 1.66 | 550 | 3000 | No | - | - | Yes | 1800 | 5500 | No | - | - | No | - | - | - | - | - | No | - | - | No | - | - | No | - | -
RZAV50C2V1 / FBA50BAVMA | 0 | N/A | DAIKIN | N/A | Ducted | Single Split System | - | Air | Air | Thailand | 1.37 | N/A | 5 | N/A | N/A | N/A | N/A | N/A | 1.41 | 6 | Enthalpy Test Room | 3.9496 | 4.5288 | N/A | - | N/A | N/A | N/A | N/A | N/A | N/A | N/A | N/A | N/A | N/A | N/A | N/A | N/A | N/A | N/A | N/A | N/A | Single | R32 | Australia,New Zealand | 149018 | 46634 | 0 | Approved | Reverse Cycle | N/A | Yes | Class 10 | Yes | N/A | N/A | N/A | N/A | N/A | N/A | N/A | Available | N/A | N/A | http://www.daikin.com.au/ | http://www.daikin.com.au | N/A | 0 | 0 | AAC6927 | Yes | Variable output compressor | Inverter | No | - | 5000 | 1.37 | - | 510 | 2500 | No | - | - | - | 1252.18 | 5385 | No | 466.14 | 2692.5 | No | - | - | 6000 | 1.41 | 550 | 3000 | No | - | - | Yes | 1550 | 5500 | No | - | - | No | - | - | - | - | - | No | - | - | No | - | - | No | - | -
RZAV50C2V1 / FCA50CAVMA | 0 | N/A | DAIKIN | N/A | Non Ducted | Single Split System | Cassette | Air | Air | Thailand | 1.11 | N/A | 5 | N/A | N/A | N/A | N/A | N/A | 1.27 | 6 | Enthalpy Test Room | 4.6473 | 5.0924 | N/A | - | N/A | N/A | N/A | N/A | N/A | N/A | N/A | N/A | N/A | N/A | N/A | N/A | N/A | N/A | N/A | N/A | N/A | Single | R32 | Australia,New Zealand | 149004 | 46634 | 0 | Approved | Reverse Cycle | N/A | Yes | Class 9 | Yes | N/A | N/A | N/A | N/A | N/A | N/A | N/A | Available | N/A | N/A | http://www.daikin.com.au/ | http://www.daikin.com.au | N/A | 0 | 0 | AAC6926 | Yes | Variable output compressor | Inverter | No | - | 5000 | 1.11 | - | 400 | 2500 | No | - | - | - | 1014.54 | 5385 | No | 365.6 | 2692.5 | No | - | - | 6000 | 1.27 | 470 | 3000 | No | - | - | Yes | 1400 | 5500 | No | - | - | No | - | - | - | - | - | No | - | - | No | - | - | No | - | -
RZAV50C2V1 / FCTA50AVMA | 0 | N/A | DAIKIN | N/A | Non Ducted | Single Split System | Cassette | Air | Air | Thailand | 1.11 | N/A | 5 | N/A | N/A | N/A | N/A | N/A | 1.27 | 6 | Enthalpy Test Room | 4.5677 | 5.0242 | N/A | - | N/A | N/A | N/A | N/A | N/A | N/A | N/A | N/A | N/A | N/A | N/A | N/A | N/A | N/A | N/A | N/A | N/A | Single | R32 | Australia,New Zealand | 150447 | 46714 | 0 | Approved | Reverse Cycle | N/A | Yes | Class 9 | Yes | N/A | N/A | N/A | N/A | N/A | N/A | N/A | Available | N/A | N/A | http://www.daikin.com.au/ | http://www.daikin.com.au | N/A | 0 | 0 | AAC7180 | Yes | Variable output compressor | Inverter | No | - | 5000 | 1.11 | - | 400 | 2500 | No | - | - | - | 1014.54 | 5385 | No | 365.6 | 2692.5 | No | - | - | 6000 | 1.27 | 470 | 3000 | No | - | - | Yes | 1400 | 5500 | No | - | - | No | - | - | - | - | - | No | - | - | No | - | - | No | - | -
RZAV50C2V1 / FHA50CAVMA | 0 | N/A | DAIKIN | N/A | Non Ducted | Single Split System | Under ceiling | Air | Air | Thailand | 1.42 | N/A | 5 | N/A | N/A | N/A | N/A | N/A | 1.66 | 6 | Enthalpy Test Room | 4.0649 | 3.7055 | N/A | - | N/A | N/A | N/A | N/A | N/A | N/A | N/A | N/A | N/A | N/A | N/A | N/A | N/A | N/A | N/A | N/A | N/A | Single | R32 | Australia,New Zealand | 149016 | 46635 | 0 | Approved | Reverse Cycle | N/A | Yes | Class 9 | Yes | N/A | N/A | N/A | N/A | N/A | N/A | N/A | Available | N/A | N/A | http://www.daikin.com.au/ | http://www.daikin.com.au | N/A | 0 | 0 | AAC6942 | Yes | Variable output compressor | Inverter | No | - | 5000 | 1.42 | - | 420 | 2500 | No | - | - | - | 1297.88 | 5385 | No | 383.88 | 2692.5 | No | - | - | 6000 | 1.66 | 550 | 3000 | No | - | - | Yes | 1800 | 5500 | No | - | - | No | - | - | - | - | - | No | - | - | No | - | - | No | - | -
RZAV50CAV1 / FBA50BAVMA | 0 | N/A | DAIKIN | N/A | Ducted | Single Split System | - | Air | Air | Thailand | 1.37 | N/A | 5 | N/A | N/A | N/A | N/A | N/A | 1.41 | 6 | Enthalpy Test Room | 3.9568 | 4.5556 | N/A | - | N/A | N/A | N/A | N/A | N/A | N/A | N/A | N/A | N/A | N/A | N/A | N/A | N/A | N/A | N/A | N/A | N/A | Single | R32 | Australia,New Zealand | 162946 | 47301 | 0 | Approved | Reverse Cycle | N/A | Yes | Class 10 | Yes | N/A | N/A | N/A | N/A | N/A | N/A | N/A | Available | N/A | N/A | http://www.daikin.com.au/ | http://www.daikin.com.au | N/A | 0 | 0 | AAC8325 | Yes | Variable output compressor | Inverter | No | - | 5000 | 1.37 | - | 510 | 2500 | No | - | - | - | 1252.18 | 5385 | No | 466.14 | 2692.5 | No | - | - | 6000 | 1.41 | 550 | 3000 | No | - | - | Yes | 1550 | 5500 | No | - | - | No | - | - | - | - | - | No | - | - | No | - | - | No | - | -
RZAV50CAV1 / FCA50CAVMA | 0 | N/A | DAIKIN | 0.05 | Non Ducted | Single Split System | Cassette | Air | Air | Thailand | 1.11 | 4.95 | 5 | N/A | N/A | N/A | N/A | N/A | 1.27 | 6 | Enthalpy Test Room | 4.6328 | 5.0369 | Yes | - | N/A | 15.4 | 13.9 | N/A | N/A | N/A | N/A | N/A | 4.4219 | 4.8982 | N/A | N/A | N/A | N/A | N/A | N/A | Enthalpy Test Room | Single | R32 | Australia,New Zealand | 162943 | 47302 | 0 | Approved | Reverse Cycle | N/A | Yes | Class 9 | Yes | N/A | Yes | N/A | N/A | N/A | KRP58M6 | 4.633 | Available | N/A | N/A | http://www.daikin.com.au/ | http://www.daikin.com.au | Yes | 0 | 0 | AAC8328 | Yes | Variable output compressor | Inverter | No | - | 5000 | 1.11 | - | 400 | 2500 | No | - | - | - | 1014.54 | 5385 | No | 365.6 | 2692.5 | No | - | - | 6000 | 1.27 | 470 | 3000 | No | - | - | Yes | 1400 | 5500 | No | - | - | No | - | - | - | - | - | No | - | - | No | - | - | No | - | -
RZAV50CAV1 / FCTA50AVMA | 0 | N/A | DAIKIN | N/A | Non Ducted | Single Split System | Cassette | Air | Air | Thailand | 1.11 | N/A | 5 | N/A | N/A | N/A | N/A | N/A | 1.27 | 6 | Enthalpy Test Room | 4.5788 | 5.0369 | N/A | - | N/A | N/A | N/A | N/A | N/A | N/A | N/A | N/A | N/A | N/A | N/A | N/A | N/A | N/A | N/A | N/A | N/A | Single | R32 | Australia,New Zealand | 163025 | 47307 | 0 | Approved | Reverse Cycle | N/A | Yes | Class 9 | Yes | N/A | N/A | N/A | N/A | N/A | N/A | N/A | Available | N/A | N/A | http://www.daikin.com.au/ | http://www.daikin.com.au | N/A | 0 | 0 | AAC8336 | Yes | Variable output compressor | Inverter | No | - | 5000 | 1.11 | - | 400 | 2500 | No | - | - | - | 1014.54 | 5385 | No | 365.6 | 2692.5 | No | - | - | 6000 | 1.27 | 470 | 3000 | No | - | - | Yes | 1400 | 5500 | No | - | - | No | - | - | - | - | - | No | - | - | No | - | - | No | - | -
RZAV50CAV1 / FHA50CAVMA | 0 | N/A | DAIKIN | N/A | Non Ducted | Single Split System | Under ceiling | Air | Air | Thailand | 1.42 | N/A | 5 | N/A | N/A | N/A | N/A | N/A | 1.66 | 6 | Enthalpy Test Room | 3.9813 | 3.92 | N/A | - | N/A | N/A | N/A | N/A | N/A | N/A | N/A | N/A | N/A | N/A | N/A | N/A | N/A | N/A | N/A | N/A | N/A | Single | R32 | Australia,New Zealand | 162957 | 47317 | 0 | Approved | Reverse Cycle | N/A | Yes | Class 9 | Yes | N/A | N/A | N/A | N/A | N/A | N/A | N/A | Available | N/A | N/A | http://www.daikin.com.au/ | http://www.daikin.com.au | N/A | 0 | 0 | AAC8361 | Yes | Variable output compressor | Inverter | No | - | 5000 | 1.42 | - | 420 | 2500 | No | - | - | - | 1297.88 | 5385 | No | 383.88 | 2692.5 | No | - | - | 6000 | 1.66 | 550 | 3000 | No | - | - | Yes | 1800 | 5500 | No | - | - | No | - | - | - | - | - | No | - | - | No | - | - | No | - | -
RZAV50CV1 / FAA50BAVMA | 0 | N/A | DAIKIN | 2.806 | Non Ducted | Single Split System | Wall Hung | Air | Air | Thailand | 1.45 | 7.195 | 5 | N/A | N/A | N/A | N/A | N/A | 1.61 | 6 | Enthalpy Test Room | 4.1026 | 4.2839 | Yes | - | N/A | 13.7 | 13.1 | N/A | N/A | N/A | N/A | N/A | 3.8845 | 3.8074 | N/A | N/A | N/A | N/A | N/A | N/A | Enthalpy Test Room | Single | R32 | Australia,New Zealand | 135290 | 46047 | 0 | Approved | Reverse Cycle | N/A | No | Class 9 | Yes | N/A | Yes | N/A | N/A | N/A | KRP58M51, EKMKSA2 | 3.9562 | Available | N/A | N/A | http://www.daikin.com.au/ | http://www.daikin.com.au | Yes | 0 | 0 | AAC5718 | Yes | Variable output compressor | Inverter | No | - | 5000 | 1.45 | - | 460 | 2500 | No | - | - | - | 1325.3 | 5385 | No | 420.44 | 2692.5 | No | - | - | 6000 | 1.61 | 510 | 3000 | No | - | - | Yes | 1500 | 5500 | No | - | - | No | - | - | - | - | - | No | - | - | No | - | - | No | - | -
RZAV50CV1 / FBA50BAVMA | 0 | N/A | DAIKIN | 0.66 | Ducted | Single Split System | - | Air | Air | Thailand | 1.37 | 4.34 | 5 | N/A | N/A | N/A | N/A | N/A | 1.41 | 6 | Enthalpy Test Room | 3.9496 | 4.5288 | Yes | - | N/A | 15.4 | 13.9 | N/A | N/A | N/A | N/A | N/A | 3.7971 | 4.3692 | N/A | N/A | N/A | N/A | N/A | N/A | Enthalpy Test Room | Single | R32 | Australia,New Zealand | 132850 | 46047 | 0 | Approved | Reverse Cycle | N/A | No | Class 10 | Yes | N/A | Yes | N/A | N/A | N/A | KRP58M6 | 3.9528 | Available | N/A | N/A | http://www.daikin.com.au/ | http://www.daikin.com.au | Yes | 0 | 0 | AAC5712 | Yes | Variable output compressor | Inverter | No | - | 5000 | 1.37 | - | 510 | 2500 | No | - | - | - | 1252.18 | 5385 | No | 466.14 | 2692.5 | No | - | - | 6000 | 1.41 | 550 | 3000 | No | - | - | Yes | 1550 | 5500 | No | - | - | No | - | - | - | - | - | No | - | - | No | - | - | No | - | -
RZAV50CV1 / FCA50CAVMA | 0 | N/A | DAIKIN | 0.05 | Non Ducted | Single Split System | Cassette | Air | Air | Thailand | 1.11 | 4.95 | 5 | N/A | N/A | N/A | N/A | N/A | 1.27 | 6 | Enthalpy Test Room | 4.6473 | 5.0924 | Yes | - | N/A | 15.4 | 13.9 | N/A | N/A | N/A | N/A | N/A | 4.4219 | 4.8982 | N/A | N/A | N/A | N/A | N/A | N/A | Enthalpy Test Room | Single | R32 | Australia,New Zealand | 136844 | 46135 | 0 | Approved | Reverse Cycle | N/A | No | Class 9 | Yes | N/A | Yes | N/A | N/A | N/A | KRP58M6 | 4.633 | Available | N/A | N/A | http://www.daikin.com.au/ | http://www.daikin.com.au | Yes | 0 | 0 | AAC5920 | Yes | Variable output compressor | Inverter | No | - | 5000 | 1.11 | - | 400 | 2500 | No | - | - | - | 1014.54 | 5385 | No | 365.6 | 2692.5 | No | - | - | 6000 | 1.27 | 470 | 3000 | No | - | - | Yes | 1400 | 5500 | No | - | - | No | - | - | - | - | - | No | - | - | No | - | - | No | - | -
RZAV50CV1 / FCTA50AVMA | 0 | N/A | DAIKIN | N/A | Non Ducted | Single Split System | Cassette | Air | Air | Thailand | 1.11 | N/A | 5 | N/A | N/A | N/A | N/A | N/A | 1.27 | 6 | Enthalpy Test Room | 4.5553 | 5.0242 | N/A | - | N/A | N/A | N/A | N/A | N/A | N/A | N/A | N/A | N/A | N/A | N/A | N/A | N/A | N/A | N/A | N/A | N/A | Single | R32 | New Zealand | 153607 | 81542 | 0 | Approved | Reverse Cycle | N/A | No | Class 9 | No | N/A | N/A | N/A | N/A | N/A | N/A | N/A | Available | N/A | N/A | http://www.daikin.co.nz | https://www.daikin.co.nz/ | N/A | 0 | 0 | ZAC0787 | Yes | Variable output compressor | Inverter | No | - | 5000 | 1.11 | - | 400 | 2500 | No | - | - | - | - | - | No | - | - | No | - | - | 6000 | 1.27 | 470 | 3000 | No | - | - | Yes | 1400 | 5500 | No | - | - | No | - | - | - | - | - | No | - | - | No | - | - | No | - | -
RZAV50CV1 / FHA50BAVMA | 0 | N/A | DAIKIN | 1.282 | Non Ducted | Single Split System | Floor/Ceiling | Air | Air | Thailand | 1.42 | 3.718 | 5 | N/A | N/A | N/A | N/A | N/A | 1.66 | 6 | Enthalpy Test Room | 4.0814 | 3.689 | Yes | - | N/A | 15.4 | 13.9 | N/A | N/A | N/A | N/A | N/A | 3.9156 | 3.5863 | N/A | N/A | N/A | N/A | N/A | N/A | Enthalpy Test Room | Single | R32 | Australia,New Zealand | 133007 | 46043 | 0 | Approved | Reverse Cycle | N/A | No | Class 9 | Yes | N/A | Yes | N/A | N/A | N/A | KRP58M6 | 4.0813 | Available | N/A | N/A | http://www.daikin.com.au/ | http://www.daikin.com.au | Yes | 0 | 0 | AAC5657 | Yes | Variable output compressor | Inverter | No | - | 5000 | 1.42 | - | 420 | 2500 | No | - | - | - | 1297.88 | 5385 | No | 383.88 | 2692.5 | No | - | - | 6000 | 1.66 | 550 | 3000 | No | - | - | Yes | 1800 | 5500 | No | - | - | No | - | - | - | - | - | No | - | - | No | - | - | No | - | -
RZAV60C1V1 / FBA60BAVMA | 0 | N/A | DAIKIN | N/A | Ducted | Single Split System | - | Air | Air | Thailand | 1.67 | N/A | 6 | N/A | N/A | N/A | N/A | N/A | 1.71 | 7.1 | Enthalpy Test Room | 3.4593 | 4.1309 | N/A | - | N/A | N/A | N/A | N/A | N/A | N/A | N/A | N/A | N/A | N/A | N/A | N/A | N/A | N/A | N/A | N/A | N/A | Single | R32 | Australia,New Zealand | 144582 | 46440 | 0 | Approved | Reverse Cycle | N/A | Yes | Class 10 | Yes | N/A | N/A | N/A | N/A | N/A | N/A | N/A | Available | N/A | N/A | http://www.daikin.com.au/ | http://www.daikin.com.au | N/A | 0 | 0 | AAC6461 | Yes | Variable output compressor | Inverter | No | - | 6000 | 1.67 | - | 630 | 3000 | No | - | - | - | 1526.38 | 6462 | No | 575.82 | 3231 | No | - | - | 7100 | 1.71 | 660 | 3550 | No | - | - | Yes | 1800 | 6200 | No | - | - | No | - | - | - | - | - | No | - | - | No | - | - | No | - | -
RZAV60C1V1 / FCA60CAVMA | 0 | N/A | DAIKIN | N/A | Non Ducted | Single Split System | Cassette | Air | Air | Thailand | 1.43 | N/A | 6 | N/A | N/A | N/A | N/A | N/A | 1.54 | 7.1 | Enthalpy Test Room | 4.1182 | 4.5684 | N/A | - | N/A | N/A | N/A | N/A | N/A | N/A | N/A | N/A | N/A | N/A | N/A | N/A | N/A | N/A | N/A | N/A | N/A | Single | R32 | Australia,New Zealand | 144508 | 46439 | 0 | Approved | Reverse Cycle | N/A | Yes | Class 9 | Yes | N/A | N/A | N/A | N/A | N/A | N/A | N/A | Available | N/A | N/A | http://www.daikin.com.au/ | http://www.daikin.com.au | N/A | 0 | 0 | AAC6448 | Yes | Variable output compressor | Inverter | No | - | 6000 | 1.43 | - | 510 | 3000 | No | - | - | - | 1307.02 | 6462 | No | 466.14 | 3231 | No | - | - | 7100 | 1.54 | 560 | 3550 | No | - | - | Yes | 1700 | 6300 | No | - | - | No | - | - | - | - | - | No | - | - | No | - | - | No | - | -
RZAV60C1V1 / FHA60BAVMA | 0 | N/A | DAIKIN | N/A | Non Ducted | Single Split System | Under ceiling | Air | Air | Thailand | 1.8 | N/A | 6 | N/A | N/A | N/A | N/A | N/A | 2.09 | 7.1 | Enthalpy Test Room | 3.4953 | 3.2676 | N/A | - | N/A | N/A | N/A | N/A | N/A | N/A | N/A | N/A | N/A | N/A | N/A | N/A | N/A | N/A | N/A | N/A | N/A | Single | R32 | Australia,New Zealand | 144550 | 46445 | 0 | Approved | Reverse Cycle | N/A | Yes | Class 9 | Yes | N/A | N/A | N/A | N/A | N/A | N/A | N/A | Available | N/A | N/A | http://www.daikin.com.au/ | http://www.daikin.com.au | N/A | 0 | 0 | AAC6509 | Yes | Variable output compressor | Inverter | No | - | 6000 | 1.8 | - | 560 | 3000 | No | - | - | - | 1645.2 | 6462 | No | 511.84 | 3231 | No | - | - | 7100 | 2.09 | 670 | 3550 | No | - | - | Yes | 2500 | 6300 | No | - | - | No | - | - | - | - | - | No | - | - | No | - | - | No | - | -
RZAV60C2V1 / FBA60BAVMA | 0 | N/A | DAIKIN | N/A | Ducted | Single Split System | - | Air | Air | Thailand | 1.67 | N/A | 6 | N/A | N/A | N/A | N/A | N/A | 1.71 | 7.1 | Enthalpy Test Room | 3.4593 | 4.1309 | N/A | - | N/A | N/A | N/A | N/A | N/A | N/A | N/A | N/A | N/A | N/A | N/A | N/A | N/A | N/A | N/A | N/A | N/A | Single | R32 | Australia,New Zealand | 149019 | 46636 | 0 | Approved | Reverse Cycle | N/A | Yes | Class 10 | Yes | N/A | N/A | N/A | N/A | N/A | N/A | N/A | Available | N/A | N/A | http://www.daikin.com.au/ | http://www.daikin.com.au | N/A | 0 | 0 | AAC6948 | Yes | Variable output compressor | Inverter | No | - | 6000 | 1.67 | - | 630 | 3000 | No | - | - | - | 1526.38 | 6462 | No | 575.82 | 3231 | No | - | - | 7100 | 1.71 | 660 | 3550 | No | - | - | Yes | 1800 | 6200 | No | - | - | No | - | - | - | - | - | No | - | - | No | - | - | No | - | -
RZAV60C2V1 / FCA60CAVMA | 0 | N/A | DAIKIN | N/A | Non Ducted | Single Split System | Cassette | Air | Air | Thailand | 1.43 | N/A | 6 | N/A | N/A | N/A | N/A | N/A | 1.54 | 7.1 | Enthalpy Test Room | 4.1182 | 4.5684 | N/A | - | N/A | N/A | N/A | N/A | N/A | N/A | N/A | N/A | N/A | N/A | N/A | N/A | N/A | N/A | N/A | N/A | N/A | Single | R32 | Australia,New Zealand | 149005 | 46635 | 0 | Approved | Reverse Cycle | N/A | Yes | Class 9 | Yes | N/A | N/A | N/A | N/A | N/A | N/A | N/A | Available | N/A | N/A | http://www.daikin.com.au/ | http://www.daikin.com.au | N/A | 0 | 0 | AAC6937 | Yes | Variable output compressor | Inverter | No | - | 6000 | 1.43 | - | 510 | 3000 | No | - | - | - | 1307.02 | 6462 | No | 466.14 | 3231 | No | - | - | 7100 | 1.54 | 560 | 3550 | No | - | - | Yes | 1700 | 6300 | No | - | - | No | - | - | - | - | - | No | - | - | No | - | - | No | - | -
RZAV60C2V1 / FCTA60AVMA | 0 | N/A | DAIKIN | N/A | Non Ducted | Single Split System | Cassette | Air | Air | Thailand | 1.43 | N/A | 6 | N/A | N/A | N/A | N/A | N/A | 1.54 | 7.1 | Enthalpy Test Room | 4.0553 | 4.5227 | N/A | - | N/A | N/A | N/A | N/A | N/A | N/A | N/A | N/A | N/A | N/A | N/A | N/A | N/A | N/A | N/A | N/A | N/A | Single | R32 | Australia,New Zealand | 150448 | 46676 | 0 | Approved | Reverse Cycle | N/A | Yes | Class 9 | Yes | N/A | N/A | N/A | N/A | N/A | N/A | N/A | Available | N/A | N/A | http://www.daikin.com.au/ | http://www.daikin.com.au | N/A | 0 | 0 | AAC7099 | Yes | Variable output compressor | Inverter | No | - | 6000 | 1.43 | - | 510 | 3000 | No | - | - | - | 1307.02 | 6462 | No | 466.14 | 3231 | No | - | - | 7100 | 1.54 | 560 | 3550 | No | - | - | Yes | 1700 | 6300 | No | - | - | No | - | - | - | - | - | No | - | - | No | - | - | No | - | -
RZAV60C2V1 / FHA60CAVMA | 0 | N/A | DAIKIN | N/A | Non Ducted | Single Split System | Under ceiling | Air | Air | Thailand | 1.8 | N/A | 6 | N/A | N/A | N/A | N/A | N/A | 2.09 | 7.1 | Enthalpy Test Room | 3.4848 | 3.1992 | N/A | - | N/A | N/A | N/A | N/A | N/A | N/A | N/A | N/A | N/A | N/A | N/A | N/A | N/A | N/A | N/A | N/A | N/A | Single | R32 | Australia,New Zealand | 149017 | 46641 | 0 | Approved | Reverse Cycle | N/A | Yes | Class 9 | Yes | N/A | N/A | N/A | N/A | N/A | N/A | N/A | Available | N/A | N/A | http://www.daikin.com.au/ | http://www.daikin.com.au | N/A | 0 | 0 | AAC6979 | Yes | Variable output compressor | Inverter | No | - | 6000 | 1.8 | - | 560 | 3000 | No | - | - | - | 1645.2 | 6462 | No | 511.84 | 3231 | No | - | - | 7100 | 2.09 | 670 | 3550 | No | - | - | Yes | 2500 | 6300 | No | - | - | No | - | - | - | - | - | No | - | - | No | - | - | No | - | -
RZAV60CAV1 / FBA60BAVMA | 0 | N/A | DAIKIN | N/A | Ducted | Single Split System | - | Air | Air | Thailand | 1.67 | N/A | 6 | N/A | N/A | N/A | N/A | N/A | 1.71 | 7.1 | Enthalpy Test Room | 3.4804 | 4.4929 | N/A | - | N/A | N/A | N/A | N/A | N/A | N/A | N/A | N/A | N/A | N/A | N/A | N/A | N/A | N/A | N/A | N/A | N/A | Single | R32 | Australia,New Zealand | 162947 | 47302 | 0 | Approved | Reverse Cycle | N/A | Yes | Class 10 | Yes | N/A | N/A | N/A | N/A | N/A | N/A | N/A | Available | N/A | N/A | http://www.daikin.com.au/ | http://www.daikin.com.au | N/A | 0 | 0 | AAC8330 | Yes | Variable output compressor | Inverter | No | - | 6000 | 1.67 | - | 630 | 3000 | No | - | - | - | 1526.38 | 6462 | No | 575.82 | 3231 | No | - | - | 7100 | 1.71 | 660 | 3550 | No | - | - | Yes | 1800 | 6200 | No | - | - | No | - | - | - | - | - | No | - | - | No | - | - | No | - | -
RZAV60CAV1 / FCA60CAVMA | 0 | N/A | DAIKIN | N/A | Non Ducted | Single Split System | Cassette | Air | Air | Thailand | 1.43 | N/A | 6 | N/A | N/A | N/A | N/A | N/A | 1.54 | 7.1 | Enthalpy Test Room | 4.1061 | 4.6769 | N/A | - | N/A | N/A | N/A | N/A | N/A | N/A | N/A | N/A | N/A | N/A | N/A | N/A | N/A | N/A | N/A | N/A | N/A | Single | R32 | Australia,New Zealand | 162944 | 47301 | 0 | Approved | Reverse Cycle | N/A | Yes | Class 9 | Yes | N/A | N/A | N/A | N/A | N/A | N/A | N/A | Available | N/A | N/A | http://www.daikin.com.au/ | http://www.daikin.com.au | N/A | 0 | 0 | AAC8324 | Yes | Variable output compressor | Inverter | No | - | 6000 | 1.43 | - | 510 | 3000 | No | - | - | - | 1307.02 | 6462 | No | 466.14 | 3231 | No | - | - | 7100 | 1.54 | 560 | 3550 | No | - | - | Yes | 1700 | 6300 | No | - | - | No | - | - | - | - | - | No | - | - | No | - | - | No | - | -
RZAV60CAV1 / FCTA60AVMA | 0 | N/A | DAIKIN | N/A | Non Ducted | Single Split System | Cassette | Air | Air | Thailand | 1.43 | N/A | 6 | N/A | N/A | N/A | N/A | N/A | 1.54 | 7.1 | Enthalpy Test Room | 4.1061 | 4.6769 | N/A | - | N/A | N/A | N/A | N/A | N/A | N/A | N/A | N/A | N/A | N/A | N/A | N/A | N/A | N/A | N/A | N/A | N/A | Single | R32 | Australia,New Zealand | 163026 | 47306 | 0 | Approved | Reverse Cycle | N/A | Yes | Class 9 | Yes | N/A | N/A | N/A | N/A | N/A | N/A | N/A | Available | N/A | N/A | http://www.daikin.com.au/ | http://www.daikin.com.au | N/A | 0 | 0 | AAC8333 | Yes | Variable output compressor | Inverter | No | - | 6000 | 1.43 | - | 510 | 3000 | No | - | - | - | 1307.02 | 6462 | No | 466.14 | 3231 | No | - | - | 7100 | 1.54 | 560 | 3550 | No | - | - | Yes | 1700 | 6300 | No | - | - | No | - | - | - | - | - | No | - | - | No | - | - | No | - | -
RZAV60CAV1 / FHA60CAVMA | 0 | N/A | DAIKIN | N/A | Non Ducted | Single Split System | Under ceiling | Air | Air | Thailand | 1.8 | N/A | 6 | N/A | N/A | N/A | N/A | N/A | 2.09 | 7.1 | Enthalpy Test Room | 3.3277 | 3.6204 | N/A | - | N/A | N/A | N/A | N/A | N/A | N/A | N/A | N/A | N/A | N/A | N/A | N/A | N/A | N/A | N/A | N/A | N/A | Single | R32 | Australia,New Zealand | 162958 | 47317 | 0 | Approved | Reverse Cycle | N/A | Yes | Class 9 | Yes | N/A | N/A | N/A | N/A | N/A | N/A | N/A | Available | N/A | N/A | http://www.daikin.com.au/ | http://www.daikin.com.au | N/A | 0 | 0 | AAC8356 | Yes | Variable output compressor | Inverter | No | - | 6000 | 1.8 | - | 560 | 3000 | No | - | - | - | 1645.2 | 6462 | No | 511.84 | 3231 | No | - | - | 7100 | 2.09 | 670 | 3550 | No | - | - | Yes | 2500 | 6300 | No | - | - | No | - | - | - | - | - | No | - | - | No | - | - | No | - | -
RZAV60CV1 / FAA60BAVMA | 0 | N/A | DAIKIN | 2.806 | Non Ducted | Single Split System | Wall Hung | Air | Air | Thailand | 1.8 | 7.195 | 6 | N/A | N/A | N/A | N/A | N/A | 2.05 | 7.1 | Enthalpy Test Room | 3.5697 | 3.9087 | Yes | - | N/A | 13.7 | 13.1 | N/A | N/A | N/A | N/A | N/A | 3.8845 | 3.8074 | N/A | N/A | N/A | N/A | N/A | N/A | Enthalpy Test Room | Single | R32 | Australia,New Zealand | 135293 | 46041 | 0 | Approved | Reverse Cycle | N/A | No | Class 9 | Yes | N/A | Yes | N/A | N/A | N/A | KRP58M51, EKMKSA2 | 3.9562 | Available | N/A | N/A | http://www.daikin.com.au/ | http://www.daikin.com.au | Yes | 0 | 0 | AAC5643 | Yes | Variable output compressor | Inverter | No | - | 6000 | 1.8 | - | 600 | 3000 | No | - | - | - | 1645.2 | 6462 | No | 548.4 | 3231 | No | - | - | 7100 | 2.05 | 630 | 3550 | No | - | - | Yes | 1950 | 6300 | No | - | - | No | - | - | - | - | - | No | - | - | No | - | - | No | - | -
RZAV60CV1 / FBA60BAVMA | 0 | N/A | DAIKIN | 1.117 | Ducted | Single Split System | - | Air | Air | Thailand | 1.67 | 4.883 | 6 | N/A | N/A | N/A | N/A | N/A | 1.71 | 7.1 | Enthalpy Test Room | 3.4593 | 4.1309 | Yes | - | N/A | 15.4 | 13.9 | N/A | N/A | N/A | N/A | N/A | 3.3577 | 4.0298 | N/A | N/A | N/A | N/A | N/A | N/A | Enthalpy Test Room | Single | R32 | Australia,New Zealand | 132851 | 46042 | 0 | Approved | Reverse Cycle | N/A | No | Class 10 | Yes | N/A | Yes | N/A | N/A | N/A | KRP58M6 | 3.4593 | Available | N/A | N/A | http://www.daikin.com.au/ | http://www.daikin.com.au | Yes | 0 | 0 | AAC5647 | Yes | Variable output compressor | Inverter | No | - | 6000 | 1.67 | - | 630 | 3000 | No | - | - | - | 1526.38 | 6462 | No | 575.82 | 3231 | No | - | - | 7100 | 1.71 | 660 | 3550 | No | - | - | Yes | 1800 | 6200 | No | - | - | No | - | - | - | - | - | No | - | - | No | - | - | No | - | -
RZAV60CV1 / FCA60CAVMA | 0 | N/A | DAIKIN | 0.731 | Non Ducted | Single Split System | Cassette | Air | Air | Thailand | 1.43 | 5.269 | 6 | N/A | N/A | N/A | N/A | N/A | 1.54 | 7.1 | Enthalpy Test Room | 4.1182 | 4.5684 | Yes | - | N/A | 15.4 | 13.9 | N/A | N/A | N/A | N/A | N/A | 3.988 | 4.4424 | N/A | N/A | N/A | N/A | N/A | N/A | Enthalpy Test Room | Single | R32 | Australia,New Zealand | 132280 | 46034 | 0 | Approved | Reverse Cycle | N/A | No | Class 9 | Yes | N/A | Yes | N/A | N/A | N/A | KRP58M6 | 4.1301 | Available | N/A | N/A | http://www.daikin.com.au/ | http://www.daikin.com.au | Yes | 0 | 0 | AAC5628 | Yes | Variable output compressor | Inverter | No | - | 6000 | 1.43 | - | 510 | 3000 | No | - | - | - | 1307.02 | 6462 | No | 466.14 | 3231 | No | - | - | 7100 | 1.54 | 560 | 3550 | No | - | - | Yes | 1700 | 6300 | No | - | - | No | - | - | - | - | - | No | - | - | No | - | - | No | - | -
RZAV60CV1 / FCTA60AVMA | 0 | N/A | DAIKIN | N/A | Non Ducted | Single Split System | Cassette | Air | Air | Thailand | 1.43 | N/A | 6 | N/A | N/A | N/A | N/A | N/A | 1.54 | 7.1 | Enthalpy Test Room | 4.0553 | 4.5227 | N/A | - | N/A | N/A | N/A | N/A | N/A | N/A | N/A | N/A | N/A | N/A | N/A | N/A | N/A | N/A | N/A | N/A | N/A | Single | R32 | New Zealand | 153673 | 81542 | 0 | Approved | Reverse Cycle | N/A | No | Class 9 | No | N/A | N/A | N/A | N/A | N/A | N/A | N/A | Available | N/A | N/A | http://www.daikin.co.nz | https://www.daikin.co.nz/ | N/A | 0 | 0 | ZAC0798 | Yes | Variable output compressor | Inverter | No | - | 6000 | 1.43 | - | 510 | 3000 | No | - | - | - | - | - | No | - | - | No | - | - | 7100 | 1.54 | 560 | 3550 | No | - | - | Yes | 1700 | 6300 | No | - | - | No | - | - | - | - | - | No | - | - | No | - | - | No | - | -
RZAV60CV1 / FHA60BAVMA | 0 | N/A | DAIKIN | 1.753 | Non Ducted | Single Split System | Floor/Ceiling | Air | Air | Thailand | 1.8 | 4.247 | 6 | N/A | N/A | N/A | N/A | N/A | 2.09 | 7.1 | Enthalpy Test Room | 3.4953 | 3.2676 | Yes | - | N/A | 15.4 | 13.9 | N/A | 5.1867 | N/A | N/A | N/A | 3.3881 | 3.1971 | N/A | N/A | N/A | N/A | N/A | N/A | Enthalpy Test Room | Single | R32 | Australia,New Zealand | 133008 | 46047 | 0 | Approved | Reverse Cycle | N/A | No | Class 9 | Yes | N/A | Yes | N/A | N/A | N/A | KRP58M6 | 3.4912 | Available | N/A | N/A | http://www.daikin.com.au/ | http://www.daikin.com.au | Yes | 0 | 0 | AAC5715 | Yes | Variable output compressor | Inverter | No | - | 6000 | 1.8 | - | 560 | 3000 | No | - | - | - | 1645.2 | 6462 | No | 511.84 | 3231 | No | - | - | 7100 | 2.09 | 670 | 3550 | No | - | - | Yes | 2500 | 6300 | No | - | - | No | - | - | - | - | - | No | - | - | No | - | - | No | - | -
RZAV71C2V1 / FBA71BVMA | 0 | N/A | DAIKIN | N/A | Ducted | Single Split System | - | Air | Air | Thailand | 2.02 | N/A | 7.1 | N/A | N/A | N/A | N/A | N/A | 1.99 | 8 | Enthalpy Test Room | 3.3358 | 3.8727 | N/A | - | N/A | N/A | N/A | N/A | N/A | N/A | N/A | N/A | N/A | N/A | N/A | N/A | N/A | N/A | N/A | N/A | N/A | Single | R32 | Australia,New Zealand | 144583 | 46442 | 0 | Approved | Reverse Cycle | N/A | Yes | Class 10 | Yes | N/A | N/A | N/A | N/A | N/A | N/A | N/A | Available | N/A | N/A | http://www.daikin.com.au/ | http://www.daikin.com.au | N/A | 0 | 0 | AAC6495 | Yes | Variable output compressor | Inverter | No | - | 7100 | 2.02 | - | 770 | 3550 | No | - | - | - | 1846.28 | 7646.7 | No | 703.78 | 3823.35 | No | - | - | 8000 | 1.99 | 820 | 4000 | No | - | - | Yes | 2200 | 7050 | No | - | - | No | - | - | - | - | - | No | - | - | No | - | - | No | - | -
RZAV71C2V1 / FCA71CAVMA | 0 | N/A | DAIKIN | N/A | Non Ducted | Single Split System | Cassette | Air | Air | Thailand | 1.81 | N/A | 7.1 | N/A | N/A | N/A | N/A | N/A | 1.81 | 8 | Enthalpy Test Room | 3.8239 | 4.1937 | N/A | - | N/A | N/A | N/A | N/A | N/A | N/A | N/A | N/A | N/A | N/A | N/A | N/A | N/A | N/A | N/A | N/A | N/A | Single | R32 | Australia,New Zealand | 144509 | 46442 | 0 | Approved | Reverse Cycle | N/A | Yes | Class 9 | Yes | N/A | N/A | N/A | N/A | N/A | N/A | N/A | Available | N/A | N/A | http://www.daikin.com.au/ | http://www.daikin.com.au | N/A | 0 | 0 | AAC6472 | Yes | Variable output compressor | Inverter | No | - | 7100 | 1.81 | - | 660 | 3550 | No | - | - | - | 1654.34 | 7646.7 | No | 603.24 | 3823.35 | No | - | - | 8000 | 1.81 | 720 | 4000 | No | - | - | Yes | 2100 | 7100 | No | - | - | No | - | - | - | - | - | No | - | - | No | - | - | No | - | -
RZAV71C2V1 / FCTA71AVMA | 0 | N/A | DAIKIN | N/A | Non Ducted | Single Split System | Cassette | Air | Air | Thailand | 1.81 | N/A | 7.1 | N/A | N/A | N/A | N/A | N/A | 1.81 | 8 | Enthalpy Test Room | 3.7774 | 4.1962 | N/A | - | N/A | N/A | N/A | N/A | N/A | N/A | N/A | N/A | N/A | N/A | N/A | N/A | N/A | N/A | N/A | N/A | N/A | Single | R32 | Australia,New Zealand | 150449 | 46714 | 0 | Approved | Reverse Cycle | N/A | Yes | Class 9 | Yes | N/A | N/A | N/A | N/A | N/A | N/A | N/A | Available | N/A | N/A | http://www.daikin.com.au/ | http://www.daikin.com.au | N/A | 0 | 0 | AAC7181 | Yes | Variable output compressor | Inverter | No | - | 7100 | 1.81 | - | 660 | 3550 | No | - | - | - | 1654.34 | 7646.7 | No | 603.24 | 3823.35 | No | - | - | 8000 | 1.81 | 720 | 4000 | No | - | - | Yes | 2100 | 7100 | No | - | - | No | - | - | - | - | - | No | - | - | No | - | - | No | - | -
RZAV71C2V1 / FHA71BVMA | 0 | N/A | DAIKIN | N/A | Non Ducted | Single Split System | Under ceiling | Air | Air | Thailand | 2.12 | N/A | 7.1 | N/A | N/A | N/A | N/A | N/A | 2.26 | 8 | Enthalpy Test Room | 3.4484 | 3.6005 | N/A | - | N/A | N/A | N/A | N/A | N/A | N/A | N/A | N/A | N/A | N/A | N/A | N/A | N/A | N/A | N/A | N/A | N/A | Single | R32 | Australia,New Zealand | 144551 | 46445 | 0 | Approved | Reverse Cycle | N/A | Yes | Class 9 | Yes | N/A | N/A | N/A | N/A | N/A | N/A | N/A | Available | N/A | N/A | http://www.daikin.com.au/ | http://www.daikin.com.au | N/A | 0 | 0 | AAC6504 | Yes | Variable output compressor | Inverter | No | - | 7100 | 2.12 | - | 720 | 3550 | No | - | - | - | 1937.68 | 7646.7 | No | 658.08 | 3823.35 | No | - | - | 8000 | 2.26 | 820 | 4000 | No | - | - | Yes | 2350 | 7000 | No | - | - | No | - | - | - | - | - | No | - | - | No | - | - | No | - | -
RZAV71C2V1 / FHA71CVMA | 0 | N/A | DAIKIN | N/A | Non Ducted | Single Split System | Under ceiling | Air | Air | Thailand | 2.12 | N/A | 7.1 | N/A | N/A | N/A | N/A | N/A | 2.26 | 8 | Enthalpy Test Room | 3.4419 | 3.604 | N/A | - | N/A | N/A | N/A | N/A | N/A | N/A | N/A | N/A | N/A | N/A | N/A | N/A | N/A | N/A | N/A | N/A | N/A | Single | R32 | Australia,New Zealand | 151171 | 46714 | 0 | Approved | Reverse Cycle | N/A | Yes | Class 9 | Yes | N/A | N/A | N/A | N/A | N/A | N/A | N/A | Available | N/A | N/A | http://www.daikin.com.au/ | http://www.daikin.com.au | N/A | 0 | 0 | AAC7182 | Yes | Variable output compressor | Inverter | No | - | 7100 | 2.12 | - | 720 | 3550 | No | - | - | - | 1937.68 | 7646.7 | No | 658.08 | 3823.35 | No | - | - | 8000 | 2.26 | 820 | 4000 | No | - | - | Yes | 2350 | 7000 | No | - | - | No | - | - | - | - | - | No | - | - | No | - | - | No | - | -
RZAV71C2Y1 / FAA71BVMA | 0 | N/A | DAIKIN | N/A | Non Ducted | Single Split System | Wall Hung | Air | Air | Thailand | 2.22 | N/A | 7.1 | N/A | N/A | N/A | N/A | N/A | 2.37 | 8 | Enthalpy Test Room | 3.1876 | 3.334 | N/A | 87.3099 | N/A | N/A | N/A | N/A | N/A | N/A | N/A | N/A | N/A | N/A | N/A | N/A | N/A | N/A | N/A | N/A | N/A | Three | R32 | Australia,New Zealand | 144463 | 46442 | 0 | Approved | Reverse Cycle | N/A | Yes | Class 9 | Yes | N/A | N/A | N/A | N/A | N/A | N/A | N/A | Available | N/A | N/A | http://www.daikin.com.au/ | http://www.daikin.com.au | N/A | 0 | 0 | AAC6469 | Yes | Variable output compressor | Inverter | No | - | 7100 | 2.22 | - | 740 | 3550 | No | - | - | - | 2029.08 | 7646.7 | No | 676.36 | 3823.35 | No | - | - | 8000 | 2.37 | 820 | 4000 | No | - | - | Yes | 2300 | 7050 | No | - | - | No | - | - | - | - | - | No | - | - | No | - | - | No | - | -
RZAV71C2Y1 / FBA71BVMA | 0 | N/A | DAIKIN | N/A | Ducted | Single Split System | - | Air | Air | Thailand | 2.02 | N/A | 7.1 | N/A | N/A | N/A | N/A | N/A | 1.99 | 8 | Enthalpy Test Room | 3.3617 | 3.9059 | N/A | - | N/A | N/A | N/A | N/A | N/A | N/A | N/A | N/A | N/A | N/A | N/A | N/A | N/A | N/A | N/A | N/A | N/A | Three | R32 | Australia,New Zealand | 144588 | 46440 | 0 | Approved | Reverse Cycle | N/A | Yes | Class 10 | Yes | N/A | N/A | N/A | N/A | N/A | N/A | N/A | Available | N/A | N/A | http://www.daikin.com.au/ | http://www.daikin.com.au | N/A | 0 | 0 | AAC6458 | Yes | Variable output compressor | Inverter | No | - | 7100 | 2.02 | - | 770 | 3550 | No | - | - | - | 1846.28 | 7646.7 | No | 703.78 | 3823.35 | No | - | - | 8000 | 1.99 | 820 | 4000 | No | - | - | Yes | 2200 | 7050 | No | - | - | No | - | - | - | - | - | No | - | - | No | - | - | No | - | -
RZAV71C2Y1 / FCA71CAVMA | 0 | N/A | DAIKIN | N/A | Non Ducted | Single Split System | Cassette | Air | Air | Thailand | 1.81 | N/A | 7.1 | N/A | N/A | N/A | N/A | N/A | 1.81 | 8 | Enthalpy Test Room | 3.8621 | 4.2211 | N/A | - | N/A | N/A | N/A | N/A | N/A | N/A | N/A | N/A | N/A | N/A | N/A | N/A | N/A | N/A | N/A | N/A | N/A | Three | R32 | Australia,New Zealand | 144514 | 46440 | 0 | Approved | Reverse Cycle | N/A | Yes | Class 9 | Yes | N/A | N/A | N/A | N/A | N/A | N/A | N/A | Available | N/A | N/A | http://www.daikin.com.au/ | http://www.daikin.com.au | N/A | 0 | 0 | AAC6453 | Yes | Variable output compressor | Inverter | No | - | 7100 | 1.81 | - | 660 | 3550 | No | - | - | - | 1654.34 | 7646.7 | No | 603.24 | 3823.35 | No | - | - | 8000 | 1.81 | 720 | 4000 | No | - | - | Yes | 2100 | 7100 | No | - | - | No | - | - | - | - | - | No | - | - | No | - | - | No | - | -
RZAV71C2Y1 / FCTA71AVMA | 0 | N/A | DAIKIN | N/A | Non Ducted | Single Split System | Cassette | Air | Air | Thailand | 1.81 | N/A | 7.1 | N/A | N/A | N/A | N/A | N/A | 1.81 | 8 | Enthalpy Test Room | 3.774 | 4.2 | N/A | - | N/A | N/A | N/A | N/A | N/A | N/A | N/A | N/A | N/A | N/A | N/A | N/A | N/A | N/A | N/A | N/A | N/A | Three | R32 | Australia,New Zealand | 150450 | 46712 | 0 | Approved | Reverse Cycle | N/A | Yes | Class 9 | Yes | N/A | N/A | N/A | N/A | N/A | N/A | N/A | Available | N/A | N/A | http://www.daikin.com.au/ | http://www.daikin.com.au | N/A | 0 | 0 | AAC7175 | Yes | Variable output compressor | Inverter | No | - | 7100 | 1.81 | - | 660 | 3550 | No | - | - | - | 1654.34 | 7646.7 | No | 603.24 | 3823.35 | No | - | - | 8000 | 1.81 | 720 | 4000 | No | - | - | Yes | 2100 | 7100 | No | - | - | No | - | - | - | - | - | No | - | - | No | - | - | No | - | -
RZAV71C2Y1 / FHA71BVMA | 0 | N/A | DAIKIN | N/A | Non Ducted | Single Split System | Under ceiling | Air | Air | Thailand | 2.12 | N/A | 7.1 | N/A | N/A | N/A | N/A | N/A | 2.26 | 8 | Enthalpy Test Room | 3.483 | 3.6297 | N/A | - | N/A | N/A | N/A | N/A | N/A | N/A | N/A | N/A | N/A | N/A | N/A | N/A | N/A | N/A | N/A | N/A | N/A | Three | R32 | Australia,New Zealand | 144556 | 46445 | 0 | Approved | Reverse Cycle | N/A | Yes | Class 9 | Yes | N/A | N/A | N/A | N/A | N/A | N/A | N/A | Available | N/A | N/A | http://www.daikin.com.au/ | http://www.daikin.com.au | N/A | 0 | 0 | AAC6512 | Yes | Variable output compressor | Inverter | No | - | 7100 | 2.12 | - | 720 | 3550 | No | - | - | - | 1937.68 | 7646.7 | No | 658.08 | 3823.35 | No | - | - | 8000 | 2.26 | 820 | 4000 | No | - | - | Yes | 2350 | 7000 | No | - | - | No | - | - | - | - | - | No | - | - | No | - | - | No | - | -
RZAV71C2Y1 / FHA71CVMA | 0 | N/A | DAIKIN | N/A | Non Ducted | Single Split System | Under ceiling | Air | Air | Thailand | 2.12 | N/A | 7.1 | N/A | N/A | N/A | N/A | N/A | 2.26 | 8 | Enthalpy Test Room | 3.4393 | 3.6081 | N/A | - | N/A | N/A | N/A | N/A | N/A | N/A | N/A | N/A | N/A | N/A | N/A | N/A | N/A | N/A | N/A | N/A | N/A | Three | R32 | Australia,New Zealand | 151172 | 46712 | 0 | Approved | Reverse Cycle | N/A | Yes | Class 9 | Yes | N/A | N/A | N/A | N/A | N/A | N/A | N/A | Available | N/A | N/A | http://www.daikin.com.au/ | http://www.daikin.com.au | N/A | 0 | 0 | AAC7174 | Yes | Variable output compressor | Inverter | No | - | 7100 | 2.12 | - | 720 | 3550 | No | - | - | - | 1937.68 | 7646.7 | No | 658.08 | 3823.35 | No | - | - | 8000 | 2.26 | 820 | 4000 | No | - | - | Yes | 2350 | 7000 | No | - | - | No | - | - | - | - | - | No | - | - | No | - | - | No | - | -
RZAV71CV1 / FAA71BVMA | 0 | N/A | DAIKIN | 2.806 | Non Ducted | Single Split System | Wall Hung | Air | Air | Thailand | 2.22 | 7.195 | 7.1 | N/A | N/A | N/A | N/A | N/A | 2.37 | 8 | Enthalpy Test Room | 3.1571 | 3.3017 | Yes | 87.3 | N/A | 13.7 | 13.1 | N/A | N/A | N/A | N/A | N/A | 3.8845 | 3.8074 | N/A | N/A | N/A | N/A | N/A | N/A | Enthalpy Test Room | Single | R32 | Australia,New Zealand | 135294 | 46047 | 0 | Approved | Reverse Cycle | N/A | No | Class 9 | Yes | N/A | Yes | N/A | N/A | N/A | KRP58M51, EKMKSA2 | 3.9562 | Available | N/A | N/A | http://www.daikin.com.au/ | http://www.daikin.com.au | Yes | 0 | 0 | AAC5719 | Yes | Variable output compressor | Inverter | No | - | 7100 | 2.22 | - | 740 | 3550 | No | - | - | - | 2029.08 | 7646.7 | No | 676.36 | 3823.35 | No | - | - | 8000 | 2.37 | 820 | 4000 | No | - | - | Yes | 2300 | 7050 | No | - | - | No | - | - | - | - | - | No | - | - | No | - | - | No | - | -
RZAV71CV1 / FBA71BVMA | 0 | N/A | DAIKIN | 1.619 | Ducted | Single Split System | - | Air | Air | Thailand | 2.02 | 5.481 | 7.1 | N/A | N/A | N/A | N/A | N/A | 1.99 | 8 | Enthalpy Test Room | 3.3358 | 3.8727 | Yes | - | N/A | 12 | 12.1 | N/A | N/A | N/A | N/A | N/A | 3.2723 | 3.8365 | N/A | N/A | N/A | N/A | N/A | N/A | Enthalpy Test Room | Single | R32 | Australia,New Zealand | 132852 | 46047 | 0 | Approved | Reverse Cycle | N/A | No | Class 10 | Yes | N/A | Yes | N/A | N/A | N/A | KRP58M51, EKMKSA2 | 3.3349 | Available | N/A | N/A | http://www.daikin.com.au/ | http://www.daikin.com.au | Yes | 0 | 0 | AAC5713 | Yes | Variable output compressor | Inverter | No | - | 7100 | 2.02 | - | 770 | 3550 | No | - | - | - | 1846.28 | 7646.7 | No | 703.78 | 3823.35 | No | - | - | 8000 | 1.99 | 820 | 4000 | No | - | - | Yes | 2200 | 7050 | No | - | - | No | - | - | - | - | - | No | - | - | No | - | - | No | - | -
RZAV71CV1 / FCA71CAVMA | 0 | N/A | DAIKIN | 1.48 | Non Ducted | Single Split System | Cassette | Air | Air | Thailand | 1.81 | 5.62 | 7.1 | N/A | N/A | N/A | N/A | N/A | 1.81 | 8 | Enthalpy Test Room | 3.8239 | 4.1937 | Yes | - | N/A | 12 | 12.1 | N/A | N/A | N/A | N/A | N/A | 3.7343 | 4.1063 | N/A | N/A | N/A | N/A | N/A | N/A | Enthalpy Test Room | Single | R32 | Australia,New Zealand | 132283 | 46034 | 0 | Approved | Reverse Cycle | N/A | No | Class 9 | Yes | N/A | Yes | N/A | N/A | N/A | KRP58M51, EKMKSA2 | 3.8162 | Available | N/A | N/A | http://www.daikin.com.au/ | http://www.daikin.com.au | Yes | 0 | 0 | AAC5633 | Yes | Variable output compressor | Inverter | No | - | 7100 | 1.81 | - | 660 | 3550 | No | - | - | - | 1654.34 | 7646.7 | No | 603.24 | 3823.35 | No | - | - | 8000 | 1.81 | 720 | 4000 | No | - | - | Yes | 2100 | 7100 | No | - | - | No | - | - | - | - | - | No | - | - | No | - | - | No | - | -
RZAV71CV1 / FCTA71AVMA | 0 | N/A | DAIKIN | N/A | Non Ducted | Single Split System | Cassette | Air | Air | Thailand | 1.81 | N/A | 7.1 | N/A | N/A | N/A | N/A | N/A | 1.81 | 8 | Enthalpy Test Room | 3.7774 | 4.1962 | N/A | - | N/A | N/A | N/A | N/A | N/A | N/A | N/A | N/A | N/A | N/A | N/A | N/A | N/A | N/A | N/A | N/A | N/A | Single | R32 | New Zealand | 153675 | 81542 | 0 | Approved | Reverse Cycle | N/A | No | Class 9 | No | N/A | N/A | N/A | N/A | N/A | N/A | N/A | Available | N/A | N/A | http://www.daikin.co.nz | https://www.daikin.co.nz/ | N/A | 0 | 0 | ZAC0797 | Yes | Variable output compressor | Inverter | No | - | 7100 | 1.81 | - | 660 | 3550 | No | - | - | - | - | - | No | - | - | No | - | - | 8000 | 1.81 | 720 | 4000 | No | - | - | Yes | 2100 | 7100 | No | - | - | No | - | - | - | - | - | No | - | - | No | - | - | No | - | -
RZAV71CV1 / FHA71BVMA | 0 | N/A | DAIKIN | 2.068 | Non Ducted | Single Split System | Floor/Ceiling | Air | Air | Thailand | 2.12 | 5.032 | 7.1 | N/A | N/A | N/A | N/A | N/A | 2.26 | 8 | Enthalpy Test Room | 3.4484 | 3.6005 | Yes | - | N/A | 12 | 12.1 | N/A | N/A | N/A | N/A | N/A | 3.3723 | 3.5296 | N/A | N/A | N/A | N/A | N/A | N/A | Enthalpy Test Room | Single | R32 | Australia,New Zealand | 133010 | 46047 | 0 | Approved | Reverse Cycle | N/A | No | Class 9 | Yes | N/A | Yes | N/A | N/A | N/A | KRP58M51, EKMKSA2 | 3.439 | Available | N/A | N/A | http://www.daikin.com.au/ | http://www.daikin.com.au | Yes | 0 | 0 | AAC5716 | Yes | Variable output compressor | Inverter | No | - | 7100 | 2.12 | - | 720 | 3550 | No | - | - | - | 1937.68 | 7646.7 | No | 658.08 | 3823.35 | No | - | - | 8000 | 2.26 | 820 | 4000 | No | - | - | Yes | 2350 | 7000 | No | - | - | No | - | - | - | - | - | No | - | - | No | - | - | No | - | -
RZAV71CY1 / FAA71BVMA | 0 | N/A | DAIKIN | 2.068 | Non Ducted | Single Split System | Floor/Ceiling | Air | Air | Thailand | 2.22 | 5.032 | 7.1 | N/A | N/A | N/A | N/A | N/A | 2.37 | 8 | Enthalpy Test Room | 3.1876 | 3.334 | Yes | 87.3 | N/A | 12 | 12.1 | N/A | N/A | N/A | N/A | N/A | 3.3723 | 3.5296 | N/A | N/A | N/A | N/A | N/A | N/A | Enthalpy Test Room | Three | R32 | Australia,New Zealand | 136172 | 46077 | 0 | Approved | Reverse Cycle | N/A | No | Class 9 | Yes | N/A | Yes | N/A | N/A | N/A | KRP59M51, EKMKSA2 | 3.439 | Available | N/A | N/A | http://www.daikin.com.au/ | http://www.daikin.com.au | Yes | 0 | 0 | AAC5804 | Yes | Variable output compressor | Inverter | No | - | 7100 | 2.22 | - | 740 | 3550 | No | - | - | - | 2029.08 | 7646.7 | No | 676.36 | 3823.35 | No | - | - | 8000 | 2.37 | 820 | 4000 | No | - | - | Yes | 2300 | 7050 | No | - | - | No | - | - | - | - | - | No | - | - | No | - | - | No | - | -
RZAV71CY1 / FBA71BVMA | 0 | N/A | DAIKIN | 1.619 | Ducted | Single Split System | - | Air | Air | Thailand | 2.02 | 5.481 | 7.1 | N/A | N/A | N/A | N/A | N/A | 1.99 | 8 | Enthalpy Test Room | 3.3617 | 3.9059 | Yes | - | N/A | 12 | 12.1 | N/A | N/A | N/A | N/A | N/A | 3.2723 | 3.8365 | N/A | N/A | N/A | N/A | N/A | N/A | Enthalpy Test Room | Three | R32 | Australia,New Zealand | 132924 | 46077 | 0 | Approved | Reverse Cycle | N/A | No | Class 10 | Yes | N/A | Yes | N/A | N/A | N/A | KRP59M51, EKMKSA2 | 3.3349 | Available | N/A | N/A | http://www.daikin.com.au/ | http://www.daikin.com.au | Yes | 0 | 0 | AAC5800 | Yes | Variable output compressor | Inverter | No | - | 7100 | 2.02 | - | 770 | 3550 | No | - | - | - | 1846.28 | 7646.7 | No | 703.78 | 3823.35 | No | - | - | 8000 | 1.99 | 820 | 4000 | No | - | - | Yes | 2200 | 7050 | No | - | - | No | - | - | - | - | - | No | - | - | No | - | - | No | - | -
RZAV71CY1 / FCA71CAVMA | 0 | N/A | DAIKIN | 1.48 | Non Ducted | Single Split System | Cassette | Air | Air | Thailand | 1.81 | 5.62 | 7.1 | N/A | N/A | N/A | N/A | N/A | 1.81 | 8 | Enthalpy Test Room | 3.8621 | 4.2211 | Yes | - | N/A | 12 | 12.1 | N/A | N/A | N/A | N/A | N/A | 3.7343 | 4.1063 | N/A | N/A | N/A | N/A | N/A | N/A | Enthalpy Test Room | Three | R32 | Australia,New Zealand | 132384 | 46091 | 0 | Approved | Reverse Cycle | N/A | No | Class 9 | Yes | N/A | Yes | N/A | N/A | N/A | KRP59M51, EKMKSA2 | 3.8162 | Available | N/A | N/A | http://www.daikin.com.au/ | http://www.daikin.com.au | Yes | 0 | 0 | AAC5820 | Yes | Variable output compressor | Inverter | No | - | 7100 | 1.81 | - | 660 | 3550 | No | - | - | - | 1654.34 | 7646.7 | No | 603.24 | 3823.35 | No | - | - | 8000 | 1.81 | 720 | 4000 | No | - | - | Yes | 2100 | 7100 | No | - | - | No | - | - | - | - | - | No | - | - | No | - | - | No | - | -
RZAV71CY1 / FCTA71AVMA | 0 | N/A | DAIKIN | N/A | Non Ducted | Single Split System | Cassette | Air | Air | Thailand | 1.81 | N/A | 7.1 | N/A | N/A | N/A | N/A | N/A | 1.81 | 8 | Enthalpy Test Room | 3.774 | 4.2 | N/A | - | N/A | N/A | N/A | N/A | N/A | N/A | N/A | N/A | N/A | N/A | N/A | N/A | N/A | N/A | N/A | N/A | N/A | Three | R32 | New Zealand | 153676 | 81542 | 0 | Approved | Reverse Cycle | N/A | No | Class 9 | No | N/A | N/A | N/A | N/A | N/A | N/A | N/A | Available | N/A | N/A | http://www.daikin.co.nz | https://www.daikin.co.nz/ | N/A | 0 | 0 | ZAC0796 | Yes | Variable output compressor | Inverter | No | - | 7100 | 1.81 | - | 660 | 3550 | No | - | - | - | - | - | No | - | - | No | - | - | 8000 | 1.81 | 720 | 4000 | No | - | - | Yes | 2100 | 7100 | No | - | - | No | - | - | - | - | - | No | - | - | No | - | - | No | - | -
RZAV71CY1 / FHA71BVMA | 0 | N/A | DAIKIN | 2.068 | Non Ducted | Single Split System | Floor/Ceiling | Air | Air | Thailand | 2.12 | 5.032 | 7.1 | N/A | N/A | N/A | N/A | N/A | 2.26 | 8 | Enthalpy Test Room | 3.483 | 3.6297 | Yes | - | N/A | 12 | 12.1 | N/A | N/A | N/A | N/A | N/A | 3.3723 | 3.5296 | N/A | N/A | N/A | N/A | N/A | N/A | Enthalpy Test Room | Three | R32 | Australia,New Zealand | 133018 | 46091 | 0 | Approved | Reverse Cycle | N/A | No | Class 9 | Yes | N/A | Yes | N/A | N/A | N/A | KRP59M51, EKMKSA2 | 3.439 | Available | N/A | N/A | http://www.daikin.com.au/ | http://www.daikin.com.au | Yes | 0 | 0 | AAC5825 | Yes | Variable output compressor | Inverter | No | - | 7100 | 2.12 | - | 720 | 3550 | No | - | - | - | 1937.68 | 7646.7 | No | 658.08 | 3823.35 | No | - | - | 8000 | 2.26 | 820 | 4000 | No | - | - | Yes | 2350 | 7000 | No | - | - | No | - | - | - | - | - | No | - | - | No | - | - | No | - | -
RZAV85C2V1 / FBA85BVMA | 0 | N/A | DAIKIN | N/A | Ducted | Single Split System | - | Air | Air | Thailand | 2.3 | N/A | 8.5 | N/A | N/A | N/A | N/A | N/A | 2.5 | 10 | Enthalpy Test Room | 3.9962 | 4.482 | N/A | - | N/A | N/A | N/A | N/A | N/A | N/A | N/A | N/A | N/A | N/A | N/A | N/A | N/A | N/A | N/A | N/A | N/A | Single | R32 | Australia,New Zealand | 144584 | 46440 | 0 | Approved | Reverse Cycle | N/A | Yes | Class 10 | Yes | N/A | N/A | N/A | N/A | N/A | N/A | N/A | Available | N/A | N/A | http://www.daikin.com.au/ | http://www.daikin.com.au | N/A | 0 | 0 | AAC6460 | Yes | Variable output compressor | Inverter | No | - | 8500 | 2.3 | - | 870 | 4250 | No | - | - | - | 2102.2 | 9154.5 | No | 795.18 | 4577.25 | No | - | - | 10000 | 2.5 | 990 | 5000 | No | - | - | Yes | 2400 | 8800 | No | - | - | No | - | - | - | - | - | No | - | - | No | - | - | No | - | -
RZAV85C2V1 / FCA85CVMA | 0 | N/A | DAIKIN | N/A | Non Ducted | Single Split System | Cassette | Air | Air | Thailand | 2 | N/A | 8.5 | N/A | N/A | N/A | N/A | N/A | 2.13 | 10 | Enthalpy Test Room | 4.5482 | 5.0121 | N/A | - | N/A | N/A | N/A | N/A | N/A | N/A | N/A | N/A | N/A | N/A | N/A | N/A | N/A | N/A | N/A | N/A | N/A | Single | R32 | Australia,New Zealand | 144510 | 46440 | 0 | Approved | Reverse Cycle | N/A | Yes | Class 9 | Yes | N/A | N/A | N/A | N/A | N/A | N/A | N/A | Available | N/A | N/A | http://www.daikin.com.au/ | http://www.daikin.com.au | N/A | 0 | 0 | AAC6451 | Yes | Variable output compressor | Inverter | No | - | 8500 | 2 | - | 790 | 4250 | No | - | - | - | 1828 | 9154.5 | No | 722.06 | 4577.25 | No | - | - | 10000 | 2.13 | 940 | 5000 | No | - | - | Yes | 2190 | 8800 | No | - | - | No | - | - | - | - | - | No | - | - | No | - | - | No | - | -
RZAV85C2V1 / FCTA85AVMA | 0 | N/A | DAIKIN | N/A | Non Ducted | Single Split System | Cassette | Air | Air | Thailand | 2 | N/A | 8.5 | N/A | N/A | N/A | N/A | N/A | 2.13 | 10 | Enthalpy Test Room | 4.4868 | 5.0222 | N/A | - | N/A | N/A | N/A | N/A | N/A | N/A | N/A | N/A | N/A | N/A | N/A | N/A | N/A | N/A | N/A | N/A | N/A | Single | R32 | Australia,New Zealand | 150451 | 46677 | 0 | Approved | Reverse Cycle | N/A | Yes | Class 9 | Yes | N/A | N/A | N/A | N/A | N/A | N/A | N/A | Available | N/A | N/A | http://www.daikin.com.au/ | http://www.daikin.com.au | N/A | 0 | 0 | AAC7100 | Yes | Variable output compressor | Inverter | No | - | 8500 | 2 | - | 790 | 4250 | No | - | - | - | 1828 | 9154.5 | No | 722.06 | 4577.25 | No | - | - | 10000 | 2.13 | 940 | 5000 | No | - | - | Yes | 2190 | 8800 | No | - | - | No | - | - | - | - | - | No | - | - | No | - | - | No | - | -
RZAV85C2V1 / FHA85BVMA | 0 | N/A | DAIKIN | N/A | Non Ducted | Single Split System | Under ceiling | Air | Air | Thailand | 2.51 | N/A | 8.5 | N/A | N/A | N/A | N/A | N/A | 2.75 | 10 | Enthalpy Test Room | 4.0843 | 4.0824 | N/A | - | N/A | N/A | N/A | N/A | N/A | N/A | N/A | N/A | N/A | N/A | N/A | N/A | N/A | N/A | N/A | N/A | N/A | Single | R32 | Australia,New Zealand | 144552 | 46445 | 0 | Approved | Reverse Cycle | N/A | Yes | Class 9 | Yes | N/A | N/A | N/A | N/A | N/A | N/A | N/A | Available | N/A | N/A | http://www.daikin.com.au/ | http://www.daikin.com.au | N/A | 0 | 0 | AAC6510 | Yes | Variable output compressor | Inverter | No | - | 8500 | 2.51 | - | 820 | 4250 | No | - | - | - | 2294.14 | 9154.5 | No | 749.48 | 4577.25 | No | - | - | 10000 | 2.75 | 1000 | 5000 | No | - | - | Yes | 2500 | 8700 | No | - | - | No | - | - | - | - | - | No | - | - | No | - | - | No | - | -
RZAV85C2V1 / FHA85CVMA | 0 | N/A | DAIKIN | N/A | Non Ducted | Single Split System | Under ceiling | Air | Air | Thailand | 2.51 | N/A | 8.5 | N/A | N/A | N/A | N/A | N/A | 2.75 | 10 | Enthalpy Test Room | 4.0024 | 4.0761 | N/A | - | N/A | N/A | N/A | N/A | N/A | N/A | N/A | N/A | N/A | N/A | N/A | N/A | N/A | N/A | N/A | N/A | N/A | Single | R32 | Australia,New Zealand | 151173 | 46714 | 0 | Approved | Reverse Cycle | N/A | Yes | Class 9 | Yes | N/A | N/A | N/A | N/A | N/A | N/A | N/A | Available | N/A | N/A | http://www.daikin.com.au/ | http://www.daikin.com.au | N/A | 0 | 0 | AAC7177 | Yes | Variable output compressor | Inverter | No | - | 8500 | 2.51 | - | 820 | 4250 | No | - | - | - | 2294.14 | 9154.5 | No | 749.48 | 4577.25 | No | - | - | 10000 | 2.75 | 1000 | 5000 | No | - | - | Yes | 2500 | 8700 | No | - | - | No | - | - | - | - | - | No | - | - | No | - | - | No | - | -
RZAV85C2Y1 / FAA85BVMA | 0 | N/A | DAIKIN | N/A | Non Ducted | Single Split System | Wall Hung | Air | Air | Thailand | 2.59 | N/A | 8.5 | N/A | N/A | N/A | N/A | N/A | 3.01 | 10 | Enthalpy Test Room | 3.7958 | 3.575 | N/A | - | N/A | N/A | N/A | N/A | N/A | N/A | N/A | N/A | N/A | N/A | N/A | N/A | N/A | N/A | N/A | N/A | N/A | Three | R32 | Australia,New Zealand | 144464 | 46439 | 0 | Approved | Reverse Cycle | N/A | Yes | Class 9 | Yes | N/A | N/A | N/A | N/A | N/A | N/A | N/A | Available | N/A | N/A | http://www.daikin.com.au/ | http://www.daikin.com.au | N/A | 0 | 0 | AAC6447 | Yes | Variable output compressor | Inverter | No | - | 8500 | 2.59 | - | 860 | 4250 | No | - | - | - | 2367.26 | 9154.5 | No | 786.04 | 4577.25 | No | - | - | 10000 | 3.01 | 1020 | 5000 | No | - | - | Yes | 2900 | 8700 | No | - | - | No | - | - | - | - | - | No | - | - | No | - | - | No | - | -
RZAV85C2Y1 / FBA85BVMA | 0 | N/A | DAIKIN | N/A | Ducted | Single Split System | - | Air | Air | Thailand | 2.3 | N/A | 8.5 | N/A | N/A | N/A | N/A | N/A | 2.5 | 10 | Enthalpy Test Room | 4.0328 | 4.522 | N/A | - | N/A | N/A | N/A | N/A | N/A | N/A | N/A | N/A | N/A | N/A | N/A | N/A | N/A | N/A | N/A | N/A | N/A | Three | R32 | Australia,New Zealand | 144589 | 46442 | 0 | Approved | Reverse Cycle | N/A | Yes | Class 10 | Yes | N/A | N/A | N/A | N/A | N/A | N/A | N/A | Available | N/A | N/A | http://www.daikin.com.au/ | http://www.daikin.com.au | N/A | 0 | 0 | AAC6492 | Yes | Variable output compressor | Inverter | No | - | 8500 | 2.3 | - | 870 | 4250 | No | - | - | - | 2102.2 | 9154.5 | No | 795.18 | 4577.25 | No | - | - | 10000 | 2.5 | 990 | 5000 | No | - | - | Yes | 2400 | 8800 | No | - | - | No | - | - | - | - | - | No | - | - | No | - | - | No | - | -
RZAV85C2Y1 / FCA85CVMA | 0 | N/A | DAIKIN | N/A | Non Ducted | Single Split System | Cassette | Air | Air | Thailand | 2 | N/A | 8.5 | N/A | N/A | N/A | N/A | N/A | 2.13 | 10 | Enthalpy Test Room | 4.5892 | 5.0538 | N/A | - | N/A | N/A | N/A | N/A | N/A | N/A | N/A | N/A | N/A | N/A | N/A | N/A | N/A | N/A | N/A | N/A | N/A | Three | R32 | Australia,New Zealand | 144515 | 46442 | 0 | Approved | Reverse Cycle | N/A | Yes | Class 9 | Yes | N/A | N/A | N/A | N/A | N/A | N/A | N/A | Available | N/A | N/A | http://www.daikin.com.au/ | http://www.daikin.com.au | N/A | 0 | 0 | AAC6475 | Yes | Variable output compressor | Inverter | No | - | 8500 | 2 | - | 790 | 4250 | No | - | - | - | 1828 | 9154.5 | No | 722.06 | 4577.25 | No | - | - | 10000 | 2.13 | 940 | 5000 | No | - | - | Yes | 2190 | 8800 | No | - | - | No | - | - | - | - | - | No | - | - | No | - | - | No | - | -
RZAV85C2Y1 / FCTA85AVMA | 0 | N/A | DAIKIN | N/A | Non Ducted | Single Split System | Cassette | Air | Air | Thailand | 2 | N/A | 8.5 | N/A | N/A | N/A | N/A | N/A | 2.13 | 10 | Enthalpy Test Room | 4.4637 | 5.0307 | N/A | - | N/A | N/A | N/A | N/A | N/A | N/A | N/A | N/A | N/A | N/A | N/A | N/A | N/A | N/A | N/A | N/A | N/A | Three | R32 | Australia,New Zealand | 150452 | 46676 | 0 | Approved | Reverse Cycle | N/A | Yes | Class 9 | Yes | N/A | N/A | N/A | N/A | N/A | N/A | N/A | Available | N/A | N/A | http://www.daikin.com.au/ | http://www.daikin.com.au | N/A | 0 | 0 | AAC7098 | Yes | Variable output compressor | Inverter | No | - | 8500 | 2 | - | 790 | 4250 | No | - | - | - | 1828 | 9154.5 | No | 722.06 | 4577.25 | No | - | - | 10000 | 2.13 | 940 | 5000 | No | - | - | Yes | 2190 | 8800 | No | - | - | No | - | - | - | - | - | No | - | - | No | - | - | No | - | -
RZAV85C2Y1 / FHA85BVMA | 0 | N/A | DAIKIN | N/A | Non Ducted | Single Split System | Under ceiling | Air | Air | Thailand | 2.51 | N/A | 8.5 | N/A | N/A | N/A | N/A | N/A | 2.75 | 10 | Enthalpy Test Room | 4.1224 | 4.1271 | N/A | - | N/A | N/A | N/A | N/A | N/A | N/A | N/A | N/A | N/A | N/A | N/A | N/A | N/A | N/A | N/A | N/A | N/A | Three | R32 | Australia,New Zealand | 144557 | 46445 | 0 | Approved | Reverse Cycle | N/A | Yes | Class 9 | Yes | N/A | N/A | N/A | N/A | N/A | N/A | N/A | Available | N/A | N/A | http://www.daikin.com.au/ | http://www.daikin.com.au | N/A | 0 | 0 | AAC6507 | Yes | Variable output compressor | Inverter | No | - | 8500 | 2.51 | - | 820 | 4250 | No | - | - | - | 2294.14 | 9154.5 | No | 749.48 | 4577.25 | No | - | - | 10000 | 2.75 | 1000 | 5000 | No | - | - | Yes | 2500 | 8700 | No | - | - | No | - | - | - | - | - | No | - | - | No | - | - | No | - | -
RZAV85C2Y1 / FHA85CVMA | 0 | N/A | DAIKIN | N/A | Non Ducted | Single Split System | Under ceiling | Air | Air | Thailand | 2.51 | N/A | 8.5 | N/A | N/A | N/A | N/A | N/A | 2.75 | 10 | Enthalpy Test Room | 4.0033 | 4.0828 | N/A | - | N/A | N/A | N/A | N/A | N/A | N/A | N/A | N/A | N/A | N/A | N/A | N/A | N/A | N/A | N/A | N/A | N/A | Three | R32 | Australia,New Zealand | 151174 | 46711 | 0 | Approved | Reverse Cycle | N/A | Yes | Class 9 | Yes | N/A | N/A | N/A | N/A | N/A | N/A | N/A | Available | N/A | N/A | http://www.daikin.com.au/ | http://www.daikin.com.au | N/A | 0 | 0 | AAC7173 | Yes | Variable output compressor | Inverter | No | - | 8500 | 2.51 | - | 820 | 4250 | No | - | - | - | 2294.14 | 9154.5 | No | 749.48 | 4577.25 | No | - | - | 10000 | 2.75 | 1000 | 5000 | No | - | - | Yes | 2500 | 8700 | No | - | - | No | - | - | - | - | - | No | - | - | No | - | - | No | - | -
RZAV85CV1 / FAA85BVMA | 0 | N/A | DAIKIN | 2.806 | Non Ducted | Single Split System | Wall Hung | Air | Air | Thailand | 2.59 | 7.195 | 8.5 | N/A | N/A | N/A | N/A | N/A | 3.01 | 10 | Enthalpy Test Room | 3.7598 | 3.5533 | Yes | - | N/A | 13.7 | 13.1 | N/A | N/A | N/A | N/A | N/A | 3.8845 | 3.8074 | N/A | N/A | N/A | N/A | N/A | N/A | Enthalpy Test Room | Single | R32 | Australia,New Zealand | 135295 | 46041 | 0 | Approved | Reverse Cycle | N/A | No | Class 9 | Yes | N/A | Yes | N/A | N/A | N/A | KRP58M51, EKMKSA2 | 3.9562 | Available | N/A | N/A | http://www.daikin.com.au/ | http://www.daikin.com.au | Yes | 0 | 0 | AAC5644 | Yes | Variable output compressor | Inverter | No | - | 8500 | 2.59 | - | 860 | 4250 | No | - | - | - | 2367.26 | 9154.5 | No | 786.04 | 4577.25 | No | - | - | 10000 | 3.01 | 1020 | 5000 | No | - | - | Yes | 2900 | 8700 | No | - | - | No | - | - | - | - | - | No | - | - | No | - | - | No | - | -
RZAV85CV1 / FBA85BVMA | 0 | N/A | DAIKIN | 1.539 | Ducted | Single Split System | - | Air | Air | Thailand | 2.3 | 6.961 | 8.5 | N/A | N/A | N/A | N/A | N/A | 2.5 | 10 | Enthalpy Test Room | 3.9962 | 4.482 | Yes | - | N/A | 13.7 | 13.1 | N/A | N/A | N/A | N/A | N/A | 3.9099 | 4.4032 | N/A | N/A | N/A | N/A | N/A | N/A | Enthalpy Test Room | Single | R32 | Australia,New Zealand | 132853 | 46044 | 0 | Approved | Reverse Cycle | N/A | No | Class 10 | Yes | N/A | Yes | N/A | N/A | N/A | KRP58M5, EKMKSA2 | 3.9953 | Available | N/A | N/A | http://www.daikin.com.au/ | http://www.daikin.com.au | Yes | 0 | 0 | AAC5661 | Yes | Variable output compressor | Inverter | No | - | 8500 | 2.3 | - | 870 | 4250 | No | - | - | - | 2102.2 | 9154.5 | No | 795.18 | 4577.25 | No | - | - | 10000 | 2.5 | 990 | 5000 | No | - | - | Yes | 2400 | 8800 | No | - | - | No | - | - | - | - | - | No | - | - | No | - | - | No | - | -
RZAV85CV1 / FCA85CVMA | 0 | N/A | DAIKIN | 1.655 | Non Ducted | Single Split System | Cassette | Air | Air | Thailand | 2 | 6.845 | 8.5 | N/A | N/A | N/A | N/A | N/A | 2.13 | 10 | Enthalpy Test Room | 4.5482 | 5.0121 | Yes | - | N/A | 13.7 | 13.1 | N/A | N/A | N/A | N/A | N/A | 4.4334 | 4.901 | N/A | N/A | N/A | N/A | N/A | N/A | Enthalpy Test Room | Single | R32 | Australia,New Zealand | 132286 | 46034 | 0 | Approved | Reverse Cycle | N/A | No | Class 9 | Yes | N/A | Yes | N/A | N/A | N/A | KRP58M5, EKMKSA2 | 4.5426 | Available | N/A | N/A | http://www.daikin.com.au/ | http://www.daikin.com.au | Yes | 0 | 0 | AAC5629 | Yes | Variable output compressor | Inverter | No | - | 8500 | 2 | - | 790 | 4250 | No | - | - | - | 1828 | 9154.5 | No | 722.06 | 4577.25 | No | - | - | 10000 | 2.13 | 940 | 5000 | No | - | - | Yes | 2190 | 8800 | No | - | - | No | - | - | - | - | - | No | - | - | No | - | - | No | - | -
RZAV85CV1 / FCTA85AVMA | 0 | N/A | DAIKIN | N/A | Non Ducted | Single Split System | Cassette | Air | Air | Thailand | 2 | N/A | 8.5 | N/A | N/A | N/A | N/A | N/A | 2.13 | 10 | Enthalpy Test Room | 4.4868 | 5.0222 | N/A | - | N/A | N/A | N/A | N/A | N/A | N/A | N/A | N/A | N/A | N/A | N/A | N/A | N/A | N/A | N/A | N/A | N/A | Single | R32 | New Zealand | 153677 | 81542 | 0 | Approved | Reverse Cycle | N/A | No | Class 9 | No | N/A | N/A | N/A | N/A | N/A | N/A | N/A | Available | N/A | N/A | http://www.daikin.co.nz | https://www.daikin.co.nz/ | N/A | 0 | 0 | ZAC0795 | Yes | Variable output compressor | Inverter | No | - | 8500 | 2 | - | 790 | 4250 | No | - | - | - | - | - | No | - | - | No | - | - | 10000 | 2.13 | 940 | 5000 | No | - | - | Yes | 2190 | 8800 | No | - | - | No | - | - | - | - | - | No | - | - | No | - | - | No | - | -
RZAV85CV1 / FHA85BVMA | 0 | N/A | DAIKIN | 2.367 | Non Ducted | Single Split System | Floor/Ceiling | Air | Air | Thailand | 2.51 | 6.133 | 8.5 | N/A | N/A | N/A | N/A | N/A | 2.75 | 10 | Enthalpy Test Room | 4.0843 | 4.0824 | Yes | - | N/A | 13.7 | 13.1 | N/A | N/A | N/A | N/A | N/A | 4.0164 | 4.0092 | N/A | N/A | N/A | N/A | N/A | N/A | Enthalpy Test Room | Single | R32 | Australia,New Zealand | 133011 | 46044 | 0 | Approved | Reverse Cycle | N/A | No | Class 9 | Yes | N/A | Yes | N/A | N/A | N/A | KRP58M5, EKMKSA2 | 4.1058 | Available | N/A | N/A | http://www.daikin.com.au/ | http://www.daikin.com.au | Yes | 0 | 0 | AAC5662 | Yes | Variable output compressor | Inverter | No | - | 8500 | 2.51 | - | 820 | 4250 | No | - | - | - | 2294.14 | 9154.5 | No | 749.48 | 4577.25 | No | - | - | 10000 | 2.75 | 1000 | 5000 | No | - | - | Yes | 2500 | 8700 | No | - | - | No | - | - | - | - | - | No | - | - | No | - | - | No | - | -
RZAV85CY1 / FAA85BVMA | 0 | N/A | DAIKIN | 2.068 | Non Ducted | Single Split System | Floor/Ceiling | Air | Air | Thailand | 2.59 | 5.032 | 8.5 | N/A | N/A | N/A | N/A | N/A | 3.01 | 10 | Enthalpy Test Room | 3.7958 | 3.575 | Yes | - | N/A | 12 | 12.1 | N/A | N/A | N/A | N/A | N/A | 3.3723 | 3.5296 | N/A | N/A | N/A | N/A | N/A | N/A | Enthalpy Test Room | Three | R32 | Australia,New Zealand | 136173 | 46078 | 0 | Approved | Reverse Cycle | N/A | No | Class 9 | Yes | N/A | Yes | N/A | N/A | N/A | KRP59M51, EKMKSA2 | 3.439 | Available | N/A | N/A | http://www.daikin.com.au/ | http://www.daikin.com.au | Yes | 0 | 0 | AAC5808 | Yes | Variable output compressor | Inverter | No | - | 8500 | 2.59 | - | 860 | 4250 | No | - | - | - | 2367.26 | 9154.5 | No | 786.04 | 4577.25 | No | - | - | 10000 | 3.01 | 1020 | 5000 | No | - | - | Yes | 2900 | 8700 | No | - | - | No | - | - | - | - | - | No | - | - | No | - | - | No | - | -
RZAV85CY1 / FBA85BVMA | 0 | N/A | DAIKIN | 1.539 | Ducted | Single Split System | - | Air | Air | Thailand | 2.3 | 6.961 | 8.5 | N/A | N/A | N/A | N/A | N/A | 2.5 | 10 | Enthalpy Test Room | 4.0328 | 4.522 | Yes | - | N/A | 13.7 | 13.1 | N/A | N/A | N/A | N/A | N/A | 3.9099 | 4.4032 | N/A | N/A | N/A | N/A | N/A | N/A | Enthalpy Test Room | Three | R32 | Australia,New Zealand | 132925 | 46077 | 0 | Approved | Reverse Cycle | N/A | No | Class 10 | Yes | N/A | Yes | N/A | N/A | N/A | KRP58M51, EKMKSA2 | 3.9953 | Available | N/A | N/A | http://www.daikin.com.au/ | http://www.daikin.com.au | Yes | 0 | 0 | AAC5797 | Yes | Variable output compressor | Inverter | No | - | 8500 | 2.3 | - | 870 | 4250 | No | - | - | - | 2102.2 | 9154.5 | No | 795.18 | 4577.25 | No | - | - | 10000 | 2.5 | 990 | 5000 | No | - | - | Yes | 2400 | 8800 | No | - | - | No | - | - | - | - | - | No | - | - | No | - | - | No | - | -
RZAV85CY1 / FCA85CVMA | 0 | N/A | DAIKIN | 1.655 | Non Ducted | Single Split System | Cassette | Air | Air | Thailand | 2 | 6.845 | 8.5 | N/A | N/A | N/A | N/A | N/A | 2.13 | 10 | Enthalpy Test Room | 4.5892 | 5.0538 | Yes | - | N/A | 13.7 | 13.1 | N/A | N/A | N/A | N/A | N/A | 4.4334 | 4.901 | N/A | N/A | N/A | N/A | N/A | N/A | Enthalpy Test Room | Three | R32 | Australia,New Zealand | 132385 | 46092 | 0 | Approved | Reverse Cycle | N/A | No | Class 9 | Yes | N/A | Yes | N/A | N/A | N/A | KRP58M51, EKMKSA2 | 4.5426 | Available | N/A | N/A | http://www.daikin.com.au/ | http://www.daikin.com.au | Yes | 0 | 0 | AAC5828 | Yes | Variable output compressor | Inverter | No | - | 8500 | 2 | - | 790 | 4250 | No | - | - | - | 1828 | 9154.5 | No | 722.06 | 4577.25 | No | - | - | 10000 | 2.13 | 940 | 5000 | No | - | - | Yes | 2190 | 8800 | No | - | - | No | - | - | - | - | - | No | - | - | No | - | - | No | - | -
RZAV85CY1 / FCTA85AVMA | 0 | N/A | DAIKIN | N/A | Non Ducted | Single Split System | Cassette | Air | Air | Thailand | 2 | N/A | 8.5 | N/A | N/A | N/A | N/A | N/A | 2.13 | 10 | Enthalpy Test Room | 4.4637 | 5.0307 | N/A | - | N/A | N/A | N/A | N/A | N/A | N/A | N/A | N/A | N/A | N/A | N/A | N/A | N/A | N/A | N/A | N/A | N/A | Three | R32 | New Zealand | 153678 | 81542 | 0 | Approved | Reverse Cycle | N/A | No | Class 9 | No | N/A | N/A | N/A | N/A | N/A | N/A | N/A | Available | N/A | N/A | http://www.daikin.co.nz | https://www.daikin.co.nz/ | N/A | 0 | 0 | ZAC0794 | Yes | Variable output compressor | Inverter | No | - | 8500 | 2 | - | 790 | 4250 | No | - | - | - | - | - | No | - | - | No | - | - | 10000 | 2.13 | 940 | 5000 | No | - | - | Yes | 2190 | 8800 | No | - | - | No | - | - | - | - | - | No | - | - | No | - | - | No | - | -
RZAV85CY1 / FHA85BVMA | 0 | N/A | DAIKIN | 2.367 | Non Ducted | Single Split System | Floor/Ceiling | Air | Air | Thailand | 2.51 | 6.133 | 8.5 | N/A | N/A | N/A | N/A | N/A | 2.75 | 10 | Enthalpy Test Room | 4.1224 | 4.1271 | Yes | - | N/A | 13.7 | 13.1 | N/A | N/A | N/A | N/A | N/A | 3.9881 | 4.0092 | N/A | N/A | N/A | N/A | N/A | N/A | Enthalpy Test Room | Three | R32 | Australia,New Zealand | 133019 | 46093 | 0 | Approved | Reverse Cycle | N/A | No | Class 9 | Yes | N/A | Yes | N/A | N/A | N/A | KRP58M51, EKMKSA2 | 4.0769 | Available | N/A | N/A | http://www.daikin.com.au/ | http://www.daikin.com.au | Yes | 0 | 0 | AAC5831 | Yes | Variable output compressor | Inverter | No | - | 8500 | 2.51 | - | 820 | 4250 | No | - | - | - | 2294.14 | 9154.5 | No | 749.48 | 4577.25 | No | - | - | 10000 | 2.75 | 1000 | 5000 | No | - | - | Yes | 2500 | 8700 | No | - | - | No | - | - | - | - | - | No | - | - | No | - | - | No | - | -
RZQ180M2Y1 / FDYQN180LCV1 | 0 | N/A | DAIKIN | N/A | Ducted | Single Split System | - | Air | Air | Australia,Thailand | 5.82 | N/A | 18 | N/A | N/A | N/A | N/A | N/A | 6.11 | 20 | Enthalpy Test Room | 3.0678 | 3.4308 | N/A | 90.0111 | N/A | N/A | N/A | N/A | N/A | N/A | N/A | N/A | N/A | N/A | N/A | N/A | N/A | N/A | N/A | N/A | N/A | Three | R410A | Australia,New Zealand | 145444 | 46470 | 0 | Approved | Reverse Cycle | N/A | Yes | Class 11 | Yes | N/A | N/A | N/A | N/A | N/A | N/A | N/A | Available | N/A | N/A | http://www.daikin.com.au/ | http://www.daikin.com.au | N/A | 0 | 0 | AAC6563 | Yes | Variable output compressor | Inverter | No | - | 18000 | 5.82 | - | 2580 | 9000 | No | - | - | - | 5319.48 | 19386 | No | 2358.12 | 9693 | No | - | - | 20000 | 6.11 | 2870 | 10000 | No | - | - | Yes | 6550 | 14700 | No | - | - | No | - | - | - | - | - | No | - | - | No | - | - | No | - | -
RZQ180MY / FDYQN180LCV | 0 | N/A | DAIKIN | N/A | Ducted | Single Split System | - | Air | Air | Thailand,Australia | 5.82 | N/A | 18 | N/A | N/A | N/A | N/A | N/A | 6.11 | 20 | Enthalpy Test Room | 3.0678 | 3.4308 | N/A | 90 | N/A | N/A | N/A | N/A | N/A | N/A | N/A | N/A | N/A | N/A | N/A | N/A | N/A | N/A | N/A | N/A | N/A | Three | R410A | Australia | 125282 | 45748 | 0 | Approved | Reverse Cycle | N/A | Yes | Class 11 | Yes | N/A | N/A | N/A | N/A | N/A | N/A | N/A | Available | N/A | N/A | http://www.daikin.com.au/ | http://www.daikin.com.au | N/A | 0 | 0 | AAC4339 | Yes | Variable output compressor | Inverter | No | - | 18000 | 5.82 | - | 2580 | 9000 | No | - | - | - | 5319.48 | 19386 | No | 2358.12 | 9693 | No | - | - | 20000 | 6.11 | 2870 | 10000 | No | - | - | No | - | - | - | 6550 | 14700 | No | - | - | - | - | - | - | - | - | No | - | - | No | - | -
RZQ180MY1 / FDYQN180LCV1 | 0 | N/A | DAIKIN | N/A | Ducted | Single Split System | - | Air | Air | Australia,Thailand | 5.82 | N/A | 18 | N/A | N/A | N/A | N/A | N/A | 6.11 | 20 | Enthalpy Test Room | 3.0678 | 3.4308 | N/A | 90.01 | N/A | N/A | N/A | N/A | N/A | N/A | N/A | N/A | N/A | N/A | N/A | N/A | N/A | N/A | N/A | N/A | N/A | Three | R410A | Australia | 126907 | 45768 | 0 | Approved | Reverse Cycle | N/A | Yes | Class 11 | Yes | N/A | N/A | N/A | N/A | N/A | N/A | N/A | Available | N/A | N/A | http://www.daikin.com.au/ | http://www.daikin.com.au | N/A | 0 | 0 | AAC4801 | Yes | Variable output compressor | Inverter | No | - | 18000 | 5.82 | - | 2580 | 9000 | No | - | - | - | 5319.48 | 19386 | No | 2358.12 | 9693 | No | - | - | 20000 | 6.11 | 2870 | 10000 | No | - | - | Yes | 6550 | 14700 | No | - | - | No | - | - | - | - | - | No | - | - | No | - | - | No | - | -
RZQ200MY / FDYQN200LCV | 0 | N/A | DAIKIN | N/A | Ducted | Single Split System | - | Air | Air | Australia,Thailand | 6.11 | N/A | 19.5 | N/A | N/A | N/A | N/A | N/A | 6.85 | 22.4 | Enthalpy Test Room | 3.0438 | 3.3802 | N/A | 87.2 | N/A | N/A | N/A | N/A | N/A | N/A | N/A | N/A | N/A | N/A | N/A | N/A | N/A | N/A | N/A | N/A | N/A | Three | R410A | Australia | 125368 | 45748 | 0 | Approved | Reverse Cycle | N/A | Yes | Class 11 | Yes | N/A | N/A | N/A | N/A | N/A | N/A | N/A | Available | N/A | N/A | http://www.daikin.com.au/ | http://www.daikin.com.au | N/A | 0 | 0 | AAC4341 | Yes | Variable output compressor | Inverter | No | - | 19500 | 6.11 | - | 2930 | 9750 | No | - | - | - | 5584.54 | 21001.5 | No | 2678.02 | 10500.75 | No | - | - | 22400 | 6.85 | 3190 | 11200 | No | - | - | No | - | - | - | 7170 | 16400 | No | - | - | - | - | - | - | - | - | No | - | - | No | - | -
RZQ200MY1 / FDYQN200LCV1 | 0 | N/A | DAIKIN | N/A | Ducted | Single Split System | - | Air | Air | Australia,Thailand | 6.11 | N/A | 19.5 | N/A | N/A | N/A | N/A | N/A | 6.85 | 22.4 | Enthalpy Test Room | 3.0438 | 3.3802 | N/A | 87.2 | N/A | N/A | N/A | N/A | N/A | N/A | N/A | N/A | N/A | N/A | N/A | N/A | N/A | N/A | N/A | N/A | N/A | Three | R410A | Australia | 127352 | 45767 | 0 | Approved | Reverse Cycle | N/A | Yes | Class 11 | Yes | N/A | N/A | N/A | N/A | N/A | N/A | N/A | Available | N/A | N/A | http://www.daikin.com.au/ | http://www.daikin.com.au | N/A | 0 | 0 | AAC4795 | Yes | Variable output compressor | Inverter | No | - | 19500 | 6.11 | - | 2930 | 9750 | No | - | - | - | 5584.54 | 21001.5 | No | 2678.02 | 10500.75 | No | - | - | 22400 | 6.85 | 3190 | 11200 | No | - | - | Yes | 7170 | 16400 | No | - | - | No | - | - | - | - | - | - | - | - | No | - | - | No | - | -
RZQ250LY1 / FDYQN250LBV1 | 0 | N/A | DAIKIN | N/A | Ducted | Single Split System | - | Air | Air | Australia,Thailand | 7.85 | N/A | 23.5 | N/A | N/A | N/A | N/A | N/A | 8.47 | 26.8 | Enthalpy Test Room | 2.9966 | 3.1886 | N/A | 90.67 | N/A | N/A | N/A | N/A | N/A | N/A | N/A | N/A | N/A | N/A | N/A | N/A | N/A | N/A | N/A | N/A | N/A | Three | R410A | Australia | 127638 | 45767 | 0 | Approved | Reverse Cycle | N/A | Yes | Class 11 | Yes | N/A | N/A | N/A | N/A | N/A | N/A | N/A | Available | N/A | N/A | http://www.daikin.com.au/ | http://www.daikin.com.au | N/A | 0 | 0 | AAC4796 | Yes | Variable output compressor | Inverter | No | - | 23500 | 7.85 | - | 3260 | 11750 | No | - | - | - | 7174.9 | 25309.5 | No | 2979.64 | 12654.75 | No | - | - | 26800 | 8.47 | 3630 | 13400 | No | - | - | Yes | 8400 | 20000 | No | - | - | No | - | - | - | - | - | No | - | - | No | - | - | No | - | -
RZYQ10TAY1 / FDYQ250LCV1 | 0 | N/A | DAIKIN | N/A | Ducted | Single Split System | - | Air | Air | Australia,Thailand | 7.47 | N/A | 24 | N/A | N/A | N/A | N/A | N/A | 8.14 | 26.8 | Enthalpy Test Room | 3.0597 | 3.1889 | N/A | 85 | N/A | N/A | N/A | N/A | N/A | N/A | N/A | N/A | N/A | N/A | N/A | N/A | N/A | N/A | N/A | N/A | N/A | Three | R410A | Australia | 128451 | 45770 | 0 | Approved | Reverse Cycle | N/A | Yes | Class 11 | Yes | N/A | Yes | N/A | N/A | N/A | DTA104A61 | N/A | Available | N/A | N/A | http://www.daikin.com.au/ | http://www.daikin.com.au | N/A | 0 | 0 | AAC4819 | Yes | Variable output compressor | Inverter | No | - | 24000 | 7.47 | - | 3020 | 12000 | No | - | - | - | 6827.58 | 25848 | No | 2760.28 | 12924 | No | - | - | 26800 | 8.14 | 3430 | 13400 | No | - | - | Yes | 10150 | 26800 | No | - | - | No | - | - | - | - | - | No | - | - | No | - | - | No | - | -
RZYQ10TY1 / FDYQ250LCV1 | 0 | N/A | DAIKIN | 5 | Ducted | Single Split System | - | Air | Air | Thailand | 7.47 | 19 | 24 | N/A | N/A | N/A | N/A | N/A | 8.14 | 26.8 | Enthalpy Test Room | 3.0637 | 3.3492 | Yes | 89.5833 | N/A | 53 | 59 | 3.9696 | N/A | N/A | N/A | N/A | 2.9917 | 3.2677 | N/A | N/A | N/A | N/A | N/A | N/A | Enthalpy Test Room | Three | R410A | Australia,New Zealand | 153941 | 46882 | 0 | Approved | Reverse Cycle | N/A | Yes | Class 11 | Yes | N/A | N/A | N/A | N/A | N/A | N/A | 3.0637 | Available | N/A | N/A | http://www.daikin.com.au/ | http://www.daikin.com.au | Yes | 0 | 0 | AAC7477 | Yes | Variable output compressor | Inverter | No | - | 24000 | 7.47 | - | 3020 | 12000 | No | - | - | - | 6827.58 | 25848 | No | 2760.28 | 12924 | No | - | - | 26800 | 8.14 | 3430 | 13400 | No | - | - | Yes | 10150 | 26800 | No | - | - | No | - | - | - | - | - | No | - | - | No | - | - | No | - | -
RZYQ7T2Y1 / FDYQ180LCV1 | 0 | N/A | DAIKIN | 3 | Ducted | Single Split System | - | Air | Air | Thailand | 5.61 | 15 | 18 | N/A | N/A | N/A | N/A | N/A | 5.81 | 20 | Enthalpy Test Room | 3.2089 | 3.4495 | Yes | - | N/A | 53 | 59 | N/A | N/A | N/A | N/A | N/A | 3.11 | 3.3348 | N/A | N/A | N/A | N/A | N/A | N/A | Enthalpy Test Room | Three | R410A | Australia,New Zealand | 152702 | 46841 | 0 | Approved | Reverse Cycle | N/A | Yes | Class 11 | Yes | N/A | N/A | N/A | N/A | N/A | N/A | 3.2089 | Available | N/A | N/A | http://www.daikin.com.au/ | http://www.daikin.com.au | Yes | 0 | 0 | AAC7398 | Yes | Variable output compressor | Inverter | No | - | 18000 | 5.61 | - | 2400 | 9000 | No | - | - | - | 5127.54 | 19386 | No | 2193.6 | 9693 | No | - | - | 20000 | 5.81 | 2890 | 10000 | No | - | - | Yes | 7230 | 20000 | No | - | - | No | - | - | - | - | - | No | - | - | No | - | - | No | - | -
RZYQ7TA2Y1 / FDYQ180LCV1 | 0 | N/A | DAIKIN | N/A | Ducted | Single Split System | - | Air | Air | Australia,Thailand | 5.6 | N/A | 18 | N/A | N/A | N/A | N/A | N/A | 5.81 | 20 | Enthalpy Test Room | 3.2222 | 3.4357 | N/A | - | N/A | N/A | N/A | N/A | N/A | N/A | N/A | N/A | N/A | N/A | N/A | N/A | N/A | N/A | N/A | N/A | N/A | Three | R410A | Australia | 152708 | 46844 | 0 | Approved | Reverse Cycle | N/A | Yes | Class 11 | Yes | N/A | Yes | N/A | N/A | N/A | DTA104A61 | N/A | Available | N/A | N/A | http://www.daikin.com.au/ | http://www.daikin.com.au | N/A | 0 | 0 | AAC7402 | Yes | Variable output compressor | Inverter | No | - | 18000 | 5.6 | - | 2400 | 9000 | No | - | - | - | 5118.4 | 19386 | No | 2193.6 | 9693 | No | - | - | 20000 | 5.81 | 2890 | 10000 | No | - | - | Yes | 7230 | 20000 | No | - | - | No | - | - | - | - | - | No | - | - | No | - | - | No | - | -
RZYQ7TAY1 / FDYQ180LCV1 | 0 | N/A | DAIKIN | N/A | Ducted | Single Split System | - | Air | Air | Australia,Thailand | 5.6 | N/A | 18 | N/A | N/A | N/A | N/A | N/A | 5.81 | 20 | Enthalpy Test Room | 3.2222 | 3.4357 | N/A | - | N/A | N/A | N/A | N/A | N/A | N/A | N/A | N/A | N/A | N/A | N/A | N/A | N/A | N/A | N/A | N/A | N/A | Three | R410A | Australia | 128446 | 45788 | 0 | Approved | Reverse Cycle | N/A | Yes | Class 11 | Yes | N/A | Yes | N/A | N/A | N/A | DTA104A61 | N/A | Available | N/A | N/A | http://www.daikin.com.au/ | http://www.daikin.com.au | N/A | 0 | 0 | AAC4831 | Yes | Variable output compressor | Inverter | No | - | 18000 | 5.6 | - | 2400 | 9000 | No | - | - | - | 5118.4 | 19386 | No | 2193.6 | 9693 | No | - | - | 20000 | 5.81 | 2890 | 10000 | No | - | - | Yes | 7230 | 20000 | No | - | - | No | - | - | - | - | - | No | - | - | No | - | - | No | - | -
RZYQ7TY1 / FDYQ180LCV1 | 0 | N/A | DAIKIN | 3 | Ducted | Single Split System | - | Air | Air | Thailand | 5.61 | 15 | 18 | N/A | N/A | N/A | N/A | N/A | 5.81 | 20 | Enthalpy Test Room | 3.2089 | 3.4495 | Yes | - | N/A | 53 | 59 | N/A | N/A | N/A | N/A | N/A | 3.11 | 3.3348 | N/A | N/A | N/A | N/A | N/A | N/A | Enthalpy Test Room | Three | R410A | Australia,New Zealand | 153938 | 46879 | 0 | Approved | Reverse Cycle | N/A | Yes | Class 11 | Yes | N/A | N/A | N/A | N/A | N/A | N/A | 3.2089 | Available | N/A | N/A | http://www.daikin.com.au/ | http://www.daikin.com.au | Yes | 0 | 0 | AAC7466 | Yes | Variable output compressor | Inverter | No | - | 18000 | 5.61 | - | 2400 | 9000 | No | - | - | - | 5127.54 | 19386 | No | 2193.6 | 9693 | No | - | - | 20000 | 5.81 | 2890 | 10000 | No | - | - | Yes | 7230 | 20000 | No | - | - | No | - | - | - | - | - | No | - | - | No | - | - | No | - | -
RZYQ8TAY1 / FDYQ200LCV1 | 0 | N/A | DAIKIN | N/A | Ducted | Single Split System | - | Air | Air | Australia,Thailand | 6.08 | N/A | 20 | N/A | N/A | N/A | N/A | N/A | 6.17 | 22.4 | Enthalpy Test Room | 3.2137 | 3.5393 | N/A | - | N/A | N/A | N/A | N/A | N/A | N/A | N/A | N/A | N/A | N/A | N/A | N/A | N/A | N/A | N/A | N/A | N/A | Three | R410A | Australia | 128447 | 45770 | 0 | Approved | Reverse Cycle | N/A | Yes | Class 11 | Yes | N/A | Yes | N/A | N/A | N/A | DTA104A61 | N/A | Available | N/A | N/A | http://www.daikin.com.au/ | http://www.daikin.com.au | N/A | 0 | 0 | AAC4818 | Yes | Variable output compressor | Inverter | No | - | 20000 | 6.08 | - | 2650 | 10000 | No | - | - | - | 5557.12 | 21540 | No | 2422.1 | 10770 | No | - | - | 22400 | 6.17 | 3040 | 11200 | No | - | - | Yes | 7680 | 22400 | No | - | - | No | - | - | - | - | - | - | - | - | No | - | - | No | - | -
RZYQ8TY1 / FDYQ200LCV1 | 0 | N/A | DAIKIN | 3 | Ducted | Single Split System | - | Air | Air | Thailand | 6.08 | 17 | 20 | N/A | N/A | N/A | N/A | N/A | 6.17 | 22.4 | Enthalpy Test Room | 3.2008 | 3.5238 | Yes | - | N/A | 53 | 59 | N/A | N/A | N/A | N/A | N/A | 3.107 | 3.4111 | N/A | N/A | N/A | N/A | N/A | N/A | Enthalpy Test Room | Three | R410A | Australia,New Zealand | 153940 | 46879 | 0 | Approved | Reverse Cycle | N/A | Yes | Class 11 | Yes | N/A | N/A | N/A | N/A | N/A | N/A | 3.2008 | Available | N/A | N/A | http://www.daikin.com.au/ | http://www.daikin.com.au | Yes | 0 | 0 | AAC7465 | Yes | Variable output compressor | Inverter | No | - | 20000 | 6.08 | - | 2650 | 10000 | No | - | - | - | 5557.12 | 21540 | No | 2422.1 | 10770 | No | - | - | 22400 | 6.17 | 3040 | 11200 | No | - | - | Yes | 7680 | 22400 | No | - | - | No | - | - | - | - | - | No | - | - | No | - | - | No | - | -
UAYN350AFY1A | 0 | N/A | DAIKIN | N/A | Ducted | Packaged | - | Air | Air | Australia | 10.7 | N/A | 37.18 | N/A | N/A | N/A | N/A | N/A | 9.01 | 34.32 | Enthalpy Test Room | 3.3904 | 3.7168 | N/A | - | N/A | N/A | N/A | N/A | N/A | N/A | N/A | N/A | N/A | N/A | N/A | N/A | N/A | N/A | N/A | N/A | N/A | Three | R410A | Australia,New Zealand | 145274 | 46532 | 0 | Approved | Reverse Cycle | N/A | Yes | Class 6 | Yes | N/A | N/A | N/A | N/A | N/A | N/A | N/A | Available | N/A | N/A | http://www.daikin.com.au/ | http://www.daikin.com.au | N/A | 0 | 0 | AAC6729 | Yes | Two-stage | - | No | No | 37180 | 10.7 | - | - | - | No | - | - | Yes | 9810 | 39700 | - | - | - | - | 5630 | 19570 | 34320 | 9.01 | - | - | - | 4920 | 17780 | - | - | - | - | 8100 | 21540 | - | - | - | No | - | - | - | - | - | No | - | - | - | - | -
UAYN400AFY1A | 0 | N/A | DAIKIN | N/A | Ducted | Packaged | - | Air | Air | Australia | 11.84 | N/A | 40.82 | N/A | N/A | N/A | N/A | N/A | 10.67 | 37.56 | Enthalpy Test Room | 3.362 | 3.4335 | N/A | - | N/A | N/A | N/A | N/A | N/A | N/A | N/A | N/A | N/A | N/A | N/A | N/A | N/A | N/A | N/A | N/A | N/A | Three | R410A | Australia,New Zealand | 146683 | 46533 | 0 | Approved | Reverse Cycle | N/A | No | Class 7 | No | N/A | N/A | N/A | N/A | N/A | N/A | N/A | Available | N/A | N/A | http://www.daikin.com.au/ | http://www.daikin.com.au | N/A | 0 | 0 | AAC6743 | Yes | Two-stage | - | No | No | 40820 | 11.84 | - | - | - | No | - | - | Yes | 10690 | 43870 | - | - | - | - | 6230 | 22460 | 37560 | 10.67 | - | - | - | 5720 | 19490 | - | - | - | - | 9390 | 20970 | - | - | - | No | - | - | - | - | - | No | - | - | - | - | -
UAYN470AFY1A | 0 | N/A | DAIKIN | N/A | Ducted | Packaged | - | Air | Air | Australia | 14.26 | N/A | 45.8 | N/A | N/A | N/A | N/A | N/A | 12.81 | 44.13 | Enthalpy Test Room | 3.1336 | 3.3612 | N/A | - | N/A | N/A | N/A | N/A | N/A | N/A | N/A | N/A | N/A | N/A | N/A | N/A | N/A | N/A | N/A | N/A | N/A | Three | R410A | Australia,New Zealand | 146703 | 46531 | 0 | Approved | Reverse Cycle | N/A | Yes | Class 7 | Yes | N/A | N/A | N/A | N/A | N/A | N/A | N/A | Available | N/A | N/A | http://www.daikin.com.au/ | http://www.daikin.com.au | N/A | 0 | 0 | AAC6719 | Yes | Two-stage | - | No | No | 45800 | 14.26 | - | - | - | No | - | - | Yes | 13010 | 49460 | - | - | - | - | 7750 | 25330 | 44130 | 12.81 | - | - | - | 7110 | 23170 | - | - | - | - | 11470 | 33170 | - | - | - | No | - | - | - | - | - | No | - | - | - | - | -
UAYN530AFY1A | 0 | N/A | DAIKIN | N/A | Ducted | Packaged | - | Air | Air | Australia | 17.32 | N/A | 53.43 | N/A | N/A | N/A | N/A | N/A | 16.67 | 54.34 | Enthalpy Test Room | 3.0087 | 3.1799 | N/A | - | N/A | N/A | N/A | N/A | N/A | N/A | N/A | N/A | N/A | N/A | N/A | N/A | N/A | N/A | N/A | N/A | N/A | Three | R410A | Australia,New Zealand | 146974 | 46530 | 0 | Approved | Reverse Cycle | N/A | Yes | Class 7 | Yes | N/A | N/A | N/A | N/A | N/A | N/A | N/A | Available | N/A | N/A | http://www.daikin.com.au/ | http://www.daikin.com.au | N/A | 0 | 0 | AAC6717 | Yes | Two-stage | - | No | No | 53430 | 17.32 | - | - | - | No | - | - | Yes | 15920 | 57520 | - | - | - | - | 9520 | 30860 | 54340 | 16.67 | - | - | - | 9050 | 28520 | - | - | - | - | 14610 | 32280 | - | - | - | No | - | - | - | - | - | No | - | - | - | - | -
UAYN640AFY1A | 0 | N/A | DAIKIN | 11970 | Ducted | Packaged | - | Air | Air | Australia | 20030 | 54180 | 66.15 | N/A | N/A | N/A | N/A | N/A | 19550 | 64.93 | Enthalpy Test Room | 3.2209 | 3.2403 | N/A | - | N/A | N/A | N/A | N/A | N/A | N/A | N/A | N/A | N/A | N/A | N/A | N/A | N/A | N/A | N/A | N/A | N/A | Three | R410A | Australia,New Zealand | 146979 | 46660 | 0 | Approved | Reverse Cycle | N/A | Yes | Class 24 | Yes | N/A | N/A | N/A | N/A | N/A | N/A | N/A | Available | N/A | N/A | http://www.daikin.com.au/ | http://www.daikin.com.au | N/A | 0 | 0 | AAC6745 | Yes | Two-stage | - | No | No | 66150 | 20030 | - | - | - | No | - | - | Yes | 18250 | 71670 | - | - | - | - | 10700 | 35130 | 64930 | 19550 | - | - | - | 10490 | 34150 | - | - | - | - | 17950 | 46370 | - | - | - | No | - | - | - | - | - | No | - | - | - | - | -
UAYN750AFY1A | 0 | N/A | DAIKIN | 13100 | Ducted | Packaged | - | Air | Air | Australia | 22740 | 59970 | 73.07 | N/A | N/A | N/A | N/A | N/A | 21900 | 71.8 | Enthalpy Test Room | 3.1345 | 3.1973 | N/A | - | N/A | N/A | N/A | N/A | N/A | N/A | N/A | N/A | N/A | N/A | N/A | N/A | N/A | N/A | N/A | N/A | N/A | Three | R410A | Australia,New Zealand | 146981 | 46660 | 0 | Approved | Reverse Cycle | N/A | Yes | Class 24 | Yes | N/A | N/A | N/A | N/A | N/A | N/A | N/A | Available | N/A | N/A | http://www.daikin.com.au/ | http://www.daikin.com.au | N/A | 0 | 0 | AAC6746 | Yes | Two-stage | - | No | No | 73070 | 22740 | - | - | - | No | - | - | Yes | 20700 | 79190 | - | - | - | - | 12120 | 40210 | 71800 | 21900 | - | - | - | 11870 | 37570 | - | - | - | - | 22680 | 60570 | - | - | - | No | - | - | - | - | - | No | - | - | - | - | -
UAYN840AFY1A | 0 | N/A | DAIKIN | 15130 | Ducted | Packaged | - | Air | Air | Australia | 26500 | 66730 | 81.86 | N/A | N/A | N/A | N/A | N/A | 26300 | 82.02 | Enthalpy Test Room | 3.0133 | 3.0417 | N/A | - | N/A | N/A | N/A | N/A | N/A | N/A | N/A | N/A | N/A | N/A | N/A | N/A | N/A | N/A | N/A | N/A | N/A | Three | R410A | Australia,New Zealand | 147137 | 46660 | 0 | Approved | Reverse Cycle | N/A | Yes | Class 24 | Yes | N/A | N/A | N/A | N/A | N/A | N/A | N/A | Available | N/A | N/A | http://www.daikin.com.au/ | http://www.daikin.com.au | N/A | 0 | 0 | AAC6760 | Yes | Two-stage | - | No | No | 81860 | 26500 | - | - | - | No | - | - | Yes | 24350 | 88300 | - | - | - | - | 14000 | 43760 | 82020 | 26300 | - | - | - | 13650 | 43170 | - | - | - | - | 24970 | 67640 | - | - | - | No | - | - | - | - | - | No | - | - | - | - | -
UAYN940AFY1A | 0 | N/A | DAIKIN | 17510 | Ducted | Packaged | - | Air | Air | Australia | 31170 | 77370 | 94.88 | N/A | N/A | N/A | N/A | N/A | 29920 | 94.02 | Enthalpy Test Room | 2.9688 | 3.0649 | N/A | - | N/A | N/A | N/A | N/A | N/A | N/A | N/A | N/A | N/A | N/A | N/A | N/A | N/A | N/A | N/A | N/A | N/A | Three | R410A | Australia,New Zealand | 152833 | 46820 | 0 | Approved | Reverse Cycle | N/A | Yes | Class 24 | Yes | N/A | N/A | N/A | N/A | N/A | N/A | N/A | Available | N/A | N/A | http://www.daikin.com.au/ | http://www.daikin.com.au | N/A | 0 | 0 | AAC7343 | Yes | Two-stage | - | No | No | 94880 | 31170 | - | - | - | No | - | - | Yes | 31420 | 102390 | - | - | - | - | 16100 | 52080 | 94020 | 29920 | - | - | - | 15780 | 48640 | - | - | - | - | 29740 | 81230 | - | - | - | No | - | - | - | - | - | No | - | - | - | - | -
UAYQ120CY1A | 0 | N/A | DAIKIN | 4.4 | Ducted | Packaged | - | Air | Air | Malaysia | 10.945 | 11.87 | 34.4244 | 2063 | N/A | N/A | N/A | 1150 | 10.84 | 35.78 | Enthalpy Test Room | 3.2426 | 3.3533 | N/A | - | N/A | 26.46 | 26.44 | N/A | N/A | N/A | N/A | N/A | 3.1869 | 3.1039 | N/A | N/A | N/A | N/A | N/A | N/A | Enthalpy Test Room | Three | R410A | Australia,New Zealand | 157303 | 47058 | 0 | Approved | Reverse Cycle | 1638 | No | Class 6 | No | N/A | N/A | N/A | N/A | N/A | N/A | 3.245 | Available | N/A | N/A | http://www.daikin.com.au/ | http://www.daikin.com.au | N/A | 0 | 0 | AAC7858 | Yes | Two-stage | - | No | No | 34424.4 | 10.945 | - | - | - | No | - | - | Yes | 9711 | 38608 | - | - | - | - | 4749 | 15270 | 35780 | 10.84 | - | - | - | 4983 | 16407 | - | - | - | - | 9107 | 28019 | - | - | - | No | - | - | - | - | - | No | - | - | - | - | -
DGWA1-ACDCBLW-18K | 0 | N/A | Deye | N/A | Non Ducted | Single Split System | Wall Hung | Air | Air | China | 1.35 | N/A | 5.01 | N/A | N/A | N/A | N/A | N/A | 1.3 | 5.27 | Calorimeter Room | 3.6996 | 4.045 | N/A | - | N/A | N/A | N/A | N/A | N/A | N/A | N/A | N/A | N/A | N/A | N/A | N/A | N/A | N/A | N/A | N/A | N/A | Single | R410A | Australia,Fiji,New Zealand | 132602 | 45918 | 0 | Approved | Reverse Cycle | N/A | No | Class 9 | No | N/A | N/A | N/A | N/A | N/A | N/A | N/A | Available | N/A | N/A | https://www.superen.com.au | 0 | N/A | 0 | 0 | AAC5292 | Yes | Variable output compressor | Inverter | No | - | 5010 | 1.35 | - | 460 | 2500 | No | - | - | - | 1233.9 | 5395.77 | No | 420.44 | 2692.5 | No | - | - | 5270 | 1.3 | 450 | 2630 | No | - | - | No | - | - | - | 2100 | 5600 | No | - | - | - | - | - | - | - | - | No | - | - | No | - | -
DGWA1-ACDCBLW-24K | 0 | N/A | Deye | N/A | Non Ducted | Single Split System | Wall Hung | Air | Air | China | 1.79 | N/A | 6.44 | N/A | N/A | N/A | N/A | N/A | 1.9 | 7 | Calorimeter Room | 3.6744 | 3.7489 | N/A | - | N/A | N/A | N/A | N/A | N/A | N/A | N/A | N/A | N/A | N/A | N/A | N/A | N/A | N/A | N/A | N/A | N/A | Single | R410A | Australia,Fiji,New Zealand | 132609 | 45918 | 0 | Approved | Reverse Cycle | N/A | No | Class 9 | No | N/A | N/A | N/A | N/A | N/A | N/A | N/A | Available | N/A | N/A | https://www.superen.com.au | 0 | N/A | 0 | 0 | AAC5295 | Yes | Variable output compressor | Inverter | No | - | 6440 | 1.79 | - | 600 | 3220 | No | - | - | - | 1636.06 | 6935.88 | No | 548.4 | 3467.94 | No | - | - | 7000 | 1.9 | 670 | 3500 | No | - | - | No | - | - | - | 3000 | 7600 | No | - | - | - | - | - | - | - | - | No | - | - | No | - | -
DGWA2-ACDCBLW-12K | 0 | N/A | Deye | N/A | Non Ducted | Single Split System | Wall Hung | Air | Air | China | 0.91 | N/A | 3.51 | N/A | N/A | N/A | N/A | N/A | 0.94 | 3.6 | Calorimeter Room | 3.7876 | 3.7752 | N/A | - | N/A | N/A | N/A | N/A | N/A | N/A | N/A | N/A | N/A | N/A | N/A | N/A | N/A | N/A | N/A | N/A | N/A | Single | R410A | Australia,Fiji,New Zealand | 132487 | 45918 | 0 | Approved | Reverse Cycle | N/A | No | Class 8 | No | N/A | N/A | N/A | N/A | N/A | N/A | N/A | Available | N/A | N/A | https://www.superen.com.au | 0 | N/A | 0 | 0 | AAC5293 | Yes | Variable output compressor | Inverter | No | - | 3510 | 0.91 | - | 310 | 1750 | No | - | - | - | 831.74 | 3780.27 | No | 283.34 | 1884.75 | No | - | - | 3600 | 0.94 | 330 | 1800 | No | - | - | No | - | - | - | 1650 | 4500 | No | - | - | - | - | - | - | - | - | No | - | - | No | - | -
DCES09B | 0 | N/A | DIMPLEX | N/A | Non Ducted | Single Split System | Wall Hung | Air | Air | China | 0.64 | N/A | 2.4 | N/A | N/A | N/A | N/A | N/A | 0.605 | 2.5 | Calorimeter Room | 3.962 | 4.193 | N/A | - | N/A | N/A | N/A | N/A | N/A | N/A | N/A | N/A | N/A | N/A | N/A | N/A | N/A | N/A | N/A | N/A | N/A | Single | R410A | Australia,Fiji,New Zealand | 129960 | 45830 | 0 | Approved | Reverse Cycle | N/A | Yes | Class 8 | Yes | N/A | N/A | N/A | N/A | N/A | N/A | N/A | Available | N/A | N/A | 0 | http://www.dimplex.co.nz | N/A | 0 | 0 | AAC4937 | Yes | Variable output compressor | Inverter | No | - | 2400 | 0.64 | - | 320 | 1200 | No | - | - | - | 584.96 | 2584.8 | Yes | 235 | 1200 | No | - | - | 2500 | 0.605 | 310 | 1250 | No | - | - | No | - | - | - | 880 | 2600 | No | - | - | - | - | - | - | - | - | No | - | - | No | - | -
DCES18B | 0 | N/A | DIMPLEX | N/A | Non Ducted | Single Split System | Wall Hung | Air | Air | China | 1.505 | N/A | 5.25 | N/A | N/A | N/A | N/A | N/A | 1.35 | 5.4 | Calorimeter Room | 3.5006 | 4.0075 | N/A | - | N/A | N/A | N/A | N/A | N/A | N/A | N/A | N/A | N/A | N/A | N/A | N/A | N/A | N/A | N/A | N/A | N/A | Single | R410A | Australia,Fiji,New Zealand | 136704 | 46104 | 0 | Approved | Reverse Cycle | N/A | Yes | Class 9 | Yes | N/A | N/A | N/A | N/A | N/A | N/A | N/A | Available | N/A | N/A | 0 | http://www.dimplex.co.nz | N/A | 0 | 0 | AAC5857 | Yes | Variable output compressor | Inverter | No | - | 5250 | 1.505 | - | 605 | 2700 | No | - | - | - | 1375.57 | 5654.25 | No | 552.97 | 2907.9 | No | - | - | 5400 | 1.35 | 495 | 2650 | No | - | - | No | - | - | - | 1595 | 4750 | No | - | - | - | - | - | - | - | - | No | - | - | No | - | -
DCES24B | 0 | N/A | DIMPLEX | N/A | Non Ducted | Single Split System | Wall Hung | Air | Air | China | 2.17 | N/A | 7.15 | N/A | N/A | N/A | N/A | N/A | 2.27 | 7.4 | Calorimeter Room | 3.2623 | 3.2515 | N/A | - | N/A | N/A | N/A | N/A | N/A | N/A | N/A | N/A | N/A | N/A | N/A | N/A | N/A | N/A | N/A | N/A | N/A | Single | R410A | Australia,Fiji,New Zealand | 129854 | 45826 | 0 | Approved | Reverse Cycle | N/A | Yes | Class 9 | Yes | N/A | N/A | N/A | N/A | N/A | N/A | N/A | Available | N/A | N/A | 0 | http://www.dimplex.co.nz | N/A | 0 | 0 | AAC4920 | Yes | Variable output compressor | Inverter | No | - | 7150 | 2.17 | - | 795 | 3650 | No | - | - | - | 1983.38 | 7700.55 | No | 726.63 | 3931.05 | No | - | - | 7400 | 2.27 | 880 | 3700 | No | - | - | No | - | - | - | 2730 | 7300 | No | - | - | - | - | - | - | - | - | No | - | - | No | - | -
ISR-26P-OUT/ISR-26P-IND | 0 | N/A | Domain | N/A | Non Ducted | Single Split System | Wall Hung | Air | Air | China | 0.595 | N/A | 2.64 | N/A | N/A | N/A | N/A | N/A | 0.985 | 4.05 | Calorimeter Room | 4.3349 | 3.8501 | N/A | - | N/A | N/A | N/A | N/A | N/A | N/A | N/A | N/A | N/A | N/A | N/A | N/A | N/A | N/A | N/A | N/A | N/A | Single | R32 | Australia,Fiji,New Zealand | 157709 | 47096 | 0 | Approved | Reverse Cycle | N/A | Yes | Class 8 | Yes | N/A | N/A | N/A | N/A | N/A | N/A | N/A | Available | N/A | N/A | 0 | http://www.domainappliances.com.au | N/A | 0 | 0 | AAC7943 | Yes | Variable output compressor | Inverter | No | - | 2640 | 0.595 | - | 445 | 1450 | No | - | - | - | 543.83 | 2843.28 | Yes | 170 | 1280 | No | - | - | 4050 | 0.985 | 345 | 1930 | No | - | - | No | - | - | - | 1450 | 3500 | No | - | - | - | - | - | - | - | - | No | - | - | No | - | -
ISR-35P-OUT/ISR-35P-IND | 0 | N/A | Domain | N/A | Non Ducted | Single Split System | Wall Hung | Air | Air | China | 0.8 | N/A | 3.5 | N/A | N/A | N/A | N/A | N/A | 1.07 | 4.5 | Calorimeter Room | 4.3234 | 4.2021 | N/A | - | N/A | N/A | N/A | N/A | N/A | N/A | N/A | N/A | N/A | N/A | N/A | N/A | N/A | N/A | N/A | N/A | N/A | Single | R32 | Australia | 145563 | 46473 | 0 | Approved | Reverse Cycle | N/A | Yes | Class 8 | Yes | N/A | N/A | N/A | N/A | N/A | N/A | N/A | Available | N/A | N/A | 0 | http://www.domainappliances.com.au | N/A | 0 | 0 | AAC6564 | Yes | Variable output compressor | Inverter | No | - | 3500 | 0.8 | - | 390 | 1800 | No | - | - | - | 731.2 | 3769.5 | Yes | 225 | 1700 | No | - | - | 4500 | 1.07 | 420 | 2260 | No | - | - | No | - | - | - | 1590 | 4300 | No | - | - | - | - | - | - | - | - | No | - | - | No | - | -
ISR-52K-OUT/ISR-52K-IND | 0 | N/A | Domain | N/A | Non Ducted | Single Split System | Wall Hung | Air | Air | China | 1.505 | N/A | 5.25 | N/A | N/A | N/A | N/A | N/A | 1.35 | 5.4 | Calorimeter Room | 3.5006 | 4.0075 | N/A | - | N/A | N/A | N/A | N/A | N/A | N/A | N/A | N/A | N/A | N/A | N/A | N/A | N/A | N/A | N/A | N/A | N/A | Single | R410A | Australia | 129148 | 45840 | 0 | Approved | Reverse Cycle | N/A | Yes | Class 9 | Yes | N/A | N/A | Yes | Yes | Yes | N/A | N/A | Available | N/A | N/A | http://hao.tcl.com/ | 0 | N/A | 0 | 0 | AAC4973 | Yes | Variable output compressor | Inverter | No | - | 5250 | 1.505 | - | 605 | 2700 | No | - | - | - | 1375.57 | 5654.25 | No | 552.97 | 2907.9 | No | - | - | 5400 | 1.35 | 495 | 2650 | No | - | - | No | - | - | - | 1595 | 4750 | No | - | - | - | - | - | - | - | - | No | - | - | No | - | -
ISR-52P-OUT/ISR-52P-IND | 0 | N/A | Domain | N/A | Non Ducted | Single Split System | Wall Hung | Air | Air | China | 1.4 | N/A | 5.2 | N/A | N/A | N/A | N/A | N/A | 1.2 | 5.2 | Calorimeter Room | 3.6011 | 4.1987 | N/A | - | N/A | N/A | N/A | N/A | N/A | N/A | N/A | N/A | N/A | N/A | N/A | N/A | N/A | N/A | N/A | N/A | N/A | Single | R32 | Australia | 149271 | 47294 | 0 | Approved | Reverse Cycle | N/A | Yes | Class 9 | Yes | N/A | N/A | N/A | N/A | N/A | N/A | N/A | Available | N/A | N/A | 0 | http://www.domainappliances.com.au | N/A | 0 | 0 | AAC8311 | Yes | Variable output compressor | Inverter | No | - | 5200 | 1.4 | - | 560 | 2500 | No | - | - | - | 1279.6 | 5600.4 | Yes | 400 | 2600 | No | - | - | 5200 | 1.2 | 510 | 2600 | No | - | - | No | - | - | - | 1810 | 5300 | No | - | - | - | - | - | - | - | - | No | - | - | No | - | -
ISR-71K-OUT/ISR-71K-IND | 0 | N/A | Domain | N/A | Non Ducted | Single Split System | Wall Hung | Air | Air | China | 2.17 | N/A | 7.15 | N/A | N/A | N/A | N/A | N/A | 2.27 | 7.4 | Calorimeter Room | 3.2623 | 3.2515 | N/A | - | N/A | N/A | N/A | N/A | N/A | N/A | N/A | N/A | N/A | N/A | N/A | N/A | N/A | N/A | N/A | N/A | N/A | Single | R410A | Australia | 128593 | 45840 | 0 | Approved | Reverse Cycle | N/A | Yes | Class 9 | Yes | N/A | N/A | Yes | Yes | Yes | N/A | N/A | Available | N/A | N/A | http://hao.tcl.com/ | 0 | N/A | 0 | 0 | AAC4977 | Yes | Variable output compressor | Inverter | No | - | 7150 | 2.17 | - | 795 | 3650 | No | - | - | - | 1983.38 | 7700.55 | No | 726.63 | 3931.05 | No | - | - | 7400 | 2.27 | 880 | 3700 | No | - | - | No | - | - | - | 2730 | 7300 | No | - | - | - | - | - | - | - | - | No | - | - | No | - | -
ISR-72P-OUT/ISR-72P-IND | 0 | N/A | Domain | N/A | Non Ducted | Single Split System | Wall Hung | Air | Air | China | 1.9 | N/A | 7.2 | N/A | N/A | N/A | N/A | N/A | 1.7 | 7.2 | Calorimeter Room | 3.5574 | 4.0042 | N/A | - | N/A | N/A | N/A | N/A | N/A | N/A | N/A | N/A | N/A | N/A | N/A | N/A | N/A | N/A | N/A | N/A | N/A | Single | R32 | Australia | 145564 | 46467 | 0 | Approved | Reverse Cycle | N/A | Yes | Class 9 | Yes | N/A | N/A | N/A | N/A | N/A | N/A | N/A | Available | N/A | N/A | 0 | http://www.domainappliances.com.au | N/A | 0 | 0 | AAC6560 | Yes | Variable output compressor | Inverter | No | - | 7200 | 1.9 | - | 750 | 3700 | No | - | - | - | 1736.6 | 7754.4 | Yes | 580 | 3700 | No | - | - | 7200 | 1.7 | 690 | 3700 | No | - | - | No | - | - | - | 2100 | 6200 | No | - | - | - | - | - | - | - | - | No | - | - | No | - | -
ISR-85L-OUT/ISR-85L-IND | 0 | N/A | Domain | N/A | Non Ducted | Single Split System | Wall Hung | Air | Air | China | 2.55 | N/A | 8.45 | N/A | N/A | N/A | N/A | N/A | 2.385 | 8.75 | Calorimeter Room | 3.3279 | 3.6608 | N/A | - | N/A | N/A | N/A | N/A | N/A | N/A | N/A | N/A | N/A | N/A | N/A | N/A | N/A | N/A | N/A | N/A | N/A | Single | R32 | Australia | 131748 | 45909 | 0 | Approved | Reverse Cycle | N/A | Yes | Class 9 | Yes | N/A | N/A | Yes | Yes | Yes | N/A | N/A | Available | N/A | N/A | http://hao.tcl.com/ | 0 | N/A | 0 | 0 | AAC5273 | Yes | Variable output compressor | Inverter | No | - | 8450 | 2.55 | - | 940 | 4400 | No | - | - | - | 2330.7 | 9100.65 | No | 859.16 | 4738.8 | No | - | - | 8750 | 2.385 | 905 | 4450 | No | - | - | No | - | - | - | 2795 | 8500 | No | - | - | - | - | - | - | - | - | No | - | - | No | - | -
DualVent | DualVent | N/A | DualVent | N/A | Non Ducted | Unitary double duct wall mounted | - | Air | Air | China | 0.77 | N/A | 2.35 | N/A | N/A | N/A | N/A | N/A | 0.73 | 2.63 | Enthalpy Test Room | 3.0338 | 3.487 | N/A | 86.7 | N/A | N/A | N/A | N/A | N/A | N/A | N/A | N/A | N/A | N/A | N/A | N/A | N/A | N/A | N/A | N/A | N/A | Single | R290 | Australia | 154876 | 46937 | 0 | Approved | Reverse Cycle | N/A | No | Class 1 | No | N/A | N/A | N/A | N/A | N/A | N/A | N/A | Available | N/A | N/A | 0 | 0 | N/A | 0 | 0 | AAC7615 | Yes | Variable output compressor | Inverter | No | - | 2350 | 0.77 | - | 320 | 1200 | No | - | - | - | 703.78 | 2530.95 | Yes | 320 | 1200 | No | - | - | 2630 | 0.73 | 300 | 1350 | No | - | - | Yes | 750 | 2100 | No | - | - | No | - | - | - | - | - | No | - | - | No | - | - | No | - | -
YWD-08HD/FC-3 | DualVent | N/A | DualVent | N/A | Non Ducted | Unitary double duct wall mounted | - | Air | Air | China | 0.77 | N/A | 2.35 | N/A | N/A | N/A | N/A | N/A | 0.73 | 2.63 | Enthalpy Test Room | 3.0338 | 3.487 | N/A | 86.7 | N/A | N/A | N/A | N/A | N/A | N/A | N/A | N/A | N/A | N/A | N/A | N/A | N/A | N/A | N/A | N/A | N/A | Single | R290 | Australia | 154876 | 46937 | 0 | Approved | Reverse Cycle | N/A | No | Class 1 | No | N/A | N/A | N/A | N/A | N/A | N/A | N/A | Available | N/A | N/A | 0 | 0 | N/A | 0 | 0 | AAC7615 | Yes | Variable output compressor | Inverter | No | - | 2350 | 0.77 | - | 320 | 1200 | No | - | - | - | 703.78 | 2530.95 | Yes | 320 | 1200 | No | - | - | 2630 | 0.73 | 300 | 1350 | No | - | - | Yes | 750 | 2100 | No | - | - | No | - | - | - | - | - | No | - | - | No | - | - | No | - | -
YWD-08HD/FC-3-W | DualVent | N/A | DualVent | N/A | Non Ducted | Unitary double duct wall mounted | - | Air | Air | China | 0.77 | N/A | 2.35 | N/A | N/A | N/A | N/A | N/A | 0.73 | 2.63 | Enthalpy Test Room | 3.0338 | 3.487 | N/A | 86.7 | N/A | N/A | N/A | N/A | N/A | N/A | N/A | N/A | N/A | N/A | N/A | N/A | N/A | N/A | N/A | N/A | N/A | Single | R290 | Australia | 154876 | 46937 | 0 | Approved | Reverse Cycle | N/A | No | Class 1 | No | N/A | N/A | N/A | N/A | N/A | N/A | N/A | Available | N/A | N/A | 0 | 0 | N/A | 0 | 0 | AAC7615 | Yes | Variable output compressor | Inverter | No | - | 2350 | 0.77 | - | 320 | 1200 | No | - | - | - | 703.78 | 2530.95 | Yes | 320 | 1200 | No | - | - | 2630 | 0.73 | 300 | 1350 | No | - | - | Yes | 750 | 2100 | No | - | - | No | - | - | - | - | - | No | - | - | No | - | - | No | - | -
YWD1-08HD/FC-3-W | DualVent | N/A | DualVent | N/A | Non Ducted | Unitary double duct wall mounted | - | Air | Air | China | 0.77 | N/A | 2.35 | N/A | N/A | N/A | N/A | N/A | 0.73 | 2.63 | Enthalpy Test Room | 3.0338 | 3.487 | N/A | 86.7 | N/A | N/A | N/A | N/A | N/A | N/A | N/A | N/A | N/A | N/A | N/A | N/A | N/A | N/A | N/A | N/A | N/A | Single | R290 | Australia | 154876 | 46937 | 0 | Approved | Reverse Cycle | N/A | No | Class 1 | No | N/A | N/A | N/A | N/A | N/A | N/A | N/A | Available | N/A | N/A | 0 | 0 | N/A | 0 | 0 | AAC7615 | Yes | Variable output compressor | Inverter | No | - | 2350 | 0.77 | - | 320 | 1200 | No | - | - | - | 703.78 | 2530.95 | Yes | 320 | 1200 | No | - | - | 2630 | 0.73 | 300 | 1350 | No | - | - | Yes | 750 | 2100 | No | - | - | No | - | - | - | - | - | No | - | - | No | - | - | No | - | -
EG-SSS-28-ND | 0 | N/A | EcoGenius | N/A | Non Ducted | Single Split System | Wall Hung | Air | Air | China | 0.535 | N/A | 2.8 | N/A | N/A | N/A | N/A | N/A | 0.465 | 2.65 | Calorimeter Room | 5.1296 | 5.4411 | N/A | - | N/A | N/A | N/A | N/A | N/A | N/A | N/A | N/A | N/A | N/A | N/A | N/A | N/A | N/A | N/A | N/A | N/A | Single | R32 | Australia | 158376 | 47141 | 0 | Approved | Reverse Cycle | N/A | Yes | Class 8 | Yes | N/A | N/A | N/A | N/A | N/A | N/A | N/A | Available | N/A | N/A | https://eco-genius.com.au | http://eco-genius.com.au | N/A | 0 | 0 | AAC8017 | Yes | Variable output compressor | Inverter | No | - | 2800 | 0.535 | - | 260 | 1300 | No | - | - | - | 488.99 | 3015.6 | Yes | 185 | 1650 | No | - | - | 2650 | 0.465 | 215 | 1300 | No | - | - | No | - | - | - | 1300 | 3900 | No | - | - | - | - | - | - | - | - | No | - | - | No | - | -
ACR160U/ACR160D | 0 | N/A | Emerald Energy | N/A | Ducted | Single Split System | - | Air | Air | China | 4.776 | N/A | 16 | N/A | N/A | N/A | N/A | N/A | 4.87 | 18.9 | Enthalpy Test Room | 3.2809 | 3.8591 | N/A | - | N/A | N/A | N/A | N/A | N/A | N/A | N/A | N/A | N/A | N/A | N/A | N/A | N/A | N/A | N/A | N/A | N/A | Single | R32 | Australia,Fiji,New Zealand | 162502 | 47285 | 0 | Approved | Reverse Cycle | N/A | Yes | Class 11 | Yes | N/A | N/A | N/A | N/A | N/A | N/A | N/A | Available | N/A | N/A | https://emeraldplanet.com.au/ | https://emeraldplanet.com.au/ | N/A | 0 | 0 | AAC8297 | Yes | Variable output compressor | Inverter | No | - | 16000 | 4.776 | - | 1660 | 8000 | No | - | - | - | 4365.264 | 17232 | No | 1517.24 | 8616 | No | - | - | 18900 | 4.87 | 1857 | 9450 | No | - | - | Yes | 4110 | 13500 | No | - | - | No | - | - | - | - | - | No | - | - | No | - | - | No | - | -
ACSS25 | 0 | N/A | Emerald Energy | N/A | Non Ducted | Single Split System | Wall Hung | Air | Air | China | 0.52 | N/A | 2.5 | N/A | N/A | N/A | N/A | N/A | 0.67 | 3.2 | Calorimeter Room | 4.7758 | 4.7718 | N/A | - | N/A | N/A | N/A | N/A | N/A | N/A | N/A | N/A | N/A | N/A | N/A | N/A | N/A | N/A | N/A | N/A | N/A | Single | R32 | Australia | 157753 | 47068 | 0 | Approved | Reverse Cycle | N/A | Yes | Class 8 | Yes | N/A | N/A | N/A | N/A | N/A | N/A | N/A | Available | N/A | N/A | https://emeraldplanet.com.au/ | https://emeraldplanet.com.au/ | N/A | 0 | 0 | AAC7870 | Yes | Variable output compressor | Inverter | No | - | 2500 | 0.52 | - | 220 | 1250 | No | - | - | - | 475.28 | 2692.5 | Yes | 170 | 1280 | No | - | - | 3200 | 0.67 | 280 | 1600 | No | - | - | Yes | 960 | 3200 | No | - | - | No | - | - | - | - | - | No | - | - | No | - | - | No | - | -
ACSS35 | 0 | N/A | Emerald Energy | N/A | Non Ducted | Single Split System | Wall Hung | Air | Air | China | 0.81 | N/A | 3.5 | N/A | N/A | N/A | N/A | N/A | 0.83 | 3.7 | Calorimeter Room | 4.3337 | 4.4368 | N/A | - | N/A | N/A | N/A | N/A | N/A | N/A | N/A | N/A | N/A | N/A | N/A | N/A | N/A | N/A | N/A | N/A | N/A | Single | R32 | Australia | 158295 | 47096 | 0 | Approved | Reverse Cycle | N/A | Yes | Class 8 | Yes | N/A | N/A | N/A | N/A | N/A | N/A | N/A | Available | N/A | N/A | https://emeraldplanet.com.au/ | https://emeraldplanet.com.au/ | N/A | 0 | 0 | AAC7942 | Yes | Variable output compressor | Inverter | No | - | 3500 | 0.81 | - | 310 | 1750 | No | - | - | - | 740.34 | 3769.5 | Yes | 250 | 1800 | No | - | - | 3700 | 0.83 | 345 | 1850 | Yes | 240 | 1370 | Yes | 1290 | 3800 | No | - | - | No | - | - | - | - | - | No | - | - | No | - | - | No | - | -
ACSS50 | 0 | N/A | Emerald Energy | N/A | Non Ducted | Single Split System | Wall Hung | Air | Air | China | 1.23 | N/A | 5 | N/A | N/A | N/A | N/A | N/A | 1.24 | 5.3 | Calorimeter Room | 4.2016 | 4.2437 | N/A | - | N/A | N/A | N/A | N/A | N/A | N/A | N/A | N/A | N/A | N/A | N/A | N/A | N/A | N/A | N/A | N/A | N/A | Single | R32 | Australia | 157178 | 47036 | 0 | Approved | Reverse Cycle | N/A | Yes | Class 9 | Yes | N/A | N/A | N/A | N/A | N/A | N/A | N/A | Available | N/A | N/A | https://emeraldplanet.com.au/ | https://emeraldplanet.com.au/ | N/A | 0 | 0 | AAC7825 | Yes | Variable output compressor | Inverter | No | - | 5000 | 1.23 | - | 440 | 2500 | No | - | - | - | 1124.22 | 5385 | Yes | 360 | 2750 | Yes | 235 | 1800 | 5300 | 1.24 | 475 | 2650 | No | - | - | Yes | 1630 | 4750 | No | - | - | No | - | - | - | - | - | No | - | - | No | - | - | No | - | -
ACSS72 | 0 | N/A | Emerald Energy | N/A | Non Ducted | Single Split System | Wall Hung | Air | Air | China | 1.84 | N/A | 7.2 | N/A | N/A | N/A | N/A | N/A | 1.91 | 7.5 | Calorimeter Room | 3.9585 | 3.7986 | N/A | - | N/A | N/A | N/A | N/A | N/A | N/A | N/A | N/A | N/A | N/A | N/A | N/A | N/A | N/A | N/A | N/A | N/A | Single | R32 | Australia | 157966 | 47075 | 0 | Approved | Reverse Cycle | N/A | Yes | Class 9 | Yes | N/A | N/A | N/A | N/A | N/A | N/A | N/A | Available | N/A | N/A | https://emeraldplanet.com.au/ | https://emeraldplanet.com.au/ | N/A | 0 | 0 | AAC7899 | Yes | Variable output compressor | Inverter | No | - | 7200 | 1.84 | - | 730 | 3600 | No | - | - | - | 1681.76 | 7754.4 | Yes | 590 | 3850 | No | - | - | 7500 | 1.91 | 740 | 3750 | Yes | 490 | 2500 | Yes | 2730 | 7300 | No | - | - | No | - | - | - | - | - | No | - | - | No | - | - | No | - | -
ACV200U | 0 | N/A | Emerald Energy | N/A | Ducted | vrf | N/A | Air | Air | China | 4.2 | N/A | 20 | N/A | N/A | N/A | N/A | N/A | 5.99 | 26 | Enthalpy Test Room | 4.6531 | 4.1651 | N/A | - | N/A | N/A | N/A | N/A | N/A | N/A | N/A | N/A | N/A | N/A | N/A | N/A | N/A | N/A | N/A | N/A | N/A | Single | R410A | Australia,Fiji,New Zealand | 161821 | 47261 | 0 | Approved | Reverse Cycle | N/A | Yes | Class 20 | Yes | N/A | N/A | N/A | N/A | N/A | N/A | N/A | Available | N/A | N/A | https://emeraldplanet.com.au/ | https://emeraldplanet.com.au/ | N/A | 0 | 0 | AAC8260 | Yes | Variable output compressor | Inverter | No | - | 20000 | 4.2 | - | 1600 | 10000 | No | - | - | - | 3838.8 | 21540 | Yes | 1350 | 11400 | No | - | - | 26000 | 5.99 | 2260 | 13000 | Yes | 1210 | 7060 | Yes | 7390 | 23700 | No | - | - | No | - | - | - | - | - | No | - | - | No | - | - | No | - | -
ACV200U | 0 | N/A | Emerald Energy | N/A | Both | vrf | N/A | Air | Air | China | 4.2 | N/A | 20 | N/A | N/A | N/A | N/A | N/A | 5.99 | 26 | Enthalpy Test Room | 4.6531 | 4.1651 | N/A | - | N/A | N/A | N/A | N/A | N/A | N/A | N/A | N/A | N/A | N/A | N/A | N/A | N/A | N/A | N/A | N/A | N/A | Single | R410A | Australia,Fiji,New Zealand | 162529 | 47288 | 0 | Approved | Reverse Cycle | N/A | Yes | Class 20 | Yes | N/A | N/A | N/A | N/A | N/A | N/A | N/A | Available | N/A | N/A | https://emeraldplanet.com.au/ | https://emeraldplanet.com.au/ | N/A | 0 | 0 | AAC8305 | Yes | Variable output compressor | Inverter | No | - | 20000 | 4.2 | - | 1600 | 10000 | No | - | - | - | 3838.8 | 21540 | Yes | 1350 | 11400 | No | - | - | 26000 | 5.99 | 2260 | 13000 | Yes | 1210 | 7060 | Yes | 7390 | 23700 | No | - | - | No | - | - | - | - | - | - | - | - | No | - | - | No | - | -
ERS-AC24KWH | 0 | N/A | ERS TECH | N/A | Non Ducted | vrf | N/A | Air | Air | China | 3.595 | N/A | 15.5 | N/A | N/A | N/A | N/A | N/A | 3.7 | 19.5 | Enthalpy Test Room | 4.6479 | 5.2955 | N/A | - | N/A | N/A | N/A | N/A | N/A | N/A | N/A | N/A | N/A | N/A | N/A | N/A | N/A | N/A | N/A | N/A | N/A | Single | R410A | Australia,Fiji,New Zealand | 157158 | 47037 | 0 | Approved | Reverse Cycle | N/A | No | Class 20 | No | N/A | N/A | N/A | N/A | N/A | N/A | N/A | Available | N/A | N/A | 0 | 0 | N/A | 0 | 0 | AAC7831 | Yes | Multi-stage | - | No | - | 15500 | 3.595 | Yes | 1465 | 8365 | No | - | - | Yes | 3280.68 | 16705 | - | 1340.88 | 9012.66 | No | - | - | 19500 | 3.7 | 1615 | 10430 | No | - | - | Yes | 5050 | 19122 | No | - | - | No | - | - | - | - | - | No | - | - | No | - | - | No | - | -
ERS-AC24KWH-G | 0 | N/A | ERS tech | N/A | Non Ducted | vrf | Wall Hung | Air | Air | China | 3.31 | N/A | 15.5 | N/A | N/A | N/A | N/A | N/A | 5.15 | 21 | Enthalpy Test Room | 4.6894 | 4.1704 | N/A | - | N/A | N/A | N/A | N/A | N/A | N/A | N/A | N/A | N/A | N/A | N/A | N/A | N/A | N/A | N/A | N/A | N/A | Single | R410A | Australia,Fiji,New Zealand | 158702 | 47106 | 0 | Approved | Reverse Cycle | N/A | No | Class 20 | No | N/A | N/A | N/A | N/A | N/A | N/A | N/A | Available | N/A | N/A | 0 | 0 | N/A | 0 | 0 | AAC7977 | Yes | Variable output compressor | Inverter | No | - | 15500 | 3.31 | - | 1280 | 7700 | No | - | - | - | 3025.34 | 16693.5 | No | 1169.92 | 8292.9 | No | - | - | 21000 | 5.15 | 1810 | 10250 | Yes | 720 | 4100 | Yes | 6300 | 19650 | Yes | 4630 | 16600 | No | - | - | - | - | - | No | - | - | No | - | - | No | - | -
ERS-AC28F01 | 0 | N/A | ERS tech | N/A | Non Ducted | Single Split System | Wall Hung | Air | Air | China | 0.535 | N/A | 2.8 | N/A | N/A | N/A | N/A | N/A | 0.465 | 2.65 | Calorimeter Room | 5.1296 | 5.4411 | N/A | - | N/A | N/A | N/A | N/A | N/A | N/A | N/A | N/A | N/A | N/A | N/A | N/A | N/A | N/A | N/A | N/A | N/A | Single | R32 | Australia,Fiji,New Zealand | 157520 | 47075 | 0 | Approved | Reverse Cycle | N/A | Yes | Class 8 | Yes | N/A | N/A | N/A | N/A | N/A | N/A | N/A | Available | N/A | N/A | 0 | 0 | N/A | 0 | 0 | AAC7897 | Yes | Variable output compressor | Inverter | No | - | 2800 | 0.535 | - | 260 | 1300 | No | - | - | - | 488.99 | 3015.6 | Yes | 185 | 1650 | No | - | - | 2650 | 0.465 | 215 | 1300 | No | - | - | No | - | - | - | 1300 | 3900 | No | - | - | - | - | - | - | - | - | No | - | - | No | - | -
ERS-AC52F01 | 0 | N/A | ERS tech | N/A | Non Ducted | Single Split System | Wall Hung | Air | Air | China | 1.4 | N/A | 5.2 | N/A | N/A | N/A | N/A | N/A | 1.2 | 5.2 | Calorimeter Room | 3.6011 | 4.1987 | N/A | - | N/A | N/A | N/A | N/A | N/A | N/A | N/A | N/A | N/A | N/A | N/A | N/A | N/A | N/A | N/A | N/A | N/A | Single | R32 | Australia,Fiji,New Zealand | 157529 | 47075 | 0 | Approved | Reverse Cycle | N/A | Yes | Class 9 | Yes | N/A | N/A | N/A | N/A | N/A | N/A | N/A | Available | N/A | N/A | 0 | 0 | N/A | 0 | 0 | AAC7896 | Yes | Variable output compressor | Inverter | No | - | 5200 | 1.4 | - | 560 | 2500 | No | - | - | - | 1279.6 | 5600.4 | Yes | 400 | 2600 | No | - | - | 5200 | 1.2 | 510 | 2600 | No | - | - | No | - | - | - | 1810 | 5300 | No | - | - | - | - | - | - | - | - | No | - | - | No | - | -
ERS-AC72F01 | 0 | N/A | ERS tech | N/A | Non Ducted | Single Split System | Wall Hung | Air | Air | China | 1.9 | N/A | 7.2 | N/A | N/A | N/A | N/A | N/A | 1.7 | 7.2 | Calorimeter Room | 3.5574 | 4.0042 | N/A | - | N/A | N/A | N/A | N/A | N/A | N/A | N/A | N/A | N/A | N/A | N/A | N/A | N/A | N/A | N/A | N/A | N/A | Single | R32 | Australia,Fiji,New Zealand | 157537 | 47075 | 0 | Approved | Reverse Cycle | N/A | Yes | Class 9 | Yes | N/A | N/A | N/A | N/A | N/A | N/A | N/A | Available | N/A | N/A | 0 | 0 | N/A | 0 | 0 | AAC7895 | Yes | Variable output compressor | Inverter | No | - | 7200 | 1.9 | - | 750 | 3700 | No | - | - | - | 1736.6 | 7754.4 | Yes | 580 | 3700 | No | - | - | 7200 | 1.7 | 690 | 3700 | No | - | - | No | - | - | - | 2100 | 6200 | No | - | - | - | - | - | - | - | - | No | - | - | No | - | -
ERS-AC82F01 | 0 | N/A | ERS tech | N/A | Non Ducted | Single Split System | Wall Hung | Air | Air | China | 2.3 | N/A | 8.2 | N/A | N/A | N/A | N/A | N/A | 2.3 | 8.5 | Calorimeter Room | 3.5346 | 3.7519 | N/A | - | N/A | N/A | N/A | N/A | N/A | N/A | N/A | N/A | N/A | N/A | N/A | N/A | N/A | N/A | N/A | N/A | N/A | Single | R32 | Australia,Fiji,New Zealand | 157538 | 47072 | 0 | Approved | Reverse Cycle | N/A | Yes | Class 9 | Yes | N/A | N/A | N/A | N/A | N/A | N/A | N/A | Available | N/A | N/A | 0 | 0 | N/A | 0 | 0 | AAC7894 | Yes | Variable output compressor | Inverter | No | - | 8200 | 2.3 | - | 810 | 4200 | No | - | - | - | 2102.2 | 8831.4 | Yes | 650 | 4250 | No | - | - | 8500 | 2.3 | 750 | 4200 | No | - | - | No | - | - | - | 3000 | 7900 | No | - | - | - | - | - | - | - | - | No | - | - | No | - | -
EUR-26SPLIT | 0 | N/A | EUROMATIC | N/A | Non Ducted | Single Split System | Wall Hung | Air | Air | China | 0.595 | N/A | 2.64 | N/A | N/A | N/A | N/A | N/A | 0.985 | 4.05 | Calorimeter Room | 4.3349 | 3.8501 | N/A | - | N/A | N/A | N/A | N/A | N/A | N/A | N/A | N/A | N/A | N/A | N/A | N/A | N/A | N/A | N/A | N/A | N/A | Single | R32 | Australia,Fiji,New Zealand | 158226 | 47086 | 0 | Approved | Reverse Cycle | N/A | Yes | Class 8 | Yes | N/A | N/A | N/A | N/A | N/A | N/A | N/A | Available | N/A | N/A | 0 | 0 | N/A | 0 | 0 | AAC7918 | Yes | Variable output compressor | Inverter | No | - | 2640 | 0.595 | - | 445 | 1450 | No | - | - | - | 543.83 | 2843.28 | Yes | 170 | 1280 | No | - | - | 4050 | 0.985 | 345 | 1930 | No | - | - | No | - | - | - | 1450 | 3500 | No | - | - | - | - | - | - | - | - | No | - | - | No | - | -
AJT040LBLCH | 0 | N/A | FUJITSU | 0.88 | Non Ducted | vrf | N/A | Air | Air | China | 2.98 | 11.22 | 12.1 | N/A | N/A | N/A | N/A | N/A | 2.47 | 12.1 | Enthalpy Test Room | 4.1885 | 5.142 | Yes | - | N/A | 39.33 | 39.49 | N/A | N/A | N/A | N/A | N/A | 3.8462 | 4.5176 | N/A | N/A | N/A | N/A | N/A | N/A | Enthalpy Test Room | Single | R410A | Australia,New Zealand | 154157 | 46882 | 0 | Approved | Reverse Cycle | N/A | Yes | Class 20 | Yes | N/A | N/A | N/A | N/A | N/A | N/A | 4.0159 | Available | N/A | N/A | https://www.fujitsugeneral.com.au/ | http://www.fujitsugeneral.com.au | N/A | 0 | 0 | AAC7478 | Yes | Variable output compressor | Inverter | No | - | 12100 | 2.98 | - | 1400 | 6050 | No | - | - | - | 2723.72 | 13031.7 | No | 1279.6 | 6515.85 | No | - | - | 12100 | 2.47 | 1340 | 6050 | No | - | - | Yes | 4020 | 9900 | No | - | - | No | - | - | - | - | - | No | - | - | No | - | - | No | - | -
AJT040LCLBH | 0 | N/A | FUJITSU | 0.88 | Non Ducted | vrf | N/A | Air | Air | China | 3.52 | 11.22 | 12.1 | N/A | N/A | N/A | N/A | N/A | 2.63 | 12.1 | Enthalpy Test Room | 4.1858 | 4.7389 | Yes | - | N/A | 39.33 | 39.49 | N/A | N/A | N/A | N/A | N/A | 3.8462 | 4.5176 | N/A | N/A | N/A | N/A | N/A | N/A | Enthalpy Test Room | Single | R410A | Australia,New Zealand | 134671 | 45999 | 0 | Approved | Reverse Cycle | N/A | No | Class 20 | No | N/A | N/A | N/A | N/A | N/A | N/A | 4.0159 | Available | N/A | N/A | https://www.fujitsugeneral.com.au/ | http://www.fujitsugeneral.com.au | N/A | 0 | 0 | AAC5546 | Yes | Variable output compressor | Inverter | No | - | 12100 | 3.52 | - | 970 | 6050 | No | - | - | - | 3217.28 | 13031.7 | No | 886.58 | 6515.85 | No | - | - | 12100 | 2.63 | 1010 | 6050 | No | - | - | Yes | 3540 | 9600 | No | - | - | No | - | - | - | - | - | No | - | - | No | - | - | No | - | -
AJT040LCLCH | 0 | N/A | FUJITSU | 0.88 | Non Ducted | vrf | N/A | Air | Air | China | 3.52 | 11.22 | 12.1 | N/A | N/A | N/A | N/A | N/A | 2.63 | 12.1 | Enthalpy Test Room | 4.1852 | 4.7394 | Yes | - | N/A | 39.33 | 39.49 | N/A | N/A | N/A | N/A | N/A | 3.8462 | 4.5176 | N/A | N/A | N/A | N/A | N/A | N/A | Enthalpy Test Room | Single | R410A | Australia,New Zealand | 154168 | 46882 | 0 | Approved | Reverse Cycle | N/A | Yes | Class 20 | Yes | N/A | N/A | N/A | N/A | N/A | N/A | 4.0159 | Available | N/A | N/A | https://www.fujitsugeneral.com.au/ | http://www.fujitsugeneral.com.au | N/A | 0 | 0 | AAC7479 | Yes | Variable output compressor | Inverter | No | - | 12100 | 3.52 | - | 970 | 6050 | No | - | - | - | 3217.28 | 13031.7 | No | 886.58 | 6515.85 | No | - | - | 12100 | 2.63 | 1010 | 6050 | No | - | - | Yes | 3540 | 9600 | No | - | - | No | - | - | - | - | - | No | - | - | No | - | - | No | - | -
AJT045LBLCH | 0 | N/A | FUJITSU | 1.97 | Non Ducted | vrf | N/A | Air | Air | China | 3.65 | 12.03 | 14 | N/A | N/A | N/A | N/A | N/A | 3.05 | 14 | Enthalpy Test Room | 4.1227 | 4.8806 | Yes | - | N/A | 39.33 | 39.49 | N/A | N/A | N/A | N/A | N/A | 3.6815 | 4.253 | N/A | N/A | N/A | N/A | N/A | N/A | Enthalpy Test Room | Single | R410A | Australia,New Zealand | 154158 | 46882 | 0 | Approved | Reverse Cycle | N/A | Yes | Class 20 | Yes | N/A | N/A | N/A | N/A | N/A | N/A | 3.8141 | Available | N/A | N/A | https://www.fujitsugeneral.com.au/ | http://www.fujitsugeneral.com.au | Yes | 0 | 0 | AAC7476 | Yes | Variable output compressor | Inverter | No | - | 14000 | 3.65 | - | 1650 | 7000 | No | - | - | - | 3336.1 | 15078 | No | 1508.1 | 7539 | No | - | - | 14000 | 3.05 | 1490 | 7000 | No | - | - | Yes | 3980 | 9700 | No | - | - | No | - | - | - | - | - | No | - | - | No | - | - | No | - | -
AJT045LCLBH | 0 | N/A | FUJITSU | 1.97 | Non Ducted | vrf | N/A | Air | Air | China | 4.31 | 12.03 | 14 | N/A | N/A | N/A | N/A | N/A | 3.26 | 14 | Enthalpy Test Room | 3.493 | 4.3612 | Yes | - | N/A | 39.33 | 39.49 | N/A | N/A | N/A | N/A | N/A | 3.6815 | 4.253 | N/A | N/A | N/A | N/A | N/A | N/A | Enthalpy Test Room | Single | R410A | Australia,New Zealand | 134682 | 45999 | 0 | Approved | Reverse Cycle | N/A | No | Class 20 | No | N/A | N/A | N/A | N/A | N/A | N/A | 3.8141 | Available | N/A | N/A | https://www.fujitsugeneral.com.au/ | http://www.fujitsugeneral.com.au | Yes | 0 | 0 | AAC5548 | Yes | Variable output compressor | Inverter | No | - | 14000 | 4.31 | - | 1220 | 7000 | No | - | - | - | 3939.34 | 15078 | No | 1115.08 | 7539 | No | - | - | 14000 | 3.26 | 1190 | 7000 | No | - | - | Yes | 3620 | 9700 | No | - | - | No | - | - | - | - | - | No | - | - | No | - | - | No | - | -
AJT045LCLCH | 0 | N/A | FUJITSU | 1.97 | Non Ducted | vrf | N/A | Air | Air | China | 4.31 | 12.03 | 14 | N/A | N/A | N/A | N/A | N/A | 3.26 | 14 | Enthalpy Test Room | 3.493 | 4.3607 | Yes | - | N/A | 39.33 | 39.49 | N/A | N/A | N/A | N/A | N/A | 3.6815 | 4.253 | N/A | N/A | N/A | N/A | N/A | N/A | Enthalpy Test Room | Single | R410A | Australia,New Zealand | 154169 | 46882 | 0 | Approved | Reverse Cycle | N/A | Yes | Class 20 | Yes | N/A | N/A | N/A | N/A | N/A | N/A | 3.8141 | Available | N/A | N/A | https://www.fujitsugeneral.com.au/ | http://www.fujitsugeneral.com.au | Yes | 0 | 0 | AAC7480 | Yes | Variable output compressor | Inverter | No | - | 14000 | 4.31 | - | 1220 | 7000 | No | - | - | - | 3939.34 | 15078 | No | 1115.08 | 7539 | No | - | - | 14000 | 3.26 | 1190 | 7000 | No | - | - | Yes | 3620 | 9700 | No | - | - | No | - | - | - | - | - | No | - | - | No | - | - | No | - | -
AJT054LBLCH | 0 | N/A | FUJITSU | 2.58 | Non Ducted | vrf | N/A | Air | Air | China | 4.26 | 12.92 | 15.5 | N/A | N/A | N/A | N/A | N/A | 3.58 | 15.5 | Enthalpy Test Room | 3.7397 | 4.507 | Yes | - | N/A | 38.23 | 38.39 | N/A | N/A | N/A | N/A | N/A | 3.4979 | 4.0241 | N/A | N/A | N/A | N/A | N/A | N/A | Enthalpy Test Room | Single | R410A | Australia,New Zealand | 154159 | 46883 | 0 | Approved | Reverse Cycle | N/A | Yes | Class 20 | Yes | N/A | N/A | N/A | N/A | N/A | N/A | 3.603 | Available | N/A | N/A | https://www.fujitsugeneral.com.au/ | http://www.fujitsugeneral.com.au | Yes | 0 | 0 | AAC7485 | Yes | Variable output compressor | Inverter | No | - | 15500 | 4.26 | - | 1980 | 7750 | No | - | - | - | 3893.64 | 16693.5 | No | 1809.72 | 8346.75 | No | - | - | 15500 | 3.58 | 1710 | 7750 | No | - | - | Yes | 4200 | 10000 | No | - | - | No | - | - | - | - | - | No | - | - | No | - | - | No | - | -
AJT054LCLBH | 0 | N/A | FUJITSU | 1.97 | Non Ducted | vrf | N/A | Air | Air | China | 4.73 | 12.03 | 15.1 | N/A | N/A | N/A | N/A | N/A | 3.65 | 15.1 | Enthalpy Test Room | 3.243 | 4.2012 | Yes | - | N/A | 39.33 | 39.49 | N/A | N/A | N/A | N/A | N/A | 3.6815 | 4.253 | N/A | N/A | N/A | N/A | N/A | N/A | Enthalpy Test Room | Single | R410A | Australia,New Zealand | 134681 | 45999 | 0 | Approved | Reverse Cycle | N/A | No | Class 20 | No | N/A | N/A | N/A | N/A | N/A | N/A | 3.8141 | Available | N/A | N/A | https://www.fujitsugeneral.com.au/ | http://www.fujitsugeneral.com.au | Yes | 0 | 0 | AAC5547 | Yes | Variable output compressor | Inverter | No | - | 15100 | 4.73 | - | 1370 | 7550 | No | - | - | - | 4323.22 | 16262.7 | No | 1252.18 | 8131.35 | No | - | - | 15100 | 3.65 | 1320 | 7550 | No | - | - | Yes | 4100 | 9800 | No | - | - | No | - | - | - | - | - | No | - | - | No | - | - | No | - | -
AJT054LCLCH | 0 | N/A | FUJITSU | 1.97 | Non Ducted | vrf | N/A | Air | Air | China | 4.73 | 12.03 | 15.1 | N/A | N/A | N/A | N/A | N/A | 3.65 | 15.1 | Enthalpy Test Room | 3.2432 | 4.2008 | Yes | - | N/A | 39.33 | 39.49 | N/A | N/A | N/A | N/A | N/A | 3.6815 | 4.253 | N/A | N/A | N/A | N/A | N/A | N/A | Enthalpy Test Room | Single | R410A | Australia,New Zealand | 154170 | 46882 | 0 | Approved | Reverse Cycle | N/A | Yes | Class 20 | Yes | N/A | N/A | N/A | N/A | N/A | N/A | 3.8141 | Available | N/A | N/A | https://www.fujitsugeneral.com.au/ | http://www.fujitsugeneral.com.au | Yes | 0 | 0 | AAC7481 | Yes | Variable output compressor | Inverter | No | - | 15100 | 4.73 | - | 1370 | 7550 | No | - | - | - | 4323.22 | 16262.7 | No | 1252.18 | 8131.35 | No | - | - | 15100 | 3.65 | 1320 | 7550 | No | - | - | Yes | 4100 | 9800 | No | - | - | No | - | - | - | - | - | No | - | - | No | - | - | No | - | -
AJT072GALCH | 0 | N/A | FUJITSU | 3.1 | Non Ducted | vrf | N/A | Air | Air | China | 5.89 | 19.3 | 22.4 | N/A | N/A | N/A | N/A | N/A | 5.18 | 22.4 | Enthalpy Test Room | 3.8242 | 4.6032 | Yes | - | N/A | 111 | 111 | N/A | N/A | N/A | N/A | N/A | 3.3272 | 3.8778 | N/A | N/A | N/A | N/A | N/A | N/A | Enthalpy Test Room | Three | R410A | Australia,New Zealand | 132933 | 45931 | 0 | Approved | Reverse Cycle | N/A | No | Class 20 | No | N/A | N/A | N/A | N/A | N/A | N/A | 3.5224 | Available | N/A | N/A | https://www.fujitsugeneral.com.au/ | http://www.fujitsugeneral.com.au | Yes | 0 | 0 | AAC5360 | Yes | Variable output compressor | Inverter | No | - | 22400 | 5.89 | - | 2130 | 11200 | No | - | - | - | 5383.46 | 24124.8 | No | 1946.82 | 12062.4 | No | - | - | 22400 | 5.18 | 2440 | 11200 | No | - | - | Yes | 8560 | 18000 | No | - | - | No | - | - | - | - | - | No | - | - | No | - | - | No | - | -
AJT090GALCH | 0 | N/A | FUJITSU | 4.7 | Non Ducted | vrf | N/A | Air | Air | China | 8.65 | 23.3 | 28 | N/A | N/A | N/A | N/A | N/A | 7.16 | 28 | Enthalpy Test Room | 3.2613 | 4.0949 | Yes | - | N/A | 111 | 111 | N/A | N/A | N/A | N/A | N/A | 3.1191 | 3.592 | N/A | N/A | N/A | N/A | N/A | N/A | Enthalpy Test Room | Three | R410A | Australia,New Zealand | 132934 | 45931 | 0 | Approved | Reverse Cycle | N/A | No | Class 20 | No | N/A | N/A | N/A | N/A | N/A | N/A | 3.255 | Available | N/A | N/A | https://www.fujitsugeneral.com.au/ | http://www.fujitsugeneral.com.au | Yes | 0 | 0 | AAC5366 | Yes | Variable output compressor | Inverter | No | - | 28000 | 8.65 | - | 2920 | 14000 | No | - | - | - | 7906.1 | 30156 | No | 2668.88 | 15078 | No | - | - | 28000 | 7.16 | 3150 | 14000 | No | - | - | Yes | 9540 | 18700 | No | - | - | No | - | - | - | - | - | No | - | - | No | - | - | No | - | -
AJT108GALCH | 0 | N/A | FUJITSU | 7.2 | Non Ducted | vrf | N/A | Air | Air | China | 10.57 | 26.3 | 33.5 | N/A | N/A | N/A | N/A | N/A | 8.63 | 33.5 | Enthalpy Test Room | 3.3613 | 4.185 | Yes | - | N/A | 111 | 111 | N/A | N/A | N/A | N/A | N/A | 3.1224 | 3.732 | N/A | N/A | N/A | N/A | N/A | N/A | Enthalpy Test Room | Three | R410A | Australia,New Zealand | 132935 | 45931 | 0 | Approved | Reverse Cycle | N/A | No | Class 20 | No | N/A | N/A | N/A | N/A | N/A | N/A | 3.2342 | Available | N/A | N/A | https://www.fujitsugeneral.com.au/ | http://www.fujitsugeneral.com.au | Yes | 0 | 0 | AAC5362 | Yes | Variable output compressor | Inverter | No | No | 33500 | 10.57 | - | 3320 | 16750 | No | - | - | - | 9660.98 | 36079.5 | No | 3034.48 | 18039.75 | No | - | - | 33500 | 8.63 | 3770 | 16750 | No | - | - | Yes | 8700 | 18900 | No | - | - | No | - | - | - | - | - | No | - | - | No | - | - | No | - | -
AJT126GALCH | 0 | N/A | FUJITSU | 9.2 | Non Ducted | vrf | N/A | Air | Air | China | 12.81 | 30.8 | 40 | N/A | N/A | N/A | N/A | N/A | 10.35 | 40 | Enthalpy Test Room | 3.1505 | 4.0689 | Yes | - | N/A | 111 | 111 | N/A | N/A | N/A | N/A | N/A | 2.9229 | 3.4903 | N/A | N/A | N/A | N/A | N/A | N/A | Enthalpy Test Room | Three | R410A | Australia,New Zealand | 132936 | 45931 | 0 | Approved | Reverse Cycle | N/A | No | Class 21 | No | N/A | N/A | N/A | N/A | N/A | N/A | 3.0049 | Available | N/A | N/A | https://www.fujitsugeneral.com.au/ | http://www.fujitsugeneral.com.au | Yes | 0 | 0 | AAC5367 | Yes | Variable output compressor | Inverter | No | No | 40000 | 12.81 | - | 4090 | 20000 | No | - | - | - | 11708.34 | 43080 | No | 3738.26 | 21540 | No | - | - | 40000 | 10.35 | 4400 | 20000 | No | - | - | Yes | 10770 | 22200 | No | - | - | No | - | - | - | - | - | No | - | - | No | - | - | No | - | -
AJT144GALCH | 0 | N/A | FUJITSU | 1.95 | Non Ducted | vrf | N/A | Air | Air | China | 15.08 | 43.05 | 45 | N/A | N/A | N/A | N/A | N/A | 12.11 | 42 | Enthalpy Test Room | 3.0147 | 3.6206 | Yes | - | N/A | 128.14 | 128.35 | 3.5224 | N/A | N/A | N/A | N/A | 2.9335 | 3.2478 | N/A | N/A | N/A | N/A | N/A | N/A | Enthalpy Test Room | Three | R410A | Australia,New Zealand | 132937 | 45931 | 0 | Approved | Reverse Cycle | N/A | No | Class 21 | No | N/A | N/A | N/A | N/A | N/A | N/A | 3.0179 | Available | N/A | N/A | https://www.fujitsugeneral.com.au/ | http://www.fujitsugeneral.com.au | Yes | 0 | 0 | AAC5363 | Yes | Variable output compressor | Inverter | No | No | 45000 | 15.08 | - | 4750 | 22500 | No | - | - | - | 13783.12 | 48465 | No | 4341.5 | 24232.5 | No | - | - | 42000 | 12.11 | 4340 | 21000 | No | - | - | Yes | 10350 | 22600 | No | - | - | No | - | - | - | - | - | No | - | - | No | - | - | No | - | -
AJT144GALCHH | 0 | N/A | FUJITSU | N/A | Non Ducted | vrf | N/A | Air | Air | China | 11.78 | N/A | 44.8 | N/A | N/A | N/A | N/A | N/A | 10.36 | 44.8 | Enthalpy Test Room | 3.8242 | 4.603 | N/A | - | N/A | N/A | N/A | N/A | N/A | N/A | N/A | N/A | N/A | N/A | N/A | N/A | N/A | N/A | N/A | N/A | N/A | Three | R410A | Australia,Fiji,New Zealand | 142577 | 46321 | 0 | Approved | Reverse Cycle | N/A | No | Class 21 | No | N/A | N/A | N/A | N/A | N/A | N/A | N/A | Available | N/A | N/A | https://www.fujitsugeneral.com.au/ | http://www.fujitsugeneral.com.au | N/A | 0 | 0 | AAC6310 | Yes | Variable output compressor | Inverter | No | No | 44800 | 11.78 | - | 4260 | 22400 | No | - | - | - | 10766.92 | 48249.6 | No | 3893.64 | 24124.8 | No | - | - | 44800 | 10.36 | 4880 | 22400 | No | - | - | Yes | 17120 | 36000 | No | - | - | No | - | - | - | - | - | No | - | - | No | - | - | No | - | -
AJT162GALCH | 0 | N/A | FUJITSU | N/A | Non Ducted | vrf | N/A | Air | Air | China | 14.54 | N/A | 50.4 | N/A | N/A | N/A | N/A | N/A | 12.34 | 50.4 | Enthalpy Test Room | 3.4893 | 4.3058 | N/A | - | N/A | N/A | N/A | N/A | N/A | N/A | N/A | N/A | N/A | N/A | N/A | N/A | N/A | N/A | N/A | N/A | N/A | Three | R410A | Australia,Fiji,New Zealand | 142572 | 46321 | 0 | Approved | Reverse Cycle | N/A | No | Class 21 | No | N/A | N/A | N/A | N/A | N/A | N/A | N/A | Available | N/A | N/A | https://www.fujitsugeneral.com.au/ | http://www.fujitsugeneral.com.au | N/A | 0 | 0 | AAC6309 | Yes | Variable output compressor | Inverter | No | No | 50400 | 14.54 | - | 5050 | 25200 | No | - | - | - | 13289.56 | 54280.8 | No | 4615.7 | 27140.4 | No | - | - | 50400 | 12.34 | 5590 | 25200 | No | - | - | Yes | 18100 | 36700 | No | - | - | No | - | - | - | - | - | No | - | - | No | - | - | No | - | -
AJT180GALCH | 0 | N/A | FUJITSU | N/A | Non Ducted | vrf | N/A | Air | Air | China | 16.46 | N/A | 55.9 | N/A | N/A | N/A | N/A | N/A | 13.81 | 55.9 | Enthalpy Test Room | 3.5322 | 4.3426 | N/A | - | N/A | N/A | N/A | N/A | N/A | N/A | N/A | N/A | N/A | N/A | N/A | N/A | N/A | N/A | N/A | N/A | N/A | Three | R410A | Australia,Fiji,New Zealand | 142574 | 46321 | 0 | Approved | Reverse Cycle | N/A | No | Class 21 | No | N/A | N/A | N/A | N/A | N/A | N/A | N/A | Available | N/A | N/A | https://www.fujitsugeneral.com.au/ | http://www.fujitsugeneral.com.au | N/A | 0 | 0 | AAC6308 | Yes | Variable output compressor | Inverter | No | No | 55900 | 16.46 | - | 5450 | 27950 | No | - | - | - | 15044.44 | 60204.3 | No | 4981.3 | 30102.15 | No | - | - | 55900 | 13.81 | 6210 | 27950 | No | - | - | Yes | 17260 | 36900 | No | - | - | No | - | - | - | - | - | No | - | - | No | - | - | No | - | -
AJT198GALCH | 0 | N/A | FUJITSU | N/A | Non Ducted | vrf | N/A | Air | Air | China | 19.22 | N/A | 61.5 | N/A | N/A | N/A | N/A | N/A | 15.79 | 61.5 | Enthalpy Test Room | 3.315 | 4.1436 | N/A | - | N/A | N/A | N/A | N/A | N/A | N/A | N/A | N/A | N/A | N/A | N/A | N/A | N/A | N/A | N/A | N/A | N/A | Three | R410A | Australia,Fiji,New Zealand | 142576 | 46321 | 0 | Approved | Reverse Cycle | N/A | No | Class 21 | No | N/A | N/A | N/A | N/A | N/A | N/A | N/A | Available | N/A | N/A | https://www.fujitsugeneral.com.au/ | http://www.fujitsugeneral.com.au | N/A | 0 | 0 | AAC6311 | Yes | Variable output compressor | Inverter | No | No | 61500 | 19.22 | - | 6240 | 30750 | No | - | - | - | 17567.08 | 66235.5 | No | 5703.36 | 33117.75 | No | - | - | 61500 | 15.79 | 6920 | 30750 | No | - | - | Yes | 18240 | 37600 | No | - | - | No | - | - | - | - | - | No | - | - | No | - | - | No | - | -
AJT198GALCHH | 0 | N/A | FUJITSU | N/A | Non Ducted | vrf | N/A | Air | Air | China | 18.7 | N/A | 62.4 | N/A | N/A | N/A | N/A | N/A | 15.53 | 62.4 | Enthalpy Test Room | 3.3626 | 4.2457 | N/A | - | N/A | N/A | N/A | N/A | N/A | N/A | N/A | N/A | N/A | N/A | N/A | N/A | N/A | N/A | N/A | N/A | N/A | Three | R410A | Australia,Fiji,New Zealand | 142579 | 46322 | 0 | Approved | Reverse Cycle | N/A | No | Class 21 | No | N/A | N/A | N/A | N/A | N/A | N/A | N/A | Available | N/A | N/A | https://www.fujitsugeneral.com.au/ | http://www.fujitsugeneral.com.au | N/A | 0 | 0 | AAC6318 | Yes | Variable output compressor | Inverter | No | No | 62400 | 18.7 | - | 6220 | 31200 | No | - | - | - | 17091.8 | 67204.8 | No | 5685.08 | 33602.4 | No | - | - | 62400 | 15.53 | 6840 | 31200 | No | - | - | Yes | 19330 | 40200 | No | - | - | No | - | - | - | - | - | No | - | - | No | - | - | No | - | -
AJY040LBLBH | 0 | N/A | FUJITSU | 0.88 | Non Ducted | vrf | N/A | Air | Air | China | 2.98 | 11.22 | 12.1 | N/A | N/A | N/A | N/A | N/A | 2.47 | 12.1 | Enthalpy Test Room | 4.1885 | 5.142 | Yes | - | N/A | 39.33 | 39.49 | N/A | N/A | N/A | N/A | N/A | 3.8462 | 4.5176 | N/A | N/A | N/A | N/A | N/A | N/A | Enthalpy Test Room | Single | R410A | Australia,New Zealand | 132720 | 45924 | 0 | Approved | Reverse Cycle | N/A | No | Class 20 | No | N/A | N/A | N/A | N/A | N/A | N/A | 4.0159 | Available | N/A | N/A | https://www.fujitsugeneral.com.au/ | http://www.fujitsugeneral.com.au | N/A | 0 | 0 | AAC5312 | Yes | Variable output compressor | Inverter | No | - | 12100 | 2.98 | - | 1400 | 6050 | No | - | - | - | 2723.72 | 13031.7 | No | 1279.6 | 6515.85 | No | - | - | 12100 | 2.47 | 1340 | 6050 | No | - | - | Yes | 4020 | 9900 | No | - | - | No | - | - | - | - | - | No | - | - | No | - | - | No | - | -
AJY040LCLBH | 0 | N/A | FUJITSU | 0.88 | Non Ducted | vrf | N/A | Air | Air | China | 3.52 | 11.22 | 12.1 | N/A | N/A | N/A | N/A | N/A | 2.63 | 12.1 | Enthalpy Test Room | 3.6677 | 4.7877 | Yes | - | N/A | 39.33 | 39.49 | N/A | N/A | N/A | N/A | N/A | 3.8462 | 4.5176 | N/A | N/A | N/A | N/A | N/A | N/A | Enthalpy Test Room | Single | R410A | Australia,New Zealand | 132503 | 45925 | 0 | Approved | Reverse Cycle | N/A | No | Class 20 | No | N/A | N/A | N/A | N/A | N/A | N/A | 4.0159 | Available | N/A | N/A | https://www.fujitsugeneral.com.au/ | http://www.fujitsugeneral.com.au | N/A | 0 | 0 | AAC5319 | Yes | Variable output compressor | Inverter | No | - | 12100 | 3.52 | - | 1280 | 6050 | No | - | - | - | 3217.28 | 13031.7 | No | 1169.92 | 6515.85 | No | - | - | 12100 | 2.63 | 1210 | 6050 | No | - | - | Yes | 3850 | 9700 | No | - | - | No | - | - | - | - | - | No | - | - | No | - | - | No | - | -
AJY045LBLBH | 0 | N/A | FUJITSU | 1.97 | Non Ducted | vrf | N/A | Air | Air | China | 3.65 | 12.03 | 14 | N/A | N/A | N/A | N/A | N/A | 3.05 | 14 | Enthalpy Test Room | 4.1227 | 4.8806 | Yes | - | N/A | 39.33 | 39.49 | N/A | N/A | N/A | N/A | N/A | 3.6815 | 4.253 | N/A | N/A | N/A | N/A | N/A | N/A | Enthalpy Test Room | Single | R410A | Australia,New Zealand | 132721 | 45924 | 0 | Approved | Reverse Cycle | N/A | No | Class 20 | No | N/A | N/A | N/A | N/A | N/A | N/A | 3.8141 | Available | N/A | N/A | https://www.fujitsugeneral.com.au/ | http://www.fujitsugeneral.com.au | Yes | 0 | 0 | AAC5309 | Yes | Variable output compressor | Inverter | No | - | 14000 | 3.65 | - | 1650 | 7000 | No | - | - | - | 3336.1 | 15078 | No | 1508.1 | 7539 | No | - | - | 14000 | 3.05 | 1490 | 7000 | No | - | - | Yes | 3980 | 9700 | No | - | - | No | - | - | - | - | - | No | - | - | No | - | - | No | - | -
AJY045LCLBH | 0 | N/A | FUJITSU | 1.97 | Non Ducted | vrf | N/A | Air | Air | China | 4.51 | 12.03 | 14 | N/A | N/A | N/A | N/A | N/A | 3.19 | 14 | Enthalpy Test Room | 3.4695 | 4.5149 | Yes | - | N/A | 39.33 | 39.49 | N/A | N/A | N/A | N/A | N/A | 3.6815 | 4.253 | N/A | N/A | N/A | N/A | N/A | N/A | Enthalpy Test Room | Single | R410A | Australia,New Zealand | 132520 | 45924 | 0 | Approved | Reverse Cycle | N/A | No | Class 20 | No | N/A | N/A | N/A | N/A | N/A | N/A | 3.8141 | Available | N/A | N/A | https://www.fujitsugeneral.com.au/ | http://www.fujitsugeneral.com.au | Yes | 0 | 0 | AAC5311 | Yes | Variable output compressor | Inverter | No | - | 14000 | 4.51 | - | 1540 | 7000 | No | - | - | - | 4122.14 | 15078 | No | 1407.56 | 7539 | No | - | - | 14000 | 3.19 | 1500 | 7000 | No | - | - | Yes | 4520 | 10700 | No | - | - | No | - | - | - | - | - | No | - | - | No | - | - | No | - | -
AJY054LBLBH | 0 | N/A | FUJITSU | 2.58 | Non Ducted | vrf | N/A | Air | Air | China | 4.26 | 12.92 | 15.5 | N/A | N/A | N/A | N/A | N/A | 3.58 | 15.5 | Enthalpy Test Room | 3.7397 | 4.507 | Yes | - | N/A | 38.23 | 38.39 | N/A | N/A | N/A | N/A | N/A | 3.4979 | 4.0241 | N/A | N/A | N/A | N/A | N/A | N/A | Enthalpy Test Room | Single | R410A | Australia,New Zealand | 132722 | 45924 | 0 | Approved | Reverse Cycle | N/A | No | Class 20 | No | N/A | N/A | N/A | N/A | N/A | N/A | 3.603 | Available | N/A | N/A | https://www.fujitsugeneral.com.au/ | http://www.fujitsugeneral.com.au | Yes | 0 | 0 | AAC5313 | Yes | Variable output compressor | Inverter | No | - | 15500 | 4.26 | - | 1980 | 7750 | No | - | - | - | 3893.64 | 16693.5 | No | 1809.72 | 8346.75 | No | - | - | 15500 | 3.58 | 1710 | 7750 | No | - | - | Yes | 4200 | 10000 | No | - | - | No | - | - | - | - | - | No | - | - | No | - | - | No | - | -
AJY072LELBH | 0 | N/A | FUJITSU | 0.94 | Non Ducted | vrf | N/A | Air | Air | China | 6.46 | 21.46 | 22.4 | N/A | N/A | N/A | N/A | N/A | 4.81 | 22.4 | Enthalpy Test Room | 3.8035 | 4.7584 | Yes | - | N/A | 56.54 | 56.62 | N/A | N/A | N/A | N/A | N/A | 3.6854 | 4.5761 | N/A | N/A | N/A | N/A | N/A | N/A | Enthalpy Test Room | Three | R410A | Australia,New Zealand | 132298 | 45909 | 0 | Approved | Reverse Cycle | N/A | No | Class 20 | No | N/A | N/A | N/A | N/A | N/A | N/A | 3.8035 | Available | N/A | N/A | https://www.fujitsugeneral.com.au/ | http://www.fujitsugeneral.com.au | N/A | 0 | 0 | AAC5274 | Yes | Variable output compressor | Inverter | No | - | 22400 | 6.46 | - | 2050 | 11200 | No | - | - | - | 5904.44 | 24124.8 | No | 1873.7 | 12062.4 | No | - | - | 22400 | 4.81 | 1550 | 11200 | No | - | - | Yes | 5400 | 19100 | No | - | - | No | - | - | - | - | - | No | - | - | No | - | - | No | - | -
AJY090LELBH | 0 | N/A | FUJITSU | 4.9 | Non Ducted | vrf | N/A | Air | Air | China | 8.764 | 23.1 | 28 | N/A | N/A | N/A | N/A | N/A | 6.784 | 28 | Enthalpy Test Room | 3.2599 | 4.0679 | Yes | - | N/A | 56.54 | 56.62 | 5.9705 | N/A | N/A | N/A | N/A | 3.191 | 4.0649 | N/A | N/A | N/A | N/A | N/A | N/A | Enthalpy Test Room | Three | R410A | Australia,New Zealand | 132340 | 45909 | 0 | Approved | Reverse Cycle | N/A | No | Class 20 | No | N/A | N/A | N/A | N/A | N/A | N/A | 3.2599 | Available | N/A | N/A | https://www.fujitsugeneral.com.au/ | http://www.fujitsugeneral.com.au | Yes | 0 | 0 | AAC5270 | Yes | Variable output compressor | Inverter | No | - | 28000 | 8.764 | - | 3370 | 14000 | No | - | - | - | 8010.296 | 30156 | No | 3080.18 | 15078 | No | - | - | 28000 | 6.784 | 2710 | 14000 | No | - | - | Yes | 8400 | 20300 | No | - | - | No | - | - | - | - | - | No | - | - | No | - | - | No | - | -
AJY108LELBH | 0 | N/A | FUJITSU | 1.78 | Non Ducted | vrf | N/A | Air | Air | China | 10.66 | 31.72 | 33.5 | N/A | N/A | N/A | N/A | N/A | 8.42 | 33.5 | Enthalpy Test Room | 3.1632 | 4.3609 | Yes | - | N/A | 62.38 | 61.78 | 5.0824 | N/A | N/A | N/A | N/A | 3.0881 | 3.9038 | N/A | N/A | N/A | N/A | N/A | N/A | Enthalpy Test Room | Three | R410A | Australia,New Zealand | 132341 | 45909 | 0 | Approved | Reverse Cycle | N/A | No | Class 20 | No | N/A | N/A | N/A | N/A | N/A | N/A | 3.1492 | Available | N/A | N/A | https://www.fujitsugeneral.com.au/ | http://www.fujitsugeneral.com.au | Yes | 0 | 0 | AAC5271 | Yes | Variable output compressor | Inverter | No | No | 33500 | 10.66 | - | 3470 | 16750 | No | - | - | - | 9743.24 | 36079.5 | No | 3171.58 | 18039.75 | No | - | - | 33500 | 8.42 | 3550 | 16750 | No | - | - | Yes | 10100 | 23000 | No | - | - | No | - | - | - | - | - | No | - | - | No | - | - | No | - | -
AJY126LELBH | 0 | N/A | FUJITSU | 4.95 | Non Ducted | vrf | N/A | Air | Air | China | 12.374 | 35.05 | 40 | N/A | N/A | N/A | N/A | N/A | 9.964 | 40 | Enthalpy Test Room | 3.2485 | 4.1315 | Yes | - | N/A | 67.34 | 66.38 | N/A | N/A | N/A | N/A | N/A | 3.1895 | 4.0385 | N/A | N/A | N/A | N/A | N/A | N/A | Enthalpy Test Room | Three | R410A | Australia,New Zealand | 132349 | 45909 | 0 | Approved | Reverse Cycle | N/A | No | Class 21 | No | N/A | N/A | N/A | N/A | N/A | N/A | 3.2485 | Available | N/A | N/A | http://www.fujitsugeneral.com.au/ | http://www.fujitsugeneral.com.au | Yes | 0 | 0 | AAC5272 | Yes | Variable output compressor | Inverter | No | No | 40000 | 12.374 | - | 4150 | 20000 | No | - | - | - | 11309.836 | 43080 | No | 3793.1 | 21540 | No | - | - | 40000 | 9.964 | 3800 | 20000 | No | - | - | Yes | 11100 | 26000 | No | - | - | No | - | - | - | - | - | No | - | - | No | - | - | No | - | -
AJY144LALBHH | 0 | N/A | FUJITSU | N/A | Non Ducted | vrf | N/A | Air | Air | China | 10.808 | N/A | 44.8 | N/A | N/A | N/A | N/A | N/A | 10.748 | 50 | Enthalpy Test Room | 3.9443 | 4.593 | N/A | - | N/A | N/A | N/A | N/A | N/A | N/A | N/A | N/A | N/A | N/A | N/A | N/A | N/A | N/A | N/A | N/A | N/A | Three | R410A | Australia,Fiji,New Zealand | 142584 | 46321 | 0 | Approved | Reverse Cycle | N/A | No | Class 21 | No | N/A | N/A | N/A | N/A | N/A | N/A | N/A | Available | N/A | N/A | https://www.fujitsugeneral.com.au/ | http://www.fujitsugeneral.com.au | N/A | 0 | 0 | AAC6313 | Yes | Variable output compressor | Inverter | No | No | 44800 | 10.808 | - | 5200 | 22400 | No | - | - | - | 9878.512 | 48249.6 | No | 4752.8 | 24124.8 | No | - | - | 50000 | 10.748 | 5660 | 25000 | No | - | - | Yes | 15100 | 35800 | No | - | - | No | - | - | - | - | - | No | - | - | No | - | - | No | - | -
AJY144LELBH | 0 | N/A | FUJITSU | 7.58 | Non Ducted | vrf | N/A | Air | Air | China | 15.228 | 37.42 | 45 | N/A | N/A | N/A | N/A | N/A | 12.078 | 45 | Enthalpy Test Room | 3.0015 | 3.8013 | Yes | - | N/A | 67.34 | 66.38 | N/A | N/A | N/A | N/A | N/A | 2.957 | 3.7317 | N/A | N/A | N/A | N/A | N/A | N/A | Enthalpy Test Room | Three | R410A | Australia,New Zealand | 132362 | 45909 | 0 | Approved | Reverse Cycle | N/A | No | Class 21 | No | N/A | N/A | N/A | N/A | N/A | N/A | 3.0015 | Available | N/A | N/A | https://www.fujitsugeneral.com.au/ | http://www.fujitsugeneral.com.au | Yes | 0 | 0 | AAC5276 | Yes | Variable output compressor | Inverter | No | No | 45000 | 15.228 | - | 4730 | 22500 | No | - | - | - | 13918.392 | 48465 | No | 4323.22 | 24232.5 | No | - | - | 45000 | 12.078 | 4250 | 22500 | No | - | - | Yes | 14000 | 32200 | No | - | - | No | - | - | - | - | - | No | - | - | No | - | - | No | - | -
AJY162LALBH | 0 | N/A | FUJITSU | N/A | Non Ducted | vrf | N/A | Air | Air | China | 12.939 | N/A | 50.4 | N/A | N/A | N/A | N/A | N/A | 12.879 | 56.5 | Enthalpy Test Room | 3.7149 | 4.3324 | N/A | - | N/A | N/A | N/A | N/A | N/A | N/A | N/A | N/A | N/A | N/A | N/A | N/A | N/A | N/A | N/A | N/A | N/A | Three | R410A | Australia,Fiji,New Zealand | 142580 | 46321 | 0 | Approved | Reverse Cycle | N/A | No | Class 21 | No | N/A | N/A | N/A | N/A | N/A | N/A | N/A | Available | N/A | N/A | https://www.fujitsugeneral.com.au/ | http://www.fujitsugeneral.com.au | N/A | 0 | 0 | AAC6312 | Yes | Variable output compressor | Inverter | No | No | 50400 | 12.939 | - | 5900 | 25200 | No | - | - | - | 11826.246 | 54280.8 | No | 5392.6 | 27140.4 | No | - | - | 56500 | 12.879 | 6610 | 28250 | No | - | - | Yes | 16500 | 37700 | No | - | - | No | - | - | - | - | - | No | - | - | No | - | - | No | - | -
AJY180LALBH | 0 | N/A | FUJITSU | N/A | Non Ducted | vrf | N/A | Air | Air | China | 15.07 | N/A | 56 | N/A | N/A | N/A | N/A | N/A | 15.01 | 63 | Enthalpy Test Room | 3.5522 | 4.1458 | N/A | - | N/A | N/A | N/A | N/A | N/A | N/A | N/A | N/A | N/A | N/A | N/A | N/A | N/A | N/A | N/A | N/A | N/A | Three | R410A | Australia,Fiji,New Zealand | 142581 | 46322 | 0 | Approved | Reverse Cycle | N/A | No | Class 21 | No | N/A | N/A | N/A | N/A | N/A | N/A | N/A | Available | N/A | N/A | https://www.fujitsugeneral.com.au/ | http://www.fujitsugeneral.com.au | N/A | 0 | 0 | AAC6317 | Yes | Variable output compressor | Inverter | No | No | 56000 | 15.07 | - | 6600 | 28000 | No | - | - | - | 13773.98 | 60312 | No | 6032.4 | 30156 | No | - | - | 63000 | 15.01 | 7560 | 31500 | No | - | - | Yes | 17900 | 39600 | No | - | - | No | - | - | - | - | - | No | - | - | No | - | - | No | - | -
AJY180LALBHH | 0 | N/A | FUJITSU | N/A | Non Ducted | vrf | N/A | Air | Air | China | 14.67 | N/A | 55.9 | N/A | N/A | N/A | N/A | N/A | 14.33 | 62.5 | Enthalpy Test Room | 3.7424 | 4.3833 | N/A | - | N/A | N/A | N/A | N/A | N/A | N/A | N/A | N/A | N/A | N/A | N/A | N/A | N/A | N/A | N/A | N/A | N/A | Three | R410A | Australia,Fiji,New Zealand | 142594 | 46321 | 0 | Approved | Reverse Cycle | N/A | No | Class 21 | No | N/A | N/A | N/A | N/A | N/A | N/A | N/A | Available | N/A | N/A | https://www.fujitsugeneral.com.au/ | http://www.fujitsugeneral.com.au | N/A | 0 | 0 | AAC6314 | Yes | Variable output compressor | Inverter | No | No | 55900 | 14.67 | - | 6380 | 27950 | No | - | - | - | 13408.38 | 60204.3 | No | 5831.32 | 30102.15 | No | - | - | 62500 | 14.33 | 7180 | 31250 | No | - | - | Yes | 17320 | 41300 | No | - | - | No | - | - | - | - | - | No | - | - | No | - | - | No | - | -
AJY198LALBH | 0 | N/A | FUJITSU | N/A | Non Ducted | vrf | N/A | Air | Air | China | 16.721 | N/A | 62.4 | N/A | N/A | N/A | N/A | N/A | 16.901 | 70 | Enthalpy Test Room | 3.5859 | 4.0626 | N/A | - | N/A | N/A | N/A | N/A | N/A | N/A | N/A | N/A | N/A | N/A | N/A | N/A | N/A | N/A | N/A | N/A | N/A | Three | R410A | Australia,Fiji,New Zealand | 142583 | 46322 | 0 | Approved | Reverse Cycle | N/A | No | Class 21 | No | N/A | N/A | N/A | N/A | N/A | N/A | N/A | Available | N/A | N/A | https://www.fujitsugeneral.com.au/ | http://www.fujitsugeneral.com.au | N/A | 0 | 0 | AAC6316 | Yes | Variable output compressor | Inverter | No | No | 62400 | 16.721 | - | 7200 | 31200 | No | - | - | - | 15282.994 | 67204.8 | No | 6580.8 | 33602.4 | No | - | - | 70000 | 16.901 | 6580 | 35000 | No | - | - | Yes | 18000 | 42100 | No | - | - | No | - | - | - | - | - | No | - | - | No | - | - | No | - | -
AOTG09KVCA/AGTG09KVCA | 0 | N/A | FUJITSU | 1.05 | Non Ducted | Single Split System | Floor Mounted | Air | Air | China | 0.53 | 3.15 | 2.5 | 200 | N/A | N/A | N/A | 600 | 0.82 | 3.5 | Calorimeter Room | 4.8845 | 4.4286 | Yes | - | N/A | 10.66 | 10.6 | N/A | N/A | N/A | N/A | N/A | 3.3693 | 3.5517 | N/A | N/A | 2.2385 | 2.6035 | 2 | 2.5 | Calorimeter Room | Single | R32 | Australia,Fiji,New Zealand | 135840 | 46061 | 0 | Approved | Reverse Cycle | 740 | No | Class 8 | No | N/A | N/A | N/A | N/A | N/A | N/A | 3.4685 | Available | N/A | N/A | https://www.fujitsugeneral.com.au/ | http://www.fujitsugeneral.com.au | Yes | 0 | https://reg.energyrating.gov.au/static/common/images/star_ratings_2014/aircon_rating_2_2.5.png | AAC5755 | Yes | Variable output compressor | Inverter | No | - | 2500 | 0.53 | - | 195 | 1250 | No | - | - | - | 484.42 | 2692.5 | Yes | 155 | 1350 | No | - | - | 3500 | 0.82 | 325 | 1750 | No | - | - | Yes | 1420 | 3710 | No | - | - | No | - | - | - | - | - | No | - | - | No | - | - | No | - | -
AOTG09LBCB/AUTG09LVLB | 0 | N/A | FUJITSU | 0.34 | Non Ducted | Single Split System | Cassette | Air | Air | China | 0.6 | 2.26 | 2.6 | 245 | N/A | N/A | N/A | 570 | 0.83 | 3.5 | Calorimeter Room | 4.4651 | 4.3538 | Yes | - | N/A | 9.35 | 9.4 | N/A | N/A | N/A | N/A | N/A | 4.2424 | 4.1935 | N/A | N/A | 3.9848 | 3.8869 | 3.5 | 3.5 | Calorimeter Room | Single | R410A | Australia,New Zealand | 125312 | 45748 | 0 | Approved | Reverse Cycle | 570 | No | Class 8 | No | N/A | N/A | N/A | N/A | N/A | N/A | 4.4651 | Unavailable | N/A | N/A | http://www.fujitsugeneral.com.au/ | http://www.fujitsugeneral.com.au | N/A | 0 | https://reg.energyrating.gov.au/static/common/images/star_ratings_2014/aircon_rating_3.5_3.5.png | AAC4369 | Yes | Variable output compressor | Inverter | No | - | 2600 | 0.6 | - | 235 | 1300 | No | - | - | - | 548.4 | 2800.2 | No | 214.79 | 1400.1 | No | - | - | 3500 | 0.83 | 330 | 1750 | No | - | - | Yes | 1400 | 3620 | No | - | - | No | - | - | - | - | - | No | - | - | No | - | - | No | - | -
AOTG12KVCA/AGTG12KVCA | 0 | N/A | FUJITSU | 1.05 | Non Ducted | Single Split System | Floor Mounted | Air | Air | China | 0.85 | 3.15 | 3.5 | 200 | N/A | N/A | N/A | 600 | 1.11 | 4.5 | Calorimeter Room | 4.2805 | 4.1901 | Yes | - | N/A | 10.66 | 10.6 | N/A | N/A | N/A | N/A | N/A | 3.3693 | 3.5517 | N/A | N/A | 2.2385 | 2.6035 | 2 | 2.5 | Calorimeter Room | Single | R32 | Australia,Fiji,New Zealand | 135839 | 46058 | 0 | Approved | Reverse Cycle | 740 | No | Class 8 | No | N/A | N/A | N/A | N/A | N/A | N/A | 3.4685 | Available | N/A | N/A | https://www.fujitsugeneral.com.au/ | http://www.fujitsugeneral.com.au | Yes | 0 | https://reg.energyrating.gov.au/static/common/images/star_ratings_2014/aircon_rating_2_2.5.png | AAC5735 | Yes | Variable output compressor | Inverter | No | - | 3500 | 0.85 | - | 330 | 1750 | No | - | - | - | 776.9 | 3769.5 | Yes | 250 | 1890 | No | - | - | 4500 | 1.11 | 435 | 2250 | No | - | - | Yes | 2300 | 5090 | No | - | - | No | - | - | - | - | - | No | - | - | No | - | - | No | - | -
AOTG14KVCA/AGTG14KVCA | 0 | N/A | FUJITSU | 1.05 | Non Ducted | Single Split System | Floor Mounted | Air | Air | China | 1.1 | 3.15 | 4.2 | 200 | N/A | N/A | N/A | 600 | 1.41 | 5.2 | Calorimeter Room | 3.9599 | 3.842 | Yes | - | N/A | 10.66 | 10.6 | N/A | N/A | N/A | N/A | N/A | 3.3693 | 3.5517 | N/A | N/A | 2.2385 | 2.6035 | 2 | 2.5 | Calorimeter Room | Single | R32 | Australia,Fiji,New Zealand | 135838 | 46061 | 0 | Approved | Reverse Cycle | 740 | No | Class 9 | No | N/A | N/A | N/A | N/A | N/A | N/A | 3.4685 | Available | N/A | N/A | https://www.fujitsugeneral.com.au/ | http://www.fujitsugeneral.com.au | Yes | 0 | https://reg.energyrating.gov.au/static/common/images/star_ratings_2014/aircon_rating_2_2.5.png | AAC5754 | Yes | Variable output compressor | Inverter | No | - | 4200 | 1.1 | - | 390 | 2100 | No | - | - | - | 1005.4 | 4523.4 | Yes | 310 | 2260 | No | - | - | 5200 | 1.41 | 510 | 2600 | No | - | - | Yes | 2300 | 5090 | No | - | - | No | - | - | - | - | - | No | - | - | No | - | - | No | - | -
AOTG65LRLA/ARTG65LHTA | 0 | N/A | FUJITSU | 1.37 | Ducted | Single Split System | - | Air | Air | China,Thailand | 5.82 | 13.63 | 18 | 490 | N/A | N/A | N/A | 425 | 5.3 | 20 | Enthalpy Test Room | 3.3429 | 4.1844 | Yes | - | N/A | 17.48 | 17.46 | 4.2642 | N/A | N/A | N/A | N/A | 3.1741 | 3.4828 | N/A | N/A | N/A | N/A | N/A | N/A | Enthalpy Test Room | Three | R410A | Australia,New Zealand | 132581 | 45918 | 0 | Approved | Reverse Cycle | 1250 | Yes | Class 11 | Yes | N/A | N/A | N/A | N/A | N/A | N/A | 3.2137 | Available | N/A | N/A | https://www.fujitsugeneral.com.au/ | http://www.fujitsugeneral.com.au | Yes | 0 | 0 | AAC5294 | Yes | Variable output compressor | Inverter | No | - | 18000 | 5.82 | - | 2180 | 9000 | No | - | - | - | 5319.48 | 19386 | No | 1992.52 | 9693 | No | - | - | 20000 | 5.3 | 1990 | 10000 | No | - | - | Yes | 7500 | 21500 | No | - | - | No | - | - | - | - | - | No | - | - | No | - | - | No | - | -
AOTH07KMCD/ASTH07KMCD | 0 | N/A | FUJITSU | N/A | Non Ducted | Single Split System | Wall Hung | Air | Air | China | 0.4 | N/A | 2 | N/A | N/A | N/A | N/A | N/A | 0.58 | 2.8 | Calorimeter Room | 5.2608 | 5.109 | N/A | - | N/A | N/A | N/A | N/A | N/A | N/A | N/A | N/A | N/A | N/A | N/A | N/A | N/A | N/A | N/A | N/A | N/A | Single | R32 | New Zealand | 154189 | 46883 | 0 | Approved | Reverse Cycle | N/A | No | Class 8 | No | N/A | N/A | N/A | N/A | N/A | N/A | N/A | Available | N/A | N/A | https://www.fujitsugeneral.com.au/ | http://www.fujitsugeneral.com.au | N/A | 0 | 0 | AAC7486 | Yes | Variable output compressor | Inverter | No | - | 2000 | 0.4 | - | 177 | 1000 | No | - | - | - | 365.6 | 2154 | Yes | 131 | 1077 | No | - | - | 2800 | 0.58 | 234 | 1400 | No | - | - | Yes | 1150 | 3120 | No | - | - | No | - | - | - | - | - | No | - | - | No | - | - | No | - | -
AOTH07KNCA/ASTH07KNCA | 0 | N/A | FUJITSU | 0.86 | Non Ducted | Single Split System | Wall Hung | Air | Air | China | 0.48 | 4.14 | 2 | 240 | N/A | N/A | N/A | 280 | 0.63 | 2.5 | Calorimeter Room | 4.6027 | 4.4861 | Yes | - | N/A | 0.93 | 0.93 | N/A | N/A | N/A | N/A | N/A | 4.4176 | 4.8007 | N/A | N/A | 4.3353 | 5.1014 | 4 | 5 | Calorimeter Room | Single | R32 | Australia,Fiji,New Zealand | 143727 | 46419 | 0 | Approved | Reverse Cycle | 980 | Yes | Class 8 | Yes | Yes | N/A | N/A | N/A | N/A | N/A | 4.4297 | Available | N/A | N/A | https://www.fujitsugeneral.com.au/ | http://www.fujitsugeneral.com.au | Yes | 0 | https://reg.energyrating.gov.au/static/common/images/star_ratings_2014/aircon_rating_4_5.png | AAC6428 | Yes | Variable output compressor | Inverter | No | - | 2000 | 0.48 | - | 200 | 1000 | No | - | - | - | 438.72 | 2154 | Yes | 140 | 1077 | No | - | - | 2500 | 0.63 | 210 | 1250 | No | - | - | Yes | 1040 | 2550 | No | - | - | No | - | - | - | - | - | No | - | - | No | - | - | No | - | -
AOTH09KBTA/ARTH09KLLAP | 0 | N/A | FUJITSU | 1.17 | Ducted | Single Split System | - | Air | Air | China,Thailand | 0.61 | 4.03 | 2.5 | 620 | N/A | N/A | N/A | 198 | 0.77 | 3.2 | Enthalpy Test Room | 4.3635 | 4.315 | Yes | - | N/A | 7.9 | 9.7 | N/A | N/A | N/A | N/A | N/A | 3.6011 | 3.8495 | N/A | N/A | N/A | N/A | N/A | N/A | Enthalpy Test Room | Single | R32 | Australia,New Zealand | 135548 | 46047 | 0 | Approved | Reverse Cycle | 900 | No | Class 10 | Yes | N/A | N/A | N/A | N/A | N/A | N/A | 3.6671 | Available | N/A | N/A | https://www.fujitsugeneral.com.au/ | http://www.fujitsugeneral.com.au | Yes | 0 | 0 | AAC5725 | Yes | Variable output compressor | Inverter | No | - | 2500 | 0.61 | - | 250 | 1250 | No | - | - | - | 557.54 | 2692.5 | No | 228.5 | 1346.25 | No | - | - | 3200 | 0.77 | 320 | 1600 | No | - | - | Yes | 1400 | 3600 | No | - | - | No | - | - | - | - | - | No | - | - | No | - | - | No | - | -
AOTH09KBTA/ARTH09KSLAP | 0 | N/A | FUJITSU | 1.17 | Ducted | Single Split System | - | Air | Air | China,Thailand | 0.64 | 4.03 | 2.5 | 620 | N/A | N/A | N/A | 198 | 0.8 | 3.2 | Enthalpy Test Room | 4.2388 | 4.1725 | Yes | - | N/A | 7.9 | 9.7 | N/A | N/A | N/A | N/A | N/A | 3.6011 | 3.8495 | N/A | N/A | N/A | N/A | N/A | N/A | Enthalpy Test Room | Single | R32 | Australia,New Zealand | 135550 | 46047 | 0 | Approved | Reverse Cycle | 900 | No | Class 10 | Yes | N/A | N/A | N/A | N/A | N/A | N/A | 3.6671 | Available | N/A | N/A | https://www.fujitsugeneral.com.au/ | http://www.fujitsugeneral.com.au | Yes | 0 | 0 | AAC5726 | Yes | Variable output compressor | Inverter | No | - | 2500 | 0.64 | - | 250 | 1250 | No | - | - | - | 584.96 | 2692.5 | No | 228.5 | 1346.25 | No | - | - | 3200 | 0.8 | 340 | 1600 | No | - | - | Yes | 1400 | 3600 | No | - | - | No | - | - | - | - | - | No | - | - | No | - | - | No | - | -
AOTH09KBTA/AUTH09KVLA | 0 | N/A | FUJITSU | 1.45 | Non Ducted | Single Split System | Cassette | Air | Air | China,Thailand | 0.56 | 3.75 | 2.5 | 570 | N/A | N/A | N/A | 245 | 0.76 | 3.2 | Enthalpy Test Room | 4.7031 | 4.3176 | Yes | - | N/A | 7.9 | 9.7 | 4.8966 | 5.0328 | N/A | N/A | N/A | 3.3453 | 3.543 | N/A | N/A | 2.1905 | 2.586 | 2 | 2.5 | Calorimeter Room | Single | R32 | Australia,Fiji,New Zealand | 135484 | 46047 | 0 | Approved | Reverse Cycle | 570 | No | Class 8 | Yes | N/A | N/A | N/A | N/A | N/A | N/A | 3.4023 | Available | N/A | N/A | https://www.fujitsugeneral.com.au/ | http://www.fujitsugeneral.com.au | N/A | 0 | https://reg.energyrating.gov.au/static/common/images/star_ratings_2014/aircon_rating_2_2.5.png | AAC5721 | Yes | Variable output compressor | Inverter | No | - | 2500 | 0.56 | - | 210 | 1250 | No | - | - | - | 511.84 | 2692.5 | No | 191.94 | 1346.25 | No | - | - | 3200 | 0.76 | 290 | 1600 | No | - | - | Yes | 1400 | 3600 | No | - | - | No | - | - | - | - | - | No | - | - | No | - | - | No | - | -
AOTH09KMCD/ASTH09KMCD | 0 | N/A | FUJITSU | N/A | Non Ducted | Single Split System | Wall Hung | Air | Air | China | 0.53 | N/A | 2.5 | N/A | N/A | N/A | N/A | N/A | 0.66 | 3.2 | Calorimeter Room | 4.8443 | 4.9925 | N/A | - | N/A | N/A | N/A | N/A | N/A | N/A | N/A | N/A | N/A | N/A | N/A | N/A | N/A | N/A | N/A | N/A | N/A | Single | R32 | New Zealand | 154190 | 46883 | 0 | Approved | Reverse Cycle | N/A | No | Class 8 | No | N/A | N/A | N/A | N/A | N/A | N/A | N/A | Available | N/A | N/A | https://www.fujitsugeneral.com.au/ | http://www.fujitsugeneral.com.au | N/A | 0 | 0 | AAC7482 | Yes | Variable output compressor | Inverter | No | - | 2500 | 0.53 | - | 210 | 1250 | No | - | - | - | 484.42 | 2692.5 | Yes | 165 | 1400 | No | - | - | 3200 | 0.66 | 270 | 1600 | No | - | - | Yes | 1380 | 3710 | No | - | - | No | - | - | - | - | - | No | - | - | No | - | - | No | - | -
AOTH09KNCA / ASTH09KNCA | 0 | N/A | FUJITSU | N/A | Non Ducted | Single Split System | Wall Hung | Air | Air | China | 0.59 | N/A | 2.5 | N/A | N/A | N/A | N/A | N/A | 0.77 | 3.2 | Calorimeter Room | 4.5096 | 4.3625 | N/A | - | N/A | N/A | N/A | N/A | N/A | N/A | N/A | N/A | N/A | N/A | N/A | N/A | N/A | N/A | N/A | N/A | N/A | Single | R32 | Australia,Fiji,New Zealand | 143731 | 46372 | 0 | Approved | Reverse Cycle | N/A | Yes | Class 8 | Yes | N/A | N/A | N/A | N/A | N/A | N/A | N/A | Available | N/A | N/A | https://www.fujitsugeneral.com.au/ | http://www.fujitsugeneral.com.au | N/A | 0 | 0 | AAC6399 | Yes | Variable output compressor | Inverter | No | - | 2500 | 0.59 | - | 230 | 1250 | No | - | - | - | 539.26 | 2692.5 | Yes | 175 | 1346 | No | - | - | 3200 | 0.77 | 280 | 1600 | No | - | - | Yes | 1220 | 3150 | No | - | - | No | - | - | - | - | - | No | - | - | No | - | - | No | - | -
AOTH12KBTA/ARTH12KLLAP | 0 | N/A | FUJITSU | 1.17 | Ducted | Single Split System | - | Air | Air | China,Thailand | 0.93 | 4.03 | 3.5 | 620 | N/A | N/A | N/A | 198 | 1.05 | 4 | Enthalpy Test Room | 3.8358 | 3.9556 | Yes | - | N/A | 7.9 | 9.7 | N/A | N/A | N/A | N/A | N/A | 3.6011 | 3.8495 | N/A | N/A | N/A | N/A | N/A | N/A | Enthalpy Test Room | Single | R32 | Australia,New Zealand | 135544 | 46047 | 0 | Approved | Reverse Cycle | 900 | No | Class 10 | Yes | N/A | N/A | N/A | N/A | N/A | N/A | 3.6671 | Available | N/A | N/A | https://www.fujitsugeneral.com.au/ | http://www.fujitsugeneral.com.au | Yes | 0 | 0 | AAC5723 | Yes | Variable output compressor | Inverter | No | - | 3500 | 0.93 | - | 370 | 1750 | No | - | - | - | 850.02 | 3769.5 | No | 338.18 | 1884.75 | No | - | - | 4000 | 1.05 | 400 | 2000 | No | - | - | Yes | 1500 | 3800 | No | - | - | No | - | - | - | - | - | No | - | - | No | - | - | No | - | -
AOTH12KBTA/ARTH12KSLAP | 0 | N/A | FUJITSU | 1.17 | Ducted | Single Split System | - | Air | Air | China,Thailand | 0.98 | 4.03 | 3.5 | 620 | N/A | N/A | N/A | 198 | 1.1 | 4 | Enthalpy Test Room | 3.6295 | 3.7823 | Yes | - | N/A | 7.9 | 9.7 | N/A | N/A | N/A | N/A | N/A | 3.6011 | 3.8495 | N/A | N/A | N/A | N/A | N/A | N/A | Enthalpy Test Room | Single | R32 | Australia,New Zealand | 135546 | 46047 | 0 | Approved | Reverse Cycle | 900 | No | Class 10 | Yes | N/A | N/A | N/A | N/A | N/A | N/A | 3.6671 | Available | N/A | N/A | https://www.fujitsugeneral.com.au/ | http://www.fujitsugeneral.com.au | Yes | 0 | 0 | AAC5724 | Yes | Variable output compressor | Inverter | No | - | 3500 | 0.98 | - | 380 | 1750 | No | - | - | - | 895.72 | 3769.5 | No | 347.32 | 1884.75 | No | - | - | 4000 | 1.1 | 420 | 2000 | No | - | - | Yes | 1500 | 3800 | No | - | - | No | - | - | - | - | - | No | - | - | No | - | - | No | - | -
AOTH12KBTA/AUTH12KVLA | 0 | N/A | FUJITSU | 1.45 | Non Ducted | Single Split System | Cassette | Air | Air | China,Thailand | 0.9 | 3.75 | 3.5 | 570 | N/A | N/A | N/A | 245 | 1.04 | 4 | Enthalpy Test Room | 4.0973 | 3.971 | Yes | - | N/A | 7.9 | 9.7 | 4.8966 | 5.0328 | N/A | N/A | N/A | 3.3453 | 3.543 | N/A | N/A | 2.1905 | 2.586 | 2 | 2.5 | Calorimeter Room | Single | R32 | Australia,Fiji,New Zealand | 135480 | 46047 | 0 | Approved | Reverse Cycle | 570 | No | Class 8 | Yes | N/A | N/A | N/A | N/A | N/A | N/A | 3.4023 | Available | N/A | N/A | https://www.fujitsugeneral.com.au/ | http://www.fujitsugeneral.com.au | N/A | 0 | https://reg.energyrating.gov.au/static/common/images/star_ratings_2014/aircon_rating_2_2.5.png | AAC5675 | Yes | Variable output compressor | Inverter | No | - | 3500 | 0.9 | - | 330 | 1750 | No | - | - | - | 822.6 | 3769.5 | No | 301.62 | 1884.75 | No | - | - | 4000 | 1.04 | 380 | 2000 | No | - | - | Yes | 1500 | 3800 | No | - | - | No | - | - | - | - | - | No | - | - | No | - | - | No | - | -
AOTH12KMCD/ASTH12KMCD | 0 | N/A | FUJITSU | N/A | Non Ducted | Single Split System | Wall Hung | Air | Air | China | 0.86 | N/A | 3.5 | N/A | N/A | N/A | N/A | N/A | 0.81 | 3.7 | Calorimeter Room | 4.3015 | 4.8159 | N/A | - | N/A | N/A | N/A | N/A | N/A | N/A | N/A | N/A | N/A | N/A | N/A | N/A | N/A | N/A | N/A | N/A | N/A | Single | R32 | New Zealand | 154193 | 46883 | 0 | Approved | Reverse Cycle | N/A | No | Class 8 | No | N/A | N/A | N/A | N/A | N/A | N/A | N/A | Available | N/A | N/A | https://www.fujitsugeneral.com.au/ | http://www.fujitsugeneral.com.au | N/A | 0 | 0 | AAC7487 | Yes | Variable output compressor | Inverter | No | - | 3500 | 0.86 | - | 330 | 1750 | No | - | - | - | 786.04 | 3769.5 | Yes | 245 | 1910 | No | - | - | 3700 | 0.81 | 340 | 1850 | No | - | - | Yes | 1500 | 3800 | No | - | - | No | - | - | - | - | - | No | - | - | No | - | - | No | - | -
AOTH12KNCA/ASTH12KNCA | 0 | N/A | FUJITSU | 0.86 | Non Ducted | Single Split System | Wall Hung | Air | Air | China | 0.96 | 4.14 | 3.4 | 240 | N/A | N/A | N/A | 280 | 1 | 4 | Calorimeter Room | 3.7652 | 4.2164 | Yes | - | N/A | 0.93 | 0.93 | N/A | N/A | N/A | N/A | N/A | 4.4176 | 4.8007 | N/A | N/A | 4.3353 | 5.1014 | 4 | 5 | Calorimeter Room | Single | R32 | Australia,Fiji,New Zealand | 143729 | 46419 | 0 | Approved | Reverse Cycle | 980 | Yes | Class 8 | Yes | Yes | N/A | N/A | N/A | N/A | N/A | 4.4297 | Available | N/A | N/A | https://www.fujitsugeneral.com.au/ | http://www.fujitsugeneral.com.au | Yes | 0 | https://reg.energyrating.gov.au/static/common/images/star_ratings_2014/aircon_rating_4_5.png | AAC6427 | Yes | Variable output compressor | Inverter | No | - | 3400 | 0.96 | - | 330 | 1700 | No | - | - | - | 877.44 | 3661.8 | Yes | 270 | 1831 | No | - | - | 4000 | 1 | 370 | 2000 | No | - | - | Yes | 1150 | 3120 | No | - | - | No | - | - | - | - | - | No | - | - | No | - | - | No | - | -
AOTH14KMCD/ASTH14KMCD | 0 | N/A | FUJITSU | N/A | Non Ducted | Single Split System | Wall Hung | Air | Air | China | 1.15 | N/A | 4.2 | N/A | N/A | N/A | N/A | N/A | 1.4 | 5.4 | Calorimeter Room | 4.0009 | 4.0429 | N/A | - | N/A | N/A | N/A | N/A | N/A | N/A | N/A | N/A | N/A | N/A | N/A | N/A | N/A | N/A | N/A | N/A | N/A | Single | R32 | New Zealand | 154194 | 46883 | 0 | Approved | Reverse Cycle | N/A | No | Class 9 | No | N/A | N/A | N/A | N/A | N/A | N/A | N/A | Available | N/A | N/A | https://www.fujitsugeneral.com.au/ | http://www.fujitsugeneral.com.au | N/A | 0 | 0 | AAC7488 | Yes | Variable output compressor | Inverter | No | - | 4200 | 1.15 | - | 375 | 2100 | No | - | - | - | 1051.1 | 4523.4 | Yes | 310 | 2262 | No | - | - | 5400 | 1.4 | 485 | 2700 | No | - | - | Yes | 2200 | 5000 | No | - | - | No | - | - | - | - | - | No | - | - | No | - | - | No | - | -
AOTH14KNCA/ASTH14KNCA | 0 | N/A | FUJITSU | 0.86 | Non Ducted | Single Split System | Wall Hung | Air | Air | China | 1.23 | 4.14 | 4.2 | 240 | N/A | N/A | N/A | 280 | 1.13 | 4.7 | Calorimeter Room | 3.6467 | 4.4057 | Yes | - | N/A | 0.93 | 0.93 | N/A | N/A | N/A | N/A | N/A | 4.4176 | 4.8007 | N/A | N/A | 4.3353 | 5.1014 | 4 | 5 | Calorimeter Room | Single | R32 | Australia,Fiji,New Zealand | 144563 | 46439 | 0 | Approved | Reverse Cycle | 980 | Yes | Class 9 | Yes | Yes | N/A | N/A | N/A | N/A | N/A | 4.4297 | Available | N/A | N/A | https://www.fujitsugeneral.com.au/ | http://www.fujitsugeneral.com.au | Yes | 0 | https://reg.energyrating.gov.au/static/common/images/star_ratings_2014/aircon_rating_4_5.png | AAC6443 | Yes | Variable output compressor | Inverter | No | - | 4200 | 1.23 | - | 380 | 2100 | No | - | - | - | 1124.22 | 4523.4 | Yes | 320 | 2262 | No | - | - | 4700 | 1.13 | 410 | 2350 | No | - | - | Yes | 1410 | 3900 | No | - | - | No | - | - | - | - | - | No | - | - | No | - | - | No | - | -
AOTH18KBTA/ABTH18KRTA | 0 | N/A | FUJITSU | N/A | Non Ducted | Single Split System | Under ceiling | Air | Air | Thailand | 1.41 | N/A | 5 | N/A | N/A | N/A | N/A | N/A | 1.6 | 6 | Calorimeter Room | 3.7773 | 3.9735 | N/A | - | N/A | N/A | N/A | N/A | N/A | N/A | N/A | N/A | N/A | N/A | N/A | N/A | N/A | N/A | N/A | N/A | N/A | Single | R32 | Australia,New Zealand | 156861 | 47028 | 0 | Approved | Reverse Cycle | N/A | Yes | Class 9 | Yes | N/A | N/A | N/A | N/A | N/A | N/A | N/A | Available | N/A | N/A | https://www.fujitsugeneral.com.au/ | http://www.fujitsugeneral.com.au | N/A | 0 | 0 | AAC7798 | Yes | Variable output compressor | Inverter | No | - | 5000 | 1.41 | - | 480 | 2500 | No | - | - | - | 1288.74 | 5385 | No | 438.72 | 2692.5 | No | - | - | 6000 | 1.6 | 560 | 3000 | No | - | - | Yes | 2000 | 5200 | No | - | - | No | - | - | - | - | - | No | - | - | No | - | - | No | - | -
AOTH18KBTA/ARTH18KLLAP | 0 | N/A | FUJITSU | 1.17 | Ducted | Single Split System | - | Air | Air | China,Thailand | 1.38 | 4.03 | 5 | 620 | N/A | N/A | N/A | 198 | 1.6 | 6 | Enthalpy Test Room | 3.7412 | 3.9551 | Yes | - | N/A | 7.9 | 9.7 | N/A | N/A | N/A | N/A | N/A | 3.6011 | 3.8495 | N/A | N/A | N/A | N/A | N/A | N/A | Enthalpy Test Room | Single | R32 | Australia,New Zealand | 135539 | 46044 | 0 | Approved | Reverse Cycle | 900 | No | Class 10 | Yes | N/A | N/A | N/A | N/A | N/A | N/A | 3.6671 | Available | N/A | N/A | https://www.fujitsugeneral.com.au/ | http://www.fujitsugeneral.com.au | Yes | 0 | 0 | AAC5663 | Yes | Variable output compressor | Inverter | No | - | 5000 | 1.38 | - | 510 | 2500 | No | - | - | - | 1261.32 | 5385 | No | 466.14 | 2692.5 | No | - | - | 6000 | 1.6 | 590 | 3000 | No | - | - | Yes | 2000 | 5200 | No | - | - | No | - | - | - | - | - | No | - | - | No | - | - | No | - | -
AOTH18KBTA/ARTH18KMTAP | 0 | N/A | FUJITSU | N/A | Ducted | Single Split System | - | Air | Air | Thailand | 1.37 | N/A | 5 | N/A | N/A | N/A | N/A | N/A | 1.58 | 6 | Enthalpy Test Room | 3.7911 | 4.1034 | N/A | - | N/A | N/A | N/A | N/A | N/A | N/A | N/A | N/A | N/A | N/A | N/A | N/A | N/A | N/A | N/A | N/A | N/A | Single | R32 | Australia,Fiji,New Zealand | 141917 | 46301 | 0 | Approved | Reverse Cycle | N/A | Yes | Class 10 | Yes | N/A | N/A | N/A | N/A | N/A | N/A | N/A | Available | N/A | N/A | https://www.fujitsugeneral.com.au/ | http://www.fujitsugeneral.com.au | N/A | 0 | 0 | AAC6275 | Yes | Variable output compressor | Inverter | No | - | 5000 | 1.37 | - | 490 | 2500 | No | - | - | - | 1252.18 | 5385 | No | 447.86 | 2692.5 | No | - | - | 6000 | 1.58 | 580 | 3000 | No | - | - | Yes | 2000 | 5300 | No | - | - | No | - | - | - | - | - | No | - | - | No | - | - | No | - | -
AOTH18KBTA/ARTH18KSLAP | 0 | N/A | FUJITSU | 1.17 | Ducted | Single Split System | - | Air | Air | China,Thailand | 1.48 | 4.03 | 5 | 620 | N/A | N/A | N/A | 198 | 1.73 | 6 | Enthalpy Test Room | 3.4966 | 3.6238 | Yes | - | N/A | 7.9 | 9.7 | N/A | N/A | N/A | N/A | N/A | 3.6011 | 3.8495 | N/A | N/A | N/A | N/A | N/A | N/A | Enthalpy Test Room | Single | R32 | Australia,New Zealand | 135542 | 46047 | 0 | Approved | Reverse Cycle | 900 | No | Class 10 | Yes | N/A | N/A | N/A | N/A | N/A | N/A | 3.6671 | Available | N/A | N/A | https://www.fujitsugeneral.com.au/ | http://www.fujitsugeneral.com.au | Yes | 0 | 0 | AAC5722 | Yes | Variable output compressor | Inverter | No | - | 5000 | 1.48 | - | 540 | 2500 | No | - | - | - | 1352.72 | 5385 | No | 493.56 | 2692.5 | No | - | - | 6000 | 1.73 | 620 | 3000 | No | - | - | Yes | 2000 | 5000 | No | - | - | No | - | - | - | - | - | No | - | - | No | - | - | No | - | -
AOTH18KBTA/AUTH18KVLA | 0 | N/A | FUJITSU | 1.45 | Non Ducted | Single Split System | Cassette | Air | Air | China,Thailand | 1.45 | 3.75 | 5 | 570 | N/A | N/A | N/A | 245 | 1.71 | 6 | Enthalpy Test Room | 3.5711 | 3.5832 | Yes | - | N/A | 7.9 | 9.7 | 4.8966 | 5.0328 | N/A | N/A | N/A | 3.3453 | 3.543 | N/A | N/A | 2.1905 | 2.586 | 2 | 2.5 | Calorimeter Room | Single | R32 | Australia,Fiji,New Zealand | 135476 | 46047 | 0 | Approved | Reverse Cycle | 570 | No | Class 9 | Yes | N/A | N/A | N/A | N/A | N/A | N/A | 3.4023 | Available | N/A | N/A | https://www.fujitsugeneral.com.au/ | http://www.fujitsugeneral.com.au | N/A | 0 | https://reg.energyrating.gov.au/static/common/images/star_ratings_2014/aircon_rating_2_2.5.png | AAC5674 | Yes | Variable output compressor | Inverter | No | - | 5000 | 1.45 | - | 530 | 2500 | No | - | - | - | 1325.3 | 5385 | No | 484.42 | 2692.5 | No | - | - | 6000 | 1.71 | 600 | 3000 | No | - | - | Yes | 2000 | 5000 | No | - | - | No | - | - | - | - | - | No | - | - | No | - | - | No | - | -
AOTH18KMTD/ASTH18KMTD | 0 | N/A | FUJITSU | 0.86 | Non Ducted | Single Split System | Wall Hung | Air | Air | Thailand | 1.16 | 4.14 | 5 | 240 | N/A | N/A | N/A | 280 | 1.28 | 6 | Calorimeter Room | 4.4145 | 4.797 | Yes | - | N/A | 0.93 | 0.93 | N/A | N/A | N/A | N/A | N/A | 4.4176 | 4.8007 | N/A | N/A | 4.3353 | 5.1014 | 4 | 5 | Calorimeter Room | Single | R32 | Australia,New Zealand | 154462 | 46917 | 0 | Approved | Reverse Cycle | 980 | Yes | Class 9 | Yes | Yes | N/A | N/A | N/A | N/A | N/A | 4.4297 | Available | N/A | N/A | https://www.fujitsugeneral.com.au/ | http://www.fujitsugeneral.com.au | Yes | 0 | https://reg.energyrating.gov.au/static/common/images/star_ratings_2014/aircon_rating_4_5.png | AAC7569 | Yes | Variable output compressor | Inverter | No | - | 5000 | 1.16 | - | 430 | 2630 | No | - | - | - | 1060.24 | 5385 | Yes | 345 | 2770 | No | - | - | 6000 | 1.28 | 580 | 3170 | No | - | - | Yes | 2350 | 6300 | No | - | - | No | - | - | - | - | - | No | - | - | No | - | - | No | - | -
AOTH18KNTA/ASTH18KNTA | 0 | N/A | FUJITSU | N/A | Non Ducted | Single Split System | Wall Hung | Air | Air | China,Thailand | 1.44 | N/A | 5 | N/A | N/A | N/A | N/A | N/A | 1.33 | 5.2 | Calorimeter Room | 3.5808 | 4.0915 | N/A | - | N/A | N/A | N/A | N/A | N/A | N/A | N/A | N/A | N/A | N/A | N/A | N/A | N/A | N/A | N/A | N/A | N/A | Single | R32 | Australia,Fiji,New Zealand | 144732 | 46446 | 0 | Approved | Reverse Cycle | N/A | Yes | Class 9 | Yes | N/A | N/A | N/A | N/A | N/A | N/A | N/A | Available | N/A | N/A | https://www.fujitsugeneral.com.au/ | http://www.fujitsugeneral.com.au | N/A | 0 | 0 | AAC6537 | Yes | Variable output compressor | Inverter | No | - | 5000 | 1.44 | - | 460 | 2500 | No | - | - | - | 1316.16 | 5385 | Yes | 400 | 2700 | No | - | - | 5200 | 1.33 | 480 | 2600 | No | - | - | Yes | 1920 | 4500 | No | - | - | No | - | - | - | - | - | No | - | - | No | - | - | No | - | -
AOTH22KMTD/ASTH22KMTD | 0 | N/A | FUJITSU | 1.54 | Non Ducted | Single Split System | Wall Hung | Air | Air | Thailand | 1.58 | 4.46 | 6 | 240 | N/A | N/A | N/A | 280 | 1.7 | 7.2 | Calorimeter Room | 3.8951 | 4.3691 | Yes | - | N/A | 0.93 | 0.93 | N/A | N/A | N/A | N/A | N/A | 3.877 | 4.3183 | N/A | N/A | 3.254 | 4.1366 | 3 | 4 | Calorimeter Room | Single | R32 | Australia,New Zealand | 154463 | 46909 | 0 | Approved | Reverse Cycle | 980 | Yes | Class 9 | Yes | Yes | N/A | N/A | N/A | N/A | N/A | 3.8847 | Available | N/A | N/A | https://www.fujitsugeneral.com.au/ | http://www.fujitsugeneral.com.au | Yes | 0 | https://reg.energyrating.gov.au/static/common/images/star_ratings_2014/aircon_rating_3_4.png | AAC7552 | Yes | Variable output compressor | Inverter | No | - | 6000 | 1.58 | - | 530 | 3100 | No | - | - | - | 1444.12 | 6462 | Yes | 435 | 3250 | No | - | - | 7200 | 1.7 | 715 | 3600 | No | - | - | Yes | 2700 | 6800 | No | - | - | No | - | - | - | - | - | No | - | - | No | - | - | No | - | -
AOTH22KNTA/ASTH22KNTA | 0 | N/A | FUJITSU | N/A | Non Ducted | Single Split System | Wall Hung | Air | Air | China,Thailand | 1.78 | N/A | 6 | N/A | N/A | N/A | N/A | N/A | 1.85 | 6.5 | Calorimeter Room | 3.4654 | 3.6074 | N/A | - | N/A | N/A | N/A | N/A | N/A | N/A | N/A | N/A | N/A | N/A | N/A | N/A | N/A | N/A | N/A | N/A | N/A | Single | R32 | Australia,Fiji,New Zealand | 144740 | 46446 | 0 | Approved | Reverse Cycle | N/A | Yes | Class 9 | Yes | N/A | N/A | N/A | N/A | N/A | N/A | N/A | Available | N/A | N/A | https://www.fujitsugeneral.com.au/ | http://www.fujitsugeneral.com.au | N/A | 0 | 0 | AAC6536 | Yes | Variable output compressor | Inverter | No | - | 6000 | 1.78 | - | 570 | 3000 | No | - | - | - | 1626.92 | 6462 | Yes | 480 | 3240 | No | - | - | 6500 | 1.85 | 605 | 3250 | No | - | - | Yes | 2080 | 4950 | No | - | - | No | - | - | - | - | - | No | - | - | No | - | - | No | - | -
AOTH24KBCA3 | 0 | N/A | FUJITSU | 0.34 | Non Ducted | fixed | N/A | Air | Air | China,Thailand | 1.74 | 6.46 | 6.8 | N/A | N/A | N/A | N/A | N/A | 1.76 | 8 | Enthalpy Test Room | 4.026 | 4.8132 | Yes | - | N/A | 13.16 | 13.09 | N/A | N/A | N/A | N/A | N/A | 3.448 | 3.9921 | N/A | N/A | N/A | N/A | N/A | N/A | Enthalpy Test Room | Single | R32 | Australia,New Zealand | 153545 | 46867 | 0 | Approved | Reverse Cycle | N/A | Yes | Class 19 | Yes | N/A | N/A | N/A | N/A | N/A | N/A | 3.5267 | Available | N/A | N/A | https://www.fujitsugeneral.com.au/ | http://www.fujitsugeneral.com.au | Yes | 0 | 0 | AAC7441 | Yes | Variable output compressor | Inverter | No | - | 6800 | 1.74 | - | 620 | 3550 | No | - | - | - | 1590.36 | 7323.6 | No | 566.68 | 3823.35 | No | - | - | 8000 | 1.76 | 680 | 4160 | No | - | - | Yes | 1900 | 6550 | No | - | - | No | - | - | - | - | - | No | - | - | No | - | - | No | - | -
AOTH24KBTA/ABTH24KRTA | 0 | N/A | FUJITSU | N/A | Non Ducted | Single Split System | Under ceiling | Air | Air | Thailand | 2.27 | N/A | 7.1 | N/A | N/A | N/A | N/A | N/A | 2.1 | 8 | Calorimeter Room | 3.3044 | 4.1925 | N/A | 90.4 | N/A | N/A | N/A | N/A | N/A | N/A | N/A | N/A | N/A | N/A | N/A | N/A | N/A | N/A | N/A | N/A | N/A | Single | R32 | Australia,New Zealand | 156862 | 47030 | 0 | Approved | Reverse Cycle | N/A | Yes | Class 9 | Yes | N/A | N/A | N/A | N/A | N/A | N/A | N/A | Available | N/A | N/A | https://www.fujitsugeneral.com.au/ | http://www.fujitsugeneral.com.au | N/A | 0 | 0 | AAC7811 | Yes | Variable output compressor | Inverter | No | - | 7100 | 2.27 | - | 680 | 3550 | No | - | - | - | 2074.78 | 7646.7 | No | 621.52 | 3823.35 | No | - | - | 8000 | 2.1 | 700 | 4000 | No | - | - | Yes | 2100 | 6300 | No | - | - | No | - | - | - | - | - | No | - | - | No | - | - | No | - | -
AOTH24KBTA/ARTH24KHTA | 0 | N/A | FUJITSU | N/A | Ducted | Single Split System | - | Air | Air | Thailand | 2.14 | N/A | 7.1 | N/A | N/A | N/A | N/A | N/A | 2.05 | 8 | Enthalpy Test Room | 3.5245 | 4.1105 | N/A | - | N/A | N/A | N/A | N/A | N/A | N/A | N/A | N/A | N/A | N/A | N/A | N/A | N/A | N/A | N/A | N/A | N/A | Single | R32 | Australia,Fiji,New Zealand | 150942 | 46697 | 0 | Approved | Reverse Cycle | N/A | Yes | Class 10 | Yes | N/A | N/A | N/A | N/A | N/A | N/A | N/A | Available | N/A | N/A | https://www.fujitsugeneral.com.au/ | http://www.fujitsugeneral.com.au | N/A | 0 | 0 | AAC7131 | Yes | Variable output compressor | Inverter | No | - | 7100 | 2.14 | - | 680 | 3550 | No | - | - | - | 1955.96 | 7646.7 | No | 621.52 | 3823.35 | No | - | - | 8000 | 2.05 | 760 | 4000 | No | - | - | Yes | 2000 | 5900 | No | - | - | No | - | - | - | - | - | No | - | - | No | - | - | No | - | -
AOTH24KBTA/ARTH24KMTAP | 0 | N/A | FUJITSU | N/A | Ducted | Single Split System | - | Air | Air | Thailand | 2.15 | N/A | 7.1 | N/A | N/A | N/A | N/A | N/A | 2.19 | 8 | Enthalpy Test Room | 3.4866 | 3.998 | N/A | - | N/A | N/A | N/A | N/A | N/A | N/A | N/A | N/A | N/A | N/A | N/A | N/A | N/A | N/A | N/A | N/A | N/A | Single | R32 | Australia,Fiji,New Zealand | 141888 | 46300 | 0 | Approved | Reverse Cycle | N/A | Yes | Class 10 | Yes | N/A | N/A | N/A | N/A | N/A | N/A | N/A | Available | N/A | N/A | https://www.fujitsugeneral.com.au/ | http://www.fujitsugeneral.com.au | N/A | 0 | 0 | AAC6269 | Yes | Variable output compressor | Inverter | No | - | 7100 | 2.15 | - | 770 | 3550 | No | - | - | - | 1965.1 | 7646.7 | No | 703.78 | 3823.35 | No | - | - | 8000 | 2.19 | 780 | 4000 | No | - | - | Yes | 2000 | 5900 | No | - | - | No | - | - | - | - | - | No | - | - | No | - | - | No | - | -
AOTH24KBTA/AUTH24KRTA | 0 | N/A | FUJITSU | N/A | Non Ducted | Single Split System | Cassette | Air | Air | Thailand | 2.15 | N/A | 7.1 | N/A | N/A | N/A | N/A | N/A | 2.1 | 8 | Enthalpy Test Room | 3.4405 | 4.0162 | N/A | - | N/A | N/A | N/A | N/A | N/A | N/A | N/A | N/A | N/A | N/A | N/A | N/A | N/A | N/A | N/A | N/A | N/A | Single | R32 | Australia,New Zealand | 156889 | 47037 | 0 | Approved | Reverse Cycle | N/A | Yes | Class 9 | Yes | N/A | N/A | N/A | N/A | N/A | N/A | N/A | Available | N/A | N/A | https://www.fujitsugeneral.com.au/ | http://www.fujitsugeneral.com.au | N/A | 0 | 0 | AAC7827 | Yes | Variable output compressor | Inverter | No | - | 7100 | 2.15 | - | 660 | 3550 | No | - | - | - | 1965.1 | 7646.7 | No | 603.24 | 3823.35 | No | - | - | 8000 | 2.1 | 700 | 4000 | No | - | - | Yes | 2100 | 6300 | No | - | - | No | - | - | - | - | - | No | - | - | No | - | - | No | - | -
AOTH24KBTB/AUTH24KVLA | 0 | N/A | FUJITSU | N/A | Non Ducted | Single Split System | Cassette | Air | Air | Thailand | 2.16 | N/A | 7.1 | N/A | N/A | N/A | N/A | N/A | 2.21 | 8 | Enthalpy Test Room | 3.4461 | 3.934 | N/A | 91 | N/A | N/A | N/A | N/A | N/A | N/A | N/A | N/A | N/A | N/A | N/A | N/A | N/A | N/A | N/A | N/A | N/A | Single | R32 | Australia,New Zealand | 159436 | 47149 | 0 | Approved | Reverse Cycle | N/A | Yes | Class 9 | Yes | N/A | N/A | N/A | N/A | N/A | N/A | N/A | Available | N/A | N/A | https://www.fujitsugeneral.com.au/ | http://www.fujitsugeneral.com.au | N/A | 0 | 0 | AAC8039 | Yes | Variable output compressor | Inverter | No | - | 7100 | 2.16 | - | 820 | 3550 | No | - | - | - | 1974.24 | 7646.7 | No | 749.48 | 3823.35 | No | - | - | 8000 | 2.21 | 800 | 4000 | No | - | - | Yes | 2750 | 7200 | No | - | - | No | - | - | - | - | - | No | - | - | No | - | - | No | - | -
AOTH24KCTA/ARTH24KMTAP | 0 | N/A | FUJITSU | N/A | Ducted | Single Split System | - | Air | Air | Thailand | 1.85 | N/A | 7.1 | N/A | N/A | N/A | N/A | N/A | 1.93 | 8 | Enthalpy Test Room | 3.9663 | 4.3518 | N/A | - | N/A | N/A | N/A | N/A | N/A | N/A | N/A | N/A | N/A | N/A | N/A | N/A | N/A | N/A | N/A | N/A | N/A | Single | R32 | Australia,Fiji,New Zealand | 141932 | 46294 | 0 | Approved | Reverse Cycle | N/A | Yes | Class 10 | Yes | N/A | N/A | N/A | N/A | N/A | N/A | N/A | Available | N/A | N/A | https://www.fujitsugeneral.com.au/ | http://www.fujitsugeneral.com.au | N/A | 0 | 0 | AAC6264 | Yes | Variable output compressor | Inverter | No | - | 7100 | 1.85 | - | 810 | 3550 | No | - | - | - | 1690.9 | 7646.7 | No | 740.34 | 3823.35 | No | - | - | 8000 | 1.93 | 740 | 4000 | No | - | - | Yes | 4100 | 9600 | No | - | - | No | - | - | - | - | - | No | - | - | No | - | - | No | - | -
AOTH24KMTD/ASTH24KMTD | 0 | N/A | FUJITSU | 1.8 | Non Ducted | Single Split System | Wall Hung | Air | Air | Thailand | 2.08 | 5.3 | 7.1 | 240 | N/A | N/A | N/A | 280 | 1.91 | 8 | Calorimeter Room | 3.5215 | 4.278 | Yes | - | N/A | 0.93 | 0.93 | N/A | N/A | N/A | N/A | N/A | 3.5137 | 4.2707 | N/A | N/A | 2.5274 | 4.0413 | 2.5 | 4 | Calorimeter Room | Single | R32 | Australia,New Zealand | 154032 | 46883 | 0 | Approved | Reverse Cycle | 980 | Yes | Class 9 | Yes | Yes | N/A | N/A | N/A | N/A | N/A | 3.519 | Available | N/A | N/A | https://www.fujitsugeneral.com.au/ | http://www.fujitsugeneral.com.au | Yes | 0 | https://reg.energyrating.gov.au/static/common/images/star_ratings_2014/aircon_rating_2.5_4.png | AAC7483 | Yes | Variable output compressor | Inverter | No | - | 7100 | 2.08 | - | 705 | 3750 | No | - | - | - | 1901.12 | 7646.7 | Yes | 595 | 3950 | No | - | - | 8000 | 1.91 | 780 | 4100 | No | - | - | Yes | 2780 | 6800 | No | - | - | No | - | - | - | - | - | No | - | - | No | - | - | No | - | -
AOTH24KMTE/ASTH24KMTE | 0 | N/A | FUJITSU | N/A | Non Ducted | Single Split System | Wall Hung | Air | Air | Thailand | 2.2 | N/A | 7.1 | N/A | N/A | N/A | N/A | N/A | 2.04 | 8 | Calorimeter Room | 3.3449 | 4.0298 | N/A | 60 | N/A | N/A | N/A | N/A | N/A | N/A | N/A | N/A | N/A | N/A | N/A | N/A | N/A | N/A | N/A | N/A | N/A | Single | R32 | Australia,Fiji,New Zealand | 161644 | 47261 | 0 | Approved | Reverse Cycle | N/A | Yes | Class 9 | Yes | N/A | N/A | N/A | N/A | N/A | N/A | N/A | Available | N/A | N/A | https://www.fujitsugeneral.com.au/ | http://www.fujitsugeneral.com.au | N/A | 0 | 0 | AAC8265 | Yes | Variable output compressor | Inverter | No | - | 7100 | 2.2 | - | 705 | 3750 | Yes | 250 | 1500 | - | 2010.8 | 7646.7 | Yes | 595 | 3950 | - | 210 | 1680 | 8000 | 2.04 | 780 | 4100 | Yes | 165 | 880 | Yes | 2720 | 6700 | No | - | - | No | - | - | - | - | - | No | - | - | No | - | - | No | - | -
AOTH24KNTA/ASTH24KNTA | 0 | N/A | FUJITSU | N/A | Non Ducted | Single Split System | Wall Hung | Air | Air | Thailand | 2.2 | N/A | 7.1 | N/A | N/A | N/A | N/A | N/A | 2.08 | 8 | Calorimeter Room | 3.3329 | 3.9865 | N/A | - | N/A | N/A | N/A | N/A | N/A | N/A | N/A | N/A | N/A | N/A | N/A | N/A | N/A | N/A | N/A | N/A | N/A | Single | R32 | Australia,Fiji,New Zealand | 145207 | 46456 | 0 | Approved | Reverse Cycle | N/A | Yes | Class 9 | Yes | N/A | N/A | N/A | N/A | N/A | N/A | N/A | Available | N/A | N/A | https://www.fujitsugeneral.com.au/ | http://www.fujitsugeneral.com.au | N/A | 0 | 0 | AAC6556 | Yes | Variable output compressor | Inverter | No | - | 7100 | 2.2 | - | 670 | 3550 | No | - | - | - | 2010.8 | 7646.7 | Yes | 585 | 3830 | No | - | - | 8000 | 2.08 | 685 | 4000 | No | - | - | Yes | 2770 | 6460 | No | - | - | No | - | - | - | - | - | No | - | - | No | - | - | No | - | -
AOTH30KBTA/ABTH30KRTA | 0 | N/A | FUJITSU | N/A | Non Ducted | Single Split System | Under ceiling | Air | Air | Thailand | 2.57 | N/A | 8.5 | N/A | N/A | N/A | N/A | N/A | 2.7 | 10 | Calorimeter Room | 3.4906 | 3.9719 | N/A | - | N/A | N/A | N/A | N/A | N/A | N/A | N/A | N/A | N/A | N/A | N/A | N/A | N/A | N/A | N/A | N/A | N/A | Single | R32 | Australia,New Zealand | 156863 | 47028 | 0 | Approved | Reverse Cycle | N/A | Yes | Class 9 | Yes | N/A | N/A | N/A | N/A | N/A | N/A | N/A | Available | N/A | N/A | https://www.fujitsugeneral.com.au/ | http://www.fujitsugeneral.com.au | N/A | 0 | 0 | AAC7805 | Yes | Variable output compressor | Inverter | No | - | 8500 | 2.57 | - | 910 | 4250 | No | - | - | - | 2348.98 | 9154.5 | No | 831.74 | 4577.25 | No | - | - | 10000 | 2.7 | 930 | 5000 | No | - | - | Yes | 3450 | 8400 | No | - | - | No | - | - | - | - | - | No | - | - | No | - | - | No | - | -
AOTH30KBTA/ARTH30KHTA | 0 | N/A | FUJITSU | N/A | Ducted | Single Split System | - | Air | Air | Thailand | 2.35 | N/A | 8.5 | N/A | N/A | N/A | N/A | N/A | 2.35 | 10 | Enthalpy Test Room | 3.843 | 4.6623 | N/A | - | N/A | N/A | N/A | N/A | N/A | N/A | N/A | N/A | N/A | N/A | N/A | N/A | N/A | N/A | N/A | N/A | N/A | Single | R32 | Australia,Fiji,New Zealand | 150944 | 46698 | 0 | Approved | Reverse Cycle | N/A | Yes | Class 10 | Yes | N/A | N/A | N/A | N/A | N/A | N/A | N/A | Available | N/A | N/A | https://www.fujitsugeneral.com.au/ | http://www.fujitsugeneral.com.au | N/A | 0 | 0 | AAC7133 | Yes | Variable output compressor | Inverter | No | - | 8500 | 2.35 | - | 940 | 4250 | No | - | - | - | 2147.9 | 9154.5 | No | 859.16 | 4577.25 | No | - | - | 10000 | 2.35 | 1000 | 5000 | No | - | - | Yes | 3100 | 8600 | No | - | - | No | - | - | - | - | - | No | - | - | No | - | - | No | - | -
AOTH30KBTA/ARTH30KMTAP | 0 | N/A | FUJITSU | N/A | Ducted | Single Split System | - | Air | Air | Thailand | 2.6 | N/A | 8.5 | N/A | N/A | N/A | N/A | N/A | 2.65 | 10 | Enthalpy Test Room | 3.5461 | 4.1151 | N/A | - | N/A | N/A | N/A | N/A | N/A | N/A | N/A | N/A | N/A | N/A | N/A | N/A | N/A | N/A | N/A | N/A | N/A | Single | R32 | Australia,Fiji,New Zealand | 143244 | 46354 | 0 | Approved | Reverse Cycle | N/A | Yes | Class 10 | Yes | N/A | N/A | N/A | N/A | N/A | N/A | N/A | Available | N/A | N/A | https://www.fujitsugeneral.com.au/ | http://www.fujitsugeneral.com.au | N/A | 0 | 0 | AAC6364 | Yes | Variable output compressor | Inverter | No | - | 8500 | 2.6 | - | 950 | 4250 | No | - | - | - | 2376.4 | 9154.5 | No | 868.3 | 4577.25 | No | - | - | 10000 | 2.65 | 970 | 5000 | No | - | - | Yes | 3300 | 8400 | No | - | - | No | - | - | - | - | - | No | - | - | No | - | - | No | - | -
AOTH30KBTA/AUTH30KRTA | 0 | N/A | FUJITSU | N/A | Non Ducted | Single Split System | Cassette | Air | Air | Thailand | 2.39 | N/A | 8.5 | N/A | N/A | N/A | N/A | N/A | 2.5 | 10 | Enthalpy Test Room | 3.696 | 4.1734 | N/A | - | N/A | N/A | N/A | N/A | N/A | N/A | N/A | N/A | N/A | N/A | N/A | N/A | N/A | N/A | N/A | N/A | N/A | Single | R32 | Australia,New Zealand | 156890 | 47034 | 0 | Approved | Reverse Cycle | N/A | Yes | Class 9 | Yes | N/A | N/A | N/A | N/A | N/A | N/A | N/A | Available | N/A | N/A | https://www.fujitsugeneral.com.au/ | http://www.fujitsugeneral.com.au | N/A | 0 | 0 | AAC7816 | Yes | Variable output compressor | Inverter | No | - | 8500 | 2.39 | - | 800 | 4250 | No | - | - | - | 2184.46 | 9154.5 | No | 731.2 | 4577.25 | No | - | - | 10000 | 2.5 | 900 | 5000 | No | - | - | Yes | 3400 | 8400 | No | - | - | No | - | - | - | - | - | No | - | - | No | - | - | No | - | -
AOTH30KBTA4 | 0 | N/A | FUJITSU | N/A | Non Ducted | fixed | N/A | Air | Air | China,Thailand | 2.03 | 8 | 8 | N/A | N/A | N/A | N/A | N/A | 2 | 9.6 | Enthalpy Test Room | 4.1325 | 5.0156 | Yes | - | N/A | 14.46 | 14.37 | N/A | N/A | N/A | N/A | N/A | 3.5272 | 3.9675 | N/A | N/A | N/A | N/A | N/A | N/A | Enthalpy Test Room | Single | R32 | Australia,New Zealand | 153546 | 46853 | 0 | Approved | Reverse Cycle | N/A | Yes | Class 19 | Yes | N/A | N/A | N/A | N/A | N/A | N/A | 3.6041 | Available | N/A | N/A | https://www.fujitsugeneral.com.au/ | http://www.fujitsugeneral.com.au | Yes | 0 | 0 | AAC7412 | Yes | Variable output compressor | Inverter | No | - | 8000 | 2.03 | - | 710 | 4120 | No | - | - | - | 1855.42 | 8616 | No | 648.94 | 4437.24 | No | - | - | 9600 | 2 | 820 | 4970 | No | - | - | Yes | 2530 | 8100 | No | - | - | No | - | - | - | - | - | No | - | - | No | - | - | No | - | -
AOTH30KCTA/ARTH30KHTA | 0 | N/A | FUJITSU | N/A | Ducted | Single Split System | - | Air | Air | Thailand | 2.18 | N/A | 8.5 | N/A | N/A | N/A | N/A | N/A | 2.2 | 10 | Enthalpy Test Room | 4.1499 | 4.8333 | N/A | - | N/A | N/A | N/A | N/A | N/A | N/A | N/A | N/A | N/A | N/A | N/A | N/A | N/A | N/A | N/A | N/A | N/A | Single | R32 | Australia,Fiji,New Zealand | 150953 | 46701 | 0 | Approved | Reverse Cycle | N/A | Yes | Class 10 | Yes | N/A | N/A | N/A | N/A | N/A | N/A | N/A | Available | N/A | N/A | https://www.fujitsugeneral.com.au/ | http://www.fujitsugeneral.com.au | N/A | 0 | 0 | AAC7144 | Yes | Variable output compressor | Inverter | No | - | 8500 | 2.18 | - | 940 | 4250 | No | - | - | - | 1992.52 | 9154.5 | No | 859.16 | 4577.25 | No | - | - | 10000 | 2.2 | 950 | 5000 | No | - | - | Yes | 3500 | 9700 | No | - | - | No | - | - | - | - | - | No | - | - | No | - | - | No | - | -
AOTH30KCTA/ARTH30KMTAP | 0 | N/A | FUJITSU | N/A | Ducted | Single Split System | - | Air | Air | Thailand | 2.26 | N/A | 8.5 | N/A | N/A | N/A | N/A | N/A | 2.47 | 10 | Enthalpy Test Room | 3.9541 | 4.3021 | N/A | - | N/A | N/A | N/A | N/A | N/A | N/A | N/A | N/A | N/A | N/A | N/A | N/A | N/A | N/A | N/A | N/A | N/A | Single | R32 | Australia,Fiji,New Zealand | 143251 | 46356 | 0 | Approved | Reverse Cycle | N/A | Yes | Class 10 | Yes | N/A | N/A | N/A | N/A | N/A | N/A | N/A | Available | N/A | N/A | https://www.fujitsugeneral.com.au/ | http://www.fujitsugeneral.com.au | N/A | 0 | 0 | AAC6368 | Yes | Variable output compressor | Inverter | No | - | 8500 | 2.26 | - | 930 | 4250 | No | - | - | - | 2065.64 | 9154.5 | No | 850.02 | 4577.25 | No | - | - | 10000 | 2.47 | 910 | 5000 | No | - | - | Yes | 3600 | 9600 | No | - | - | No | - | - | - | - | - | No | - | - | No | - | - | No | - | -
AOTH30KMTD/ASTH30KMTD | 0 | N/A | FUJITSU | N/A | Non Ducted | Single Split System | Wall Hung | Air | Air | Thailand | 2.49 | N/A | 8.5 | N/A | N/A | N/A | N/A | N/A | 2.39 | 9 | Calorimeter Room | 3.5439 | 3.8842 | N/A | - | N/A | N/A | N/A | N/A | N/A | N/A | N/A | N/A | N/A | N/A | N/A | N/A | N/A | N/A | N/A | N/A | N/A | Single | R32 | Australia,New Zealand | 155464 | 46957 | 0 | Approved | Reverse Cycle | N/A | Yes | Class 9 | Yes | N/A | N/A | N/A | N/A | N/A | N/A | N/A | Available | N/A | N/A | https://www.fujitsugeneral.com.au/ | http://www.fujitsugeneral.com.au | N/A | 0 | 0 | AAC7647 | Yes | Variable output compressor | Inverter | No | - | 8500 | 2.49 | - | 817 | 4400 | No | - | - | - | 2275.86 | 9154.5 | Yes | 655 | 4580 | No | - | - | 9000 | 2.39 | 825 | 4530 | Yes | 480 | 2840 | Yes | 2985 | 8050 | No | - | - | No | - | - | - | - | - | No | - | - | No | - | - | No | - | -
AOTH30KNTA/ASTH30KNTA | 0 | N/A | FUJITSU | N/A | Non Ducted | Single Split System | Wall Hung | Air | Air | Thailand | 2.49 | N/A | 8.5 | N/A | N/A | N/A | N/A | N/A | 2.39 | 9 | Calorimeter Room | 3.5439 | 3.8842 | N/A | - | N/A | N/A | N/A | N/A | N/A | N/A | N/A | N/A | N/A | N/A | N/A | N/A | N/A | N/A | N/A | N/A | N/A | Single | R32 | Australia,New Zealand | 155462 | 46957 | 0 | Approved | Reverse Cycle | N/A | Yes | Class 9 | Yes | N/A | N/A | N/A | N/A | N/A | N/A | N/A | Available | N/A | N/A | https://www.fujitsugeneral.com.au/ | http://www.fujitsugeneral.com.au | N/A | 0 | 0 | AAC7648 | Yes | Variable output compressor | Inverter | No | - | 8500 | 2.49 | - | 817 | 4400 | No | - | - | - | 2275.86 | 9154.5 | Yes | 655 | 4580 | No | - | - | 9000 | 2.39 | 825 | 4530 | Yes | 480 | 2840 | Yes | 2985 | 8050 | No | - | - | No | - | - | - | - | - | No | - | - | No | - | - | No | - | -
AOTH34KMTD/ASTH34KMTD | 0 | N/A | FUJITSU | N/A | Non Ducted | Single Split System | Wall Hung | Air | Air | Thailand | 2.72 | N/A | 9.5 | N/A | N/A | N/A | N/A | N/A | 3.04 | 10.3 | Calorimeter Room | 3.6025 | 3.4973 | N/A | - | N/A | N/A | N/A | N/A | N/A | N/A | N/A | N/A | N/A | N/A | N/A | N/A | N/A | N/A | N/A | N/A | N/A | Single | R32 | Australia,New Zealand | 155465 | 46959 | 0 | Approved | Reverse Cycle | N/A | Yes | Class 9 | Yes | N/A | N/A | N/A | N/A | N/A | N/A | N/A | Available | N/A | N/A | https://www.fujitsugeneral.com.au/ | http://www.fujitsugeneral.com.au | N/A | 0 | 0 | AAC7652 | Yes | Variable output compressor | Inverter | No | - | 9500 | 2.72 | - | 923 | 4910 | No | - | - | - | 2486.08 | 10231.5 | Yes | 747 | 5080 | No | - | - | 10300 | 3.04 | 1035 | 5120 | Yes | 680 | 3770 | Yes | 3713 | 9000 | No | - | - | No | - | - | - | - | - | No | - | - | No | - | - | No | - | -
AOTH34KNTA/ASTH34KNTA | 0 | N/A | FUJITSU | N/A | Non Ducted | Single Split System | Wall Hung | Air | Air | Thailand | 2.72 | N/A | 9.5 | N/A | N/A | N/A | N/A | N/A | 3.04 | 10.3 | Calorimeter Room | 3.6025 | 3.4973 | N/A | - | N/A | N/A | N/A | N/A | N/A | N/A | N/A | N/A | N/A | N/A | N/A | N/A | N/A | N/A | N/A | N/A | N/A | Single | R32 | Australia,New Zealand | 155463 | 46957 | 0 | Approved | Reverse Cycle | N/A | Yes | Class 9 | Yes | N/A | N/A | N/A | N/A | N/A | N/A | N/A | Available | N/A | N/A | https://www.fujitsugeneral.com.au/ | http://www.fujitsugeneral.com.au | N/A | 0 | 0 | AAC7645 | Yes | Variable output compressor | Inverter | No | - | 9500 | 2.72 | - | 923 | 4910 | No | - | - | - | 2486.08 | 10231.5 | Yes | 747 | 5080 | No | - | - | 10300 | 3.04 | 1035 | 5120 | Yes | 680 | 3770 | Yes | 3713 | 9000 | No | - | - | No | - | - | - | - | - | No | - | - | No | - | - | No | - | -
AOTH36KBTA/ABTH36KRTA | 0 | N/A | FUJITSU | N/A | Non Ducted | Single Split System | Under ceiling | Air | Air | Thailand | 3.11 | N/A | 10 | N/A | N/A | N/A | N/A | N/A | 2.99 | 11.2 | Calorimeter Room | 3.3787 | 4.0036 | N/A | - | N/A | N/A | N/A | N/A | N/A | N/A | N/A | N/A | N/A | N/A | N/A | N/A | N/A | N/A | N/A | N/A | N/A | Single | R32 | Australia,New Zealand | 156864 | 47028 | 0 | Approved | Reverse Cycle | N/A | Yes | Class 11 | Yes | N/A | N/A | N/A | N/A | N/A | N/A | N/A | Available | N/A | N/A | https://www.fujitsugeneral.com.au/ | http://www.fujitsugeneral.com.au | N/A | 0 | 0 | AAC7801 | Yes | Variable output compressor | Inverter | No | - | 10000 | 3.11 | - | 980 | 5000 | No | - | - | - | 2842.54 | 10770 | No | 895.72 | 5385 | No | - | - | 11200 | 2.99 | 1020 | 5600 | No | - | - | Yes | 3200 | 8400 | No | - | - | No | - | - | - | - | - | No | - | - | No | - | - | No | - | -
AOTH36KBTA/ARTH36KHTA | 0 | N/A | FUJITSU | N/A | Ducted | Single Split System | - | Air | Air | Thailand | 3.08 | N/A | 10 | N/A | N/A | N/A | N/A | N/A | 2.8 | 11.2 | Enthalpy Test Room | 3.4234 | 4.2841 | N/A | - | N/A | N/A | N/A | N/A | N/A | N/A | N/A | N/A | N/A | N/A | N/A | N/A | N/A | N/A | N/A | N/A | N/A | Single | R32 | Australia,Fiji,New Zealand | 150954 | 46697 | 0 | Approved | Reverse Cycle | N/A | Yes | Class 11 | Yes | N/A | N/A | N/A | N/A | N/A | N/A | N/A | Available | N/A | N/A | https://www.fujitsugeneral.com.au/ | http://www.fujitsugeneral.com.au | N/A | 0 | 0 | AAC7130 | Yes | Variable output compressor | Inverter | No | - | 10000 | 3.08 | - | 1050 | 5000 | No | - | - | - | 2815.12 | 10770 | No | 959.7 | 5385 | No | - | - | 11200 | 2.8 | 1090 | 5600 | No | - | - | Yes | 3100 | 8600 | No | - | - | No | - | - | - | - | - | No | - | - | No | - | - | No | - | -
AOTH36KBTA/ARTH36KMTAP | 0 | N/A | FUJITSU | N/A | Ducted | Single Split System | - | Air | Air | Thailand | 3.23 | N/A | 10 | N/A | N/A | N/A | N/A | N/A | 3.3 | 11.2 | Enthalpy Test Room | 3.1914 | 3.7299 | N/A | 90 | N/A | N/A | N/A | N/A | N/A | N/A | N/A | N/A | N/A | N/A | N/A | N/A | N/A | N/A | N/A | N/A | N/A | Single | R32 | Australia,Fiji,New Zealand | 143245 | 46355 | 0 | Approved | Reverse Cycle | N/A | Yes | Class 11 | Yes | N/A | N/A | N/A | N/A | N/A | N/A | N/A | Available | N/A | N/A | https://www.fujitsugeneral.com.au/ | http://www.fujitsugeneral.com.au | N/A | 0 | 0 | AAC6366 | Yes | Variable output compressor | Inverter | No | - | 10000 | 3.23 | - | 1140 | 5000 | No | - | - | - | 2952.22 | 10770 | No | 1041.96 | 5385 | No | - | - | 11200 | 3.3 | 1120 | 5600 | No | - | - | Yes | 3300 | 8400 | No | - | - | No | - | - | - | - | - | No | - | - | No | - | - | No | - | -
AOTH36KBTA/AUTH36KRTA | 0 | N/A | FUJITSU | N/A | Non Ducted | Single Split System | Cassette | Air | Air | Thailand | 3.11 | N/A | 10 | N/A | N/A | N/A | N/A | N/A | 2.87 | 11.2 | Enthalpy Test Room | 3.3381 | 4.1025 | N/A | - | N/A | N/A | N/A | N/A | N/A | N/A | N/A | N/A | N/A | N/A | N/A | N/A | N/A | N/A | N/A | N/A | N/A | Single | R32 | Australia,New Zealand | 156891 | 47035 | 0 | Approved | Reverse Cycle | N/A | Yes | Class 11 | Yes | N/A | N/A | N/A | N/A | N/A | N/A | N/A | Available | N/A | N/A | https://www.fujitsugeneral.com.au/ | http://www.fujitsugeneral.com.au | N/A | 0 | 0 | AAC7819 | Yes | Variable output compressor | Inverter | No | - | 10000 | 3.11 | - | 980 | 5000 | No | - | - | - | 2842.54 | 10770 | No | 895.72 | 5385 | No | - | - | 11200 | 2.87 | 1020 | 5600 | No | - | - | Yes | 3200 | 8400 | No | - | - | No | - | - | - | - | - | No | - | - | No | - | - | No | - | -
AOTH36KCTA/ARTH36KHTA | 0 | N/A | FUJITSU | N/A | Ducted | Single Split System | - | Air | Air | Thailand | 2.6 | N/A | 10 | N/A | N/A | N/A | N/A | N/A | 2.94 | 12.5 | Enthalpy Test Room | 4.0328 | 4.5178 | N/A | - | N/A | N/A | N/A | N/A | N/A | N/A | N/A | N/A | N/A | N/A | N/A | N/A | N/A | N/A | N/A | N/A | N/A | Single | R32 | Australia,Fiji,New Zealand | 150958 | 46697 | 0 | Approved | Reverse Cycle | N/A | Yes | Class 11 | Yes | N/A | N/A | N/A | N/A | N/A | N/A | N/A | Available | N/A | N/A | https://www.fujitsugeneral.com.au/ | http://www.fujitsugeneral.com.au | N/A | 0 | 0 | AAC7129 | Yes | Variable output compressor | Inverter | No | - | 10000 | 2.6 | - | 1050 | 5000 | No | - | - | - | 2376.4 | 10770 | No | 959.7 | 5385 | No | - | - | 12500 | 2.94 | 1170 | 6250 | No | - | - | Yes | 3650 | 10400 | No | - | - | No | - | - | - | - | - | No | - | - | No | - | - | No | - | -
AOTH36KRTA/ABTH36KRTA | 0 | N/A | FUJITSU | N/A | Non Ducted | Single Split System | Under ceiling | Air | Air | Thailand | 3.11 | N/A | 10 | N/A | N/A | N/A | N/A | N/A | 2.99 | 11.2 | Calorimeter Room | 3.3787 | 4.0036 | N/A | - | N/A | N/A | N/A | N/A | N/A | N/A | N/A | N/A | N/A | N/A | N/A | N/A | N/A | N/A | N/A | N/A | N/A | Three | R32 | Australia,New Zealand | 156901 | 47033 | 0 | Approved | Reverse Cycle | N/A | Yes | Class 11 | Yes | N/A | N/A | N/A | N/A | N/A | N/A | N/A | Available | N/A | N/A | https://www.fujitsugeneral.com.au/ | http://www.fujitsugeneral.com.au | N/A | 0 | 0 | AAC7813 | Yes | Variable output compressor | Inverter | No | - | 10000 | 3.11 | - | 980 | 5000 | No | - | - | - | 2842.54 | 10770 | No | 895.72 | 5385 | No | - | - | 11200 | 2.99 | 1020 | 5600 | No | - | - | Yes | 3200 | 8400 | No | - | - | No | - | - | - | - | - | No | - | - | No | - | - | No | - | -
AOTH36KRTA/ARTH36KHTA | 0 | N/A | FUJITSU | N/A | Ducted | Single Split System | - | Air | Air | Thailand | 3.08 | N/A | 10 | N/A | N/A | N/A | N/A | N/A | 2.8 | 11.2 | Enthalpy Test Room | 3.3534 | 4.2684 | N/A | - | N/A | N/A | N/A | N/A | N/A | N/A | N/A | N/A | N/A | N/A | N/A | N/A | N/A | N/A | N/A | N/A | N/A | Three | R32 | Australia,Fiji,New Zealand | 150959 | 46701 | 0 | Approved | Reverse Cycle | N/A | Yes | Class 11 | Yes | N/A | N/A | N/A | N/A | N/A | N/A | N/A | Available | N/A | N/A | https://www.fujitsugeneral.com.au/ | http://www.fujitsugeneral.com.au | N/A | 0 | 0 | AAC7143 | Yes | Variable output compressor | Inverter | No | - | 10000 | 3.08 | - | 1050 | 5000 | No | - | - | - | 2815.12 | 10770 | No | 959.7 | 5385 | No | - | - | 11200 | 2.8 | 1090 | 5600 | No | - | - | Yes | 3100 | 8600 | No | - | - | No | - | - | - | - | - | No | - | - | No | - | - | No | - | -
AOTH36KRTA/AUTH36KRTA | 0 | N/A | FUJITSU | N/A | Non Ducted | Single Split System | Cassette | Air | Air | Thailand | 3.11 | N/A | 10 | N/A | N/A | N/A | N/A | N/A | 2.87 | 11.2 | Enthalpy Test Room | 3.3381 | 4.1025 | N/A | - | N/A | N/A | N/A | N/A | N/A | N/A | N/A | N/A | N/A | N/A | N/A | N/A | N/A | N/A | N/A | N/A | N/A | Three | R32 | Australia,New Zealand | 156896 | 47034 | 0 | Approved | Reverse Cycle | N/A | Yes | Class 11 | Yes | N/A | N/A | N/A | N/A | N/A | N/A | N/A | Available | N/A | N/A | https://www.fujitsugeneral.com.au/ | http://www.fujitsugeneral.com.au | N/A | 0 | 0 | AAC7817 | Yes | Variable output compressor | Inverter | No | - | 10000 | 3.11 | - | 980 | 5000 | No | - | - | - | 2842.54 | 10770 | No | 895.72 | 5385 | No | - | - | 11200 | 2.87 | 1020 | 5600 | No | - | - | Yes | 3200 | 8400 | No | - | - | No | - | - | - | - | - | No | - | - | No | - | - | No | - | -
AOTH45KBTA/ABTH45KRTA | 0 | N/A | FUJITSU | N/A | Non Ducted | Single Split System | Under ceiling | Air | Air | Thailand | 4.14 | N/A | 12.5 | N/A | N/A | N/A | N/A | N/A | 3.78 | 14 | Calorimeter Room | 3.1989 | 3.9188 | N/A | 90.8 | N/A | N/A | N/A | N/A | N/A | N/A | N/A | N/A | N/A | N/A | N/A | N/A | N/A | N/A | N/A | N/A | N/A | Single | R32 | Australia,New Zealand | 156865 | 47028 | 0 | Approved | Reverse Cycle | N/A | Yes | Class 11 | Yes | N/A | N/A | N/A | N/A | N/A | N/A | N/A | Available | N/A | N/A | https://www.fujitsugeneral.com.au/ | http://www.fujitsugeneral.com.au | N/A | 0 | 0 | AAC7806 | Yes | Variable output compressor | Inverter | No | - | 12500 | 4.14 | - | 1290 | 6250 | No | - | - | - | 3783.96 | 13462.5 | No | 1179.06 | 6731.25 | No | - | - | 14000 | 3.78 | 1310 | 7000 | No | - | - | Yes | 4200 | 11000 | No | - | - | No | - | - | - | - | - | No | - | - | No | - | - | No | - | -
AOTH45KBTA/ARTH45KHTA | 0 | N/A | FUJITSU | N/A | Ducted | Single Split System | - | Air | Air | Thailand | 3.8 | N/A | 12.5 | N/A | N/A | N/A | N/A | N/A | 3.42 | 14 | Enthalpy Test Room | 3.4609 | 4.6364 | N/A | - | N/A | N/A | N/A | N/A | N/A | N/A | N/A | N/A | N/A | N/A | N/A | N/A | N/A | N/A | N/A | N/A | N/A | Single | R32 | Australia,New Zealand | 151103 | 46711 | 0 | Approved | Reverse Cycle | N/A | Yes | Class 11 | Yes | N/A | N/A | N/A | N/A | N/A | N/A | N/A | Available | N/A | N/A | https://www.fujitsugeneral.com.au/ | http://www.fujitsugeneral.com.au | N/A | 0 | 0 | AAC7165 | Yes | Variable output compressor | Inverter | No | - | 12500 | 3.8 | - | 1340 | 6250 | No | - | - | - | 3473.2 | 13462.5 | No | 1224.76 | 6731.25 | No | - | - | 14000 | 3.42 | 1350 | 7000 | No | - | - | Yes | 3800 | 11000 | No | - | - | No | - | - | - | - | - | No | - | - | No | - | - | No | - | -
AOTH45KBTA/ARTH45KMTAP | 0 | N/A | FUJITSU | N/A | Ducted | Single Split System | - | Air | Air | Thailand | 4 | N/A | 12.5 | N/A | N/A | N/A | N/A | N/A | 4 | 14 | Enthalpy Test Room | 3.2432 | 3.7898 | N/A | - | N/A | N/A | N/A | N/A | N/A | N/A | N/A | N/A | N/A | N/A | N/A | N/A | N/A | N/A | N/A | N/A | N/A | Single | R32 | Australia,Fiji,New Zealand | 143247 | 46356 | 0 | Approved | Reverse Cycle | N/A | Yes | Class 11 | Yes | N/A | N/A | N/A | N/A | N/A | N/A | N/A | Available | N/A | N/A | https://www.fujitsugeneral.com.au/ | http://www.fujitsugeneral.com.au | N/A | 0 | 0 | AAC6367 | Yes | Variable output compressor | Inverter | No | - | 12500 | 4 | - | 1370 | 6250 | No | - | - | - | 3656 | 13462.5 | No | 1252.18 | 6731.25 | No | - | - | 14000 | 4 | 1420 | 7000 | No | - | - | Yes | 4300 | 11000 | No | - | - | No | - | - | - | - | - | No | - | - | No | - | - | No | - | -
AOTH45KBTA/AUTH45KRTA | 0 | N/A | FUJITSU | N/A | Non Ducted | Single Split System | Cassette | Air | Air | Thailand | 3.89 | N/A | 12.5 | N/A | N/A | N/A | N/A | N/A | 3.44 | 14 | Enthalpy Test Room | 3.3944 | 4.2217 | N/A | - | N/A | N/A | N/A | N/A | N/A | N/A | N/A | N/A | N/A | N/A | N/A | N/A | N/A | N/A | N/A | N/A | N/A | Single | R32 | Australia,New Zealand | 156892 | 47035 | 0 | Approved | Reverse Cycle | N/A | Yes | Class 11 | Yes | N/A | N/A | N/A | N/A | N/A | N/A | N/A | Available | N/A | N/A | https://www.fujitsugeneral.com.au/ | http://www.fujitsugeneral.com.au | N/A | 0 | 0 | AAC7820 | Yes | Variable output compressor | Inverter | No | - | 12500 | 3.89 | - | 1250 | 6250 | No | - | - | - | 3555.46 | 13462.5 | No | 1142.5 | 6731.25 | No | - | - | 14000 | 3.44 | 1250 | 7000 | No | - | - | Yes | 4100 | 11000 | No | - | - | No | - | - | - | - | - | No | - | - | No | - | - | No | - | -
AOTH45KCTA/ARTH45KHTA | 0 | N/A | FUJITSU | N/A | Ducted | Single Split System | - | Air | Air | Thailand | 3.43 | N/A | 12.5 | N/A | N/A | N/A | N/A | N/A | 3.49 | 15 | Enthalpy Test Room | 3.7575 | 4.4816 | N/A | - | N/A | N/A | N/A | N/A | N/A | N/A | N/A | N/A | N/A | N/A | N/A | N/A | N/A | N/A | N/A | N/A | N/A | Single | R32 | Australia,New Zealand | 151104 | 46707 | 0 | Approved | Reverse Cycle | N/A | Yes | Class 11 | Yes | N/A | N/A | N/A | N/A | N/A | N/A | N/A | Available | N/A | N/A | https://www.fujitsugeneral.com.au/ | http://www.fujitsugeneral.com.au | N/A | 0 | 0 | AAC7157 | Yes | Variable output compressor | Inverter | No | - | 12500 | 3.43 | - | 1350 | 6250 | No | - | - | - | 3135.02 | 13462.5 | No | 1233.9 | 6731.25 | No | - | - | 15000 | 3.49 | 1470 | 7500 | No | - | - | Yes | 4860 | 13400 | No | - | - | No | - | - | - | - | - | No | - | - | No | - | - | No | - | -
AOTH45KRTA/ABTH45KRTA | 0 | N/A | FUJITSU | N/A | Non Ducted | Single Split System | Under ceiling | Air | Air | Thailand | 4.14 | N/A | 12.5 | N/A | N/A | N/A | N/A | N/A | 3.78 | 14 | Calorimeter Room | 3.1989 | 3.9188 | N/A | 90.8 | N/A | N/A | N/A | N/A | N/A | N/A | N/A | N/A | N/A | N/A | N/A | N/A | N/A | N/A | N/A | N/A | N/A | Three | R32 | Australia,New Zealand | 156902 | 47030 | 0 | Approved | Reverse Cycle | N/A | Yes | Class 11 | Yes | N/A | N/A | N/A | N/A | N/A | N/A | N/A | Available | N/A | N/A | https://www.fujitsugeneral.com.au/ | http://www.fujitsugeneral.com.au | N/A | 0 | 0 | AAC7810 | Yes | Variable output compressor | Inverter | No | - | 12500 | 4.14 | - | 1290 | 6250 | No | - | - | - | 3783.96 | 13462.5 | No | 1179.06 | 6731.25 | No | - | - | 14000 | 3.78 | 1310 | 7000 | No | - | - | Yes | 4200 | 11000 | No | - | - | No | - | - | - | - | - | No | - | - | No | - | - | No | - | -
AOTH45KRTA/ARTH45KHTA | 0 | N/A | FUJITSU | N/A | Ducted | Single Split System | - | Air | Air | Thailand | 3.8 | N/A | 12.5 | N/A | N/A | N/A | N/A | N/A | 3.42 | 14 | Enthalpy Test Room | 3.4609 | 4.6364 | N/A | - | N/A | N/A | N/A | N/A | N/A | N/A | N/A | N/A | N/A | N/A | N/A | N/A | N/A | N/A | N/A | N/A | N/A | Three | R32 | Australia,New Zealand | 151105 | 46711 | 0 | Approved | Reverse Cycle | N/A | Yes | Class 11 | Yes | N/A | N/A | N/A | N/A | N/A | N/A | N/A | Available | N/A | N/A | https://www.fujitsugeneral.com.au/ | http://www.fujitsugeneral.com.au | N/A | 0 | 0 | AAC7166 | Yes | Variable output compressor | Inverter | No | - | 12500 | 3.8 | - | 1340 | 6250 | No | - | - | - | 3473.2 | 13462.5 | No | 1224.76 | 6731.25 | No | - | - | 14000 | 3.42 | 1350 | 7000 | No | - | - | Yes | 3800 | 11000 | No | - | - | No | - | - | - | - | - | No | - | - | No | - | - | No | - | -
AOTH45KRTA/AUTH45KRTA | 0 | N/A | FUJITSU | N/A | Non Ducted | Single Split System | Cassette | Air | Air | Thailand | 3.89 | N/A | 12.5 | N/A | N/A | N/A | N/A | N/A | 3.44 | 14 | Enthalpy Test Room | 3.3944 | 4.2217 | N/A | - | N/A | N/A | N/A | N/A | N/A | N/A | N/A | N/A | N/A | N/A | N/A | N/A | N/A | N/A | N/A | N/A | N/A | Three | R32 | Australia,New Zealand | 156897 | 47037 | 0 | Approved | Reverse Cycle | N/A | Yes | Class 11 | Yes | N/A | N/A | N/A | N/A | N/A | N/A | N/A | Available | N/A | N/A | https://www.fujitsugeneral.com.au/ | http://www.fujitsugeneral.com.au | N/A | 0 | 0 | AAC7828 | Yes | Variable output compressor | Inverter | No | - | 12500 | 3.89 | - | 1250 | 6250 | No | - | - | - | 3555.46 | 13462.5 | No | 1142.5 | 6731.25 | No | - | - | 14000 | 3.44 | 1250 | 7000 | No | - | - | Yes | 4100 | 11000 | No | - | - | No | - | - | - | - | - | No | - | - | No | - | - | No | - | -
AOTH54KBTA/ABTH54KRTA | 0 | N/A | FUJITSU | N/A | Non Ducted | Single Split System | Under ceiling | Air | Air | Thailand | 4.31 | N/A | 13 | N/A | N/A | N/A | N/A | N/A | 4.25 | 15.5 | Calorimeter Room | 3.2009 | 3.8642 | N/A | 90.4 | N/A | N/A | N/A | N/A | N/A | N/A | N/A | N/A | N/A | N/A | N/A | N/A | N/A | N/A | N/A | N/A | N/A | Single | R32 | Australia,New Zealand | 156866 | 47028 | 0 | Approved | Reverse Cycle | N/A | Yes | Class 11 | Yes | N/A | N/A | N/A | N/A | N/A | N/A | N/A | Available | N/A | N/A | https://www.fujitsugeneral.com.au/ | http://www.fujitsugeneral.com.au | N/A | 0 | 0 | AAC7800 | Yes | Variable output compressor | Inverter | No | - | 13000 | 4.31 | - | 1360 | 6500 | No | - | - | - | 3939.34 | 14001 | No | 1243.04 | 7000.5 | No | - | - | 15500 | 4.25 | 1500 | 7750 | No | - | - | Yes | 4200 | 11000 | No | - | - | No | - | - | - | - | - | No | - | - | No | - | - | No | - | -
AOTH54KBTA/ARTH54KHTA | 0 | N/A | FUJITSU | N/A | Ducted | Single Split System | - | Air | Air | Thailand | 4.64 | N/A | 14 | N/A | N/A | N/A | N/A | N/A | 4.4 | 15.5 | Enthalpy Test Room | 3.1694 | 3.7377 | N/A | 90 | N/A | N/A | N/A | N/A | N/A | N/A | N/A | N/A | N/A | N/A | N/A | N/A | N/A | N/A | N/A | N/A | N/A | Single | R32 | Australia,New Zealand | 151106 | 46707 | 0 | Approved | Reverse Cycle | N/A | Yes | Class 11 | Yes | N/A | N/A | N/A | N/A | N/A | N/A | N/A | Available | N/A | N/A | https://www.fujitsugeneral.com.au/ | http://www.fujitsugeneral.com.au | N/A | 0 | 0 | AAC7156 | Yes | Variable output compressor | Inverter | No | - | 14000 | 4.64 | - | 1570 | 7000 | No | - | - | - | 4240.96 | 15078 | No | 1434.98 | 7539 | No | - | - | 15500 | 4.4 | 1510 | 7750 | No | - | - | Yes | 3900 | 11200 | No | - | - | No | - | - | - | - | - | No | - | - | No | - | - | No | - | -
AOTH54KBTA/ARTH54KMTAP | 0 | N/A | FUJITSU | N/A | Ducted | Single Split System | - | Air | Air | Thailand | 4.31 | N/A | 13 | N/A | N/A | N/A | N/A | N/A | 4.45 | 15 | Enthalpy Test Room | 3.179 | 3.6277 | N/A | 90 | N/A | N/A | N/A | N/A | N/A | N/A | N/A | N/A | N/A | N/A | N/A | N/A | N/A | N/A | N/A | N/A | N/A | Single | R32 | Australia,Fiji,New Zealand | 143250 | 46354 | 0 | Approved | Reverse Cycle | N/A | Yes | Class 11 | Yes | N/A | N/A | N/A | N/A | N/A | N/A | N/A | Available | N/A | N/A | https://www.fujitsugeneral.com.au/ | http://www.fujitsugeneral.com.au | N/A | 0 | 0 | AAC6365 | Yes | Variable output compressor | Inverter | No | - | 13000 | 4.31 | - | 1450 | 6500 | No | - | - | - | 3939.34 | 14001 | No | 1325.3 | 7000.5 | No | - | - | 15000 | 4.45 | 1570 | 7500 | No | - | - | Yes | 4300 | 11000 | No | - | - | No | - | - | - | - | - | No | - | - | No | - | - | No | - | -
AOTH54KBTA/AUTH54KRTA | 0 | N/A | FUJITSU | N/A | Non Ducted | Single Split System | Cassette | Air | Air | Thailand | 4.04 | N/A | 13 | N/A | N/A | N/A | N/A | N/A | 4.07 | 15.5 | Enthalpy Test Room | 3.3222 | 3.9857 | N/A | - | N/A | N/A | N/A | N/A | N/A | N/A | N/A | N/A | N/A | N/A | N/A | N/A | N/A | N/A | N/A | N/A | N/A | Single | R32 | Australia,New Zealand | 156893 | 47035 | 0 | Approved | Reverse Cycle | N/A | Yes | Class 11 | Yes | N/A | N/A | N/A | N/A | N/A | N/A | N/A | Available | N/A | N/A | https://www.fujitsugeneral.com.au/ | http://www.fujitsugeneral.com.au | N/A | 0 | 0 | AAC7821 | Yes | Variable output compressor | Inverter | No | - | 13000 | 4.04 | - | 1350 | 6500 | No | - | - | - | 3692.56 | 14001 | No | 1233.9 | 7000.5 | No | - | - | 15500 | 4.07 | 1440 | 7750 | No | - | - | Yes | 4100 | 11000 | No | - | - | No | - | - | - | - | - | No | - | - | No | - | - | No | - | -
AOTH54KCTA/ARTH54KHTA | 0 | N/A | FUJITSU | N/A | Ducted | Single Split System | - | Air | Air | Thailand | 3.91 | N/A | 14 | N/A | N/A | N/A | N/A | N/A | 4 | 16.5 | Enthalpy Test Room | 3.6554 | 4.2218 | N/A | - | N/A | N/A | N/A | N/A | N/A | N/A | N/A | N/A | N/A | N/A | N/A | N/A | N/A | N/A | N/A | N/A | N/A | Single | R32 | Australia,New Zealand | 151107 | 46711 | 0 | Approved | Reverse Cycle | N/A | Yes | Class 11 | Yes | N/A | N/A | N/A | N/A | N/A | N/A | N/A | Available | N/A | N/A | https://www.fujitsugeneral.com.au/ | http://www.fujitsugeneral.com.au | N/A | 0 | 0 | AAC7167 | Yes | Variable output compressor | Inverter | No | - | 14000 | 3.91 | - | 1560 | 7000 | No | - | - | - | 3573.74 | 15078 | No | 1425.84 | 7539 | No | - | - | 16500 | 4 | 1730 | 8250 | No | - | - | Yes | 4930 | 13700 | No | - | - | No | - | - | - | - | - | No | - | - | No | - | - | No | - | -
AOTH54KRTA/ABTH54KRTA | 0 | N/A | FUJITSU | N/A | Non Ducted | Single Split System | Under ceiling | Air | Air | Thailand | 4.31 | N/A | 13 | N/A | N/A | N/A | N/A | N/A | 4.25 | 15.5 | Calorimeter Room | 3.2009 | 3.8642 | N/A | 90.4 | N/A | N/A | N/A | N/A | N/A | N/A | N/A | N/A | N/A | N/A | N/A | N/A | N/A | N/A | N/A | N/A | N/A | Three | R32 | Australia,New Zealand | 156903 | 47037 | 0 | Approved | Reverse Cycle | N/A | Yes | Class 11 | Yes | N/A | N/A | N/A | N/A | N/A | N/A | N/A | Available | N/A | N/A | https://www.fujitsugeneral.com.au/ | http://www.fujitsugeneral.com.au | N/A | 0 | 0 | AAC7826 | Yes | Variable output compressor | Inverter | No | - | 13000 | 4.31 | - | 1360 | 6500 | No | - | - | - | 3939.34 | 14001 | No | 1243.04 | 7000.5 | No | - | - | 15500 | 4.25 | 1500 | 7750 | No | - | - | Yes | 4200 | 11000 | No | - | - | No | - | - | - | - | - | No | - | - | No | - | - | No | - | -
AOTH54KRTA/ARTH54KHTA | 0 | N/A | FUJITSU | N/A | Ducted | Single Split System | - | Air | Air | Thailand | 4.64 | N/A | 14 | N/A | N/A | N/A | N/A | N/A | 4.4 | 15.5 | Enthalpy Test Room | 3.1694 | 3.7377 | N/A | 90 | N/A | N/A | N/A | N/A | N/A | N/A | N/A | N/A | N/A | N/A | N/A | N/A | N/A | N/A | N/A | N/A | N/A | Three | R32 | Australia,New Zealand | 151108 | 46708 | 0 | Approved | Reverse Cycle | N/A | Yes | Class 11 | Yes | N/A | N/A | N/A | N/A | N/A | N/A | N/A | Available | N/A | N/A | https://www.fujitsugeneral.com.au/ | http://www.fujitsugeneral.com.au | N/A | 0 | 0 | AAC7158 | Yes | Variable output compressor | Inverter | No | - | 14000 | 4.64 | - | 1570 | 7000 | No | - | - | - | 4240.96 | 15078 | No | 1434.98 | 7539 | No | - | - | 15500 | 4.4 | 1510 | 7750 | No | - | - | Yes | 3900 | 11200 | No | - | - | No | - | - | - | - | - | No | - | - | No | - | - | No | - | -
AOTH54KRTA/AUTH54KRTA | 0 | N/A | FUJITSU | N/A | Non Ducted | Single Split System | Cassette | Air | Air | Thailand | 4.04 | N/A | 13 | N/A | N/A | N/A | N/A | N/A | 4.07 | 15.5 | Enthalpy Test Room | 3.3222 | 3.9857 | N/A | - | N/A | N/A | N/A | N/A | N/A | N/A | N/A | N/A | N/A | N/A | N/A | N/A | N/A | N/A | N/A | N/A | N/A | Three | R32 | Australia,New Zealand | 156898 | 47035 | 0 | Approved | Reverse Cycle | N/A | Yes | Class 11 | Yes | N/A | N/A | N/A | N/A | N/A | N/A | N/A | Available | N/A | N/A | https://www.fujitsugeneral.com.au/ | http://www.fujitsugeneral.com.au | N/A | 0 | 0 | AAC7822 | Yes | Variable output compressor | Inverter | No | - | 13000 | 4.04 | - | 1350 | 6500 | No | - | - | - | 3692.56 | 14001 | No | 1233.9 | 7000.5 | No | - | - | 15500 | 4.07 | 1440 | 7750 | No | - | - | Yes | 4100 | 11000 | No | - | - | No | - | - | - | - | - | No | - | - | No | - | - | No | - | -
AOTH60KBTA/ARTH60KHTA | 0 | N/A | FUJITSU | 1.45 | Ducted | Single Split System | - | Air | Air | Thailand | 4.94 | 14.35 | 15.5 | 700 | N/A | N/A | N/A | 300 | 4.89 | 18 | Enthalpy Test Room | 3.2096 | 3.9133 | Yes | 90 | N/A | 7.93 | 7.91 | 4.259 | 4.5499 | N/A | N/A | N/A | 3.225 | 3.7175 | N/A | N/A | N/A | N/A | N/A | N/A | Enthalpy Test Room | Single | R32 | Australia,New Zealand | 151109 | 46711 | 0 | Approved | Reverse Cycle | 1440 | Yes | Class 11 | Yes | N/A | N/A | N/A | N/A | N/A | N/A | 3.2426 | Available | N/A | N/A | https://www.fujitsugeneral.com.au/ | http://www.fujitsugeneral.com.au | Yes | 0 | 0 | AAC7168 | Yes | Variable output compressor | Inverter | No | - | 15500 | 4.94 | - | 1760 | 7750 | No | - | - | - | 4515.16 | 16693.5 | No | 1608.64 | 8346.75 | No | - | - | 18000 | 4.89 | 1840 | 9000 | No | - | - | Yes | 4910 | 13700 | No | - | - | No | - | - | - | - | - | No | - | - | No | - | - | No | - | -
AOTH60KCTA/ARTH60KHTB | 0 | N/A | FUJITSU | 1.45 | Ducted | Single Split System | - | Air | Air | Thailand | 4.82 | 14.35 | 16 | 700 | N/A | N/A | N/A | 300 | 4.63 | 18 | Enthalpy Test Room | 3.4289 | 4.1143 | Yes | - | N/A | 7.93 | 7.91 | 4.259 | 4.5499 | N/A | N/A | N/A | 3.225 | 3.7175 | N/A | N/A | N/A | N/A | N/A | N/A | Enthalpy Test Room | Single | R32 | Australia,New Zealand | 151110 | 46707 | 0 | Approved | Reverse Cycle | 1440 | Yes | Class 11 | Yes | N/A | N/A | N/A | N/A | N/A | N/A | 3.2426 | Available | N/A | N/A | https://www.fujitsugeneral.com.au/ | http://www.fujitsugeneral.com.au | Yes | 0 | 0 | AAC7155 | Yes | Variable output compressor | Inverter | No | - | 16000 | 4.82 | - | 1780 | 8000 | No | - | - | - | 4405.48 | 17232 | No | 1626.92 | 8616 | No | - | - | 18000 | 4.63 | 1830 | 9000 | No | - | - | Yes | 4980 | 14100 | No | - | - | No | - | - | - | - | - | No | - | - | No | - | - | No | - | -
AOTH60KRTA/ARTH60KHTA | 0 | N/A | FUJITSU | 1.45 | Ducted | Single Split System | - | Air | Air | Thailand | 4.94 | 14.35 | 15.5 | 700 | N/A | N/A | N/A | 300 | 4.89 | 18 | Enthalpy Test Room | 3.2096 | 3.9133 | Yes | 90 | N/A | 7.93 | 7.91 | 4.259 | 4.5499 | N/A | N/A | N/A | 3.225 | 3.7175 | N/A | N/A | N/A | N/A | N/A | N/A | Enthalpy Test Room | Three | R32 | Australia,New Zealand | 151111 | 46711 | 0 | Approved | Reverse Cycle | 1440 | Yes | Class 11 | Yes | N/A | N/A | N/A | N/A | N/A | N/A | 3.2426 | Available | N/A | N/A | https://www.fujitsugeneral.com.au/ | http://www.fujitsugeneral.com.au | Yes | 0 | 0 | AAC7169 | Yes | Variable output compressor | Inverter | No | - | 15500 | 4.94 | - | 1760 | 7750 | No | - | - | - | 4515.16 | 16693.5 | No | 1608.64 | 8346.75 | No | - | - | 18000 | 4.89 | 1840 | 9000 | No | - | - | Yes | 4910 | 13700 | No | - | - | No | - | - | - | - | - | No | - | - | No | - | - | No | - | -
AJT040LCLAH/AUXD18GALH/AUXD24GALH | 0 | N/A | FUJITSU GENERAL | 1.81 | Non Ducted | vrf | N/A | Air | Air | China | 3.53 | 10.29 | 12.1 | N/A | N/A | N/A | N/A | N/A | 3.18 | 13.6 | Enthalpy Test Room | 3.4174 | 4.2262 | Yes | - | N/A | 33.99 | 34.28 | N/A | N/A | N/A | N/A | N/A | 3.3104 | 4.0805 | N/A | N/A | N/A | N/A | N/A | N/A | Enthalpy Test Room | Single | R410A | Australia,New Zealand | 126634 | 45748 | 0 | Approved | Reverse Cycle | N/A | No | Class 20 | No | N/A | N/A | N/A | N/A | N/A | N/A | 3.4174 | Available | N/A | N/A | http://www.fujitsugeneral.com.au/ | 0 | Yes | 0 | 0 | AAC4457 | Yes | Variable output compressor | Inverter | No | - | 12100 | 3.53 | - | 1280 | 6050 | No | - | - | - | 3226.42 | 13031.7 | No | 1169.92 | 6515.85 | No | - | - | 13600 | 3.18 | 1380 | 6800 | No | - | - | Yes | 3850 | 9700 | No | - | - | No | - | - | - | - | - | No | - | - | No | - | - | No | - | -
AJT045LCLAH/AUXD18GALH/AUXA30GALH | 0 | N/A | FUJITSU GENERAL | 1.97 | Non Ducted | vrf | N/A | Air | Air | China | 4.33 | 12.03 | 14 | N/A | N/A | N/A | N/A | N/A | 4.03 | 16 | Enthalpy Test Room | 3.2427 | 3.8701 | Yes | - | N/A | 33.82 | 34.09 | 5.4358 | N/A | N/A | N/A | N/A | 3.1555 | 3.7657 | N/A | N/A | N/A | N/A | N/A | N/A | Enthalpy Test Room | Single | R410A | Australia,New Zealand | 126639 | 45748 | 0 | Approved | Reverse Cycle | N/A | No | Class 20 | No | N/A | N/A | N/A | N/A | N/A | N/A | 3.2427 | Available | N/A | N/A | http://www.fujitsugeneral.com.au/ | 0 | Yes | 0 | 0 | AAC4459 | Yes | Variable output compressor | Inverter | No | - | 14000 | 4.33 | - | 1540 | 7000 | No | - | - | - | 3957.62 | 15078 | No | 1407.56 | 7539 | No | - | - | 16000 | 4.03 | 1680 | 8000 | No | - | - | Yes | 4520 | 10700 | No | - | - | No | - | - | - | - | - | No | - | - | No | - | - | No | - | -
AJT054LCLAH/AUXD18GALH/AUXA34GALH | 0 | N/A | FUJITSU GENERAL | 2.22 | Non Ducted | vrf | N/A | Air | Air | China | 4.7 | 12.88 | 15.1 | N/A | N/A | N/A | N/A | N/A | 4.23 | 16.5 | Enthalpy Test Room | 3.1935 | 3.8178 | Yes | - | N/A | 34.09 | 33.99 | 5.2531 | N/A | N/A | N/A | N/A | 3.1136 | 3.7191 | N/A | N/A | N/A | N/A | N/A | N/A | Enthalpy Test Room | Single | R410A | Australia,New Zealand | 126641 | 45748 | 0 | Approved | Reverse Cycle | N/A | No | Class 20 | No | N/A | N/A | N/A | N/A | N/A | N/A | 3.1935 | Available | N/A | N/A | http://www.fujitsugeneral.com.au/ | 0 | Yes | 0 | 0 | AAC4458 | Yes | Variable output compressor | Inverter | No | - | 15100 | 4.7 | - | 1740 | 7550 | No | - | - | - | 4295.8 | 16262.7 | No | 1590.36 | 8131.35 | No | - | - | 16500 | 4.23 | 1770 | 8250 | No | - | - | Yes | 4710 | 11000 | No | - | - | No | - | - | - | - | - | No | - | - | No | - | - | No | - | -
AJT108GALH | 0 | N/A | FUJITSU GENERAL | 7.2 | Non Ducted | vrf | N/A | Air | Air | China | 10.36 | 26.3 | 33.5 | N/A | N/A | N/A | N/A | N/A | 9.89 | 37.5 | Enthalpy Test Room | 3.2342 | 3.8724 | Yes | - | N/A | 111 | 111 | N/A | N/A | N/A | N/A | N/A | 3.1224 | 3.732 | N/A | N/A | N/A | N/A | N/A | N/A | Enthalpy Test Room | Three | R410A | Australia,New Zealand | 126666 | 45747 | 0 | Approved | Reverse Cycle | N/A | No | Class 20 | No | N/A | N/A | N/A | N/A | N/A | N/A | 3.2342 | Available | N/A | N/A | https://www.fujitsugeneral.com.au/ | 0 | Yes | 0 | 0 | AAC4806 | Yes | Variable output compressor | Inverter | No | No | 33500 | 10.36 | - | 3800 | 16750 | No | - | - | - | 9469.04 | 36079.5 | No | 3473.2 | 18039.75 | No | - | - | 37500 | 9.89 | 4350 | 18750 | No | - | - | Yes | 9770 | 23400 | No | - | - | No | - | - | - | - | - | No | - | - | No | - | - | No | - | -
AJT126GALH | 0 | N/A | FUJITSU GENERAL | 9.2 | Non Ducted | vrf | N/A | Air | Air | China | 13.37 | 30.8 | 40 | N/A | N/A | N/A | N/A | N/A | 12.68 | 45 | Enthalpy Test Room | 3.0049 | 3.5943 | Yes | - | N/A | 111 | 111 | N/A | N/A | N/A | N/A | N/A | 2.9229 | 3.4903 | N/A | N/A | N/A | N/A | N/A | N/A | Enthalpy Test Room | Three | R410A | Australia,New Zealand | 126667 | 45747 | 0 | Approved | Reverse Cycle | N/A | No | Class 21 | No | N/A | N/A | N/A | N/A | N/A | N/A | 3.0049 | Available | N/A | N/A | https://www.fujitsugeneral.com.au/ | 0 | Yes | 0 | 0 | AAC4799 | Yes | Variable output compressor | Inverter | No | No | 40000 | 13.37 | - | 4500 | 20000 | No | - | - | - | 12220.18 | 43080 | No | 4113 | 21540 | No | - | - | 45000 | 12.68 | 3760 | 22500 | No | - | - | Yes | 10450 | 24200 | No | - | - | No | - | - | - | - | - | No | - | - | No | - | - | No | - | -
AJT144GBLH | 0 | N/A | FUJITSU GENERAL | 1.95 | Non Ducted | vrf | N/A | Air | Air | China | 14.888 | 43.05 | 45 | N/A | N/A | N/A | N/A | N/A | 14.468 | 48.5 | Enthalpy Test Room | 3.0179 | 3.3449 | Yes | - | N/A | 128.14 | 128.35 | 3.5224 | N/A | N/A | N/A | N/A | 2.9335 | 3.2478 | N/A | N/A | N/A | N/A | N/A | N/A | Enthalpy Test Room | Three | R410A | Australia,New Zealand | 126668 | 45747 | 0 | Approved | Reverse Cycle | N/A | No | Class 21 | No | N/A | N/A | N/A | N/A | N/A | N/A | 3.0179 | Available | N/A | N/A | https://www.fujitsugeneral.com.au/ | 0 | Yes | 0 | 0 | AAC4807 | Yes | Variable output compressor | Inverter | No | No | 45000 | 14.888 | - | 5300 | 22500 | No | - | - | - | 13607.632 | 48465 | No | 4844.2 | 24232.5 | No | - | - | 48500 | 14.468 | 4220 | 25000 | No | - | - | Yes | 10450 | 24200 | No | - | - | No | - | - | - | - | - | No | - | - | No | - | - | No | - | -
AJTA72GALH | 0 | N/A | FUJITSU GENERAL | 3.1 | Non Ducted | vrf | N/A | Air | Air | China | 6.36 | 19.3 | 22.4 | N/A | N/A | N/A | N/A | N/A | 6.24 | 25 | Enthalpy Test Room | 3.5224 | 4.113 | Yes | - | N/A | 111 | 111 | N/A | N/A | N/A | N/A | N/A | 3.3272 | 3.8778 | N/A | N/A | N/A | N/A | N/A | N/A | Enthalpy Test Room | Three | R410A | Australia,New Zealand | 126652 | 45747 | 0 | Approved | Reverse Cycle | N/A | No | Class 20 | No | N/A | N/A | N/A | N/A | N/A | N/A | 3.5224 | Available | N/A | N/A | http://www.fujitsugeneral.com.au/ | 0 | Yes | 0 | 0 | AAC4804 | Yes | Variable output compressor | Inverter | No | - | 22400 | 6.36 | - | 2430 | 11200 | No | - | - | - | 5813.04 | 24124.8 | No | 2221.02 | 12062.4 | No | - | - | 25000 | 6.24 | 2830 | 12500 | No | - | - | Yes | 7550 | 17900 | No | - | - | No | - | - | - | - | - | No | - | - | No | - | - | No | - | -
AJTA90GALH | 0 | N/A | FUJITSU GENERAL | 4.7 | Non Ducted | vrf | N/A | Air | Air | China | 8.64 | 23.3 | 28 | N/A | N/A | N/A | N/A | N/A | 8.69 | 31.5 | Enthalpy Test Room | 3.255 | 3.7518 | Yes | - | N/A | 111 | 111 | N/A | N/A | N/A | N/A | N/A | 3.1191 | 3.592 | N/A | N/A | N/A | N/A | N/A | N/A | Enthalpy Test Room | Three | R410A | Australia,New Zealand | 126662 | 45747 | 0 | Approved | Reverse Cycle | N/A | No | Class 20 | No | N/A | N/A | N/A | N/A | N/A | N/A | 3.255 | Available | N/A | N/A | https://www.fujitsugeneral.com.au/ | 0 | Yes | 0 | 0 | AAC4805 | Yes | Variable output compressor | Inverter | No | - | 28000 | 8.64 | - | 3160 | 14000 | No | - | - | - | 7896.96 | 30156 | No | 2888.24 | 15078 | No | - | - | 31500 | 8.69 | 3780 | 15750 | No | - | - | Yes | 9000 | 19900 | No | - | - | No | - | - | - | - | - | No | - | - | No | - | - | No | - | -
AJY040LBLAH/AUXA18GALH/AUXA24GALH | 0 | N/A | FUJITSU GENERAL | 0.88 | Non Ducted | vrf | N/A | Air | Air | China | 3.01 | 11.22 | 12.1 | N/A | N/A | N/A | N/A | N/A | 2.91 | 13.6 | Enthalpy Test Room | 4.0405 | 4.7251 | Yes | - | N/A | 39.33 | 39.49 | N/A | N/A | N/A | N/A | N/A | 3.8462 | 4.5176 | N/A | N/A | N/A | N/A | N/A | N/A | Enthalpy Test Room | Single | R410A | Australia,New Zealand | 126625 | 45748 | 0 | Approved | Reverse Cycle | N/A | No | Class 20 | No | N/A | N/A | N/A | N/A | N/A | N/A | 4.0159 | Available | N/A | N/A | http://www.fujitsugeneral.com.au/ | 0 | N/A | 0 | 0 | AAC4455 | Yes | Variable output compressor | Inverter | No | - | 12100 | 3.01 | - | 1380 | 6050 | No | - | - | - | 2751.14 | 13031.7 | No | 1261.32 | 6515.85 | No | - | - | 13600 | 2.91 | 1420 | 6800 | No | - | - | Yes | 4020 | 9900 | No | - | - | No | - | - | - | - | - | No | - | - | No | - | - | No | - | -
AJY045LBLAH/AUXA24GALH | 0 | N/A | FUJITSU GENERAL | 1.97 | Non Ducted | vrf | N/A | Air | Air | China | 3.68 | 12.03 | 14 | N/A | N/A | N/A | N/A | N/A | 3.66 | 16 | Enthalpy Test Room | 3.8141 | 4.4084 | Yes | - | N/A | 39.33 | 39.49 | N/A | N/A | N/A | N/A | N/A | 3.6815 | 4.253 | N/A | N/A | N/A | N/A | N/A | N/A | Enthalpy Test Room | Single | R410A | Australia,New Zealand | 126627 | 45748 | 0 | Approved | Reverse Cycle | N/A | No | Class 20 | No | N/A | N/A | N/A | N/A | N/A | N/A | 3.8141 | Available | N/A | N/A | http://www.fujitsugeneral.com.au/ | 0 | Yes | 0 | 0 | AAC4460 | Yes | Variable output compressor | Inverter | No | - | 14000 | 3.68 | - | 1350 | 7000 | No | - | - | - | 3363.52 | 15078 | No | 1233.9 | 7539 | No | - | - | 16000 | 3.66 | 1680 | 8000 | No | - | - | Yes | 3980 | 9700 | No | - | - | No | - | - | - | - | - | No | - | - | No | - | - | No | - | -
AJY054LBLAH/AUXA24GALH/AUXA30GALH | 0 | N/A | FUJITSU GENERAL | 2.58 | Non Ducted | vrf | N/A | Air | Air | China | 4.29 | 12.92 | 15.5 | N/A | N/A | N/A | N/A | N/A | 4.37 | 18 | Enthalpy Test Room | 3.6227 | 4.143 | Yes | - | N/A | 38.23 | 38.39 | N/A | N/A | N/A | N/A | N/A | 3.4979 | 4.0241 | N/A | N/A | N/A | N/A | N/A | N/A | Enthalpy Test Room | Single | R410A | Australia,New Zealand | 126628 | 45748 | 0 | Approved | Reverse Cycle | N/A | No | Class 20 | No | N/A | N/A | N/A | N/A | N/A | N/A | 3.603 | Available | N/A | N/A | http://www.fujitsugeneral.com.au/ | 0 | Yes | 0 | 0 | AAC4456 | Yes | Variable output compressor | Inverter | No | - | 15500 | 4.29 | - | 1980 | 7750 | No | - | - | - | 3921.06 | 16693.5 | No | 1809.72 | 8346.75 | No | - | - | 18000 | 4.37 | 1980 | 9000 | No | - | - | Yes | 4200 | 10000 | No | - | - | No | - | - | - | - | - | No | - | - | No | - | - | No | - | -
AJY072LALBH | 0 | N/A | FUJITSU GENERAL | 0.68 | Non Ducted | vrf | N/A | Air | Air | China | 5.404 | 21.72 | 22.4 | N/A | N/A | N/A | N/A | N/A | 5.374 | 25 | Enthalpy Test Room | 3.9443 | 4.593 | Yes | - | N/A | 57.14 | 57.49 | N/A | N/A | N/A | N/A | N/A | 3.8109 | 4.432 | N/A | N/A | N/A | N/A | N/A | N/A | Enthalpy Test Room | Three | R410A | Australia,New Zealand | 126670 | 45747 | 0 | Approved | Reverse Cycle | N/A | No | Class 20 | No | N/A | N/A | N/A | N/A | N/A | N/A | 3.9443 | Available | N/A | N/A | https://www.fujitsugeneral.com.au/ | 0 | Yes | 0 | 0 | AAC4787 | Yes | Variable output compressor | Inverter | No | - | 22400 | 5.404 | - | 2600 | 11200 | No | - | - | - | 4939.256 | 24124.8 | No | 2376.4 | 12062.4 | No | - | - | 25000 | 5.374 | 2830 | 12500 | No | - | - | Yes | 7550 | 17900 | No | - | - | No | - | - | - | - | - | No | - | - | No | - | - | No | - | -
AJY072LELAH | 0 | N/A | FUJITSU GENERAL | 0.94 | Non Ducted | vrf | N/A | Air | Air | China | 6.46 | 21.46 | 22.4 | N/A | N/A | N/A | N/A | N/A | 4.81 | 22.4 | Enthalpy Test Room | 3.8035 | 4.7584 | Yes | - | N/A | 56.54 | 56.62 | N/A | N/A | N/A | N/A | N/A | 3.6854 | 4.5761 | N/A | N/A | N/A | N/A | N/A | N/A | Enthalpy Test Room | Three | R410A | Australia,New Zealand | 126642 | 45747 | 0 | Approved | Reverse Cycle | N/A | No | Class 20 | No | N/A | N/A | N/A | N/A | N/A | N/A | 3.8035 | Available | N/A | N/A | https://www.fujitsugeneral.com.au/ | 0 | N/A | 0 | 0 | AAC4802 | Yes | Variable output compressor | Inverter | No | - | 22400 | 6.46 | - | 2050 | 11200 | No | - | - | - | 5904.44 | 24124.8 | No | 1873.7 | 12062.4 | No | - | - | 22400 | 4.81 | 1550 | 11200 | No | - | - | Yes | 5400 | 19100 | No | - | - | No | - | - | - | - | - | No | - | - | No | - | - | No | - | -
AJY090LALBH | 0 | N/A | FUJITSU GENERAL | 0.95 | Non Ducted | vrf | N/A | Air | Air | China | 7.535 | 27.05 | 28 | N/A | N/A | N/A | N/A | N/A | 7.505 | 31.5 | Enthalpy Test Room | 3.5522 | 4.1458 | Yes | - | N/A | 60.14 | 60.49 | N/A | N/A | N/A | N/A | N/A | 3.4617 | 4.0353 | N/A | N/A | N/A | N/A | N/A | N/A | Enthalpy Test Room | Three | R410A | Australia,New Zealand | 126672 | 45747 | 0 | Approved | Reverse Cycle | N/A | No | Class 20 | No | N/A | N/A | N/A | N/A | N/A | N/A | 3.5522 | Available | N/A | N/A | https://www.fujitsugeneral.com.au/ | 0 | Yes | 0 | 0 | AAC4808 | Yes | Variable output compressor | Inverter | No | - | 28000 | 7.535 | - | 3300 | 14000 | No | - | - | - | 6886.99 | 30156 | No | 3016.2 | 15078 | No | - | - | 31500 | 7.505 | 3780 | 15750 | No | - | - | Yes | 8950 | 19800 | No | - | - | No | - | - | - | - | - | No | - | - | No | - | - | No | - | -
AJY090LELAH | 0 | N/A | FUJITSU GENERAL | 4.9 | Non Ducted | vrf | N/A | Air | Air | China | 8.764 | 23.1 | 28 | N/A | N/A | N/A | N/A | N/A | 6.784 | 28 | Enthalpy Test Room | 3.2599 | 4.0679 | Yes | - | N/A | 56.54 | 56.62 | 5.9705 | N/A | N/A | N/A | N/A | 3.191 | 4.0649 | N/A | N/A | N/A | N/A | N/A | N/A | Enthalpy Test Room | Three | R410A | Australia,New Zealand | 126644 | 45747 | 0 | Approved | Reverse Cycle | N/A | No | Class 20 | No | N/A | N/A | N/A | N/A | N/A | N/A | 3.2599 | Available | N/A | N/A | https://www.fujitsugeneral.com.au/ | 0 | Yes | 0 | 0 | AAC4803 | Yes | Variable output compressor | Inverter | No | - | 28000 | 8.764 | - | 3370 | 14000 | No | - | - | - | 8010.296 | 30156 | No | 3080.18 | 15078 | No | - | - | 28000 | 6.784 | 2710 | 14000 | No | - | - | Yes | 8400 | 20300 | No | - | - | No | - | - | - | - | - | No | - | - | No | - | - | No | - | -
AJY108LALBH | 0 | N/A | FUJITSU GENERAL | 0.71 | Non Ducted | vrf | N/A | Air | Air | China | 9.266 | 30.79 | 33.5 | N/A | N/A | N/A | N/A | N/A | 8.956 | 37.5 | Enthalpy Test Room | 3.6189 | 4.2545 | Yes | - | N/A | 62.14 | 62.49 | N/A | N/A | N/A | N/A | N/A | 3.5364 | 4.1538 | N/A | N/A | N/A | N/A | N/A | N/A | Enthalpy Test Room | Three | R410A | Australia,New Zealand | 126676 | 45747 | 0 | Approved | Reverse Cycle | N/A | No | Class 20 | No | N/A | N/A | N/A | N/A | N/A | N/A | 3.6189 | Available | N/A | N/A | https://www.fujitsugeneral.com.au/ | 0 | Yes | 0 | 0 | AAC4809 | Yes | Variable output compressor | Inverter | No | No | 33500 | 9.266 | - | 3780 | 16750 | No | - | - | - | 8469.124 | 36079.5 | No | 3454.92 | 18039.75 | No | - | - | 37500 | 8.956 | 4350 | 18750 | No | - | - | Yes | 9770 | 23400 | No | - | - | No | - | - | - | - | - | No | - | - | No | - | - | No | - | -
AJY108LELAH | 0 | N/A | FUJITSU GENERAL | 1.78 | Non Ducted | vrf | N/A | Air | Air | China | 10.66 | 31.72 | 33.5 | N/A | N/A | N/A | N/A | N/A | 8.42 | 33.5 | Enthalpy Test Room | 3.1492 | 4.3609 | Yes | - | N/A | 62.38 | 61.78 | 5.0824 | N/A | N/A | N/A | N/A | 3.0881 | 3.9038 | N/A | N/A | N/A | N/A | N/A | N/A | Enthalpy Test Room | Three | R410A | Australia,New Zealand | 126645 | 45747 | 0 | Approved | Reverse Cycle | N/A | No | Class 20 | No | N/A | N/A | N/A | N/A | N/A | N/A | 3.1492 | Available | N/A | N/A | https://www.fujitsugeneral.com.au/ | 0 | Yes | 0 | 0 | AAC4798 | Yes | Variable output compressor | Inverter | No | No | 33500 | 10.66 | - | 3470 | 16750 | No | - | - | - | 9743.24 | 36079.5 | No | 3171.58 | 18039.75 | No | - | - | 33500 | 8.42 | 3550 | 16750 | No | - | - | Yes | 10100 | 23000 | No | - | - | No | - | - | - | - | - | No | - | - | No | - | - | No | - | -
AJY126LALBH | 0 | N/A | FUJITSU GENERAL | 1.17 | Non Ducted | vrf | N/A | Air | Air | China | 11.317 | 38.83 | 40 | N/A | N/A | N/A | N/A | N/A | 11.527 | 45 | Enthalpy Test Room | 3.4134 | 3.8151 | Yes | - | N/A | 64.14 | 64.49 | N/A | N/A | N/A | N/A | N/A | 3.35 | 3.744 | N/A | N/A | N/A | N/A | N/A | N/A | Enthalpy Test Room | Three | R410A | Australia,New Zealand | 126677 | 45747 | 0 | Approved | Reverse Cycle | N/A | No | Class 21 | No | N/A | N/A | N/A | N/A | N/A | N/A | 3.4134 | Available | N/A | N/A | https://www.fujitsugeneral.com.au/ | 0 | Yes | 0 | 0 | AAC4800 | Yes | Variable output compressor | Inverter | No | No | 40000 | 11.317 | - | 4600 | 20000 | No | - | - | - | 10343.738 | 43080 | No | 4204.4 | 21540 | No | - | - | 45000 | 11.527 | 3750 | 22500 | No | - | - | Yes | 10450 | 24200 | No | - | - | No | - | - | - | - | - | No | - | - | No | - | - | No | - | -
AJY126LELAH | 0 | N/A | FUJITSU GENERAL | 4.95 | Non Ducted | vrf | N/A | Air | Air | China | 12.374 | 35.05 | 40 | N/A | N/A | N/A | N/A | N/A | 9.964 | 40 | Enthalpy Test Room | 3.2485 | 4.1315 | Yes | - | N/A | 67.34 | 66.38 | N/A | N/A | N/A | N/A | N/A | 3.1895 | 4.0385 | N/A | N/A | N/A | N/A | N/A | N/A | Enthalpy Test Room | Three | R410A | Australia,New Zealand | 126647 | 45747 | 0 | Approved | Reverse Cycle | N/A | No | Class 21 | No | N/A | N/A | N/A | N/A | N/A | N/A | 3.2485 | Available | N/A | N/A | http://www.fujitsugeneral.com.au/ | 0 | Yes | 0 | 0 | AAC4783 | Yes | Variable output compressor | Inverter | No | No | 40000 | 12.374 | - | 4150 | 20000 | No | - | - | - | 11309.836 | 43080 | No | 3793.1 | 21540 | No | - | - | 40000 | 9.964 | 3800 | 20000 | No | - | - | Yes | 11100 | 26000 | No | - | - | No | - | - | - | - | - | No | - | - | No | - | - | No | - | -
AJY144LALBH | 0 | N/A | FUJITSU GENERAL | 0.8 | Non Ducted | vrf | N/A | Air | Air | China | 13.418 | 44.2 | 45 | N/A | N/A | N/A | N/A | N/A | 14.038 | 50 | Enthalpy Test Room | 3.1937 | 3.419 | Yes | - | N/A | 66.14 | 66.49 | N/A | N/A | N/A | N/A | N/A | 3.1428 | 3.3659 | N/A | N/A | N/A | N/A | N/A | N/A | Enthalpy Test Room | Three | R410A | Australia,New Zealand | 126678 | 45747 | 0 | Approved | Reverse Cycle | N/A | No | Class 21 | No | N/A | N/A | N/A | N/A | N/A | N/A | 3.1937 | Available | N/A | N/A | https://www.fujitsugeneral.com.au/ | 0 | Yes | 0 | 0 | AAC4788 | Yes | Variable output compressor | Inverter | No | No | 45000 | 13.418 | - | 6200 | 22500 | No | - | - | - | 12264.052 | 48465 | No | 5666.8 | 24232.5 | No | - | - | 50000 | 14.038 | 5950 | 25000 | No | - | - | Yes | 11500 | 27700 | No | - | - | No | - | - | - | - | - | No | - | - | No | - | - | No | - | -
AJY144LELAH | 0 | N/A | FUJITSU GENERAL | 7.58 | Non Ducted | vrf | N/A | Air | Air | China | 15.228 | 37.42 | 45 | N/A | N/A | N/A | N/A | N/A | 12.078 | 45 | Enthalpy Test Room | 3.0015 | 3.8013 | Yes | - | N/A | 67.34 | 66.38 | N/A | N/A | N/A | N/A | N/A | 2.957 | 3.7317 | N/A | N/A | N/A | N/A | N/A | N/A | Enthalpy Test Room | Three | R410A | Australia,New Zealand | 126649 | 45747 | 0 | Approved | Reverse Cycle | N/A | No | Class 21 | No | N/A | N/A | N/A | N/A | N/A | N/A | 3.0015 | Available | N/A | N/A | https://www.fujitsugeneral.com.au/ | 0 | Yes | 0 | 0 | AAC4784 | Yes | Variable output compressor | Inverter | No | No | 45000 | 15.228 | - | 4730 | 22500 | No | - | - | - | 13918.392 | 48465 | No | 4323.22 | 24232.5 | No | - | - | 45000 | 12.078 | 4250 | 22500 | No | - | - | Yes | 14000 | 32200 | No | - | - | No | - | - | - | - | - | No | - | - | No | - | - | No | - | -
AOTA30LGTL/ABTA30LBT | 0 | N/A | FUJITSU GENERAL | 2.05 | Non Ducted | Single Split System | Under ceiling | Air | Air | Thailand | 2.57 | 7.95 | 8.5 | 700 | N/A | N/A | N/A | 240 | 2.77 | 10 | Calorimeter Room | 3.3853 | 3.793 | Yes | - | N/A | 10.49 | 10.48 | N/A | N/A | N/A | N/A | N/A | 3.2465 | 3.7453 | N/A | N/A | 1.9929 | 2.9906 | 1.5 | 2.5 | Calorimeter Room | Single | R410A | Australia,New Zealand | 126793 | 45748 | 0 | Approved | Reverse Cycle | 1660 | No | Class 9 | No | N/A | N/A | N/A | N/A | N/A | N/A | 3.2841 | Available | N/A | N/A | http://www.fujitsugeneral.com.au/ | 0 | Yes | 0 | https://reg.energyrating.gov.au/static/common/images/star_ratings_2014/aircon_rating_1.5_2.5.png | AAC4501 | Yes | Variable output compressor | Inverter | No | - | 8500 | 2.57 | - | 1010 | 4250 | No | - | - | - | 2348.98 | 9154.5 | No | 923.14 | 4577.25 | No | - | - | 10000 | 2.77 | 920 | 5000 | No | - | - | Yes | 3100 | 8100 | No | - | - | No | - | - | - | - | - | No | - | - | No | - | - | No | - | -
AOTA30LGTL/ARTA30LBTU | 0 | N/A | FUJITSU GENERAL | 1.71 | Ducted | Single Split System | - | Air | Air | Thailand | 2.65 | 6.79 | 8.5 | 700 | N/A | N/A | N/A | 270 | 2.68 | 10 | Enthalpy Test Room | 3.2354 | 3.7894 | Yes | - | N/A | 10.58 | 10.68 | 3.7266 | 4.9821 | N/A | N/A | N/A | 3.1927 | 3.7395 | N/A | N/A | N/A | N/A | N/A | N/A | Enthalpy Test Room | Single | R410A | Australia,New Zealand | 126964 | 45748 | 0 | Approved | Reverse Cycle | 1135 | No | Class 10 | No | N/A | N/A | N/A | N/A | N/A | N/A | 3.2354 | Available | N/A | N/A | http://www.fujitsugeneral.com.au/ | 0 | Yes | 0 | 0 | AAC4507 | Yes | Variable output compressor | Inverter | No | - | 8500 | 2.65 | - | 1170 | 4250 | No | - | - | - | 2422.1 | 9154.5 | No | 1069.38 | 4577.25 | No | - | - | 10000 | 2.68 | 1025 | 5000 | No | - | - | Yes | 3150 | 8100 | No | - | - | No | - | - | - | - | - | No | - | - | No | - | - | No | - | -
AOTA30LGTL/AUTA30LBLU | 0 | N/A | FUJITSU GENERAL | 1.71 | Non Ducted | Single Split System | Cassette | Air | Air | China,Thailand | 2.57 | 6.79 | 8.5 | 840 | N/A | N/A | N/A | 288 | 2.77 | 10 | Calorimeter Room | 3.4564 | 3.7775 | Yes | - | N/A | 10.76 | 10.86 | 4.211 | 5.5503 | N/A | N/A | N/A | 3.4078 | 3.7272 | N/A | N/A | 2.3156 | 2.9543 | 2 | 2.5 | Calorimeter Room | Single | R410A | Australia,New Zealand | 126712 | 45748 | 0 | Approved | Reverse Cycle | 840 | No | Class 9 | No | N/A | N/A | N/A | N/A | N/A | N/A | 3.4564 | Available | N/A | N/A | http://www.fujitsugeneral.com.au/ | 0 | Yes | 0 | https://reg.energyrating.gov.au/static/common/images/star_ratings_2014/aircon_rating_2_2.5.png | AAC4514 | Yes | Variable output compressor | Inverter | No | - | 8500 | 2.57 | - | 1030 | 4250 | No | - | - | - | 2348.98 | 9154.5 | No | 941.42 | 4577.25 | No | - | - | 10000 | 2.77 | 920 | 5000 | No | - | - | Yes | 4600 | 8000 | No | - | - | No | - | - | - | - | - | No | - | - | No | - | - | No | - | -
AOTA36LCTL/ABTA36LAT | 0 | N/A | FUJITSU GENERAL | 2.05 | Non Ducted | Single Split System | Under ceiling | Air | Air | Thailand | 3.11 | 7.95 | 10 | 700 | N/A | N/A | N/A | 240 | 3.02 | 11.2 | Calorimeter Room | 3.2841 | 3.7893 | Yes | - | N/A | 10.49 | 10.48 | N/A | N/A | N/A | N/A | N/A | 3.2465 | 3.7453 | N/A | N/A | 1.9929 | 2.9906 | 1.5 | 2.5 | Calorimeter Room | Single | R410A | Australia,New Zealand | 126704 | 45748 | 0 | Approved | Reverse Cycle | 1660 | No | Class 11 | No | N/A | N/A | N/A | N/A | N/A | N/A | 3.2841 | Available | N/A | N/A | http://www.fujitsugeneral.com.au/ | 0 | Yes | 0 | https://reg.energyrating.gov.au/static/common/images/star_ratings_2014/aircon_rating_1.5_2.5.png | AAC4493 | Yes | Variable output compressor | Inverter | No | - | 10000 | 3.11 | - | 1090 | 5000 | No | - | - | - | 2842.54 | 10770 | No | 996.26 | 5385 | No | - | - | 11200 | 3.02 | 1150 | 5600 | No | - | - | Yes | 4000 | 10000 | No | - | - | No | - | - | - | - | - | No | - | - | No | - | - | No | - | -
AOTA36LCTL/ARTA36LATU | 0 | N/A | FUJITSU GENERAL | 2.05 | Ducted | Single Split System | - | Air | Air | Thailand | 3.11 | 7.95 | 10 | 700 | N/A | N/A | N/A | 270 | 3.02 | 11.2 | Enthalpy Test Room | 3.2846 | 3.7315 | Yes | - | N/A | 10.59 | 10.58 | N/A | N/A | N/A | N/A | N/A | 3.2466 | 3.6883 | N/A | N/A | N/A | N/A | N/A | N/A | Enthalpy Test Room | Single | R410A | Australia,New Zealand | 126968 | 45748 | 0 | Approved | Reverse Cycle | 1135 | No | Class 11 | No | N/A | N/A | N/A | N/A | N/A | N/A | 3.2846 | Available | N/A | N/A | http://www.fujitsugeneral.com.au/ | 0 | Yes | 0 | 0 | AAC4506 | Yes | Variable output compressor | Inverter | No | - | 10000 | 3.11 | - | 1200 | 5000 | No | - | - | - | 2842.54 | 10770 | No | 1096.8 | 5385 | No | - | - | 11200 | 3.02 | 1230 | 5600 | No | - | - | Yes | 4010 | 10300 | No | - | - | No | - | - | - | - | - | No | - | - | No | - | - | No | - | -
AOTA36LCTL/AUTA36LCLU | 0 | N/A | FUJITSU GENERAL | 2.05 | Non Ducted | Single Split System | Cassette | Air | Air | China,Thailand | 2.94 | 7.95 | 10 | 840 | N/A | N/A | N/A | 288 | 2.98 | 11.2 | Calorimeter Room | 3.5425 | 3.7941 | Yes | - | N/A | 10.59 | 10.58 | N/A | N/A | N/A | N/A | N/A | 3.4983 | 3.7488 | N/A | N/A | 2.4967 | 2.9976 | 2 | 2.5 | Calorimeter Room | Single | R410A | Australia,New Zealand | 126975 | 45748 | 0 | Approved | Reverse Cycle | 840 | No | Class 11 | No | N/A | N/A | N/A | N/A | N/A | N/A | 3.5425 | Available | N/A | N/A | http://www.fujitsugeneral.com.au/ | 0 | Yes | 0 | https://reg.energyrating.gov.au/static/common/images/star_ratings_2014/aircon_rating_2_2.5.png | AAC4533 | Yes | Variable output compressor | Inverter | No | - | 10000 | 2.94 | - | 985 | 5000 | No | - | - | - | 2687.16 | 10770 | No | 900.29 | 5385 | No | - | - | 11200 | 2.98 | 1020 | 5600 | No | - | - | Yes | 3790 | 10100 | No | - | - | No | - | - | - | - | - | No | - | - | No | - | - | No | - | -
AOTA45LCTL/ABTA45LAT | 0 | N/A | FUJITSU GENERAL | 2.73 | Non Ducted | Single Split System | Under ceiling | Air | Air | Thailand | 3.56 | 8.77 | 11.5 | 700 | N/A | N/A | N/A | 240 | 4.11 | 14 | Calorimeter Room | 3.2514 | 3.4429 | Yes | - | N/A | 10.49 | 10.48 | 4.6027 | 4.9393 | N/A | N/A | N/A | 3.2194 | 3.4132 | N/A | N/A | 1.9388 | 2.3264 | 1.5 | 2 | Calorimeter Room | Single | R410A | Australia,New Zealand | 126706 | 45748 | 0 | Approved | Reverse Cycle | 1660 | No | Class 11 | No | N/A | N/A | N/A | N/A | N/A | N/A | 3.2514 | Available | N/A | N/A | http://www.fujitsugeneral.com.au/ | 0 | Yes | 0 | https://reg.energyrating.gov.au/static/common/images/star_ratings_2014/aircon_rating_1.5_2.png | AAC4494 | Yes | Variable output compressor | Inverter | No | - | 11500 | 3.56 | - | 1290 | 5750 | No | - | - | - | 3253.84 | 12385.5 | No | 1179.06 | 6192.75 | No | - | - | 14000 | 4.11 | 1450 | 7000 | No | - | - | Yes | 4000 | 10000 | No | - | - | No | - | - | - | - | - | No | - | - | No | - | - | No | - | -
AOTA45LCTL/ARTA45LATU | 0 | N/A | FUJITSU GENERAL | 2.73 | Ducted | Single Split System | - | Air | Air | Thailand | 3.56 | 8.77 | 11.5 | 700 | N/A | N/A | N/A | 270 | 4.02 | 14 | Enthalpy Test Room | 3.2438 | 3.4988 | Yes | - | N/A | 10.59 | 10.58 | 3.8255 | 4.6307 | N/A | N/A | N/A | 3.2117 | 3.4679 | N/A | N/A | N/A | N/A | N/A | N/A | Enthalpy Test Room | Single | R410A | Australia,New Zealand | 126970 | 45748 | 0 | Approved | Reverse Cycle | 1135 | No | Class 11 | No | N/A | N/A | N/A | N/A | N/A | N/A | 3.2438 | Available | N/A | N/A | http://www.fujitsugeneral.com.au/ | 0 | Yes | 0 | 0 | AAC4505 | Yes | Variable output compressor | Inverter | No | - | 11500 | 3.56 | - | 1550 | 5750 | No | - | - | - | 3253.84 | 12385.5 | No | 1416.7 | 6192.75 | No | - | - | 14000 | 4.02 | 1545 | 7000 | No | - | - | Yes | 4000 | 10300 | No | - | - | No | - | - | - | - | - | No | - | - | No | - | - | No | - | -
AOTA45LCTL/AUTA45LCLU | 0 | N/A | FUJITSU GENERAL | 3.07 | Non Ducted | Single Split System | Cassette | Air | Air | China,Thailand | 3.89 | 9.43 | 12.5 | 840 | N/A | N/A | N/A | 288 | 3.83 | 14 | Calorimeter Room | 3.261 | 3.7684 | Yes | - | N/A | 10.59 | 10.58 | 4.7451 | 5.3945 | N/A | N/A | N/A | 3.2309 | 3.7331 | N/A | N/A | 1.9619 | 2.9662 | 1.5 | 2.5 | Calorimeter Room | Single | R410A | Australia,New Zealand | 127085 | 45748 | 0 | Approved | Reverse Cycle | 840 | No | Class 11 | No | N/A | N/A | N/A | N/A | N/A | N/A | 3.261 | Available | N/A | N/A | https://www.fujitsugeneral.com.au/ | 0 | Yes | 0 | https://reg.energyrating.gov.au/static/common/images/star_ratings_2014/aircon_rating_1.5_2.5.png | AAC4560 | Yes | Variable output compressor | Inverter | No | - | 12500 | 3.89 | - | 1350 | 6250 | No | - | - | - | 3555.46 | 13462.5 | No | 1233.9 | 6731.25 | No | - | - | 14000 | 3.83 | 1330 | 7000 | No | - | - | Yes | 3790 | 10100 | No | - | - | No | - | - | - | - | - | No | - | - | No | - | - | No | - | -
AOTA72LALT/ARTC72LATU | 0 | N/A | FUJITSU GENERAL | 3.07 | Ducted | Single Split System | - | Air | Air | China,Thailand | 6.25 | 17.23 | 20.3 | 700 | N/A | N/A | N/A | 450 | 6.27 | 22.6 | Enthalpy Test Room | 3.3961 | 3.7832 | Yes | - | N/A | 44.14 | 41.9 | 4.2866 | 4.2175 | N/A | N/A | N/A | 3.3146 | 3.6976 | N/A | N/A | N/A | N/A | N/A | N/A | Enthalpy Test Room | Three | R410A | Australia,New Zealand | 126960 | 45747 | 0 | Approved | Reverse Cycle | 1587 | No | Class 11 | No | N/A | N/A | N/A | N/A | N/A | N/A | 3.3961 | Available | N/A | N/A | http://www.fujitsugeneral.com.au/ | 0 | Yes | 0 | 0 | AAC4789 | Yes | Variable output compressor | Inverter | No | - | 20300 | 6.25 | - | 2730 | 10150 | No | - | - | - | 5712.5 | 21863.1 | No | 2495.22 | 10931.55 | No | - | - | 22600 | 6.27 | 2880 | 11300 | No | - | - | Yes | 7090 | 19300 | No | - | - | No | - | - | - | - | - | No | - | - | No | - | - | No | - | -
AOTA90LALT/ARTC90LATU | 0 | N/A | FUJITSU GENERAL | 4.1 | Ducted | Single Split System | - | Air | Air | China,Thailand | 7.82 | 20.9 | 25 | 700 | N/A | N/A | N/A | 450 | 8.24 | 28 | Enthalpy Test Room | 3.2324 | 3.5668 | Yes | - | N/A | 44.14 | 41.9 | 4.0106 | 3.7039 | N/A | N/A | N/A | 3.1718 | 3.5051 | N/A | N/A | N/A | N/A | N/A | N/A | Enthalpy Test Room | Three | R410A | Australia,New Zealand | 126962 | 45747 | 0 | Approved | Reverse Cycle | 1587 | No | Class 11 | No | N/A | N/A | N/A | N/A | N/A | N/A | 3.2324 | Available | N/A | N/A | https://www.fujitsugeneral.com.au/ | 0 | Yes | 0 | 0 | AAC4790 | Yes | Variable output compressor | Inverter | No | - | 25000 | 7.82 | - | 3400 | 12500 | No | - | - | - | 7147.48 | 26925 | No | 3107.6 | 13462.5 | No | - | - | 28000 | 8.24 | 3700 | 14000 | No | - | - | Yes | 7730 | 20400 | No | - | - | No | - | - | - | - | - | No | - | - | No | - | - | No | - | -
AOTG09KMTC/ASTG09KMTC | 0 | N/A | FUJITSU GENERAL | N/A | Non Ducted | Single Split System | Wall Hung | Air | Air | Thailand | 0.53 | 2.5 | 2.5 | 222 | N/A | N/A | N/A | 270 | 0.66 | 3.2 | Calorimeter Room | 4.9524 | 5.0152 | Yes | - | N/A | 0.67 | 0.67 | N/A | N/A | N/A | N/A | N/A | 4.9311 | 4.998 | N/A | N/A | 5.3622 | 5.496 | 5 | 5 | Calorimeter Room | Single | R32 | Australia,New Zealand | 126076 | 45748 | 0 | Approved | Reverse Cycle | 834 | No | Class 8 | No | Yes | N/A | N/A | N/A | N/A | N/A | 4.9524 | Available | N/A | N/A | http://www.fujitsugeneral.com.au/ | 0 | N/A | 0 | https://reg.energyrating.gov.au/static/common/images/star_ratings_2014/aircon_rating_5_5.png | AAC4388 | Yes | Variable output compressor | Inverter | No | - | 2500 | 0.53 | - | 210 | 1250 | No | - | - | - | 484.42 | 2692.5 | Yes | 165 | 1400 | No | - | - | 3200 | 0.66 | 275 | 1600 | No | - | - | Yes | 1270 | 3710 | No | - | - | No | - | - | - | - | - | No | - | - | No | - | - | No | - | -
AOTG09KUCA/ASTG09KUCA | 0 | N/A | FUJITSU GENERAL | 0.89 | Non Ducted | Single Split System | Wall Hung | Air | Air | China | 0.51 | 1.61 | 2.5 | 185 | N/A | N/A | N/A | 282 | 0.67 | 3.2 | Calorimeter Room | 5.0645 | 4.9061 | Yes | - | N/A | 4.49 | 4.55 | 5.7583 | 5.9274 | N/A | N/A | N/A | 4.9187 | 4.7962 | N/A | N/A | 5.3373 | 5.0924 | 5 | 5 | Calorimeter Room | Single | R32 | Australia,New Zealand | 127202 | 45748 | 0 | Approved | Reverse Cycle | 870 | Yes | Class 8 | No | Yes | N/A | N/A | N/A | N/A | N/A | 5.0645 | Available | N/A | N/A | https://www.fujitsugeneral.com.au/ | 0 | Yes | 0 | https://reg.energyrating.gov.au/static/common/images/star_ratings_2014/aircon_rating_5_5.png | AAC4544 | Yes | Variable output compressor | Inverter | No | - | 2500 | 0.51 | - | 220 | 1250 | No | - | - | - | 466.14 | 2692.5 | Yes | 170 | 1350 | No | - | - | 3200 | 0.67 | 290 | 1600 | No | - | - | Yes | 1260 | 3650 | No | - | - | No | - | - | - | - | - | No | - | - | No | - | - | No | - | -
AOTG09LBCA/ARTG09LLLB | 0 | N/A | FUJITSU GENERAL | 0.45 | Ducted | Single Split System | - | Air | Air | China | 0.66 | 2.15 | 2.6 | 620 | N/A | N/A | N/A | 198 | 0.83 | 3.5 | Enthalpy Test Room | 4.078 | 4.3434 | Yes | - | N/A | 12.48 | 12.16 | N/A | N/A | N/A | N/A | N/A | 3.8309 | 4.1378 | N/A | N/A | N/A | N/A | N/A | N/A | Enthalpy Test Room | Single | R410A | Australia,New Zealand | 126951 | 45748 | 0 | Approved | Reverse Cycle | 700 | No | Class 10 | No | N/A | N/A | N/A | N/A | N/A | N/A | 4.078 | Available | N/A | N/A | http://www.fujitsugeneral.com.au/ | 0 | Yes | 0 | 0 | AAC4515 | Yes | Variable output compressor | Inverter | No | - | 2600 | 0.66 | - | 270 | 1300 | No | - | - | - | 603.24 | 2800.2 | No | 246.78 | 1400.1 | No | - | - | 3500 | 0.83 | 320 | 1750 | No | - | - | Yes | 1970 | 4470 | No | - | - | No | - | - | - | - | - | No | - | - | No | - | - | No | - | -
AOTG09LBCB/ARTG09LLLB | 0 | N/A | FUJITSU GENERAL | 0.45 | Ducted | Single Split System | - | Air | Air | China | 0.66 | 2.15 | 2.6 | 620 | N/A | N/A | N/A | 198 | 0.83 | 3.5 | Enthalpy Test Room | 4.0702 | 4.3422 | Yes | - | N/A | 12.48 | 12.16 | N/A | N/A | N/A | N/A | N/A | 3.824 | 4.1366 | N/A | N/A | N/A | N/A | N/A | N/A | Enthalpy Test Room | Single | R410A | Australia,New Zealand | 126953 | 45748 | 0 | Approved | Reverse Cycle | 700 | No | Class 10 | No | N/A | N/A | N/A | N/A | N/A | N/A | 4.0702 | Available | N/A | N/A | http://www.fujitsugeneral.com.au/ | 0 | Yes | 0 | 0 | AAC4530 | Yes | Variable output compressor | Inverter | No | - | 2600 | 0.66 | - | 270 | 1300 | No | - | - | - | 603.24 | 2800.2 | No | 246.78 | 1400.1 | No | - | - | 3500 | 0.83 | 320 | 1750 | No | - | - | Yes | 1970 | 4470 | No | - | - | No | - | - | - | - | - | No | - | - | No | - | - | No | - | -
AOTG09LVCC/ASTG09LVCC | 0 | N/A | FUJITSU GENERAL | 0.89 | Non Ducted | Single Split System | Wall Hung | Air | Air | China | 0.58 | 1.61 | 2.5 | 225 | N/A | N/A | N/A | 293 | 0.73 | 3.4 | Calorimeter Room | 4.4549 | 4.7879 | Yes | - | N/A | 5.56 | 5.49 | N/A | N/A | N/A | N/A | N/A | 4.3141 | 4.6686 | N/A | N/A | 4.1282 | 4.8371 | 4 | 4.5 | Calorimeter Room | Single | R410A | Australia,New Zealand | 127064 | 45748 | 0 | Approved | Reverse Cycle | 790 | Yes | Class 8 | No | N/A | N/A | N/A | N/A | N/A | N/A | 4.4549 | Available | N/A | N/A | http://www.fujitsugeneral.com.au/ | 0 | Yes | 0 | https://reg.energyrating.gov.au/static/common/images/star_ratings_2014/aircon_rating_4_4.5.png | AAC4545 | Yes | Variable output compressor | Inverter | No | - | 2500 | 0.58 | - | 220 | 1250 | No | - | - | - | 530.12 | 2692.5 | Yes | 170 | 1340 | No | - | - | 3400 | 0.73 | 290 | 1700 | No | - | - | Yes | 950 | 2900 | No | - | - | No | - | - | - | - | - | No | - | - | No | - | - | No | - | -
AOTG12KMTC/ASTG12KMTC | 0 | N/A | FUJITSU GENERAL | 0.65 | Non Ducted | Single Split System | Wall Hung | Air | Air | Thailand | 0.89 | 2.85 | 3.5 | 222 | N/A | N/A | N/A | 270 | 0.79 | 3.7 | Calorimeter Room | 4.0406 | 4.762 | Yes | - | N/A | 0.67 | 0.67 | N/A | N/A | N/A | N/A | N/A | 4.0303 | 4.7484 | N/A | N/A | 3.5607 | 4.9968 | 3.5 | 4.5 | Calorimeter Room | Single | R32 | Australia,New Zealand | 126079 | 45748 | 0 | Approved | Reverse Cycle | 834 | No | Class 8 | No | Yes | N/A | N/A | N/A | N/A | N/A | 4.0406 | Available | N/A | N/A | http://www.fujitsugeneral.com.au/ | 0 | N/A | 0 | https://reg.energyrating.gov.au/static/common/images/star_ratings_2014/aircon_rating_3.5_4.5.png | AAC4389 | Yes | Variable output compressor | Inverter | No | - | 3500 | 0.89 | - | 310 | 1750 | Yes | 150 | 800 | - | 813.46 | 3769.5 | Yes | 250 | 1910 | - | 110 | 900 | 3700 | 0.79 | 325 | 1850 | No | - | - | Yes | 1350 | 3800 | No | - | - | No | - | - | - | - | - | No | - | - | No | - | - | No | - | -
AOTG12KUCA/ASTG12KUCA | 0 | N/A | FUJITSU GENERAL | 1.23 | Non Ducted | Single Split System | Wall Hung | Air | Air | China | 0.88 | 2.27 | 3.5 | 185 | N/A | N/A | N/A | 282 | 1.06 | 4.3 | Calorimeter Room | 4.1717 | 4.2913 | Yes | - | N/A | 4.49 | 4.55 | 5.51 | 5.5137 | N/A | N/A | N/A | 4.0991 | 4.2277 | N/A | N/A | 3.6981 | 3.9555 | 3.5 | 3.5 | Calorimeter Room | Single | R32 | Australia,New Zealand | 127203 | 45748 | 0 | Approved | Reverse Cycle | 870 | Yes | Class 8 | No | Yes | N/A | N/A | N/A | N/A | N/A | 4.1717 | Available | N/A | N/A | http://www.fujitsugeneral.com.au/ | 0 | Yes | 0 | https://reg.energyrating.gov.au/static/common/images/star_ratings_2014/aircon_rating_3.5_3.5.png | AAC4552 | Yes | Variable output compressor | Inverter | No | - | 3500 | 0.88 | - | 330 | 1750 | No | - | - | - | 804.32 | 3769.5 | Yes | 265 | 1880 | No | - | - | 4300 | 1.06 | 440 | 2150 | No | - | - | Yes | 1350 | 3800 | No | - | - | No | - | - | - | - | - | No | - | - | No | - | - | No | - | -
AOTG12LBCA/ARTG12LLLB | 0 | N/A | FUJITSU GENERAL | 0.86 | Ducted | Single Split System | - | Air | Air | China | 0.94 | 2.64 | 3.5 | 620 | N/A | N/A | N/A | 198 | 1.19 | 4.5 | Enthalpy Test Room | 3.8179 | 3.8825 | Yes | - | N/A | 12.48 | 12.16 | N/A | N/A | N/A | N/A | N/A | 3.6538 | 3.7521 | N/A | N/A | N/A | N/A | N/A | N/A | Enthalpy Test Room | Single | R410A | Australia,New Zealand | 126955 | 45748 | 0 | Approved | Reverse Cycle | 700 | No | Class 10 | No | N/A | N/A | N/A | N/A | N/A | N/A | 3.8179 | Available | N/A | N/A | https://www.fujitsugeneral.com.au/ | 0 | Yes | 0 | 0 | AAC4534 | Yes | Variable output compressor | Inverter | No | - | 3500 | 0.94 | - | 375 | 1750 | No | - | - | - | 859.16 | 3769.5 | No | 342.75 | 1884.75 | No | - | - | 4500 | 1.19 | 430 | 2270 | No | - | - | Yes | 1940 | 4520 | No | - | - | No | - | - | - | - | - | No | - | - | No | - | - | No | - | -
AOTG12LBCB/ARTG12LLLB | 0 | N/A | FUJITSU GENERAL | 0.86 | Ducted | Single Split System | - | Air | Air | China | 0.94 | 2.64 | 3.5 | 620 | N/A | N/A | N/A | 198 | 1.19 | 4.5 | Enthalpy Test Room | 3.8087 | 3.8784 | Yes | - | N/A | 12.48 | 12.16 | N/A | N/A | N/A | N/A | N/A | 3.6453 | 3.7483 | N/A | N/A | N/A | N/A | N/A | N/A | Enthalpy Test Room | Single | R410A | Australia,New Zealand | 126956 | 45748 | 0 | Approved | Reverse Cycle | 700 | No | Class 10 | No | N/A | N/A | N/A | N/A | N/A | N/A | 3.8087 | Available | N/A | N/A | http://www.fujitsugeneral.com.au/ | 0 | Yes | 0 | 0 | AAC4522 | Yes | Variable output compressor | Inverter | No | - | 3500 | 0.94 | - | 375 | 1750 | No | - | - | - | 859.16 | 3769.5 | No | 342.75 | 1884.75 | No | - | - | 4500 | 1.19 | 430 | 2270 | No | - | - | Yes | 1940 | 4520 | No | - | - | No | - | - | - | - | - | No | - | - | No | - | - | No | - | -
AOTG12LBCB/AUTG12LVLB | 0 | N/A | FUJITSU GENERAL | 0.67 | Non Ducted | Single Split System | Cassette | Air | Air | China | 0.91 | 2.83 | 3.5 | 245 | N/A | N/A | N/A | 570 | 0.98 | 4 | Calorimeter Room | 3.8474 | 4.1024 | Yes | - | N/A | 9.35 | 9.4 | 5.2929 | N/A | N/A | N/A | N/A | 3.7184 | 3.9744 | N/A | N/A | 2.9369 | 3.4487 | 2.5 | 3 | Calorimeter Room | Single | R410A | Australia,New Zealand | 127106 | 45748 | 0 | Approved | Reverse Cycle | 570 | No | Class 8 | No | N/A | N/A | N/A | N/A | N/A | N/A | 3.8474 | Available | N/A | N/A | https://www.fujitsugeneral.com.au/ | 0 | N/A | 0 | https://reg.energyrating.gov.au/static/common/images/star_ratings_2014/aircon_rating_2.5_3.png | AAC4562 | Yes | Variable output compressor | Inverter | No | - | 3500 | 0.91 | - | 345 | 1750 | No | - | - | - | 831.74 | 3769.5 | No | 315.33 | 1884.75 | No | - | - | 4000 | 0.98 | 385 | 2000 | No | - | - | Yes | 1400 | 3620 | No | - | - | No | - | - | - | - | - | No | - | - | No | - | - | No | - | -
AOTG12LVCC/ASTG12LVCC | 0 | N/A | FUJITSU GENERAL | 1.23 | Non Ducted | Single Split System | Wall Hung | Air | Air | China | 0.92 | 2.27 | 3.5 | 225 | N/A | N/A | N/A | 293 | 1.11 | 4.8 | Calorimeter Room | 3.8839 | 4.4135 | Yes | - | N/A | 6.06 | 5.91 | 5.7737 | 5.4175 | N/A | N/A | N/A | 3.8002 | 4.3355 | N/A | N/A | 3.1003 | 4.171 | 3 | 4 | Calorimeter Room | Single | R410A | Australia,New Zealand | 127066 | 45748 | 0 | Approved | Reverse Cycle | 790 | Yes | Class 8 | No | N/A | N/A | N/A | N/A | N/A | N/A | 3.8839 | Available | N/A | N/A | http://www.fujitsugeneral.com.au/ | 0 | Yes | 0 | https://reg.energyrating.gov.au/static/common/images/star_ratings_2014/aircon_rating_3_4.png | AAC4554 | Yes | Variable output compressor | Inverter | No | - | 3500 | 0.92 | - | 290 | 1750 | No | - | - | - | 840.88 | 3769.5 | Yes | 230 | 1880 | No | - | - | 4800 | 1.11 | 420 | 2400 | No | - | - | Yes | 1540 | 4000 | No | - | - | No | - | - | - | - | - | No | - | - | No | - | - | No | - | -
AOTG14LUCB/ASTG14LUCB | 0 | N/A | FUJITSU GENERAL | 1.43 | Non Ducted | Single Split System | Wall Hung | Air | Air | China | 1.25 | 2.77 | 4.2 | 185 | N/A | N/A | N/A | 282 | 1.47 | 5.4 | Calorimeter Room | 3.3785 | 3.7844 | Yes | - | N/A | 6.06 | 5.91 | 5.4045 | 5.0718 | N/A | N/A | N/A | 3.3245 | 3.7333 | N/A | N/A | 2.1491 | 2.9667 | 2 | 2.5 | Calorimeter Room | Single | R410A | Australia,New Zealand | 127084 | 45748 | 0 | Approved | Reverse Cycle | 870 | Yes | Class 9 | No | N/A | N/A | N/A | N/A | N/A | N/A | 3.3785 | Available | N/A | N/A | http://www.fujitsugeneral.com.au/ | 0 | Yes | 0 | https://reg.energyrating.gov.au/static/common/images/star_ratings_2014/aircon_rating_2_2.5.png | AAC4557 | Yes | Variable output compressor | Inverter | No | - | 4200 | 1.25 | - | 400 | 2100 | No | - | - | - | 1142.5 | 4523.4 | Yes | 330 | 2262 | No | - | - | 5400 | 1.47 | 515 | 2700 | No | - | - | Yes | 1470 | 4000 | No | - | - | No | - | - | - | - | - | No | - | - | No | - | - | No | - | -
AOTG18KMTC/ASTG18KMTC | 0 | N/A | FUJITSU GENERAL | 0.86 | Non Ducted | Single Split System | Wall Hung | Air | Air | Thailand | 1.16 | 4.14 | 5 | 240 | N/A | N/A | N/A | 280 | 1.28 | 6 | Calorimeter Room | 4.4297 | 4.8125 | Yes | - | N/A | 0.93 | 0.93 | N/A | N/A | N/A | N/A | N/A | 4.4176 | 4.8007 | N/A | N/A | 4.3353 | 5.1014 | 4 | 5 | Calorimeter Room | Single | R32 | Australia,New Zealand | 126080 | 45748 | 0 | Approved | Reverse Cycle | 980 | No | Class 9 | No | Yes | N/A | N/A | N/A | N/A | N/A | 4.4297 | Available | N/A | N/A | http://www.fujitsugeneral.com.au/ | 0 | Yes | 0 | https://reg.energyrating.gov.au/static/common/images/star_ratings_2014/aircon_rating_4_5.png | AAC4387 | Yes | Variable output compressor | Inverter | No | - | 5000 | 1.16 | - | 430 | 2500 | No | - | - | - | 1060.24 | 5385 | Yes | 360 | 2770 | No | - | - | 6000 | 1.28 | 590 | 3000 | No | - | - | Yes | 2350 | 6450 | No | - | - | No | - | - | - | - | - | No | - | - | No | - | - | No | - | -
AOTG18KUCA/ASTG18KUCA | 0 | N/A | FUJITSU GENERAL | 1.78 | Non Ducted | Single Split System | Wall Hung | Air | Air | China | 1.31 | 3.22 | 5 | 185 | N/A | N/A | N/A | 282 | 1.58 | 6 | Calorimeter Room | 3.8515 | 3.831 | Yes | - | N/A | 4.17 | 4.22 | 4.6844 | 4.9708 | N/A | N/A | N/A | 3.8106 | 3.7969 | N/A | N/A | 3.1212 | 3.0937 | 3 | 3 | Calorimeter Room | Single | R32 | Australia,New Zealand | 127205 | 45748 | 0 | Approved | Reverse Cycle | 870 | Yes | Class 9 | No | Yes | N/A | N/A | N/A | N/A | N/A | 3.8515 | Available | N/A | N/A | https://www.fujitsugeneral.com.au/ | 0 | Yes | 0 | https://reg.energyrating.gov.au/static/common/images/star_ratings_2014/aircon_rating_3_3.png | AAC4551 | Yes | Variable output compressor | Inverter | No | - | 5000 | 1.31 | - | 520 | 2500 | Yes | 220 | 1330 | - | 1197.34 | 5385 | Yes | 435 | 2690 | - | 165 | 1430 | 6000 | 1.58 | 665 | 3000 | No | - | - | Yes | 2370 | 5770 | No | - | - | No | - | - | - | - | - | No | - | - | No | - | - | No | - | -
AOTG18LACC / ABTG18LVTA | 0 | N/A | FUJITSU GENERAL | 1.44 | Non Ducted | Single Split System | Floor/Ceiling | Air | Air | China,Thailand | 1.51 | 3.76 | 5.2 | 655 | N/A | N/A | N/A | 199 | 1.66 | 6 | Calorimeter Room | 3.5119 | 3.6919 | Yes | - | N/A | 7.9 | 9.7 | N/A | N/A | N/A | N/A | N/A | 3.451 | 3.6205 | N/A | N/A | 2.402 | 2.741 | 2 | 2.5 | Calorimeter Room | Single | R410A | Australia,New Zealand | 126694 | 45748 | 0 | Approved | Reverse Cycle | 990 | No | Class 9 | No | N/A | N/A | N/A | N/A | N/A | N/A | 3.5119 | Available | N/A | N/A | http://www.fujitsugeneral.com.au/ | 0 | Yes | 0 | https://reg.energyrating.gov.au/static/common/images/star_ratings_2014/aircon_rating_2_2.5.png | AAC4492 | Yes | Variable output compressor | Inverter | No | - | 5200 | 1.51 | - | 580 | 2600 | No | - | - | - | 1380.14 | 5600.4 | No | 530.12 | 2800.2 | No | - | - | 6000 | 1.66 | 620 | 3000 | No | - | - | Yes | 1885 | 4900 | No | - | - | No | - | - | - | - | - | No | - | - | No | - | - | No | - | -
AOTG18LACC/ARTG18LLTA | 0 | N/A | FUJITSU GENERAL | 1.17 | Ducted | Single Split System | - | Air | Air | China | 1.45 | 4.03 | 5.2 | 620 | N/A | N/A | N/A | 198 | 1.56 | 6 | Enthalpy Test Room | 3.6671 | 3.9303 | Yes | - | N/A | 7.9 | 9.7 | N/A | N/A | N/A | N/A | N/A | 3.6011 | 3.8495 | N/A | N/A | N/A | N/A | N/A | N/A | Enthalpy Test Room | Single | R410A | Australia,New Zealand | 126959 | 45748 | 0 | Approved | Reverse Cycle | 900 | No | Class 10 | No | N/A | N/A | N/A | N/A | N/A | N/A | 3.6671 | Available | N/A | N/A | http://www.fujitsugeneral.com.au/ | 0 | Yes | 0 | 0 | AAC4531 | Yes | Variable output compressor | Inverter | No | - | 5200 | 1.45 | - | 540 | 2600 | No | - | - | - | 1325.3 | 5600.4 | No | 493.56 | 2800.2 | No | - | - | 6000 | 1.56 | 605 | 3000 | No | - | - | Yes | 2370 | 5650 | No | - | - | No | - | - | - | - | - | No | - | - | No | - | - | No | - | -
AOTG18LACC/AUTG18LVLA | 0 | N/A | FUJITSU GENERAL | 1.45 | Non Ducted | Single Split System | Cassette | Air | Air | China | 1.56 | 3.75 | 5.2 | 570 | N/A | N/A | N/A | 245 | 1.66 | 6 | Calorimeter Room | 3.4023 | 3.6111 | Yes | - | N/A | 7.9 | 9.7 | 4.8966 | 5.0328 | N/A | N/A | N/A | 3.3453 | 3.543 | N/A | N/A | 2.1905 | 2.586 | 2 | 2.5 | Calorimeter Room | Single | R410A | Australia,New Zealand | 126693 | 45748 | 0 | Approved | Reverse Cycle | 570 | No | Class 9 | No | N/A | N/A | N/A | N/A | N/A | N/A | 3.4023 | Available | N/A | N/A | https://www.fujitsugeneral.com.au/ | 0 | N/A | 0 | https://reg.energyrating.gov.au/static/common/images/star_ratings_2014/aircon_rating_2_2.5.png | AAC4559 | Yes | Variable output compressor | Inverter | No | - | 5200 | 1.56 | - | 550 | 2600 | No | - | - | - | 1425.84 | 5600.4 | No | 502.7 | 2800.2 | No | - | - | 6000 | 1.66 | 615 | 3000 | No | - | - | Yes | 1650 | 4550 | No | - | - | No | - | - | - | - | - | No | - | - | No | - | - | No | - | -
AOTG18LVCC/ASTG18LVCC | 0 | N/A | FUJITSU GENERAL | 1.78 | Non Ducted | Single Split System | Wall Hung | Air | Air | China | 1.53 | 3.22 | 5 | 225 | N/A | N/A | N/A | 293 | 1.49 | 6 | Calorimeter Room | 3.3803 | 4.1904 | Yes | - | N/A | 6 | 5.98 | 5.2289 | 5.2294 | N/A | N/A | N/A | 3.3558 | 4.063 | N/A | N/A | 2.2115 | 3.6259 | 2 | 3.5 | Calorimeter Room | Single | R410A | Australia,New Zealand | 127068 | 45748 | 0 | Approved | Reverse Cycle | 790 | Yes | Class 9 | No | N/A | N/A | N/A | N/A | N/A | N/A | 3.4003 | Available | N/A | N/A | http://www.fujitsugeneral.com.au/ | 0 | Yes | 0 | https://reg.energyrating.gov.au/static/common/images/star_ratings_2014/aircon_rating_2_3.5.png | AAC4555 | Yes | Variable output compressor | Inverter | No | - | 5000 | 1.53 | - | 450 | 2500 | No | - | - | - | 1398.42 | 5385 | Yes | 360 | 2700 | No | - | - | 6000 | 1.49 | 530 | 3000 | No | - | - | Yes | 2340 | 5700 | No | - | - | No | - | - | - | - | - | No | - | - | No | - | - | No | - | -
AOTG22KMTC/ASTG22KMTC | 0 | N/A | FUJITSU GENERAL | 1.54 | Non Ducted | Single Split System | Wall Hung | Air | Air | Thailand | 1.58 | 4.46 | 6 | 240 | N/A | N/A | N/A | 280 | 1.7 | 7.2 | Calorimeter Room | 3.8847 | 4.3263 | Yes | - | N/A | 0.93 | 0.93 | N/A | N/A | N/A | N/A | N/A | 3.877 | 4.3183 | N/A | N/A | 3.254 | 4.1366 | 3 | 4 | Calorimeter Room | Single | R32 | Australia,New Zealand | 126081 | 45748 | 0 | Approved | Reverse Cycle | 980 | No | Class 9 | No | Yes | N/A | N/A | N/A | N/A | N/A | 3.8847 | Available | N/A | N/A | http://www.fujitsugeneral.com.au/ | 0 | Yes | 0 | https://reg.energyrating.gov.au/static/common/images/star_ratings_2014/aircon_rating_3_4.png | AAC4403 | Yes | Variable output compressor | Inverter | No | - | 6000 | 1.58 | - | 530 | 3000 | No | - | - | - | 1444.12 | 6462 | Yes | 450 | 3240 | No | - | - | 7200 | 1.7 | 720 | 3600 | No | - | - | Yes | 2540 | 6350 | No | - | - | No | - | - | - | - | - | No | - | - | No | - | - | No | - | -
AOTG22LVCC/ASTG22LVCC | 0 | N/A | FUJITSU GENERAL | 1.84 | Non Ducted | Single Split System | Wall Hung | Air | Air | China | 1.95 | 4.46 | 6.3 | 225 | N/A | N/A | N/A | 293 | 2.03 | 7.2 | Calorimeter Room | 3.3332 | 3.5516 | Yes | 60 | N/A | 6 | 5.98 | 4.7723 | 4.9465 | N/A | N/A | N/A | 3.298 | 3.517 | N/A | N/A | 2.096 | 2.534 | 2 | 2.5 | Calorimeter Room | Single | R410A | Australia,New Zealand | 127071 | 45748 | 0 | Approved | Reverse Cycle | 790 | Yes | Class 9 | No | N/A | N/A | N/A | N/A | N/A | N/A | 3.3326 | Available | N/A | N/A | http://www.fujitsugeneral.com.au/ | 0 | Yes | 0 | https://reg.energyrating.gov.au/static/common/images/star_ratings_2014/aircon_rating_2_2.5.png | AAC4577 | Yes | Variable output compressor | Inverter | No | - | 6300 | 1.95 | - | 590 | 3150 | No | - | - | - | 1782.3 | 6785.1 | Yes | 510 | 3393 | No | - | - | 7200 | 2.03 | 670 | 3600 | No | - | - | Yes | 2260 | 5400 | No | - | - | No | - | - | - | - | - | No | - | - | No | - | - | No | - | -
AOTG24KMTC/ASTG24KMTC | 0 | N/A | FUJITSU GENERAL | 1.8 | Non Ducted | Single Split System | Wall Hung | Air | Air | Thailand | 2.08 | 5.3 | 7.1 | 240 | N/A | N/A | N/A | 280 | 1.91 | 8 | Calorimeter Room | 3.519 | 4.2777 | Yes | - | N/A | 0.93 | 0.93 | N/A | N/A | N/A | N/A | N/A | 3.5137 | 4.2707 | N/A | N/A | 2.5274 | 4.0413 | 2.5 | 4 | Calorimeter Room | Single | R32 | Australia,New Zealand | 126082 | 45748 | 0 | Approved | Reverse Cycle | 980 | No | Class 9 | No | Yes | N/A | N/A | N/A | N/A | N/A | 3.519 | Available | N/A | N/A | http://www.fujitsugeneral.com.au/ | 0 | Yes | 0 | https://reg.energyrating.gov.au/static/common/images/star_ratings_2014/aircon_rating_2.5_4.png | AAC4386 | Yes | Variable output compressor | Inverter | No | - | 7100 | 2.08 | - | 710 | 3550 | No | - | - | - | 1901.12 | 7646.7 | Yes | 600 | 3900 | No | - | - | 8000 | 1.91 | 770 | 4000 | No | - | - | Yes | 2600 | 6480 | No | - | - | No | - | - | - | - | - | No | - | - | No | - | - | No | - | -
AOTG24LAT3 | 0 | N/A | FUJITSU GENERAL | 0.34 | Non Ducted | fixed | N/A | Air | Air | China,Thailand | 1.94 | 6.46 | 6.8 | N/A | N/A | N/A | N/A | N/A | 2 | 8 | Enthalpy Test Room | 3.5267 | 4.0812 | Yes | - | N/A | 13.16 | 13.09 | N/A | N/A | N/A | N/A | N/A | 3.448 | 3.9921 | N/A | N/A | N/A | N/A | N/A | N/A | Enthalpy Test Room | Single | R410A | Australia,New Zealand | 126917 | 45748 | 0 | Approved | Reverse Cycle | N/A | No | Class 19 | No | N/A | N/A | N/A | N/A | N/A | N/A | 3.5267 | Available | N/A | N/A | http://www.fujitsugeneral.com.au/ | 0 | Yes | 0 | 0 | AAC4535 | Yes | Variable output compressor | Inverter | No | - | 6800 | 1.94 | - | 660 | 3400 | No | - | - | - | 1773.16 | 7323.6 | No | 603.24 | 3661.8 | No | - | - | 8000 | 2 | 710 | 4000 | No | - | - | Yes | 2500 | 7600 | No | - | - | No | - | - | - | - | - | No | - | - | No | - | - | No | - | -
AOTG24LATC / ABTG24LVTC | 0 | N/A | FUJITSU GENERAL | 1.88 | Non Ducted | Single Split System | Floor/Ceiling | Air | Air | Thailand | 2.14 | 5.22 | 7.1 | 655 | N/A | N/A | N/A | 199 | 2.21 | 8 | Calorimeter Room | 3.403 | 3.652 | Yes | - | N/A | 10.8 | 10.9 | 3.812 | 5.027 | N/A | N/A | N/A | 3.3459 | 3.5921 | N/A | N/A | 2.1918 | 2.6841 | 2 | 2.5 | Calorimeter Room | Single | R410A | Australia,New Zealand | 126699 | 45748 | 0 | Approved | Reverse Cycle | 990 | No | Class 9 | No | N/A | N/A | N/A | N/A | N/A | N/A | 3.403 | Available | N/A | N/A | http://www.fujitsugeneral.com.au/ | 0 | Yes | 0 | https://reg.energyrating.gov.au/static/common/images/star_ratings_2014/aircon_rating_2_2.5.png | AAC4500 | Yes | Variable output compressor | Inverter | No | - | 7100 | 2.14 | - | 1000 | 3550 | No | - | - | - | 1955.96 | 7646.7 | No | 914 | 3823.35 | No | - | - | 8000 | 2.21 | 820 | 4000 | No | - | - | Yes | 2250 | 6000 | No | - | - | No | - | - | - | - | - | No | - | - | No | - | - | No | - | -
AOTG24LATC/ARTG24LMLC | 0 | N/A | FUJITSU GENERAL | 1.63 | Ducted | Single Split System | - | Air | Air | China,Thailand | 2.09 | 5.47 | 7.1 | 700 | N/A | N/A | N/A | 270 | 2.19 | 8 | Enthalpy Test Room | 3.488 | 3.801 | Yes | - | N/A | 10.8 | 10.9 | N/A | N/A | N/A | N/A | N/A | 3.428 | 3.7357 | N/A | N/A | N/A | N/A | N/A | N/A | Calorimeter Room | Single | R410A | Australia,New Zealand | 126963 | 45748 | 0 | Approved | Reverse Cycle | 1135 | No | Class 10 | No | N/A | N/A | N/A | N/A | N/A | N/A | 3.488 | Available | N/A | N/A | http://www.fujitsugeneral.com.au/ | 0 | Yes | 0 | 0 | AAC4532 | Yes | Variable output compressor | Inverter | No | - | 7100 | 2.09 | - | 950 | 3550 | No | - | - | - | 1910.26 | 7646.7 | No | 868.3 | 3823.35 | No | - | - | 8000 | 2.19 | 790 | 4000 | No | - | - | Yes | 3170 | 7600 | No | - | - | No | - | - | - | - | - | No | - | - | No | - | - | No | - | -
AOTG24LATC/AUTG24LVLC | 0 | N/A | FUJITSU GENERAL | 2 | Non Ducted | Single Split System | Cassette | Air | Air | China,Thailand | 2.16 | 5.1 | 7.1 | 570 | N/A | N/A | N/A | 245 | 2.21 | 8 | Calorimeter Room | 3.3635 | 3.6257 | Yes | - | N/A | 10.8 | 10.9 | 3.9738 | 4.9718 | N/A | N/A | N/A | 3.3075 | 3.5662 | N/A | N/A | 2.115 | 2.6324 | 2 | 2.5 | Calorimeter Room | Single | R410A | Australia,New Zealand | 127118 | 45748 | 0 | Approved | Reverse Cycle | 570 | No | Class 9 | No | N/A | N/A | N/A | N/A | N/A | N/A | 3.3635 | Available | N/A | N/A | http://www.fujitsugeneral.com.au/ | 0 | Yes | 0 | https://reg.energyrating.gov.au/static/common/images/star_ratings_2014/aircon_rating_2_2.5.png | AAC4563 | Yes | Variable output compressor | Inverter | No | - | 7100 | 2.16 | - | 940 | 3550 | No | - | - | - | 1974.24 | 7646.7 | No | 859.16 | 3823.35 | No | - | - | 8000 | 2.21 | 850 | 4000 | No | - | - | Yes | 2750 | 7200 | No | - | - | No | - | - | - | - | - | No | - | - | No | - | - | No | - | -
AOTG24LBCA/ARTG24LHTDP | 0 | N/A | FUJITSU GENERAL | 1.47 | Ducted | Single Split System | - | Air | Air | China,Thailand | 2.08 | 5.63 | 7.1 | 700 | N/A | N/A | N/A | 300 | 2.19 | 8 | Enthalpy Test Room | 3.4398 | 3.7674 | Yes | - | N/A | 4.81 | 4.87 | N/A | N/A | N/A | N/A | N/A | 3.4135 | 3.7389 | N/A | N/A | N/A | N/A | N/A | N/A | Enthalpy Test Room | Single | R410A | Australia,New Zealand | 127144 | 45748 | 0 | Approved | Reverse Cycle | 1040 | Yes | Class 10 | No | N/A | N/A | N/A | N/A | N/A | N/A | 3.4398 | Available | N/A | N/A | https://www.fujitsugeneral.com.au/ | 0 | Yes | 0 | 0 | AAC4567 | Yes | Variable output compressor | Inverter | No | - | 7100 | 2.08 | - | 720 | 3550 | No | - | - | - | 1901.12 | 7646.7 | No | 658.08 | 3823.35 | No | - | - | 8000 | 2.19 | 825 | 4000 | No | - | - | Yes | 2540 | 5700 | No | - | - | No | - | - | - | - | - | No | - | - | No | - | - | No | - | -
AOTG24LFCC/ASTG24LFCC | 0 | N/A | FUJITSU GENERAL | 1.85 | Non Ducted | Single Split System | Wall Hung | Air | Air | China | 2.17 | 5.25 | 7.1 | 238 | N/A | N/A | N/A | 320 | 2.26 | 8 | Calorimeter Room | 3.3387 | 3.622 | Yes | - | N/A | 5.02 | 5.14 | 4.7477 | 4.9381 | N/A | N/A | N/A | 3.3129 | 3.5945 | N/A | N/A | 2.1257 | 2.6891 | 2 | 2.5 | Calorimeter Room | Single | R410A | Australia,New Zealand | 127073 | 45748 | 0 | Approved | Reverse Cycle | 998 | Yes | Class 9 | No | N/A | N/A | N/A | N/A | N/A | N/A | 3.3387 | Available | N/A | N/A | http://www.fujitsugeneral.com.au/ | 0 | Yes | 0 | https://reg.energyrating.gov.au/static/common/images/star_ratings_2014/aircon_rating_2_2.5.png | AAC4553 | Yes | Variable output compressor | Inverter | No | - | 7100 | 2.17 | - | 710 | 3550 | No | - | - | - | 1983.38 | 7646.7 | Yes | 620 | 3823 | No | - | - | 8000 | 2.26 | 775 | 4000 | No | - | - | Yes | 3150 | 7000 | No | - | - | No | - | - | - | - | - | No | - | - | No | - | - | No | - | -
AOTG30KBTA/AUTG30KRLA | 0 | N/A | FUJITSU GENERAL | 1.61 | Non Ducted | Single Split System | Cassette | Air | Air | China,Thailand | 2.39 | 6.89 | 8.5 | 288 | N/A | N/A | N/A | 840 | 2.62 | 10 | Calorimeter Room | 3.7769 | 3.8981 | Yes | - | N/A | 5.16 | 5.26 | 4.7826 | 5.6704 | N/A | N/A | N/A | 3.7485 | 3.8719 | N/A | N/A | 2.9971 | 3.2438 | 2.5 | 3 | Calorimeter Room | Single | R32 | Australia,New Zealand | 127123 | 45748 | 0 | Approved | Reverse Cycle | 840 | Yes | Class 9 | No | Yes | N/A | N/A | N/A | N/A | N/A | 3.7769 | Available | N/A | N/A | https://www.fujitsugeneral.com.au/ | 0 | Yes | 0 | https://reg.energyrating.gov.au/static/common/images/star_ratings_2014/aircon_rating_2.5_3.png | AAC4583 | Yes | Variable output compressor | Inverter | No | - | 8500 | 2.39 | - | 900 | 4250 | No | - | - | - | 2184.46 | 9154.5 | No | 822.6 | 4577.25 | No | - | - | 10000 | 2.62 | 905 | 5000 | No | - | - | Yes | 2950 | 8190 | No | - | - | No | - | - | - | - | - | No | - | - | No | - | - | No | - | -
AOTG30KMTC/ASTG30KMTC | 0 | N/A | FUJITSU GENERAL | 1.97 | Non Ducted | Single Split System | Wall Hung | Air | Air | Thailand | 2.46 | 6.53 | 8.5 | 280 | N/A | N/A | N/A | 340 | 2.34 | 9 | Calorimeter Room | 3.5026 | 3.9526 | Yes | - | N/A | 6.76 | 6.84 | N/A | N/A | N/A | N/A | N/A | 3.4705 | 3.914 | N/A | N/A | 2.4409 | 3.3279 | 2 | 3 | Calorimeter Room | Single | R32 | Australia,New Zealand | 126126 | 45748 | 0 | Approved | Reverse Cycle | 1150 | No | Class 9 | No | Yes | N/A | N/A | N/A | N/A | N/A | 3.5026 | Available | N/A | N/A | http://www.fujitsugeneral.com.au/ | 0 | N/A | 0 | https://reg.energyrating.gov.au/static/common/images/star_ratings_2014/aircon_rating_2_3.png | AAC4385 | Yes | Variable output compressor | Inverter | No | - | 8500 | 2.46 | - | 1020 | 4250 | No | - | - | - | 2248.44 | 9154.5 | Yes | 860 | 4570 | No | - | - | 9000 | 2.34 | 1010 | 4500 | No | - | - | Yes | 3160 | 8900 | No | - | - | No | - | - | - | - | - | No | - | - | No | - | - | No | - | -
AOTG30LATL/ARTG30LHTA | 0 | N/A | FUJITSU GENERAL | 0.68 | Ducted | Single Split System | - | Air | Air | Thailand | 2.7 | 8.32 | 9 | 500 | N/A | N/A | N/A | 400 | 2.95 | 11.2 | Enthalpy Test Room | 3.3929 | 3.8429 | Yes | - | N/A | 10.19 | 10.09 | N/A | N/A | N/A | N/A | N/A | 3.3499 | 3.7987 | N/A | N/A | N/A | N/A | N/A | N/A | Enthalpy Test Room | Single | R410A | Australia,New Zealand | 127285 | 45748 | 0 | Approved | Reverse Cycle | 1050 | No | Class 10 | No | N/A | N/A | N/A | N/A | N/A | N/A | 3.3929 | Available | N/A | N/A | https://www.fujitsugeneral.com.au/ | 0 | Yes | 0 | 0 | AAC4584 | Yes | Variable output compressor | Inverter | No | - | 9000 | 2.7 | - | 960 | 4500 | No | - | - | - | 2467.8 | 9693 | No | 877.44 | 4846.5 | No | - | - | 11200 | 2.95 | 1180 | 5600 | No | - | - | Yes | 3500 | 9900 | No | - | - | No | - | - | - | - | - | No | - | - | No | - | - | No | - | -
AOTG30LBTA/ARTG30LHTDP | 0 | N/A | FUJITSU GENERAL | 1.93 | Ducted | Single Split System | - | Air | Air | Thailand | 2.65 | 6.57 | 8.5 | 700 | N/A | N/A | N/A | 300 | 2.7 | 10 | Calorimeter Room | 3.2668 | 3.7206 | Yes | - | N/A | 5.18 | 5.29 | 4.1189 | N/A | N/A | N/A | N/A | 3.245 | 3.6962 | N/A | N/A | N/A | N/A | N/A | N/A | Enthalpy Test Room | Single | R410A | Australia,New Zealand | 127176 | 45748 | 0 | Approved | Reverse Cycle | 1040 | Yes | Class 10 | No | N/A | N/A | N/A | N/A | N/A | N/A | 3.2668 | Available | N/A | N/A | http://www.fujitsugeneral.com.au/ | 0 | Yes | 0 | 0 | AAC4568 | Yes | Variable output compressor | Inverter | No | - | 8500 | 2.65 | - | 1060 | 4250 | No | - | - | - | 2422.1 | 9154.5 | No | 968.84 | 4577.25 | No | - | - | 10000 | 2.7 | 1060 | 5000 | No | - | - | Yes | 3200 | 8800 | No | - | - | No | - | - | - | - | - | No | - | - | No | - | - | No | - | -
AOTG30LBTA4 | 0 | N/A | FUJITSU GENERAL | N/A | Non Ducted | fixed | N/A | Air | Air | China,Thailand | 2.22 | 8 | 8 | N/A | N/A | N/A | N/A | N/A | 2.4 | 9.6 | Enthalpy Test Room | 3.6041 | 4.0481 | Yes | - | N/A | 14.46 | 14.37 | N/A | N/A | N/A | N/A | N/A | 3.5272 | 3.9675 | N/A | N/A | N/A | N/A | N/A | N/A | Enthalpy Test Room | Single | R410A | Australia,New Zealand | 126922 | 45748 | 0 | Approved | Reverse Cycle | N/A | No | Class 19 | No | N/A | N/A | N/A | N/A | N/A | N/A | 3.6041 | Available | N/A | N/A | http://www.fujitsugeneral.com.au/ | 0 | Yes | 0 | 0 | AAC4510 | Yes | Variable output compressor | Inverter | No | - | 8000 | 2.22 | - | 820 | 4000 | No | - | - | - | 2029.08 | 8616 | No | 749.48 | 4308 | No | - | - | 9600 | 2.4 | 910 | 4800 | No | - | - | Yes | 3250 | 9700 | No | - | - | No | - | - | - | - | - | No | - | - | No | - | - | No | - | -
AOTG30LBTC/ARTG30LHTA | 0 | N/A | FUJITSU GENERAL | 0.51 | Ducted | Single Split System | - | Air | Air | Thailand | 2.61 | 7.99 | 8.5 | 500 | N/A | N/A | N/A | 400 | 2.7 | 10 | Enthalpy Test Room | 3.2779 | 3.939 | Yes | - | N/A | 8.36 | 8.34 | N/A | N/A | N/A | N/A | N/A | 3.2428 | 3.8966 | N/A | N/A | N/A | N/A | N/A | N/A | Enthalpy Test Room | Single | R410A | Australia,New Zealand | 127287 | 45748 | 0 | Approved | Reverse Cycle | 1150 | Yes | Class 10 | No | N/A | N/A | N/A | N/A | N/A | N/A | 3.2779 | Available | N/A | N/A | https://www.fujitsugeneral.com.au/ | 0 | Yes | 0 | 0 | AAC4585 | Yes | Variable output compressor | Inverter | No | - | 8500 | 2.61 | - | 1165 | 4250 | No | - | - | - | 2385.54 | 9154.5 | No | 1064.81 | 4577.25 | No | - | - | 10000 | 2.7 | 1025 | 5000 | No | - | - | Yes | 3080 | 8890 | No | - | - | No | - | - | - | - | - | No | - | - | No | - | - | No | - | -
AOTG30LFTC / ASTG30LFCC | 0 | N/A | FUJITSU GENERAL | 2 | Non Ducted | Single Split System | Wall Hung | Air | Air | China,Thailand | 2.42 | 6 | 8 | 238 | N/A | N/A | N/A | 320 | 2.64 | 9 | Calorimeter Room | 3.3489 | 3.4775 | Yes | - | N/A | 5.97 | 6.07 | 4.26 | 4.878 | N/A | N/A | N/A | 3.321 | 3.4504 | N/A | N/A | 2.142 | 2.4007 | 2 | 2 | Calorimeter Room | Single | R410A | Australia,New Zealand | 126546 | 45748 | 0 | Approved | Reverse Cycle | 998 | Yes | Class 9 | No | N/A | N/A | N/A | N/A | N/A | N/A | 3.3489 | Available | N/A | N/A | http://www.fujitsugeneral.com.au/ | 0 | Yes | 0 | https://reg.energyrating.gov.au/static/common/images/star_ratings_2014/aircon_rating_2_2.png | AAC4442 | Yes | Variable output compressor | Inverter | No | - | 8000 | 2.42 | - | 980 | 4000 | No | - | - | - | 2211.88 | 8616 | Yes | 835 | 4410 | No | - | - | 9000 | 2.64 | 1080 | 4500 | No | - | - | Yes | 3810 | 8900 | No | - | - | No | - | - | - | - | - | No | - | - | No | - | - | No | - | -
AOTG34KMTC/ASTG34KMTC | 0 | N/A | FUJITSU GENERAL | 2.58 | Non Ducted | Single Split System | Wall Hung | Air | Air | Thailand | 2.78 | 6.82 | 9.4 | 280 | N/A | N/A | N/A | 340 | 2.84 | 10.3 | Calorimeter Room | 3.4884 | 3.7481 | Yes | - | N/A | 7.29 | 7.42 | N/A | N/A | N/A | N/A | N/A | 3.4575 | 3.7151 | N/A | N/A | 2.4151 | 2.9303 | 2 | 2.5 | Calorimeter Room | Single | R32 | Australia,New Zealand | 126128 | 45748 | 0 | Approved | Reverse Cycle | 1150 | No | Class 9 | No | Yes | N/A | N/A | N/A | N/A | N/A | 3.4884 | Available | N/A | N/A | http://www.fujitsugeneral.com.au/ | 0 | N/A | 0 | https://reg.energyrating.gov.au/static/common/images/star_ratings_2014/aircon_rating_2_2.5.png | AAC4384 | Yes | Variable output compressor | Inverter | No | - | 9400 | 2.78 | - | 1080 | 4700 | No | - | - | - | 2540.92 | 10123.8 | Yes | 950 | 5130 | No | - | - | 10300 | 2.84 | 1240 | 5150 | No | - | - | Yes | 4130 | 10370 | No | - | - | No | - | - | - | - | - | No | - | - | No | - | - | No | - | -
AOTG34LFTC / ASTG34LFCC | 0 | N/A | FUJITSU GENERAL | 2.4 | Non Ducted | Single Split System | Wall Hung | Air | Air | China,Thailand | 2.8 | 6.8 | 9.2 | 238 | N/A | N/A | N/A | 320 | 3.03 | 10 | Calorimeter Room | 3.3201 | 3.4565 | Yes | - | N/A | 8.7 | 8.8 | 4.2812 | 4.737 | N/A | N/A | N/A | 3.2855 | 3.422 | N/A | N/A | 2.071 | 2.3439 | 2 | 2 | Calorimeter Room | Single | R410A | Australia,New Zealand | 126548 | 45748 | 0 | Approved | Reverse Cycle | 998 | Yes | Class 9 | No | N/A | N/A | N/A | N/A | N/A | N/A | 3.3201 | Available | N/A | N/A | http://www.fujitsugeneral.com.au/ | 0 | Yes | 0 | https://reg.energyrating.gov.au/static/common/images/star_ratings_2014/aircon_rating_2_2.png | AAC4443 | Yes | Variable output compressor | Inverter | No | - | 9200 | 2.8 | - | 1030 | 4600 | No | - | - | - | 2559.2 | 9908.4 | Yes | 870 | 4960 | No | - | - | 10000 | 3.03 | 1310 | 5000 | No | - | - | Yes | 3400 | 9060 | No | - | - | No | - | - | - | - | - | No | - | - | No | - | - | No | - | -
AOTG36KBTA/AUTG36KRLA | 0 | N/A | FUJITSU GENERAL | 2.11 | Non Ducted | Single Split System | Cassette | Air | Air | China,Thailand | 2.67 | 7.89 | 10 | 288 | N/A | N/A | N/A | 840 | 2.48 | 11.2 | Calorimeter Room | 3.7771 | 4.5353 | Yes | - | N/A | 5.93 | 5.91 | 4.7958 | 5.7886 | N/A | N/A | N/A | 3.749 | 4.4992 | N/A | N/A | 2.998 | 4.4985 | 2.5 | 4 | Calorimeter Room | Single | R32 | Australia,New Zealand | 127124 | 45748 | 0 | Approved | Reverse Cycle | 840 | No | Class 11 | No | Yes | N/A | N/A | N/A | N/A | N/A | 3.7771 | Available | N/A | N/A | http://www.fujitsugeneral.com.au/ | 0 | Yes | 0 | https://reg.energyrating.gov.au/static/common/images/star_ratings_2014/aircon_rating_2.5_4.png | AAC4564 | Yes | Variable output compressor | Inverter | No | - | 10000 | 2.67 | - | 1070 | 5000 | No | - | - | - | 2440.38 | 10770 | No | 977.98 | 5385 | No | - | - | 11200 | 2.48 | 990 | 5600 | No | - | - | Yes | 3900 | 10400 | No | - | - | No | - | - | - | - | - | No | - | - | No | - | - | No | - | -
AOTG36LATL/ARTG36LHTA | 0 | N/A | FUJITSU GENERAL | 1.02 | Ducted | Single Split System | - | Air | Air | Thailand | 3.18 | 9.48 | 10.5 | 500 | N/A | N/A | N/A | 400 | 3.3 | 12.1 | Enthalpy Test Room | 3.3744 | 3.7352 | Yes | - | N/A | 10.19 | 10.09 | N/A | N/A | N/A | N/A | N/A | 3.3381 | 3.6966 | N/A | N/A | N/A | N/A | N/A | N/A | Enthalpy Test Room | Single | R410A | Australia,New Zealand | 127288 | 45748 | 0 | Approved | Reverse Cycle | 1050 | No | Class 11 | No | N/A | N/A | N/A | N/A | N/A | N/A | 3.3744 | Available | N/A | N/A | https://www.fujitsugeneral.com.au/ | 0 | Yes | 0 | 0 | AAC4588 | Yes | Variable output compressor | Inverter | No | - | 10500 | 3.18 | - | 1180 | 5250 | No | - | - | - | 2906.52 | 11308.5 | No | 1078.52 | 5654.25 | No | - | - | 12100 | 3.3 | 1240 | 6050 | No | - | - | Yes | 3900 | 10900 | No | - | - | No | - | - | - | - | - | No | - | - | No | - | - | No | - | -
AOTG36LATT/ARTG36LHTB | 0 | N/A | FUJITSU GENERAL | 1.02 | Ducted | Single Split System | - | Air | Air | Thailand | 3.18 | 9.48 | 10.5 | 500 | N/A | N/A | N/A | 400 | 3.3 | 12.1 | Enthalpy Test Room | 3.3476 | 3.8028 | Yes | - | N/A | 17.69 | 17.67 | N/A | N/A | N/A | N/A | N/A | 3.2854 | 3.733 | N/A | N/A | N/A | N/A | N/A | N/A | Enthalpy Test Room | Three | R410A | Australia,New Zealand | 127091 | 45747 | 0 | Approved | Reverse Cycle | 1050 | Yes | Class 11 | No | N/A | N/A | N/A | N/A | N/A | N/A | 3.3476 | Available | N/A | N/A | https://www.fujitsugeneral.com.au/ | 0 | Yes | 0 | 0 | AAC4793 | Yes | Variable output compressor | Inverter | No | - | 10500 | 3.18 | - | 1125 | 5250 | No | - | - | - | 2906.52 | 11308.5 | No | 1028.25 | 5654.25 | No | - | - | 12100 | 3.3 | 1280 | 6050 | No | - | - | Yes | 3980 | 11150 | No | - | - | No | - | - | - | - | - | No | - | - | No | - | - | No | - | -
AOTG36LBLA5 | 0 | N/A | FUJITSU GENERAL | 0.1 | Non Ducted | fixed | N/A | Air | Air | China | 2.44 | 9.9 | 10 | N/A | N/A | N/A | N/A | N/A | 2.79 | 12 | Enthalpy Test Room | 4.2113 | 4.4222 | Yes | - | N/A | 9.52 | 9.83 | N/A | N/A | N/A | N/A | N/A | 4.1564 | 4.3698 | N/A | N/A | N/A | N/A | N/A | N/A | Enthalpy Test Room | Single | R410A | Australia,New Zealand | 126940 | 45748 | 0 | Approved | Reverse Cycle | N/A | Yes | Class 20 | No | N/A | N/A | N/A | N/A | N/A | N/A | 4.2113 | Available | N/A | N/A | http://www.fujitsugeneral.com.au/ | 0 | Yes | 0 | 0 | AAC4509 | Yes | Variable output compressor | Inverter | No | - | 10000 | 2.44 | - | 820 | 5000 | No | - | - | - | 2230.16 | 10770 | No | 749.48 | 5385 | No | - | - | 12000 | 2.79 | 1050 | 6000 | No | - | - | Yes | 4250 | 14000 | No | - | - | No | - | - | - | - | - | No | - | - | No | - | - | No | - | -
AOTG36LBTA/ARTG36LHTDP | 0 | N/A | FUJITSU GENERAL | 1.69 | Ducted | Single Split System | - | Air | Air | Thailand | 3.11 | 8.31 | 10 | 700 | N/A | N/A | N/A | 300 | 3.07 | 11.2 | Enthalpy Test Room | 3.2585 | 3.7564 | Yes | - | N/A | 5.18 | 5.29 | 4.6878 | N/A | N/A | N/A | N/A | 3.2401 | 3.734 | N/A | N/A | N/A | N/A | N/A | N/A | Enthalpy Test Room | Single | R410A | Australia,New Zealand | 127179 | 45748 | 0 | Approved | Reverse Cycle | 1440 | Yes | Class 11 | No | N/A | N/A | N/A | N/A | N/A | N/A | 3.2585 | Available | N/A | N/A | http://www.fujitsugeneral.com.au/ | 0 | N/A | 0 | 0 | AAC4571 | Yes | Variable output compressor | Inverter | No | - | 10000 | 3.11 | - | 1110 | 5000 | No | - | - | - | 2842.54 | 10770 | No | 1014.54 | 5385 | No | - | - | 11200 | 3.07 | 1160 | 5600 | No | - | - | Yes | 3200 | 8200 | No | - | - | No | - | - | - | - | - | No | - | - | No | - | - | No | - | -
AOTG36LBTC/ARTG36LHTA | 0 | N/A | FUJITSU GENERAL | 0.7 | Ducted | Single Split System | - | Air | Air | Thailand | 3.08 | 9.3 | 10 | 500 | N/A | N/A | N/A | 400 | 3.42 | 12.5 | Enthalpy Test Room | 3.273 | 3.7654 | Yes | - | N/A | 8.97 | 8.94 | N/A | N/A | N/A | N/A | N/A | 3.2414 | 3.7322 | N/A | N/A | N/A | N/A | N/A | N/A | Enthalpy Test Room | Single | R410A | Australia,New Zealand | 127289 | 45748 | 0 | Approved | Reverse Cycle | 1150 | Yes | Class 11 | No | N/A | N/A | N/A | N/A | N/A | N/A | 3.273 | Available | N/A | N/A | https://www.fujitsugeneral.com.au/ | 0 | Yes | 0 | 0 | AAC4586 | Yes | Variable output compressor | Inverter | No | - | 10000 | 3.08 | - | 1250 | 5000 | No | - | - | - | 2815.12 | 10770 | No | 1142.5 | 5385 | No | - | - | 12500 | 3.42 | 1240 | 6250 | No | - | - | Yes | 4250 | 10800 | No | - | - | No | - | - | - | - | - | No | - | - | No | - | - | No | - | -
AOTG45KBTA/AUTG45KRLA | 0 | N/A | FUJITSU GENERAL | 3.4 | Non Ducted | Single Split System | Cassette | Air | Air | China,Thailand | 3.89 | 9.1 | 12.5 | 288 | N/A | N/A | N/A | 840 | 3.44 | 14 | Calorimeter Room | 3.2511 | 4.1652 | Yes | - | N/A | 5.93 | 5.91 | 4.6622 | 5.5412 | N/A | N/A | N/A | 3.2344 | 4.1412 | N/A | N/A | 1.9689 | 3.7824 | 1.5 | 3.5 | Calorimeter Room | Single | R32 | Australia,New Zealand | 127125 | 45748 | 0 | Approved | Reverse Cycle | 840 | Yes | Class 11 | No | Yes | N/A | N/A | N/A | N/A | N/A | 3.2511 | Available | N/A | N/A | http://www.fujitsugeneral.com.au/ | 0 | Yes | 0 | https://reg.energyrating.gov.au/static/common/images/star_ratings_2014/aircon_rating_1.5_3.5.png | AAC4573 | Yes | Variable output compressor | Inverter | No | - | 12500 | 3.89 | - | 1375 | 6250 | No | - | - | - | 3555.46 | 13462.5 | No | 1256.75 | 6731.25 | No | - | - | 14000 | 3.44 | 1295 | 7000 | No | - | - | Yes | 3900 | 10400 | No | - | - | No | - | - | - | - | - | No | - | - | No | - | - | No | - | -
AOTG45LATL/ARTG45LHTA | 0 | N/A | FUJITSU GENERAL | 0.68 | Ducted | Single Split System | - | Air | Air | Thailand | 4.03 | 11.82 | 12.5 | 490 | N/A | N/A | N/A | 425 | 3.8 | 14 | Enthalpy Test Room | 3.2338 | 3.7029 | Yes | - | N/A | 10.46 | 10.35 | 4.2686 | N/A | N/A | N/A | N/A | 3.2053 | 3.6693 | N/A | N/A | N/A | N/A | N/A | N/A | Enthalpy Test Room | Single | R410A | Australia,New Zealand | 127290 | 45748 | 0 | Approved | Reverse Cycle | 1250 | No | Class 11 | No | N/A | N/A | N/A | N/A | N/A | N/A | 3.2338 | Available | N/A | N/A | https://www.fujitsugeneral.com.au/ | 0 | Yes | 0 | 0 | AAC4589 | Yes | Variable output compressor | Inverter | No | - | 12500 | 4.03 | - | 1423 | 6250 | No | - | - | - | 3683.42 | 13462.5 | No | 1300.622 | 6731.25 | No | - | - | 14000 | 3.8 | 1405 | 7000 | No | - | - | Yes | 4050 | 12000 | No | - | - | No | - | - | - | - | - | No | - | - | No | - | - | No | - | -
AOTG45LATT/ARTG45LHTB | 0 | N/A | FUJITSU GENERAL | 0.68 | Ducted | Single Split System | - | Air | Air | Thailand | 3.82 | 11.82 | 12.5 | 490 | N/A | N/A | N/A | 425 | 3.67 | 14 | Enthalpy Test Room | 3.2979 | 4.0559 | Yes | - | N/A | 17.48 | 17.46 | N/A | N/A | N/A | N/A | N/A | 3.2476 | 3.9881 | N/A | N/A | N/A | N/A | N/A | N/A | Enthalpy Test Room | Three | R410A | Australia,New Zealand | 127141 | 45747 | 0 | Approved | Reverse Cycle | 1250 | Yes | Class 11 | No | N/A | N/A | N/A | N/A | N/A | N/A | 3.2979 | Available | N/A | N/A | https://www.fujitsugeneral.com.au/ | 0 | Yes | 0 | 0 | AAC4794 | Yes | Variable output compressor | Inverter | No | - | 12500 | 3.82 | - | 1440 | 6250 | No | - | - | - | 3491.48 | 13462.5 | No | 1316.16 | 6731.25 | No | - | - | 14000 | 3.67 | 1480 | 7000 | No | - | - | Yes | 4250 | 12200 | No | - | - | No | - | - | - | - | - | No | - | - | No | - | - | No | - | -
AOTG45LBLA6 | 0 | N/A | FUJITSU GENERAL | 0.2 | Non Ducted | fixed | N/A | Air | Air | China | 3.57 | 12.3 | 12.5 | N/A | N/A | N/A | N/A | N/A | 3.37 | 13.5 | Enthalpy Test Room | 3.5211 | 4.038 | Yes | - | N/A | 10.24 | 10.59 | N/A | N/A | N/A | N/A | N/A | 3.4873 | 3.9955 | N/A | N/A | N/A | N/A | N/A | N/A | Enthalpy Test Room | Single | R410A | Australia,New Zealand | 126944 | 45748 | 0 | Approved | Reverse Cycle | N/A | Yes | Class 20 | No | N/A | N/A | N/A | N/A | N/A | N/A | 3.5211 | Available | N/A | N/A | http://www.fujitsugeneral.com.au/ | 0 | Yes | 0 | 0 | AAC4508 | Yes | Variable output compressor | Inverter | No | - | 12500 | 3.57 | - | 1050 | 6250 | No | - | - | - | 3262.98 | 13462.5 | No | 959.7 | 6731.25 | No | - | - | 13500 | 3.37 | 1190 | 6750 | No | - | - | Yes | 5000 | 14400 | No | - | - | No | - | - | - | - | - | No | - | - | No | - | - | No | - | -
AOTG45LBTA/ARTG45LDTA | 0 | N/A | FUJITSU GENERAL | 1.06 | Ducted | Single Split System | - | Air | Air | Thailand | 3.91 | 11.44 | 12.5 | 700 | N/A | N/A | N/A | 300 | 3.5 | 14 | Enthalpy Test Room | 3.235 | 4.0229 | Yes | - | N/A | 7.81 | 7.8 | 4.1523 | 5.2822 | N/A | N/A | N/A | 3.2132 | 3.9928 | N/A | N/A | N/A | N/A | N/A | N/A | Enthalpy Test Room | Single | R410A | Australia,New Zealand | 127093 | 45748 | 0 | Approved | Reverse Cycle | 1440 | Yes | Class 11 | No | N/A | N/A | N/A | N/A | N/A | N/A | 3.235 | Available | N/A | N/A | https://www.fujitsugeneral.com.au/ | 0 | Yes | 0 | 0 | AAC4561 | Yes | Variable output compressor | Inverter | No | - | 12500 | 3.91 | - | 1550 | 6250 | No | - | - | - | 3573.74 | 13462.5 | No | 1416.7 | 6731.25 | No | - | - | 14000 | 3.5 | 1360 | 7000 | No | - | - | Yes | 4050 | 11620 | No | - | - | No | - | - | - | - | - | No | - | - | No | - | - | No | - | -
AOTG45LBTB/ARTG45LHTDP | 0 | N/A | FUJITSU GENERAL | 1.79 | Ducted | Single Split System | - | Air | Air | Thailand | 3.33 | 9.71 | 11.5 | 700 | N/A | N/A | N/A | 300 | 3.68 | 14 | Enthalpy Test Room | 3.5141 | 3.9803 | Yes | - | N/A | 7.87 | 7.86 | 4.7447 | N/A | N/A | N/A | N/A | 3.486 | 3.9511 | N/A | N/A | N/A | N/A | N/A | N/A | Enthalpy Test Room | Single | R410A | Australia,New Zealand | 127180 | 45748 | 0 | Approved | Reverse Cycle | 1400 | Yes | Class 11 | No | N/A | N/A | N/A | N/A | N/A | N/A | 3.5141 | Available | N/A | N/A | http://www.fujitsugeneral.com.au/ | 0 | N/A | 0 | 0 | AAC4569 | Yes | Variable output compressor | Inverter | No | - | 11500 | 3.33 | - | 1250 | 5750 | No | - | - | - | 3043.62 | 12385.5 | No | 1142.5 | 6192.75 | No | - | - | 14000 | 3.68 | 1470 | 7000 | No | - | - | Yes | 4000 | 11000 | No | - | - | No | - | - | - | - | - | No | - | - | No | - | - | No | - | -
AOTG45LBTC/ARTG45LHTA | 0 | N/A | FUJITSU GENERAL | 0.97 | Ducted | Single Split System | - | Air | Air | Thailand | 3.7 | 10.53 | 11.5 | 490 | N/A | N/A | N/A | 425 | 3.84 | 14 | Enthalpy Test Room | 3.1358 | 3.7721 | Yes | - | N/A | 9.21 | 9.19 | 4.5299 | N/A | N/A | N/A | N/A | 3.1095 | 3.7414 | N/A | N/A | N/A | N/A | N/A | N/A | Enthalpy Test Room | Single | R410A | Australia,New Zealand | 127291 | 45748 | 0 | Approved | Reverse Cycle | 1250 | Yes | Class 11 | No | N/A | N/A | N/A | N/A | N/A | N/A | 3.1358 | Available | N/A | N/A | https://www.fujitsugeneral.com.au/ | 0 | Yes | 0 | 0 | AAC4587 | Yes | Variable output compressor | Inverter | No | - | 11500 | 3.7 | - | 1340 | 5750 | No | - | - | - | 3381.8 | 12385.5 | No | 1224.76 | 6192.75 | No | - | - | 14000 | 3.84 | 1400 | 7000 | No | - | - | Yes | 4050 | 10500 | No | - | - | No | - | - | - | - | - | No | - | - | No | - | - | No | - | -
AOTG54KBTA/AUTG54KRLA | 0 | N/A | FUJITSU GENERAL | 3.48 | Non Ducted | Single Split System | Cassette | Air | Air | China,Thailand | 4.04 | 9.52 | 13 | 288 | N/A | N/A | N/A | 840 | 4.23 | 16 | Calorimeter Room | 3.2625 | 3.8625 | Yes | - | N/A | 6.53 | 6.52 | 4.656 | 5.2375 | N/A | N/A | N/A | 3.2446 | 3.8425 | N/A | N/A | 1.9892 | 3.185 | 1.5 | 3 | Calorimeter Room | Single | R32 | Australia,New Zealand | 127134 | 45748 | 0 | Approved | Reverse Cycle | 840 | Yes | Class 11 | No | Yes | N/A | N/A | N/A | N/A | N/A | 3.2625 | Available | N/A | N/A | https://www.fujitsugeneral.com.au/ | 0 | Yes | 0 | https://reg.energyrating.gov.au/static/common/images/star_ratings_2014/aircon_rating_1.5_3.png | AAC4565 | Yes | Variable output compressor | Inverter | No | - | 13000 | 4.04 | - | 1430 | 6500 | No | - | - | - | 3692.56 | 14001 | No | 1307.02 | 7000.5 | No | - | - | 16000 | 4.23 | 1560 | 8000 | No | - | - | Yes | 4200 | 11400 | No | - | - | No | - | - | - | - | - | No | - | - | No | - | - | No | - | -
AOTG54LATT/ABTG54LRTA | 0 | N/A | FUJITSU GENERAL | 3.4 | Non Ducted | Single Split System | Under ceiling | Air | Air | Thailand | 4.34 | 10.4 | 13.8 | 700 | N/A | N/A | N/A | 240 | 4.67 | 16 | Enthalpy Test Room | 3.2073 | 3.5101 | Yes | - | N/A | 17.39 | 17.38 | 4.4691 | N/A | N/A | N/A | N/A | 3.1642 | 3.4659 | N/A | N/A | N/A | N/A | N/A | N/A | Enthalpy Test Room | Three | R410A | Australia,New Zealand | 126973 | 45747 | 0 | Approved | Reverse Cycle | 1660 | Yes | Class 11 | No | N/A | N/A | N/A | N/A | N/A | N/A | 3.2073 | Available | N/A | N/A | https://www.fujitsugeneral.com.au/ | 0 | Yes | 0 | 0 | AAC4785 | Yes | Variable output compressor | Inverter | No | - | 13800 | 4.34 | - | 1600 | 6900 | No | - | - | - | 3966.76 | 14862.6 | No | 1462.4 | 7431.3 | No | - | - | 16000 | 4.67 | 1740 | 8000 | No | - | - | Yes | 4810 | 11400 | No | - | - | No | - | - | - | - | - | No | - | - | No | - | - | No | - | -
AOTG54LATT/AUTG54LRLA | 0 | N/A | FUJITSU GENERAL | 3.4 | Non Ducted | Single Split System | Cassette | Air | Air | China,Thailand | 4.36 | 10.6 | 14 | 288 | N/A | N/A | N/A | 288 | 4.43 | 16 | Enthalpy Test Room | 3.2225 | 3.7189 | Yes | - | N/A | 17.69 | 17.67 | 4.6436 | N/A | N/A | N/A | N/A | 3.179 | 3.6683 | N/A | N/A | N/A | N/A | N/A | N/A | Enthalpy Test Room | Three | R410A | Australia,New Zealand | 127090 | 45747 | 0 | Approved | Reverse Cycle | 840 | Yes | Class 11 | No | N/A | N/A | N/A | N/A | N/A | N/A | 3.2225 | Available | N/A | N/A | https://www.fujitsugeneral.com.au/ | 0 | Yes | 0 | 0 | AAC4791 | Yes | Variable output compressor | Inverter | No | - | 14000 | 4.36 | - | 1550 | 7000 | No | - | - | - | 3985.04 | 15078 | No | 1416.7 | 7539 | No | - | - | 16000 | 4.43 | 1630 | 8000 | No | - | - | Yes | 4900 | 11850 | No | - | - | No | - | - | - | - | - | No | - | - | No | - | - | No | - | -
AOTG54LBTA/ARTG54LDTA | 0 | N/A | FUJITSU GENERAL | 1.52 | Ducted | Single Split System | - | Air | Air | Thailand | 4.31 | 12.48 | 14 | 700 | N/A | N/A | N/A | 300 | 4.21 | 16 | Enthalpy Test Room | 3.2639 | 3.8794 | Yes | - | N/A | 7.93 | 7.91 | 4.0145 | 4.7921 | N/A | N/A | N/A | 3.2437 | 3.8551 | N/A | N/A | N/A | N/A | N/A | N/A | Enthalpy Test Room | Single | R410A | Australia,New Zealand | 127135 | 45748 | 0 | Approved | Reverse Cycle | 1440 | Yes | Class 11 | No | N/A | N/A | N/A | N/A | N/A | N/A | 3.2639 | Available | N/A | N/A | http://www.fujitsugeneral.com.au/ | 0 | Yes | 0 | 0 | AAC4572 | Yes | Variable output compressor | Inverter | No | - | 14000 | 4.31 | - | 1795 | 7000 | No | - | - | - | 3939.34 | 15078 | No | 1640.63 | 7539 | No | - | - | 16000 | 4.21 | 1705 | 8000 | No | - | - | Yes | 4270 | 12000 | No | - | - | No | - | - | - | - | - | No | - | - | No | - | - | No | - | -
AOTG54LBTB/ARTG54LHTDP | 0 | N/A | FUJITSU GENERAL | 2.52 | Ducted | Single Split System | - | Air | Air | Thailand | 3.92 | 10.48 | 13 | 700 | N/A | N/A | N/A | 300 | 4.45 | 16 | Enthalpy Test Room | 3.3833 | 3.6657 | Yes | - | N/A | 8.07 | 8.05 | 4.7089 | N/A | N/A | N/A | N/A | 3.36 | 3.6435 | N/A | N/A | N/A | N/A | N/A | N/A | Enthalpy Test Room | Single | R410A | Australia,New Zealand | 127181 | 45748 | 0 | Approved | Reverse Cycle | 1440 | Yes | Class 11 | No | N/A | N/A | N/A | N/A | N/A | N/A | 3.3833 | Available | N/A | N/A | http://www.fujitsugeneral.com.au/ | 0 | N/A | 0 | 0 | AAC4570 | Yes | Variable output compressor | Inverter | No | - | 13000 | 3.92 | - | 1430 | 6500 | No | - | - | - | 3582.88 | 14001 | No | 1307.02 | 7000.5 | No | - | - | 16000 | 4.45 | 1740 | 8000 | No | - | - | Yes | 4350 | 11500 | No | - | - | No | - | - | - | - | - | No | - | - | No | - | - | No | - | -
AOTG54LCTL/ARTG54LHTC | 0 | N/A | FUJITSU GENERAL | 1.02 | Ducted | Single Split System | - | Air | Air | Thailand | 4.4 | 12.98 | 14 | 490 | N/A | N/A | N/A | 425 | 4.37 | 16 | Enthalpy Test Room | 3.192 | 3.7203 | Yes | - | N/A | 10.63 | 10.61 | 4.3688 | N/A | N/A | N/A | N/A | 3.1662 | 3.6897 | N/A | N/A | N/A | N/A | N/A | N/A | Enthalpy Test Room | Single | R410A | Australia,New Zealand | 127292 | 45748 | 0 | Approved | Reverse Cycle | 1250 | No | Class 11 | No | N/A | N/A | N/A | N/A | N/A | N/A | 3.192 | Available | N/A | N/A | https://www.fujitsugeneral.com.au/ | 0 | Yes | 0 | 0 | AAC4590 | Yes | Variable output compressor | Inverter | No | - | 14000 | 4.4 | - | 1715 | 7000 | No | - | - | - | 4021.6 | 15078 | No | 1567.51 | 7539 | No | - | - | 16000 | 4.37 | 1720 | 8000 | No | - | - | Yes | 4240 | 12200 | No | - | - | No | - | - | - | - | - | No | - | - | No | - | - | No | - | -
AOTG60LATT/ARTG60LHTA | 0 | N/A | FUJITSU GENERAL | 1.37 | Ducted | Single Split System | - | Air | Air | Thailand | 4.7 | 13.63 | 15 | 490 | N/A | N/A | N/A | 425 | 5.15 | 18 | Enthalpy Test Room | 3.2137 | 3.5229 | Yes | - | N/A | 17.48 | 17.46 | 4.2642 | N/A | N/A | N/A | N/A | 3.1741 | 3.4828 | N/A | N/A | N/A | N/A | N/A | N/A | Enthalpy Test Room | Three | R410A | Australia,New Zealand | 127140 | 45747 | 0 | Approved | Reverse Cycle | 1250 | Yes | Class 11 | No | N/A | N/A | N/A | N/A | N/A | N/A | 3.2137 | Available | N/A | N/A | http://www.fujitsugeneral.com.au/ | 0 | Yes | 0 | 0 | AAC4792 | Yes | Variable output compressor | Inverter | No | - | 15000 | 4.7 | - | 1820 | 7500 | No | - | - | - | 4295.8 | 16155 | No | 1663.48 | 8077.5 | No | - | - | 18000 | 5.15 | 1930 | 9000 | No | - | - | Yes | 4250 | 12200 | No | - | - | No | - | - | - | - | - | No | - | - | No | - | - | No | - | -
AOTG60LBTA/ARTG60LDTA | 0 | N/A | FUJITSU GENERAL | 1.45 | Ducted | Single Split System | - | Air | Air | Thailand | 4.92 | 14.35 | 15.8 | 700 | N/A | N/A | N/A | 300 | 4.99 | 18 | Enthalpy Test Room | 3.2426 | 3.738 | Yes | - | N/A | 7.93 | 7.91 | 4.259 | 4.5499 | N/A | N/A | N/A | 3.225 | 3.7175 | N/A | N/A | N/A | N/A | N/A | N/A | Enthalpy Test Room | Single | R410A | Australia,New Zealand | 127136 | 45748 | 0 | Approved | Reverse Cycle | 1440 | Yes | Class 11 | No | N/A | N/A | N/A | N/A | N/A | N/A | 3.2426 | Available | N/A | N/A | https://www.fujitsugeneral.com.au/ | 0 | Yes | 0 | 0 | AAC4566 | Yes | Variable output compressor | Inverter | No | - | 15800 | 4.92 | - | 1910 | 7900 | No | - | - | - | 4496.88 | 17016.6 | No | 1745.74 | 8508.3 | No | - | - | 18000 | 4.99 | 2040 | 9000 | No | - | - | Yes | 4270 | 12000 | No | - | - | No | - | - | - | - | - | No | - | - | No | - | - | No | - | -
AOTV09LAC/AGTV09LAC | 0 | N/A | FUJITSU GENERAL | 0.27 | Non Ducted | Single Split System | Floor Mounted | Air | Air | China | 0.6 | 2.33 | 2.6 | 200 | N/A | N/A | N/A | 600 | 0.81 | 3.5 | Calorimeter Room | 4.5921 | 4.2779 | Yes | - | N/A | 11.11 | 10.98 | N/A | N/A | N/A | N/A | N/A | 4.1021 | 4.1501 | N/A | N/A | 3.7042 | 3.8002 | 3.5 | 3.5 | Calorimeter Room | Single | R410A | Australia,New Zealand | 127079 | 45748 | 0 | Approved | Reverse Cycle | 740 | No | Class 8 | No | N/A | N/A | N/A | N/A | N/A | N/A | 4.3601 | Available | N/A | N/A | http://www.fujitsugeneral.com.au/ | 0 | Yes | 0 | https://reg.energyrating.gov.au/static/common/images/star_ratings_2014/aircon_rating_3.5_3.5.png | AAC4581 | Yes | Variable output compressor | Inverter | No | - | 2600 | 0.6 | - | 230 | 1300 | No | - | - | - | 548.4 | 2800.2 | Yes | 175 | 1400 | No | - | - | 3500 | 0.81 | 310 | 1750 | No | - | - | Yes | 1920 | 4400 | No | - | - | No | - | - | - | - | - | No | - | - | No | - | - | No | - | -
AOTV14LAL/AGTV14LAC | 0 | N/A | FUJITSU GENERAL | 1.05 | Non Ducted | Single Split System | Floor Mounted | Air | Air | China | 1.22 | 3.15 | 4.2 | 200 | N/A | N/A | N/A | 600 | 1.44 | 5.2 | Calorimeter Room | 3.4685 | 3.6404 | Yes | - | N/A | 10.66 | 10.6 | N/A | N/A | N/A | N/A | N/A | 3.3693 | 3.5517 | N/A | N/A | 2.2385 | 2.6035 | 2 | 2.5 | Calorimeter Room | Single | R410A | Australia,New Zealand | 127080 | 45748 | 0 | Approved | Reverse Cycle | 740 | No | Class 9 | No | N/A | N/A | N/A | N/A | N/A | N/A | 3.4685 | Available | N/A | N/A | http://www.fujitsugeneral.com.au/ | 0 | Yes | 0 | https://reg.energyrating.gov.au/static/common/images/star_ratings_2014/aircon_rating_2_2.5.png | AAC4556 | Yes | Variable output compressor | Inverter | No | - | 4200 | 1.22 | - | 395 | 2100 | No | - | - | - | 1115.08 | 4523.4 | Yes | 340 | 2262 | No | - | - | 5200 | 1.44 | 495 | 2600 | No | - | - | Yes | 2580 | 5120 | No | - | - | No | - | - | - | - | - | No | - | - | No | - | - | No | - | -
HAS2505 | 0 | N/A | GALAXY AIR | N/A | Non Ducted | Single Split System | Wall Hung | Air | Air | China | 0.53 | N/A | 2.64 | N/A | N/A | N/A | N/A | N/A | 0.68 | 2.9 | Calorimeter Room | 4.8032 | 4.3658 | N/A | - | N/A | N/A | N/A | N/A | N/A | N/A | N/A | N/A | N/A | N/A | N/A | N/A | N/A | N/A | N/A | N/A | N/A | Single | R32 | Australia,Fiji,New Zealand | 136707 | 46103 | 0 | Approved | Reverse Cycle | N/A | Yes | Class 8 | Yes | N/A | N/A | N/A | N/A | N/A | N/A | N/A | Available | N/A | N/A | 0 | 0 | N/A | 0 | 0 | AAC5851 | Yes | Variable output compressor | Inverter | No | - | 2640 | 0.53 | - | 350 | 1450 | No | - | - | - | 484.42 | 2843.28 | Yes | 150 | 1300 | No | - | - | 2900 | 0.68 | 260 | 1450 | No | - | - | No | - | - | - | 820 | 2800 | No | - | - | - | - | - | - | - | - | No | - | - | No | - | -
HAS3505 | 0 | N/A | GALAXY AIR | N/A | Non Ducted | Single Split System | Wall Hung | Air | Air | China | 0.87 | N/A | 3.5 | N/A | N/A | N/A | N/A | N/A | 1.05 | 4 | Calorimeter Room | 4.1686 | 3.9827 | N/A | - | N/A | N/A | N/A | N/A | N/A | N/A | N/A | N/A | N/A | N/A | N/A | N/A | N/A | N/A | N/A | N/A | N/A | Single | R32 | Australia,Fiji,New Zealand | 136711 | 46103 | 0 | Approved | Reverse Cycle | N/A | Yes | Class 8 | Yes | N/A | N/A | N/A | N/A | N/A | N/A | N/A | Available | N/A | N/A | 0 | 0 | N/A | 0 | 0 | AAC5852 | Yes | Variable output compressor | Inverter | No | - | 3500 | 0.87 | - | 420 | 1800 | No | - | - | - | 795.18 | 3769.5 | Yes | 230 | 1800 | No | - | - | 4000 | 1.05 | 380 | 2000 | No | - | - | No | - | - | - | 1050 | 3250 | No | - | - | - | - | - | - | - | - | No | - | - | No | - | -
HAS5005 | 0 | N/A | GALAXY AIR | N/A | Non Ducted | Single Split System | Wall Hung | Air | Air | China | 1.28 | N/A | 5.2 | N/A | N/A | N/A | N/A | N/A | 1.26 | 5.2 | Calorimeter Room | 3.9809 | 4.3622 | N/A | - | N/A | N/A | N/A | N/A | N/A | N/A | N/A | N/A | N/A | N/A | N/A | N/A | N/A | N/A | N/A | N/A | N/A | Single | R32 | Australia,Fiji,New Zealand | 136712 | 46098 | 0 | Approved | Reverse Cycle | N/A | Yes | Class 9 | Yes | N/A | N/A | N/A | N/A | N/A | N/A | N/A | Available | N/A | N/A | 0 | 0 | N/A | 0 | 0 | AAC5844 | Yes | Variable output compressor | Inverter | No | - | 5200 | 1.28 | - | 470 | 2600 | Yes | 340 | 1650 | - | 1169.92 | 5600.4 | Yes | 370 | 2600 | - | 220 | 1650 | 5200 | 1.26 | 450 | 2400 | No | - | - | No | - | - | - | 1800 | 5200 | No | - | - | - | - | - | - | - | - | No | - | - | No | - | -
HAS7005 | 0 | N/A | GALAXY AIR | N/A | Non Ducted | Single Split System | Wall Hung | Air | Air | China | 2 | N/A | 7.04 | N/A | N/A | N/A | N/A | N/A | 2.4 | 8.2 | Calorimeter Room | 3.6667 | 3.6388 | N/A | - | N/A | N/A | N/A | N/A | N/A | N/A | N/A | N/A | N/A | N/A | N/A | N/A | N/A | N/A | N/A | N/A | N/A | Single | R32 | Australia,Fiji,New Zealand | 136715 | 46103 | 0 | Approved | Reverse Cycle | N/A | Yes | Class 9 | Yes | N/A | N/A | N/A | N/A | N/A | N/A | N/A | Available | N/A | N/A | 0 | 0 | N/A | 0 | 0 | AAC5853 | Yes | Variable output compressor | Inverter | No | - | 7040 | 2 | - | 790 | 3800 | No | - | - | - | 1828 | 7582.08 | Yes | 550 | 3700 | Yes | 400 | 2900 | 8200 | 2.4 | 890 | 4300 | Yes | 400 | 2300 | No | - | - | - | 2250 | 6200 | No | - | - | - | - | - | - | - | - | No | - | - | No | - | -
HAS8005 | 0 | N/A | GALAXY AIR | N/A | Non Ducted | Single Split System | Wall Hung | Air | Air | China | 2.4 | N/A | 8 | N/A | N/A | N/A | N/A | N/A | 2.55 | 8.4 | Calorimeter Room | 3.3539 | 3.45 | N/A | - | N/A | N/A | N/A | N/A | N/A | N/A | N/A | N/A | N/A | N/A | N/A | N/A | N/A | N/A | N/A | N/A | N/A | Single | R32 | Australia,Fiji,New Zealand | 136723 | 46103 | 0 | Approved | Reverse Cycle | N/A | Yes | Class 9 | Yes | N/A | N/A | N/A | N/A | N/A | N/A | N/A | Available | N/A | N/A | 0 | 0 | N/A | 0 | 0 | AAC5854 | Yes | Variable output compressor | Inverter | No | - | 8000 | 2.4 | - | 880 | 3800 | No | - | - | - | 2193.6 | 8616 | Yes | 750 | 4100 | Yes | 270 | 1600 | 8400 | 2.55 | 940 | 4350 | Yes | 310 | 1360 | No | - | - | - | 3000 | 7300 | No | - | - | - | - | - | - | - | - | No | - | - | No | - | -
FGR20Pd/D1Na-X(Au)(O) / FGR20Pd/D1Na-X(Au)(I) | 0 | N/A | GREE | N/A | Ducted | Single Split System | - | Air | Air | China | 6.38 | N/A | 20.4 | N/A | N/A | N/A | N/A | N/A | 6.28 | 22.5 | Enthalpy Test Room | 3.2791 | 3.5941 | N/A | - | N/A | N/A | N/A | N/A | N/A | N/A | N/A | N/A | N/A | N/A | N/A | N/A | N/A | N/A | N/A | N/A | Calorimeter Room | Three | R410A | Australia,Fiji,New Zealand | 127764 | 46135 | 0 | Approved | Reverse Cycle | N/A | Yes | Class 11 | Yes | N/A | N/A | N/A | N/A | N/A | N/A | N/A | Available | N/A | N/A | 0 | 0 | N/A | 0 | 0 | AAC5914 | Yes | Variable output compressor | Inverter | No | - | 20400 | 6.38 | - | 2600 | 10200 | No | - | - | - | 5831.32 | 21970.8 | No | 2376.4 | 10985.4 | No | - | - | 22500 | 6.28 | 2300 | 11000 | Yes | 2000 | 9100 | No | - | - | - | 5500 | 18000 | No | - | - | - | - | - | - | - | - | No | - | - | No | - | -
GEH18AA-K3DNA1D/O / GEH18AA-K3DNA1D/I | 0 | N/A | GREE | N/A | Non Ducted | Single Split System | Wall Hung | Air | Air | China | 1.595 | N/A | 5.2 | N/A | N/A | N/A | N/A | N/A | 1.5 | 5.33 | Calorimeter Room | 3.2884 | 3.4382 | N/A | - | N/A | N/A | N/A | N/A | N/A | N/A | N/A | N/A | N/A | N/A | N/A | N/A | N/A | N/A | N/A | N/A | N/A | Single | R410A | Australia,Fiji,New Zealand | 132861 | 45956 | 0 | Approved | Reverse Cycle | N/A | Yes | Class 9 | Yes | N/A | N/A | N/A | N/A | N/A | N/A | N/A | Available | N/A | N/A | 0 | 0 | N/A | 0 | 0 | AAC5430 | Yes | Variable output compressor | Inverter | No | - | 5200 | 1.595 | - | 640 | 2650 | No | - | - | - | 1457.83 | 5600.4 | No | 584.96 | 2854.05 | No | - | - | 5330 | 1.5 | 600 | 2700 | No | - | - | Yes | 2100 | 5000 | No | - | - | No | - | - | - | - | - | No | - | - | No | - | - | No | - | -
GEH18AA-K6DNA1F/O / GEH18AA-K6DNA1F/I | 0 | N/A | GREE | N/A | Non Ducted | Single Split System | Floor/Ceiling | Air | Air | China | 1.575 | N/A | 5.2 | N/A | N/A | N/A | N/A | N/A | 1.52 | 5.33 | Calorimeter Room | 3.3254 | 3.3853 | N/A | - | N/A | N/A | N/A | N/A | N/A | N/A | N/A | N/A | N/A | N/A | N/A | N/A | N/A | N/A | N/A | N/A | N/A | Single | R32 | Australia,Fiji,New Zealand | 129219 | 45804 | 0 | Approved | Reverse Cycle | N/A | No | Class 9 | No | N/A | N/A | N/A | N/A | N/A | N/A | N/A | Available | N/A | N/A | 0 | 0 | N/A | 0 | 0 | AAC4863 | Yes | Variable output compressor | Inverter | No | - | 5200 | 1.575 | - | 625 | 2600 | No | - | - | - | 1439.55 | 5600.4 | No | 571.25 | 2800.2 | No | - | - | 5330 | 1.52 | 610 | 2660 | No | - | - | Yes | 2100 | 5000 | No | - | - | No | - | - | - | - | - | No | - | - | No | - | - | No | - | -
GJH09AF-K6DRNB3A | GJH09AF-K6DRNG1A | N/A | GREE | N/A | Non Ducted | Window Wall | - | Air | Air | China | 0.85 | N/A | 2.8 | N/A | N/A | N/A | N/A | N/A | 0.77 | 2.43 | Calorimeter Room | 3.3793 | 3.295 | N/A | - | N/A | N/A | N/A | N/A | N/A | N/A | N/A | N/A | N/A | N/A | N/A | N/A | N/A | N/A | N/A | N/A | N/A | Single | R32 | Australia,Fiji,New Zealand | 155500 | 46977 | 0 | Approved | Reverse Cycle | N/A | No | Class 5 | No | N/A | N/A | N/A | N/A | N/A | N/A | N/A | Available | N/A | N/A | 0 | 0 | N/A | 0 | 0 | AAC7700 | Yes | Variable output compressor | Inverter | No | - | 2800 | 0.85 | - | 420 | 1450 | Yes | 350 | 1160 | - | 776.9 | 3015.6 | No | 383.88 | 1561.65 | - | 280 | 1390 | 2430 | 0.77 | 330 | 1220 | No | - | - | Yes | 659 | 1410 | No | - | - | No | - | - | - | - | - | No | - | - | No | - | - | No | - | -
GJH09AF-K6DRNG1A | GJH09AF-K6DRNG1A | N/A | GREE | N/A | Non Ducted | Window Wall | - | Air | Air | China | 0.85 | N/A | 2.8 | N/A | N/A | N/A | N/A | N/A | 0.77 | 2.43 | Calorimeter Room | 3.3793 | 3.295 | N/A | - | N/A | N/A | N/A | N/A | N/A | N/A | N/A | N/A | N/A | N/A | N/A | N/A | N/A | N/A | N/A | N/A | N/A | Single | R32 | Australia,Fiji,New Zealand | 155500 | 46977 | 0 | Approved | Reverse Cycle | N/A | No | Class 5 | No | N/A | N/A | N/A | N/A | N/A | N/A | N/A | Available | N/A | N/A | 0 | 0 | N/A | 0 | 0 | AAC7700 | Yes | Variable output compressor | Inverter | No | - | 2800 | 0.85 | - | 420 | 1450 | Yes | 350 | 1160 | - | 776.9 | 3015.6 | No | 383.88 | 1561.65 | - | 280 | 1390 | 2430 | 0.77 | 330 | 1220 | No | - | - | Yes | 659 | 1410 | No | - | - | No | - | - | - | - | - | No | - | - | No | - | - | No | - | -
GJH12AG-K6DRNB3A | GJH12AG-K6DRNG1A | N/A | GREE | N/A | Non Ducted | Window Wall | - | Air | Air | China | 1.085 | N/A | 3.6 | N/A | N/A | N/A | N/A | N/A | 1.065 | 3.5 | Calorimeter Room | 3.4691 | 3.3335 | N/A | - | N/A | N/A | N/A | N/A | N/A | N/A | N/A | N/A | N/A | N/A | N/A | N/A | N/A | N/A | N/A | N/A | N/A | Single | R32 | Australia,Fiji,New Zealand | 155482 | 46950 | 0 | Approved | Reverse Cycle | N/A | No | Class 5 | No | N/A | N/A | N/A | N/A | N/A | N/A | N/A | Available | N/A | N/A | 0 | 0 | N/A | 0 | 0 | AAC7630 | Yes | Variable output compressor | Inverter | No | - | 3600 | 1.085 | - | 475 | 1800 | Yes | 325 | 1300 | - | 991.69 | 3877.2 | No | 434.15 | 1938.6 | - | 280 | 1480 | 3500 | 1.065 | 435 | 1750 | No | - | - | Yes | 915 | 2020 | No | - | - | No | - | - | - | - | - | No | - | - | No | - | - | No | - | -
GJH12AG-K6DRNG1A | GJH12AG-K6DRNG1A | N/A | GREE | N/A | Non Ducted | Window Wall | - | Air | Air | China | 1.085 | N/A | 3.6 | N/A | N/A | N/A | N/A | N/A | 1.065 | 3.5 | Calorimeter Room | 3.4691 | 3.3335 | N/A | - | N/A | N/A | N/A | N/A | N/A | N/A | N/A | N/A | N/A | N/A | N/A | N/A | N/A | N/A | N/A | N/A | N/A | Single | R32 | Australia,Fiji,New Zealand | 155482 | 46950 | 0 | Approved | Reverse Cycle | N/A | No | Class 5 | No | N/A | N/A | N/A | N/A | N/A | N/A | N/A | Available | N/A | N/A | 0 | 0 | N/A | 0 | 0 | AAC7630 | Yes | Variable output compressor | Inverter | No | - | 3600 | 1.085 | - | 475 | 1800 | Yes | 325 | 1300 | - | 991.69 | 3877.2 | No | 434.15 | 1938.6 | - | 280 | 1480 | 3500 | 1.065 | 435 | 1750 | No | - | - | Yes | 915 | 2020 | No | - | - | No | - | - | - | - | - | No | - | - | No | - | - | No | - | -
GJH18AH-K6DRNB3A | GJH18AH-K6DRNG1A | N/A | GREE | N/A | Non Ducted | Window Wall | - | Air | Air | China | 1.6 | N/A | 5.3 | N/A | N/A | N/A | N/A | N/A | 1.4 | 4.8 | Calorimeter Room | 3.4532 | 3.7588 | N/A | - | N/A | N/A | N/A | N/A | N/A | N/A | N/A | N/A | N/A | N/A | N/A | N/A | N/A | N/A | N/A | N/A | N/A | Single | R32 | Australia,Fiji,New Zealand | 155484 | 46977 | 0 | Approved | Reverse Cycle | N/A | No | Class 5 | No | N/A | N/A | N/A | N/A | N/A | N/A | N/A | Available | N/A | N/A | 0 | 0 | N/A | 0 | 0 | AAC7697 | Yes | Variable output compressor | Inverter | No | - | 5300 | 1.6 | - | 700 | 2600 | Yes | 480 | 1770 | - | 1462.4 | 5708.1 | No | 639.8 | 2800.2 | - | 410 | 2200 | 4800 | 1.4 | 600 | 2450 | No | - | - | Yes | 1400 | 4000 | No | - | - | No | - | - | - | - | - | No | - | - | No | - | - | No | - | -
GJH18AH-K6DRNG1A | GJH18AH-K6DRNG1A | N/A | GREE | N/A | Non Ducted | Window Wall | - | Air | Air | China | 1.6 | N/A | 5.3 | N/A | N/A | N/A | N/A | N/A | 1.4 | 4.8 | Calorimeter Room | 3.4532 | 3.7588 | N/A | - | N/A | N/A | N/A | N/A | N/A | N/A | N/A | N/A | N/A | N/A | N/A | N/A | N/A | N/A | N/A | N/A | N/A | Single | R32 | Australia,Fiji,New Zealand | 155484 | 46977 | 0 | Approved | Reverse Cycle | N/A | No | Class 5 | No | N/A | N/A | N/A | N/A | N/A | N/A | N/A | Available | N/A | N/A | 0 | 0 | N/A | 0 | 0 | AAC7697 | Yes | Variable output compressor | Inverter | No | - | 5300 | 1.6 | - | 700 | 2600 | Yes | 480 | 1770 | - | 1462.4 | 5708.1 | No | 639.8 | 2800.2 | - | 410 | 2200 | 4800 | 1.4 | 600 | 2450 | No | - | - | Yes | 1400 | 4000 | No | - | - | No | - | - | - | - | - | No | - | - | No | - | - | No | - | -
GMV-100WL/A-T(A) | 0 | N/A | GREE | N/A | Ducted | vrf | N/A | Air | Air | China | 3.1 | N/A | 10 | N/A | N/A | N/A | N/A | N/A | 3 | 11 | Enthalpy Test Room | 3.2024 | 3.5533 | N/A | 84.153 | N/A | N/A | N/A | N/A | N/A | N/A | N/A | N/A | N/A | N/A | N/A | N/A | N/A | N/A | N/A | N/A | N/A | Single | R410A | Australia,Fiji,New Zealand | 132042 | 45901 | 0 | Approved | Reverse Cycle | N/A | Yes | Class 20 | Yes | N/A | N/A | Yes | Yes | Yes | N/A | N/A | Available | N/A | N/A | 0 | 0 | N/A | 0 | 0 | AAC5218 | Yes | Variable output compressor | Inverter | No | - | 10000 | 3.1 | - | 1550 | 5000 | No | - | - | - | 2833.4 | 10770 | No | 1416.7 | 5385 | No | - | - | 11000 | 3 | 1650 | 5500 | No | - | - | No | - | - | - | 3500 | 8000 | No | - | - | - | - | - | - | - | - | No | - | - | No | - | -
GMV-120WL/A-T(A) | 0 | N/A | GREE | N/A | Ducted | vrf | N/A | Air | Air | China | 3.7 | N/A | 12.1 | N/A | N/A | N/A | N/A | N/A | 3.6 | 14 | Enthalpy Test Room | 3.2712 | 3.6996 | N/A | - | N/A | N/A | N/A | N/A | N/A | N/A | N/A | N/A | N/A | N/A | N/A | N/A | N/A | N/A | N/A | N/A | N/A | Single | R410A | Australia,Fiji,New Zealand | 132433 | 45921 | 0 | Approved | Reverse Cycle | N/A | Yes | Class 20 | Yes | N/A | N/A | Yes | Yes | Yes | N/A | N/A | Available | N/A | N/A | 0 | 0 | N/A | 0 | 0 | AAC5297 | Yes | Variable output compressor | Inverter | No | - | 12100 | 3.7 | - | 1400 | 6000 | No | - | - | - | 3381.8 | 13031.7 | No | 1279.6 | 6462 | No | - | - | 14000 | 3.6 | 1700 | 7000 | No | - | - | No | - | - | - | 4400 | 11000 | No | - | - | - | - | - | - | - | - | No | - | - | No | - | -
GMV-140WL/A-T(A) | 0 | N/A | GREE | N/A | Ducted | vrf | N/A | Air | Air | China | 4.4 | N/A | 14 | N/A | N/A | N/A | N/A | N/A | 4.4 | 16 | Enthalpy Test Room | 3.0633 | 3.557 | N/A | 84.61 | N/A | N/A | N/A | N/A | N/A | N/A | N/A | N/A | N/A | N/A | N/A | N/A | N/A | N/A | N/A | N/A | N/A | Single | R410A | Australia,Fiji,New Zealand | 132437 | 45922 | 0 | Approved | Reverse Cycle | N/A | Yes | Class 20 | Yes | N/A | N/A | Yes | Yes | Yes | N/A | N/A | Available | N/A | N/A | 0 | 0 | N/A | 0 | 0 | AAC5303 | Yes | Variable output compressor | Inverter | No | - | 14000 | 4.4 | - | 1800 | 7100 | No | - | - | - | 4021.6 | 15078 | No | 1645.2 | 7646.7 | No | - | - | 16000 | 4.4 | 2000 | 8000 | No | - | - | No | - | - | - | 4500 | 11500 | No | - | - | - | - | - | - | - | - | No | - | - | No | - | -
GMV-160WL/A-T(A) | 0 | N/A | GREE | N/A | Ducted | vrf | N/A | Air | Air | China | 4.646 | N/A | 15.5 | N/A | N/A | N/A | N/A | N/A | 5.175 | 18 | Enthalpy Test Room | 3.3185 | 3.4018 | N/A | - | N/A | N/A | N/A | N/A | N/A | N/A | N/A | N/A | N/A | N/A | N/A | N/A | N/A | N/A | N/A | N/A | N/A | Single | R410A | Australia,Fiji,New Zealand | 132442 | 45921 | 0 | Approved | Reverse Cycle | N/A | Yes | Class 20 | Yes | N/A | N/A | Yes | Yes | Yes | N/A | N/A | Available | N/A | N/A | 0 | 0 | N/A | 0 | 0 | AAC5299 | Yes | Variable output compressor | Inverter | No | - | 15500 | 4.646 | - | 1696 | 7750 | No | - | - | - | 4246.444 | 16693.5 | No | 1550.144 | 8346.75 | No | - | - | 18000 | 5.175 | 1875 | 9000 | No | - | - | No | - | - | - | 6475 | 16500 | No | - | - | - | - | - | - | - | - | No | - | - | No | - | -
GMV-160WL/B-T(A) | 0 | N/A | GREE | N/A | Non Ducted | vrf | Floor Mounted | Air | Air | China | 3.31 | N/A | 15.5 | N/A | N/A | N/A | N/A | N/A | 5.15 | 21 | Enthalpy Test Room | 4.6894 | 4.1704 | N/A | - | N/A | N/A | N/A | N/A | N/A | N/A | N/A | N/A | N/A | N/A | N/A | N/A | N/A | N/A | N/A | N/A | N/A | Single | R410A | Australia,Fiji,New Zealand | 158219 | 47097 | 0 | Approved | Reverse Cycle | N/A | No | Class 20 | No | N/A | N/A | Yes | Yes | Yes | N/A | N/A | Available | N/A | N/A | 0 | 0 | N/A | 0 | 0 | AAC7946 | Yes | Variable output compressor | Inverter | No | - | 15500 | 3.31 | - | 1280 | 7700 | No | - | - | - | 3025.34 | 16693.5 | No | 1169.92 | 8292.9 | No | - | - | 21000 | 5.15 | 1810 | 10250 | Yes | 720 | 4100 | Yes | 6300 | 19650 | Yes | 4630 | 16600 | No | - | - | - | - | - | No | - | - | No | - | - | No | - | -
GMV-224WL/A-X(A) | 0 | N/A | GREE | N/A | Ducted | vrf | N/A | Air | Air | China | 7.174 | N/A | 22.4 | N/A | N/A | N/A | N/A | N/A | 6.524 | 25 | Enthalpy Test Room | 3.0296 | 3.7372 | N/A | - | N/A | N/A | N/A | N/A | N/A | N/A | N/A | N/A | N/A | N/A | N/A | N/A | N/A | N/A | N/A | N/A | N/A | Three | R410A | Australia,Fiji,New Zealand | 134563 | 45992 | 0 | Approved | Reverse Cycle | N/A | Yes | Class 20 | Yes | N/A | N/A | N/A | N/A | N/A | N/A | N/A | Available | N/A | N/A | 0 | 0 | N/A | 0 | 0 | AAC5538 | Yes | Variable output compressor | Inverter | No | - | 22400 | 7.174 | - | 2544 | 11200 | No | - | - | - | 6557.036 | 24124.8 | No | 2325.216 | 12062.4 | No | - | - | 25000 | 6.524 | 2674 | 12500 | No | - | - | Yes | 6944 | 17500 | No | - | - | No | - | - | - | - | - | No | - | - | No | - | - | No | - | -
GMV-224WL/C-X | 0 | N/A | GREE | N/A | Ducted | vrf | N/A | Air | Air | China | 7 | N/A | 22.4 | N/A | N/A | N/A | N/A | N/A | 6.5 | 25 | Enthalpy Test Room | 3.0056 | 3.7011 | N/A | 62.46 | N/A | N/A | N/A | N/A | N/A | N/A | N/A | N/A | N/A | N/A | N/A | N/A | N/A | N/A | N/A | N/A | N/A | Three | R410A | Australia,Fiji,New Zealand | 127989 | 45756 | 0 | Approved | Reverse Cycle | N/A | Yes | Class 20 | Yes | N/A | N/A | Yes | Yes | Yes | N/A | N/A | Available | N/A | N/A | 0 | 0 | N/A | 0 | 0 | AAC4779 | Yes | Variable output compressor | Inverter | No | - | 22400 | 7 | - | 2500 | 11200 | No | - | - | - | 6398 | 24124.8 | No | 2285 | 12062.4 | No | - | - | 25000 | 6.5 | 2600 | 12500 | No | - | - | No | - | - | - | 5000 | 14500 | No | - | - | - | - | - | - | - | - | No | - | - | No | - | -
GMV-224WM/C-X(A) / GMV-NDR22P/X1-T | 0 | N/A | GREE | N/A | Ducted | vrf | N/A | Air | Air | China | 5.07 | N/A | 22.4 | N/A | N/A | N/A | N/A | N/A | 4.48 | 22.4 | Enthalpy Test Room | 4.4244 | 4.9982 | N/A | - | N/A | N/A | N/A | N/A | N/A | N/A | N/A | N/A | N/A | N/A | N/A | N/A | N/A | N/A | N/A | N/A | N/A | Three | R410A | Australia,Fiji,New Zealand | 144161 | 46419 | 0 | Approved | Reverse Cycle | N/A | Yes | Class 20 | Yes | N/A | N/A | N/A | N/A | N/A | N/A | N/A | Available | N/A | N/A | 0 | 0 | N/A | 0 | 0 | AAC6426 | Yes | Variable output compressor | Inverter | No | - | 22400 | 5.07 | - | 2250 | 11200 | No | - | - | - | 4633.98 | 24124.8 | No | 2056.5 | 12062.4 | No | - | - | 22400 | 4.48 | 2140 | 11200 | No | - | - | Yes | 11540 | 29380 | No | - | - | No | - | - | - | - | - | No | - | - | No | - | - | No | - | -
GMV-280WL/A-X(A) | 0 | N/A | GREE | N/A | Ducted | vrf | N/A | Air | Air | China | 8.48 | N/A | 28 | N/A | N/A | N/A | N/A | N/A | 7.98 | 31.5 | Enthalpy Test Room | 3.202 | 3.8506 | N/A | - | N/A | N/A | N/A | N/A | N/A | N/A | N/A | N/A | N/A | N/A | N/A | N/A | N/A | N/A | N/A | N/A | N/A | Three | R410A | Australia,Fiji,New Zealand | 133821 | 45979 | 0 | Approved | Reverse Cycle | N/A | Yes | Class 20 | Yes | N/A | N/A | N/A | N/A | N/A | N/A | N/A | Available | N/A | N/A | 0 | 0 | N/A | 0 | 0 | AAC5498 | Yes | Variable output compressor | Inverter | No | - | 28000 | 8.48 | - | 3680 | 14000 | No | - | - | - | 7750.72 | 30156 | No | 3363.52 | 15078 | No | - | - | 31500 | 7.98 | 3380 | 15750 | No | - | - | Yes | 8980 | 25000 | No | - | - | No | - | - | - | - | - | No | - | - | No | - | - | No | - | -
GMV-280WM/C-X(A) | 0 | N/A | GREE | N/A | Ducted | vrf | N/A | Air | Air | China | 7.14 | N/A | 28 | N/A | N/A | N/A | N/A | N/A | 6.17 | 28 | Enthalpy Test Room | 3.9208 | 4.5428 | N/A | - | N/A | N/A | N/A | N/A | N/A | N/A | N/A | N/A | N/A | N/A | N/A | N/A | N/A | N/A | N/A | N/A | N/A | Three | R410A | Australia,Fiji,New Zealand | 144146 | 46411 | 0 | Approved | Reverse Cycle | N/A | Yes | Class 20 | Yes | N/A | N/A | N/A | N/A | N/A | N/A | N/A | Available | N/A | N/A | 0 | 0 | N/A | 0 | 0 | AAC6415 | Yes | Variable output compressor | Inverter | No | - | 28000 | 7.14 | - | 2830 | 14000 | No | - | - | - | 6525.96 | 30156 | No | 2586.62 | 15078 | No | - | - | 28000 | 6.17 | 2600 | 14000 | No | - | - | Yes | 11540 | 29380 | No | - | - | No | - | - | - | - | - | No | - | - | - | - | - | No | - | -
GMV-335WM/C-X(A) | 0 | N/A | GREE | N/A | Ducted | vrf | N/A | Air | Air | China | 8.86 | N/A | 33.5 | N/A | N/A | N/A | N/A | N/A | 8.44 | 33.5 | Enthalpy Test Room | 3.78 | 3.9663 | N/A | - | N/A | N/A | N/A | N/A | N/A | N/A | N/A | N/A | N/A | N/A | N/A | N/A | N/A | N/A | N/A | N/A | N/A | Three | R410A | Australia,Fiji,New Zealand | 144339 | 46420 | 0 | Approved | Reverse Cycle | N/A | Yes | Class 20 | Yes | N/A | N/A | N/A | N/A | N/A | N/A | N/A | Available | N/A | N/A | 0 | 0 | N/A | 0 | 0 | AAC6432 | Yes | Variable output compressor | Inverter | No | No | 33500 | 8.86 | - | 3280 | 16750 | No | - | - | - | 8098.04 | 36079.5 | No | 2997.92 | 18039.75 | No | - | - | 33500 | 8.44 | 3340 | 16750 | No | - | - | Yes | 11430 | 27820 | No | - | - | No | - | - | - | - | - | No | - | - | No | - | - | No | - | -
GMV-400WM/C-X(A) | 0 | N/A | GREE | N/A | Ducted | vrf | N/A | Air | Air | China | 9.93 | N/A | 40 | N/A | N/A | N/A | N/A | N/A | 9.6 | 40 | Enthalpy Test Room | 4.0295 | 4.1672 | N/A | - | N/A | N/A | N/A | N/A | N/A | N/A | N/A | N/A | N/A | N/A | N/A | N/A | N/A | N/A | N/A | N/A | N/A | Three | R410A | Australia,Fiji,New Zealand | 148169 | 46580 | 0 | Approved | Reverse Cycle | N/A | Yes | Class 21 | Yes | N/A | N/A | N/A | N/A | N/A | N/A | N/A | Available | N/A | N/A | 0 | 0 | N/A | 0 | 0 | AAC6819 | Yes | Variable output compressor | Inverter | No | No | 40000 | 9.93 | - | 3880 | 20000 | No | - | - | - | 9076.02 | 43080 | No | 3546.32 | 21540 | No | - | - | 40000 | 9.6 | 4090 | 20000 | No | - | - | Yes | 15610 | 35950 | No | - | - | No | - | - | - | - | - | No | - | - | No | - | - | No | - | -
GMV-450WM/C-X(A) | 0 | N/A | GREE | N/A | Ducted | vrf | N/A | Air | Air | China | 12.89 | N/A | 45 | N/A | N/A | N/A | N/A | N/A | 11.6 | 45 | Enthalpy Test Room | 3.4922 | 3.8779 | N/A | - | N/A | N/A | N/A | N/A | N/A | N/A | N/A | N/A | N/A | N/A | N/A | N/A | N/A | N/A | N/A | N/A | N/A | Three | R410A | Australia,Fiji,New Zealand | 148172 | 46589 | 0 | Approved | Reverse Cycle | N/A | Yes | Class 21 | Yes | N/A | N/A | N/A | N/A | N/A | N/A | N/A | Available | N/A | N/A | 0 | 0 | N/A | 0 | 0 | AAC6834 | Yes | Variable output compressor | Inverter | No | No | 45000 | 12.89 | - | 4550 | 22500 | No | - | - | - | 11781.46 | 48465 | No | 4158.7 | 24232.5 | No | - | - | 45000 | 11.6 | 4580 | 22500 | No | - | - | Yes | 15610 | 35950 | No | - | - | No | - | - | - | - | - | No | - | - | No | - | - | No | - | -
GMV-80WL/A-T(A) | 0 | N/A | GREE | N/A | Ducted | vrf | N/A | Air | Air | China | 2.4 | N/A | 8 | N/A | N/A | N/A | N/A | N/A | 2.5 | 9 | Enthalpy Test Room | 3.2862 | 3.5628 | N/A | 89.0775 | N/A | N/A | N/A | N/A | N/A | N/A | N/A | N/A | N/A | N/A | N/A | N/A | N/A | N/A | N/A | N/A | N/A | Single | R410A | Australia,Fiji,New Zealand | 131745 | 45902 | 0 | Approved | Reverse Cycle | N/A | Yes | Class 19 | Yes | N/A | N/A | Yes | Yes | Yes | N/A | N/A | Available | N/A | N/A | 0 | 0 | N/A | 0 | 0 | AAC5228 | Yes | Variable output compressor | Inverter | No | - | 8000 | 2.4 | - | 1200 | 4000 | No | - | - | - | 2193.6 | 8616 | No | 1096.8 | 4308 | No | - | - | 9000 | 2.5 | 1250 | 4500 | No | - | - | No | - | - | - | 2800 | 8000 | No | - | - | - | - | - | - | - | - | No | - | - | No | - | -
GMV-VQ224WM/C-X(A) | 0 | N/A | GREE | N/A | Ducted | vrf | N/A | Air | Air | China | 5.09 | N/A | 22.4 | N/A | N/A | N/A | N/A | N/A | 4.85 | 22.4 | Enthalpy Test Room | 4.3152 | 4.523 | N/A | - | N/A | N/A | N/A | N/A | N/A | N/A | N/A | N/A | N/A | N/A | N/A | N/A | N/A | N/A | N/A | N/A | N/A | Three | R410A | Australia,Fiji,New Zealand | 145413 | 46467 | 0 | Approved | Reverse Cycle | N/A | Yes | Class 20 | Yes | N/A | N/A | N/A | N/A | N/A | N/A | N/A | Unavailable | N/A | N/A | 0 | 0 | N/A | 0 | 0 | AAC6561 | Yes | Variable output compressor | Inverter | No | - | 22400 | 5.09 | - | 2050 | 11200 | No | - | - | - | 4652.26 | 24124.8 | No | 1873.7 | 12062.4 | No | - | - | 22400 | 4.85 | 2290 | 11200 | No | - | - | Yes | 10900 | 24500 | No | - | - | No | - | - | - | - | - | No | - | - | No | - | - | No | - | -
GMV-VQ280WM/C-X(A) | 0 | N/A | GREE | N/A | Ducted | vrf | N/A | Air | Air | China | 7.05 | N/A | 28 | N/A | N/A | N/A | N/A | N/A | 6.57 | 28 | Enthalpy Test Room | 3.8949 | 4.1775 | N/A | - | N/A | N/A | N/A | N/A | N/A | N/A | N/A | N/A | N/A | N/A | N/A | N/A | N/A | N/A | N/A | N/A | N/A | Three | R410A | Australia,Fiji,New Zealand | 143760 | 46405 | 0 | Approved | Reverse Cycle | N/A | Yes | Class 20 | Yes | N/A | N/A | N/A | N/A | N/A | N/A | N/A | Available | N/A | N/A | 0 | 0 | N/A | 0 | 0 | AAC6407 | Yes | Variable output compressor | Inverter | No | - | 28000 | 7.05 | - | 2750 | 14000 | No | - | - | - | 6443.7 | 30156 | No | 2513.5 | 15078 | No | - | - | 28000 | 6.57 | 2800 | 14000 | No | - | - | Yes | 10900 | 26000 | No | - | - | No | - | - | - | - | - | No | - | - | No | - | - | No | - | -
GMV-VQ335WM/C-X(A) | 0 | N/A | GREE | N/A | Ducted | vrf | N/A | Air | Air | China | 9.2 | N/A | 33.5 | N/A | N/A | N/A | N/A | N/A | 8.5 | 33.5 | Enthalpy Test Room | 3.6341 | 3.8638 | N/A | - | N/A | N/A | N/A | N/A | N/A | N/A | N/A | N/A | N/A | N/A | N/A | N/A | N/A | N/A | N/A | N/A | N/A | Three | R410A | Australia,Fiji,New Zealand | 144074 | 46411 | 0 | Approved | Reverse Cycle | N/A | Yes | Class 20 | Yes | N/A | N/A | N/A | N/A | N/A | N/A | N/A | Available | N/A | N/A | 0 | 0 | N/A | 0 | 0 | AAC6412 | Yes | Variable output compressor | Inverter | No | No | 33500 | 9.2 | - | 3800 | 16750 | No | - | - | - | 8408.8 | 36079.5 | No | 3473.2 | 18039.75 | No | - | - | 33500 | 8.5 | 3610 | 16750 | No | - | - | Yes | 11340 | 27500 | No | - | - | No | - | - | - | - | - | No | - | - | No | - | - | No | - | -
GMV-VQ400WM/C-X(A) | 0 | N/A | GREE | N/A | Ducted | vrf | N/A | Air | Air | China | 10.2 | N/A | 40 | N/A | N/A | N/A | N/A | N/A | 9.9 | 40 | Calorimeter Room | 3.8796 | 4.01 | N/A | - | N/A | N/A | N/A | N/A | N/A | N/A | N/A | N/A | N/A | N/A | N/A | N/A | N/A | N/A | N/A | N/A | N/A | Three | R410A | Australia,Fiji,New Zealand | 146962 | 46523 | 0 | Approved | Reverse Cycle | N/A | Yes | Class 21 | Yes | N/A | N/A | N/A | N/A | N/A | N/A | N/A | Available | N/A | N/A | 0 | 0 | N/A | 0 | 0 | AAC6706 | Yes | Variable output compressor | Inverter | No | No | 40000 | 10.2 | - | 3750 | 20000 | No | - | - | - | 9322.8 | 43080 | No | 3427.5 | 21540 | No | - | - | 40000 | 9.9 | 4250 | 20000 | No | - | - | Yes | 14900 | 33500 | No | - | - | No | - | - | - | - | - | No | - | - | No | - | - | No | - | -
GMV-VQ450WM/C-X(A) | 0 | N/A | GREE | N/A | Ducted | vrf | N/A | Air | Air | China | 12.38 | N/A | 45 | N/A | N/A | N/A | N/A | N/A | 12.1 | 45 | Calorimeter Room | 3.5594 | 3.6422 | N/A | - | N/A | N/A | N/A | N/A | N/A | N/A | N/A | N/A | N/A | N/A | N/A | N/A | N/A | N/A | N/A | N/A | N/A | Three | R410A | Australia,Fiji,New Zealand | 146980 | 46523 | 0 | Approved | Reverse Cycle | N/A | Yes | Class 21 | Yes | N/A | N/A | N/A | N/A | N/A | N/A | N/A | Available | N/A | N/A | 0 | 0 | N/A | 0 | 0 | AAC6705 | Yes | Variable output compressor | Inverter | No | No | 45000 | 12.38 | - | 4380 | 22500 | No | - | - | - | 11315.32 | 48465 | No | 4003.32 | 24232.5 | No | - | - | 45000 | 12.1 | 4650 | 22500 | - | - | - | Yes | 14900 | 33500 | No | - | - | No | - | - | - | - | - | No | - | - | No | - | - | No | - | -
GMV-Y120WL/A-T(A) | 0 | N/A | GREE | N/A | Ducted | vrf | N/A | Air | Air | China | 3.85 | N/A | 12.1 | N/A | N/A | N/A | N/A | N/A | 3.6 | 14 | Enthalpy Test Room | 3.1452 | 3.98 | N/A | 67.592 | N/A | N/A | N/A | N/A | N/A | N/A | N/A | N/A | N/A | N/A | N/A | N/A | N/A | N/A | N/A | N/A | N/A | Single | R410A | Australia,Fiji,New Zealand | 128058 | 45767 | 0 | Approved | Reverse Cycle | N/A | Yes | Class 20 | Yes | N/A | N/A | Yes | Yes | Yes | N/A | N/A | Available | N/A | N/A | 0 | 0 | N/A | 0 | 0 | AAC4786 | Yes | Variable output compressor | Inverter | No | - | 12100 | 3.85 | - | 1700 | 6000 | No | - | - | - | 3518.9 | 13031.7 | No | 1553.8 | 6462 | No | - | - | 14000 | 3.6 | 1700 | 7000 | No | - | - | Yes | 5300 | 15000 | No | - | - | No | - | - | - | - | - | No | - | - | No | - | - | No | - | -
GMV-Y140WL/A-T(A) | 0 | N/A | GREE | N/A | Ducted | vrf | N/A | Air | Air | China | 4.3 | N/A | 14 | N/A | N/A | N/A | N/A | N/A | 4.5 | 16 | Enthalpy Test Room | 3.2662 | 4.0968 | N/A | - | N/A | N/A | N/A | N/A | N/A | N/A | N/A | N/A | N/A | N/A | N/A | N/A | N/A | N/A | N/A | N/A | N/A | Single | R410A | Australia,Fiji,New Zealand | 128137 | 45764 | 0 | Approved | Reverse Cycle | N/A | Yes | Class 20 | Yes | N/A | N/A | Yes | Yes | Yes | N/A | N/A | Available | N/A | N/A | 0 | 0 | N/A | 0 | 0 | AAC4782 | Yes | Variable output compressor | Inverter | No | - | 14000 | 4.3 | - | 1700 | 7000 | No | - | - | - | 3930.2 | 15078 | No | 1553.8 | 7539 | No | - | - | 16000 | 4.5 | 1900 | 8000 | No | - | - | Yes | 5100 | 15000 | No | - | - | No | - | - | - | - | - | No | - | - | No | - | - | No | - | -
GMV-Y160WL/A-T(A) | 0 | N/A | GREE | N/A | Ducted | vrf | N/A | Air | Air | China | 5 | N/A | 16 | N/A | N/A | N/A | N/A | N/A | 5.4 | 18 | Enthalpy Test Room | 3.2109 | 3.7873 | N/A | 67.52 | N/A | N/A | N/A | N/A | N/A | N/A | N/A | N/A | N/A | N/A | N/A | N/A | N/A | N/A | N/A | N/A | N/A | Single | R410A | Australia,Fiji,New Zealand | 128139 | 45764 | 0 | Approved | Reverse Cycle | N/A | Yes | Class 20 | Yes | N/A | N/A | Yes | Yes | Yes | N/A | N/A | Available | N/A | N/A | 0 | 0 | N/A | 0 | 0 | AAC4781 | Yes | Variable output compressor | Inverter | No | - | 16000 | 5 | - | 2100 | 8000 | No | - | - | - | 4570 | 17232 | No | 1919.4 | 8616 | No | - | - | 18000 | 5.4 | 2100 | 9000 | No | - | - | Yes | 5300 | 15000 | No | - | - | No | - | - | - | - | - | No | - | - | No | - | - | No | - | -
GUD100W/NhB-S / GUD100PH/B1-S | GUD100W/NhB-S / GUD100PHS/B1-S | N/A | GREE | N/A | Ducted | Single Split System | - | Air | Air | China | 3.05 | N/A | 10 | N/A | N/A | N/A | N/A | N/A | 3.6 | 12 | Enthalpy Test Room | 3.2894 | 3.3917 | N/A | - | N/A | N/A | N/A | N/A | N/A | N/A | N/A | N/A | N/A | N/A | N/A | N/A | N/A | N/A | N/A | N/A | N/A | Single | R32 | Australia,Fiji,New Zealand | 135176 | 46035 | 0 | Approved | Reverse Cycle | N/A | Yes | Class 11 | Yes | N/A | N/A | N/A | N/A | N/A | N/A | N/A | Available | N/A | N/A | 0 | 0 | N/A | 0 | 0 | AAC5638 | Yes | Variable output compressor | Inverter | No | - | 10000 | 3.05 | - | 1150 | 4800 | Yes | 550 | 2500 | - | 2787.7 | 10770 | No | 1051.1 | 5169.6 | - | 450 | 2750 | 12000 | 3.6 | 1250 | 5800 | Yes | 550 | 2550 | No | - | - | - | 2850 | 7100 | No | - | - | - | - | - | - | - | - | No | - | - | No | - | -
GUD100W/NhB-S / GUD100PH/B-S | GUD100W/NhB-S / GUD100PHS/B-S | N/A | GREE | N/A | Ducted | Single Split System | - | Air | Air | China | 2.95 | N/A | 9.5 | N/A | N/A | N/A | N/A | N/A | 3.5 | 12 | Enthalpy Test Room | 3.2655 | 3.4499 | N/A | - | N/A | N/A | N/A | N/A | N/A | N/A | N/A | N/A | N/A | N/A | N/A | N/A | N/A | N/A | N/A | N/A | N/A | Single | R32 | Australia,Fiji,New Zealand | 128982 | 45795 | 0 | Approved | Reverse Cycle | N/A | Yes | Class 10 | Yes | N/A | N/A | Yes | Yes | Yes | N/A | N/A | Available | N/A | N/A | 0 | 0 | N/A | 0 | 0 | AAC4841 | Yes | Variable output compressor | Inverter | No | - | 9500 | 2.95 | - | 1050 | 4500 | Yes | 550 | 2450 | - | 2696.3 | 10231.5 | No | 959.7 | 4846.5 | - | 450 | 2700 | 12000 | 3.5 | 1250 | 5800 | Yes | 550 | 2550 | No | - | - | - | 2800 | 7100 | No | - | - | - | - | - | - | - | - | No | - | - | No | - | -
GUD100W/NhB-S / GUD100PHS/B1-S | GUD100W/NhB-S / GUD100PHS/B1-S | N/A | GREE | N/A | Ducted | Single Split System | - | Air | Air | China | 3.05 | N/A | 10 | N/A | N/A | N/A | N/A | N/A | 3.6 | 12 | Enthalpy Test Room | 3.2894 | 3.3917 | N/A | - | N/A | N/A | N/A | N/A | N/A | N/A | N/A | N/A | N/A | N/A | N/A | N/A | N/A | N/A | N/A | N/A | N/A | Single | R32 | Australia,Fiji,New Zealand | 135176 | 46035 | 0 | Approved | Reverse Cycle | N/A | Yes | Class 11 | Yes | N/A | N/A | N/A | N/A | N/A | N/A | N/A | Available | N/A | N/A | 0 | 0 | N/A | 0 | 0 | AAC5638 | Yes | Variable output compressor | Inverter | No | - | 10000 | 3.05 | - | 1150 | 4800 | Yes | 550 | 2500 | - | 2787.7 | 10770 | No | 1051.1 | 5169.6 | - | 450 | 2750 | 12000 | 3.6 | 1250 | 5800 | Yes | 550 | 2550 | No | - | - | - | 2850 | 7100 | No | - | - | - | - | - | - | - | - | No | - | - | No | - | -
GUD100W/NhB-S / GUD100PHS/B-S | GUD100W/NhB-S / GUD100PHS/B-S | N/A | GREE | N/A | Ducted | Single Split System | - | Air | Air | China | 2.95 | N/A | 9.5 | N/A | N/A | N/A | N/A | N/A | 3.5 | 12 | Enthalpy Test Room | 3.2655 | 3.4499 | N/A | - | N/A | N/A | N/A | N/A | N/A | N/A | N/A | N/A | N/A | N/A | N/A | N/A | N/A | N/A | N/A | N/A | N/A | Single | R32 | Australia,Fiji,New Zealand | 128982 | 45795 | 0 | Approved | Reverse Cycle | N/A | Yes | Class 10 | Yes | N/A | N/A | Yes | Yes | Yes | N/A | N/A | Available | N/A | N/A | 0 | 0 | N/A | 0 | 0 | AAC4841 | Yes | Variable output compressor | Inverter | No | - | 9500 | 2.95 | - | 1050 | 4500 | Yes | 550 | 2450 | - | 2696.3 | 10231.5 | No | 959.7 | 4846.5 | - | 450 | 2700 | 12000 | 3.5 | 1250 | 5800 | Yes | 550 | 2550 | No | - | - | - | 2800 | 7100 | No | - | - | - | - | - | - | - | - | No | - | - | No | - | -
GUD100W/NhB-S / GUD100T/B-S | 0 | N/A | GREE | N/A | Non Ducted | Single Split System | Cassette | Air | Air | China | 3.04 | N/A | 10.1 | N/A | N/A | N/A | N/A | N/A | 3.4 | 12 | Enthalpy Test Room | 3.3399 | 3.561 | N/A | - | N/A | N/A | N/A | N/A | N/A | N/A | N/A | N/A | N/A | N/A | N/A | N/A | N/A | N/A | N/A | N/A | N/A | Single | R32 | Australia,Fiji,New Zealand | 128984 | 45795 | 0 | Approved | Reverse Cycle | N/A | Yes | Class 11 | Yes | N/A | N/A | Yes | Yes | Yes | N/A | N/A | Available | N/A | N/A | 0 | 0 | N/A | 0 | 0 | AAC4842 | Yes | Variable output compressor | Inverter | No | - | 10100 | 3.04 | - | 1000 | 4650 | Yes | 600 | 2890 | - | 2778.56 | 10877.7 | No | 914 | 5008.05 | - | 480 | 3000 | 12000 | 3.4 | 1150 | 5600 | Yes | 520 | 2600 | No | - | - | - | 2850 | 7400 | No | - | - | - | - | - | - | - | - | No | - | - | No | - | -
GUD100W/NhB-S / GUD100ZD/B-S | 0 | N/A | GREE | N/A | Non Ducted | Single Split System | Floor/Ceiling | Air | Air | China | 3 | N/A | 10.1 | N/A | N/A | N/A | N/A | N/A | 3.5 | 12 | Calorimeter Room | 3.4097 | 3.4213 | N/A | - | N/A | N/A | N/A | N/A | N/A | N/A | N/A | N/A | N/A | N/A | N/A | N/A | N/A | N/A | N/A | N/A | N/A | Single | R32 | Australia,Fiji,New Zealand | 128985 | 45795 | 0 | Approved | Reverse Cycle | N/A | Yes | Class 11 | Yes | N/A | N/A | Yes | Yes | Yes | N/A | N/A | Available | N/A | N/A | 0 | 0 | N/A | 0 | 0 | AAC4840 | Yes | Variable output compressor | Inverter | No | - | 10100 | 3 | - | 1100 | 4550 | Yes | 680 | 2750 | - | 2742 | 10877.7 | No | 1005.4 | 4900.35 | - | 520 | 3150 | 12000 | 3.5 | 1190 | 5700 | Yes | 510 | 2520 | No | - | - | - | 2780 | 7150 | No | - | - | - | - | - | - | - | - | No | - | - | No | - | -
GUD100W1/NhC-S / GUD100PHS1/C-S | 0 | N/A | GREE | N/A | Ducted | Single Split System | - | Air | Air | China | 2.7 | N/A | 10 | N/A | N/A | N/A | N/A | N/A | 3 | 12 | Enthalpy Test Room | 3.6606 | 3.9209 | N/A | - | N/A | N/A | N/A | N/A | N/A | N/A | N/A | N/A | N/A | N/A | N/A | N/A | N/A | N/A | N/A | N/A | N/A | Single | R32 | Australia,Fiji,New Zealand | 159281 | 47149 | 0 | Approved | Reverse Cycle | N/A | Yes | Class 11 | Yes | N/A | N/A | N/A | N/A | N/A | N/A | N/A | Available | N/A | N/A | 0 | 0 | N/A | 0 | 0 | AAC8035 | Yes | Variable output compressor | Inverter | No | - | 10000 | 2.7 | - | 1100 | 5000 | Yes | 760 | 2800 | - | 2467.8 | 10770 | No | 1005.4 | 5385 | - | 395 | 2340 | 12000 | 3 | 1200 | 6000 | Yes | 790 | 3750 | Yes | 3400 | 9700 | No | - | - | No | - | - | - | - | - | No | - | - | No | - | - | No | - | -
GUD100W1/NhC-S / GUD100T1/C-S | 0 | N/A | GREE | N/A | Non Ducted | Single Split System | Cassette | Air | Air | China | 2.9 | N/A | 10 | N/A | N/A | N/A | N/A | N/A | 3.45 | 12 | Enthalpy Test Room | 3.4208 | 3.4146 | N/A | - | N/A | N/A | N/A | N/A | N/A | N/A | N/A | N/A | N/A | N/A | N/A | N/A | N/A | N/A | N/A | N/A | N/A | Single | R32 | Australia,Fiji,New Zealand | 155491 | 46977 | 0 | Approved | Reverse Cycle | N/A | Yes | Class 11 | Yes | N/A | N/A | N/A | N/A | N/A | N/A | N/A | Available | N/A | N/A | 0 | 0 | N/A | 0 | 0 | AAC7698 | Yes | Variable output compressor | Inverter | No | - | 10000 | 2.9 | - | 1020 | 5000 | Yes | 530 | 2100 | - | 2650.6 | 10770 | No | 932.28 | 5385 | - | 290 | 1950 | 12000 | 3.45 | 1150 | 6000 | Yes | 535 | 2850 | Yes | 3600 | 9600 | No | - | - | No | - | - | - | - | - | No | - | - | No | - | - | No | - | -
GUD100W1/NhC-S / GUD100T1/C-S | 0 | N/A | GREE | N/A | Non Ducted | Single Split System | Cassette | Air | Air | China | 2.9 | N/A | 10 | N/A | N/A | N/A | N/A | N/A | 3.45 | 12 | Enthalpy Test Room | 3.4208 | 3.4146 | N/A | - | N/A | N/A | N/A | N/A | N/A | N/A | N/A | N/A | N/A | N/A | N/A | N/A | N/A | N/A | N/A | N/A | N/A | Single | R32 | Australia,Fiji,New Zealand | 159280 | 47149 | 0 | Approved | Reverse Cycle | N/A | Yes | Class 11 | Yes | N/A | N/A | N/A | N/A | N/A | N/A | N/A | Available | N/A | N/A | 0 | 0 | N/A | 0 | 0 | AAC8034 | Yes | Variable output compressor | Inverter | No | - | 10000 | 2.9 | - | 1020 | 5000 | Yes | 515 | 2000 | - | 2650.6 | 10770 | No | 932.28 | 5385 | - | 340 | 2100 | 12000 | 3.45 | 1150 | 6000 | Yes | 535 | 2850 | Yes | 3600 | 9600 | No | - | - | No | - | - | - | - | - | No | - | - | No | - | - | No | - | -
GUD100W1/NhC-S / GUD100T1/C-S | 0 | N/A | GREE | N/A | Non Ducted | Single Split System | Cassette | Air | Air | China | 2.9 | N/A | 10 | N/A | N/A | N/A | N/A | N/A | 3.45 | 12 | Enthalpy Test Room | 3.4208 | 3.4146 | N/A | - | N/A | N/A | N/A | N/A | N/A | N/A | N/A | N/A | N/A | N/A | N/A | N/A | N/A | N/A | N/A | N/A | N/A | Single | R32 | Australia,Fiji,New Zealand | 160237 | 47202 | 0 | Approved | Reverse Cycle | N/A | Yes | Class 11 | Yes | N/A | N/A | N/A | N/A | N/A | N/A | N/A | Available | N/A | N/A | 0 | 0 | N/A | 0 | 0 | AAC8138 | Yes | Variable output compressor | Inverter | No | - | 10000 | 2.9 | - | 1070 | 5000 | Yes | 535 | 2100 | - | 2650.6 | 10770 | No | 977.98 | 5385 | - | 285 | 2000 | 12000 | 3.45 | 1150 | 6000 | Yes | 535 | 2850 | Yes | 3600 | 9600 | No | - | - | No | - | - | - | - | - | No | - | - | No | - | - | No | - | -
GUD125W/NhB-S / GUD125PH/B-S | GUD125W/NhB-S / GUD125PHS/B-S | N/A | GREE | N/A | Ducted | Single Split System | - | Air | Air | China | 3.65 | N/A | 12.5 | N/A | N/A | N/A | N/A | N/A | 3.9 | 14 | Enthalpy Test Room | 3.4169 | 3.6007 | N/A | - | N/A | N/A | N/A | N/A | N/A | N/A | N/A | N/A | N/A | N/A | N/A | N/A | N/A | N/A | N/A | N/A | N/A | Single | R32 | Australia,Fiji,New Zealand | 129263 | 45806 | 0 | Approved | Reverse Cycle | N/A | Yes | Class 11 | Yes | N/A | N/A | Yes | Yes | Yes | N/A | N/A | Available | N/A | N/A | 0 | 0 | N/A | 0 | 0 | AAC4864 | Yes | Variable output compressor | Inverter | No | - | 12500 | 3.65 | - | 1300 | 6300 | Yes | 650 | 3450 | - | 3336.1 | 13462.5 | No | 1188.2 | 6785.1 | - | 520 | 3740 | 14000 | 3.9 | 1420 | 6400 | Yes | 720 | 3630 | No | - | - | - | 3700 | 10650 | No | - | - | - | - | - | - | - | - | No | - | - | No | - | -
GUD125W/NhB-S / GUD125PH/B-S | GUD125W/NhB-S / GUD125PHS/B-S | N/A | GREE | N/A | Ducted | Single Split System | - | Air | Air | China | 3.75 | N/A | 12.5 | N/A | N/A | N/A | N/A | N/A | 4 | 14 | Enthalpy Test Room | 3.2777 | 3.6007 | N/A | - | N/A | N/A | N/A | N/A | N/A | N/A | N/A | N/A | N/A | N/A | N/A | N/A | N/A | N/A | N/A | N/A | N/A | Single | R32 | Australia,Fiji,New Zealand | 130443 | 45851 | 0 | Approved | Reverse Cycle | N/A | Yes | Class 11 | Yes | N/A | N/A | N/A | N/A | N/A | N/A | N/A | Available | N/A | N/A | 0 | 0 | N/A | 0 | 0 | AAC5008 | Yes | Variable output compressor | Inverter | No | - | 12500 | 3.75 | - | 1300 | 5900 | Yes | 660 | 3350 | - | 3427.5 | 13462.5 | No | 1188.2 | 6354.3 | - | 530 | 3650 | 14000 | 4 | 1450 | 6400 | Yes | 720 | 3630 | No | - | - | - | 3800 | 10650 | No | - | - | - | - | - | - | - | - | No | - | - | No | - | -
GUD125W/NhB-S / GUD125PHS/B-S | GUD125W/NhB-S / GUD125PHS/B-S | N/A | GREE | N/A | Ducted | Single Split System | - | Air | Air | China | 3.65 | N/A | 12.5 | N/A | N/A | N/A | N/A | N/A | 3.9 | 14 | Enthalpy Test Room | 3.4169 | 3.6007 | N/A | - | N/A | N/A | N/A | N/A | N/A | N/A | N/A | N/A | N/A | N/A | N/A | N/A | N/A | N/A | N/A | N/A | N/A | Single | R32 | Australia,Fiji,New Zealand | 129263 | 45806 | 0 | Approved | Reverse Cycle | N/A | Yes | Class 11 | Yes | N/A | N/A | Yes | Yes | Yes | N/A | N/A | Available | N/A | N/A | 0 | 0 | N/A | 0 | 0 | AAC4864 | Yes | Variable output compressor | Inverter | No | - | 12500 | 3.65 | - | 1300 | 6300 | Yes | 650 | 3450 | - | 3336.1 | 13462.5 | No | 1188.2 | 6785.1 | - | 520 | 3740 | 14000 | 3.9 | 1420 | 6400 | Yes | 720 | 3630 | No | - | - | - | 3700 | 10650 | No | - | - | - | - | - | - | - | - | No | - | - | No | - | -
GUD125W/NhB-S / GUD125PHS/B-S | GUD125W/NhB-S / GUD125PHS/B-S | N/A | GREE | N/A | Ducted | Single Split System | - | Air | Air | China | 3.75 | N/A | 12.5 | N/A | N/A | N/A | N/A | N/A | 4 | 14 | Enthalpy Test Room | 3.2777 | 3.6007 | N/A | - | N/A | N/A | N/A | N/A | N/A | N/A | N/A | N/A | N/A | N/A | N/A | N/A | N/A | N/A | N/A | N/A | N/A | Single | R32 | Australia,Fiji,New Zealand | 130443 | 45851 | 0 | Approved | Reverse Cycle | N/A | Yes | Class 11 | Yes | N/A | N/A | N/A | N/A | N/A | N/A | N/A | Available | N/A | N/A | 0 | 0 | N/A | 0 | 0 | AAC5008 | Yes | Variable output compressor | Inverter | No | - | 12500 | 3.75 | - | 1300 | 5900 | Yes | 660 | 3350 | - | 3427.5 | 13462.5 | No | 1188.2 | 6354.3 | - | 530 | 3650 | 14000 | 4 | 1450 | 6400 | Yes | 720 | 3630 | No | - | - | - | 3800 | 10650 | No | - | - | - | - | - | - | - | - | No | - | - | No | - | -
GUD125W/NhB-S / GUD125T/B-S | 0 | N/A | GREE | N/A | Non Ducted | Single Split System | Cassette | Air | Air | China | 3.85 | N/A | 12.5 | N/A | N/A | N/A | N/A | N/A | 4.2 | 13.5 | Enthalpy Test Room | 3.363 | 3.2458 | N/A | - | N/A | N/A | N/A | N/A | N/A | N/A | N/A | N/A | N/A | N/A | N/A | N/A | N/A | N/A | N/A | N/A | N/A | Single | R32 | Australia,Fiji,New Zealand | 129265 | 45812 | 0 | Approved | Reverse Cycle | N/A | Yes | Class 11 | Yes | N/A | N/A | Yes | Yes | Yes | N/A | N/A | Available | N/A | N/A | 0 | 0 | N/A | 0 | 0 | AAC4874 | Yes | Variable output compressor | Inverter | No | - | 12500 | 3.85 | - | 1350 | 6300 | Yes | 630 | 3250 | - | 3518.9 | 13462.5 | No | 1233.9 | 6785.1 | - | 500 | 3600 | 13500 | 4.2 | 1320 | 6710 | Yes | 710 | 3950 | No | - | - | - | 3800 | 9880 | No | - | - | - | - | - | - | - | - | No | - | - | No | - | -
GUD125W/NhB-S / GUD125T/B-S | 0 | N/A | GREE | N/A | Non Ducted | Single Split System | Cassette | Air | Air | China | 3.85 | N/A | 12.5 | N/A | N/A | N/A | N/A | N/A | 4.2 | 13.5 | Enthalpy Test Room | 3.3339 | 3.2458 | N/A | - | N/A | N/A | N/A | N/A | N/A | N/A | N/A | N/A | N/A | N/A | N/A | N/A | N/A | N/A | N/A | N/A | N/A | Single | R32 | Australia,Fiji,New Zealand | 130444 | 45851 | 0 | Approved | Reverse Cycle | N/A | Yes | Class 11 | Yes | N/A | N/A | N/A | N/A | N/A | N/A | N/A | Available | N/A | N/A | 0 | 0 | N/A | 0 | 0 | AAC5005 | Yes | Variable output compressor | Inverter | No | - | 12500 | 3.85 | - | 1350 | 6150 | Yes | 630 | 3250 | - | 3518.9 | 13462.5 | No | 1233.9 | 6623.55 | - | 500 | 3400 | 13500 | 4.2 | 1380 | 6500 | Yes | 730 | 3800 | No | - | - | - | 3950 | 9880 | No | - | - | - | - | - | - | - | - | No | - | - | No | - | -
GUD125W/NhB-S / GUD125ZD/B-S | 0 | N/A | GREE | N/A | Non Ducted | Single Split System | Floor/Ceiling | Air | Air | China | 3.75 | N/A | 12 | N/A | N/A | N/A | N/A | N/A | 4.2 | 14 | Calorimeter Room | 3.1544 | 3.3411 | N/A | - | N/A | N/A | N/A | N/A | N/A | N/A | N/A | N/A | N/A | N/A | N/A | N/A | N/A | N/A | N/A | N/A | N/A | Single | R32 | Australia,Fiji,New Zealand | 131604 | 45914 | 0 | Approved | Reverse Cycle | N/A | Yes | Class 11 | Yes | N/A | N/A | N/A | N/A | N/A | N/A | N/A | Available | N/A | N/A | 0 | 0 | N/A | 0 | 0 | AAC5289 | Yes | Variable output compressor | Inverter | No | - | 12000 | 3.75 | - | 1350 | 5900 | Yes | 640 | 3200 | - | 3427.5 | 12924 | No | 1233.9 | 6354.3 | - | 510 | 3400 | 14000 | 4.2 | 1530 | 6850 | Yes | 760 | 3950 | No | - | - | - | 4000 | 10450 | No | - | - | - | - | - | - | - | - | No | - | - | No | - | -
GUD125W1/NhC-S / GUD125PHS1/C-S | 0 | N/A | GREE | N/A | Ducted | Single Split System | - | Air | Air | China | 3.68 | N/A | 12.5 | N/A | N/A | N/A | N/A | N/A | 3.68 | 14 | Enthalpy Test Room | 3.3659 | 3.7389 | N/A | - | N/A | N/A | N/A | N/A | N/A | N/A | N/A | N/A | N/A | N/A | N/A | N/A | N/A | N/A | N/A | N/A | N/A | Single | R32 | Australia,Fiji,New Zealand | 159279 | 47149 | 0 | Approved | Reverse Cycle | N/A | Yes | Class 11 | Yes | N/A | N/A | N/A | N/A | N/A | N/A | N/A | Available | N/A | N/A | 0 | 0 | N/A | 0 | 0 | AAC8033 | Yes | Variable output compressor | Inverter | No | - | 12500 | 3.68 | - | 1250 | 6250 | Yes | 715 | 2500 | - | 3363.52 | 13462.5 | No | 1142.5 | 6731.25 | - | 390 | 2600 | 14000 | 3.68 | 1250 | 7000 | Yes | 620 | 3200 | Yes | 3600 | 10300 | No | - | - | No | - | - | - | - | - | No | - | - | No | - | - | No | - | -
GUD125W1/NhC-S / GUD125T1/C-S | 0 | N/A | GREE | N/A | Non Ducted | Single Split System | Cassette | Air | Air | China | 3.85 | N/A | 12.5 | N/A | N/A | N/A | N/A | N/A | 4.2 | 14 | Enthalpy Test Room | 3.2018 | 3.3137 | N/A | - | N/A | N/A | N/A | N/A | N/A | N/A | N/A | N/A | N/A | N/A | N/A | N/A | N/A | N/A | N/A | N/A | N/A | Single | R32 | Australia,Fiji,New Zealand | 155153 | 46932 | 0 | Approved | Reverse Cycle | N/A | Yes | Class 11 | Yes | N/A | N/A | N/A | N/A | N/A | N/A | N/A | Available | N/A | N/A | 0 | 0 | N/A | 0 | 0 | AAC7601 | Yes | Variable output compressor | Inverter | No | - | 12500 | 3.85 | - | 1300 | 6250 | Yes | 780 | 3300 | - | 3518.9 | 13462.5 | No | 1188.2 | 6731.25 | - | 430 | 2550 | 14000 | 4.2 | 1400 | 7000 | Yes | 580 | 3400 | Yes | 4200 | 11400 | No | - | - | No | - | - | - | - | - | No | - | - | No | - | - | No | - | -
GUD125W1/NhC-S / GUD125T1/C-S | 0 | N/A | GREE | N/A | Non Ducted | Single Split System | Cassette | Air | Air | China | 3.85 | N/A | 12.5 | N/A | N/A | N/A | N/A | N/A | 4.2 | 14 | Enthalpy Test Room | 3.2018 | 3.3137 | N/A | - | N/A | N/A | N/A | N/A | N/A | N/A | N/A | N/A | N/A | N/A | N/A | N/A | N/A | N/A | N/A | N/A | N/A | Single | R32 | Australia,Fiji,New Zealand | 159265 | 47149 | 0 | Approved | Reverse Cycle | N/A | Yes | Class 11 | Yes | N/A | N/A | N/A | N/A | N/A | N/A | N/A | Available | N/A | N/A | 0 | 0 | N/A | 0 | 0 | AAC8032 | Yes | Variable output compressor | Inverter | No | - | 12500 | 3.85 | - | 1300 | 6250 | Yes | 760 | 3300 | - | 3518.9 | 13462.5 | No | 1188.2 | 6731.25 | - | 430 | 2600 | 14000 | 4.2 | 1400 | 7000 | Yes | 580 | 3400 | Yes | 4200 | 11400 | No | - | - | No | - | - | - | - | - | No | - | - | No | - | - | No | - | -
GUD140W/NhB-S / GUD140PH/B-S | GUD140W/NhB-S / GUD140PHS/B-S | N/A | GREE | N/A | Ducted | Single Split System | - | Air | Air | China | 4.3 | N/A | 13.8 | N/A | N/A | N/A | N/A | N/A | 4.35 | 16 | Enthalpy Test Room | 3.192 | 3.6887 | N/A | - | N/A | N/A | N/A | N/A | N/A | N/A | N/A | N/A | N/A | N/A | N/A | N/A | N/A | N/A | N/A | N/A | N/A | Single | R32 | Australia,Fiji,New Zealand | 129205 | 45803 | 0 | Approved | Reverse Cycle | N/A | Yes | Class 11 | Yes | N/A | N/A | Yes | Yes | Yes | N/A | N/A | Available | N/A | N/A | 0 | 0 | N/A | 0 | 0 | AAC4861 | Yes | Variable output compressor | Inverter | No | - | 13800 | 4.3 | - | 1500 | 6250 | Yes | 660 | 2900 | - | 3930.2 | 14862.6 | No | 1371 | 6731.25 | - | 530 | 3200 | 16000 | 4.35 | 1450 | 7200 | Yes | 810 | 4250 | No | - | - | - | 4000 | 10500 | No | - | - | - | - | - | - | - | - | No | - | - | No | - | -
GUD140W/NhB-S / GUD140PHS/B-S | GUD140W/NhB-S / GUD140PHS/B-S | N/A | GREE | N/A | Ducted | Single Split System | - | Air | Air | China | 4.3 | N/A | 13.8 | N/A | N/A | N/A | N/A | N/A | 4.35 | 16 | Enthalpy Test Room | 3.192 | 3.6887 | N/A | - | N/A | N/A | N/A | N/A | N/A | N/A | N/A | N/A | N/A | N/A | N/A | N/A | N/A | N/A | N/A | N/A | N/A | Single | R32 | Australia,Fiji,New Zealand | 129205 | 45803 | 0 | Approved | Reverse Cycle | N/A | Yes | Class 11 | Yes | N/A | N/A | Yes | Yes | Yes | N/A | N/A | Available | N/A | N/A | 0 | 0 | N/A | 0 | 0 | AAC4861 | Yes | Variable output compressor | Inverter | No | - | 13800 | 4.3 | - | 1500 | 6250 | Yes | 660 | 2900 | - | 3930.2 | 14862.6 | No | 1371 | 6731.25 | - | 530 | 3200 | 16000 | 4.35 | 1450 | 7200 | Yes | 810 | 4250 | No | - | - | - | 4000 | 10500 | No | - | - | - | - | - | - | - | - | No | - | - | No | - | -
GUD140W/NhB-S / GUD140T/B-S | 0 | N/A | GREE | N/A | Non Ducted | Single Split System | Cassette | Air | Air | China | 4.25 | N/A | 13.6 | N/A | N/A | N/A | N/A | N/A | 4.85 | 16 | Enthalpy Test Room | 3.2083 | 3.2441 | N/A | - | N/A | N/A | N/A | N/A | N/A | N/A | N/A | N/A | N/A | N/A | N/A | N/A | N/A | N/A | N/A | N/A | N/A | Single | R32 | Australia,Fiji,New Zealand | 134596 | 46028 | 0 | Approved | Reverse Cycle | N/A | Yes | Class 11 | Yes | N/A | N/A | N/A | N/A | N/A | N/A | N/A | Available | N/A | N/A | 0 | 0 | N/A | 0 | 0 | AAC5626 | Yes | Variable output compressor | Inverter | No | - | 13600 | 4.25 | - | 1500 | 6800 | Yes | 650 | 3100 | - | 3884.5 | 14647.2 | No | 1371 | 7323.6 | - | 500 | 3400 | 16000 | 4.85 | 1700 | 8000 | Yes | 750 | 3600 | No | - | - | - | 4200 | 10500 | No | - | - | - | - | - | - | - | - | No | - | - | No | - | -
GUD140W/NhB-S / GUD140ZD/B-S | 0 | N/A | GREE | N/A | Non Ducted | Single Split System | Floor/Ceiling | Air | Air | China | 4.12 | N/A | 13.2 | N/A | N/A | N/A | N/A | N/A | 4.3 | 16 | Calorimeter Room | 3.1163 | 3.6465 | N/A | - | N/A | N/A | N/A | N/A | N/A | N/A | N/A | N/A | N/A | N/A | N/A | N/A | N/A | N/A | N/A | N/A | N/A | Single | R32 | Australia,Fiji,New Zealand | 132507 | 45921 | 0 | Approved | Reverse Cycle | N/A | Yes | Class 11 | Yes | N/A | N/A | N/A | N/A | N/A | N/A | N/A | Available | N/A | N/A | 0 | 0 | N/A | 0 | 0 | AAC5296 | Yes | Variable output compressor | Inverter | No | - | 13200 | 4.12 | - | 1400 | 6350 | Yes | 610 | 2800 | - | 3765.68 | 14216.4 | No | 1279.6 | 6838.95 | - | 510 | 3350 | 16000 | 4.3 | 1450 | 7200 | Yes | 800 | 4300 | No | - | - | - | 3900 | 9600 | No | - | - | - | - | - | - | - | - | No | - | - | No | - | -
GUD140W1/NhC-S / GUD140PHS1/C-S | 0 | N/A | GREE | N/A | Ducted | Single Split System | - | Air | Air | China | 3.92 | N/A | 14 | N/A | N/A | N/A | N/A | N/A | 4.2 | 16 | Enthalpy Test Room | 3.5282 | 3.8682 | N/A | - | N/A | N/A | N/A | N/A | N/A | N/A | N/A | N/A | N/A | N/A | N/A | N/A | N/A | N/A | N/A | N/A | N/A | Single | R32 | Australia,Fiji,New Zealand | 154875 | 46951 | 0 | Approved | Reverse Cycle | N/A | Yes | Class 11 | Yes | N/A | N/A | N/A | N/A | N/A | N/A | N/A | Available | N/A | N/A | 0 | 0 | N/A | 0 | 0 | AAC7632 | Yes | Variable output compressor | Inverter | No | - | 14000 | 3.92 | - | 1460 | 7000 | Yes | 700 | 3200 | - | 3582.88 | 15078 | No | 1334.44 | 7539 | - | 560 | 3600 | 16000 | 4.2 | 1650 | 8000 | Yes | 1060 | 5000 | Yes | 4200 | 12900 | No | - | - | No | - | - | - | - | - | No | - | - | No | - | - | No | - | -
GUD160W/NhB-S / GUD160PH/B-S | GUD160W/NhB-S / GUD160PHS/B-S | N/A | GREE | N/A | Ducted | Single Split System | - | Air | Air | China | 4.9 | N/A | 16 | N/A | N/A | N/A | N/A | N/A | 5.15 | 18 | Enthalpy Test Room | 3.3364 | 3.5679 | N/A | - | N/A | N/A | N/A | N/A | N/A | N/A | N/A | N/A | N/A | N/A | N/A | N/A | N/A | N/A | N/A | N/A | N/A | Single | R32 | Australia,Fiji,New Zealand | 128949 | 45795 | 0 | Approved | Reverse Cycle | N/A | Yes | Class 11 | Yes | N/A | N/A | Yes | Yes | Yes | N/A | N/A | Available | N/A | N/A | 0 | 0 | N/A | 0 | 0 | AAC4839 | Yes | Variable output compressor | Inverter | No | - | 16000 | 4.9 | - | 1780 | 7836 | Yes | 1400 | 6290 | - | 4478.6 | 17232 | No | 1626.92 | 8439.372 | - | 1160 | 6108 | 18000 | 5.15 | 1800 | 8776 | Yes | 1525 | 7429 | No | - | - | - | 4620 | 12930 | No | - | - | - | - | - | - | - | - | No | - | - | No | - | -
GUD160W/NhB-S / GUD160PHS/B-S | GUD160W/NhB-S / GUD160PHS/B-S | N/A | GREE | N/A | Ducted | Single Split System | - | Air | Air | China | 4.9 | N/A | 16 | N/A | N/A | N/A | N/A | N/A | 5.15 | 18 | Enthalpy Test Room | 3.3364 | 3.5679 | N/A | - | N/A | N/A | N/A | N/A | N/A | N/A | N/A | N/A | N/A | N/A | N/A | N/A | N/A | N/A | N/A | N/A | N/A | Single | R32 | Australia,Fiji,New Zealand | 128949 | 45795 | 0 | Approved | Reverse Cycle | N/A | Yes | Class 11 | Yes | N/A | N/A | Yes | Yes | Yes | N/A | N/A | Available | N/A | N/A | 0 | 0 | N/A | 0 | 0 | AAC4839 | Yes | Variable output compressor | Inverter | No | - | 16000 | 4.9 | - | 1780 | 7836 | Yes | 1400 | 6290 | - | 4478.6 | 17232 | No | 1626.92 | 8439.372 | - | 1160 | 6108 | 18000 | 5.15 | 1800 | 8776 | Yes | 1525 | 7429 | No | - | - | - | 4620 | 12930 | No | - | - | - | - | - | - | - | - | No | - | - | No | - | -
GUD160W/NhB-X / GUD160PH/B-S | GUD160W/NhB-X / GUD160PHS/B-S | N/A | GREE | N/A | Ducted | Single Split System | - | Air | Air | China | 4.9 | N/A | 16 | N/A | N/A | N/A | N/A | N/A | 5.15 | 18 | Enthalpy Test Room | 3.4199 | 3.6379 | N/A | - | N/A | N/A | N/A | N/A | N/A | N/A | N/A | N/A | N/A | N/A | N/A | N/A | N/A | N/A | N/A | N/A | N/A | Three | R32 | Australia,Fiji,New Zealand | 134639 | 45998 | 0 | Approved | Reverse Cycle | N/A | Yes | Class 11 | Yes | N/A | N/A | N/A | N/A | N/A | N/A | N/A | Available | N/A | N/A | 0 | 0 | N/A | 0 | 0 | AAC5541 | Yes | Variable output compressor | Inverter | No | - | 16000 | 4.9 | - | 1800 | 8000 | Yes | 1400 | 6500 | - | 4478.6 | 17232 | No | 1645.2 | 8616 | - | 1200 | 7000 | 18000 | 5.15 | 1800 | 9000 | Yes | 1500 | 7100 | No | - | - | - | 4300 | 12500 | No | - | - | - | - | - | - | - | - | No | - | - | No | - | -
GUD160W/NhB-X / GUD160PHS/B-S | GUD160W/NhB-X / GUD160PHS/B-S | N/A | GREE | N/A | Ducted | Single Split System | - | Air | Air | China | 4.9 | N/A | 16 | N/A | N/A | N/A | N/A | N/A | 5.15 | 18 | Enthalpy Test Room | 3.4199 | 3.6379 | N/A | - | N/A | N/A | N/A | N/A | N/A | N/A | N/A | N/A | N/A | N/A | N/A | N/A | N/A | N/A | N/A | N/A | N/A | Three | R32 | Australia,Fiji,New Zealand | 134639 | 45998 | 0 | Approved | Reverse Cycle | N/A | Yes | Class 11 | Yes | N/A | N/A | N/A | N/A | N/A | N/A | N/A | Available | N/A | N/A | 0 | 0 | N/A | 0 | 0 | AAC5541 | Yes | Variable output compressor | Inverter | No | - | 16000 | 4.9 | - | 1800 | 8000 | Yes | 1400 | 6500 | - | 4478.6 | 17232 | No | 1645.2 | 8616 | - | 1200 | 7000 | 18000 | 5.15 | 1800 | 9000 | Yes | 1500 | 7100 | No | - | - | - | 4300 | 12500 | No | - | - | - | - | - | - | - | - | No | - | - | No | - | -
GUD160W1/NhC-S / GUD160PHS1/C-S | 0 | N/A | GREE | N/A | Ducted | Single Split System | - | Air | Air | China | 4.8 | N/A | 16 | N/A | N/A | N/A | N/A | N/A | 4.65 | 18 | Enthalpy Test Room | 3.3888 | 3.8287 | N/A | - | N/A | N/A | N/A | N/A | N/A | N/A | N/A | N/A | N/A | N/A | N/A | N/A | N/A | N/A | N/A | N/A | N/A | Single | R32 | Australia,Fiji,New Zealand | 155402 | 46952 | 0 | Approved | Reverse Cycle | N/A | Yes | Class 11 | Yes | N/A | N/A | N/A | N/A | N/A | N/A | N/A | Available | N/A | N/A | 0 | 0 | N/A | 0 | 0 | AAC7639 | Yes | Variable output compressor | Inverter | No | - | 16000 | 4.8 | - | 1650 | 8000 | Yes | 740 | 3000 | - | 4387.2 | 17232 | No | 1508.1 | 8616 | - | 520 | 3450 | 18000 | 4.65 | 1750 | 9000 | Yes | 1020 | 5300 | Yes | 4750 | 14200 | No | - | - | No | - | - | - | - | - | No | - | - | No | - | - | No | - | -
GUD160W1/NhC-S / GUD160T1/C-S | 0 | N/A | GREE | N/A | Non Ducted | Single Split System | Cassette | Air | Air | China | 4.18 | N/A | 14 | N/A | N/A | N/A | N/A | N/A | 4.66 | 15.4 | Enthalpy Test Room | 3.3166 | 3.2215 | N/A | - | N/A | N/A | N/A | N/A | N/A | N/A | N/A | N/A | N/A | N/A | N/A | N/A | N/A | N/A | N/A | N/A | N/A | Single | R32 | Australia,Fiji,New Zealand | 155403 | 46951 | 0 | Approved | Reverse Cycle | N/A | Yes | Class 11 | Yes | N/A | N/A | N/A | N/A | N/A | N/A | N/A | Available | N/A | N/A | 0 | 0 | N/A | 0 | 0 | AAC7633 | Yes | Variable output compressor | Inverter | No | - | 14000 | 4.18 | - | 1500 | 7000 | Yes | 650 | 3100 | - | 3820.52 | 15078 | No | 1371 | 7539 | - | 480 | 3350 | 15400 | 4.66 | 1740 | 7700 | Yes | 780 | 3750 | Yes | 5100 | 12200 | No | - | - | No | - | - | - | - | - | No | - | - | No | - | - | No | - | -
GUD50W/NhB-S / GUD50P/B-S | GUD50W/NhB-S / GUD50PS/B-S | N/A | GREE | N/A | Ducted | Single Split System | - | Air | Air | China | 1.32 | N/A | 5.3 | N/A | N/A | N/A | N/A | N/A | 1.41 | 5.8 | Enthalpy Test Room | 4.028 | 4.1065 | N/A | - | N/A | N/A | N/A | N/A | N/A | N/A | N/A | N/A | N/A | N/A | N/A | N/A | N/A | N/A | N/A | N/A | N/A | Single | R32 | Australia,Fiji,New Zealand | 129605 | 45830 | 0 | Approved | Reverse Cycle | N/A | Yes | Class 10 | Yes | N/A | N/A | N/A | N/A | N/A | N/A | N/A | Available | N/A | N/A | 0 | 0 | N/A | 0 | 0 | AAC4935 | Yes | Variable output compressor | Inverter | No | - | 5300 | 1.32 | - | 600 | 2650 | Yes | 350 | 1600 | - | 1206.48 | 5708.1 | No | 548.4 | 2854.05 | - | 290 | 1750 | 5800 | 1.41 | 560 | 2900 | Yes | 300 | 1550 | No | - | - | - | 1250 | 4150 | No | - | - | - | - | - | - | - | - | No | - | - | No | - | -
GUD50W/NhB-S / GUD50PS/B-S | GUD50W/NhB-S / GUD50PS/B-S | N/A | GREE | N/A | Ducted | Single Split System | - | Air | Air | China | 1.32 | N/A | 5.3 | N/A | N/A | N/A | N/A | N/A | 1.41 | 5.8 | Enthalpy Test Room | 4.028 | 4.1065 | N/A | - | N/A | N/A | N/A | N/A | N/A | N/A | N/A | N/A | N/A | N/A | N/A | N/A | N/A | N/A | N/A | N/A | N/A | Single | R32 | Australia,Fiji,New Zealand | 129605 | 45830 | 0 | Approved | Reverse Cycle | N/A | Yes | Class 10 | Yes | N/A | N/A | N/A | N/A | N/A | N/A | N/A | Available | N/A | N/A | 0 | 0 | N/A | 0 | 0 | AAC4935 | Yes | Variable output compressor | Inverter | No | - | 5300 | 1.32 | - | 600 | 2650 | Yes | 350 | 1600 | - | 1206.48 | 5708.1 | No | 548.4 | 2854.05 | - | 290 | 1750 | 5800 | 1.41 | 560 | 2900 | Yes | 300 | 1550 | No | - | - | - | 1250 | 4150 | No | - | - | - | - | - | - | - | - | No | - | - | No | - | -
GUD50W/NhB-S / GUD50T/B-S | 0 | N/A | GREE | N/A | Non Ducted | Single Split System | Cassette | Air | Air | China | 1.3 | N/A | 5.3 | N/A | N/A | N/A | N/A | N/A | 1.29 | 5.8 | Enthalpy Test Room | 4.125 | 4.4602 | N/A | - | N/A | N/A | N/A | N/A | N/A | N/A | N/A | N/A | N/A | N/A | N/A | N/A | N/A | N/A | N/A | N/A | N/A | Single | R32 | Australia,Fiji,New Zealand | 129656 | 45825 | 0 | Approved | Reverse Cycle | N/A | Yes | Class 9 | Yes | N/A | N/A | N/A | N/A | N/A | N/A | N/A | Available | N/A | N/A | 0 | 0 | N/A | 0 | 0 | AAC4913 | Yes | Variable output compressor | Inverter | No | - | 5300 | 1.3 | - | 540 | 2650 | Yes | 340 | 1550 | - | 1188.2 | 5708.1 | No | 493.56 | 2854.05 | - | 270 | 1700 | 5800 | 1.29 | 520 | 2900 | Yes | 300 | 1750 | No | - | - | - | 1220 | 4260 | No | - | - | - | - | - | - | - | - | No | - | - | No | - | -
GUD50W/NhB-S / GUD50ZD/B-S | 0 | N/A | GREE | N/A | Non Ducted | Single Split System | Floor/Ceiling | Air | Air | China | 1.36 | N/A | 5.3 | N/A | N/A | N/A | N/A | N/A | 1.51 | 5.8 | Calorimeter Room | 3.8819 | 3.8589 | N/A | - | N/A | N/A | N/A | N/A | N/A | N/A | N/A | N/A | N/A | N/A | N/A | N/A | N/A | N/A | N/A | N/A | N/A | Single | R32 | Australia,Fiji,New Zealand | 129679 | 45824 | 0 | Approved | Reverse Cycle | N/A | Yes | Class 9 | Yes | N/A | N/A | N/A | N/A | N/A | N/A | N/A | Available | N/A | N/A | 0 | 0 | N/A | 0 | 0 | AAC4909 | Yes | Variable output compressor | Inverter | No | - | 5300 | 1.36 | - | 600 | 2650 | Yes | 330 | 1500 | - | 1243.04 | 5708.1 | No | 548.4 | 2854.05 | - | 270 | 1750 | 5800 | 1.51 | 570 | 2900 | Yes | 320 | 1700 | No | - | - | - | 1300 | 4200 | No | - | - | - | - | - | - | - | - | No | - | - | No | - | -
GUD50W1/NhC-S / GUD50PHS1/C-S | 0 | N/A | GREE | N/A | Ducted | Single Split System | - | Air | Air | China | 1.25 | N/A | 5.3 | N/A | N/A | N/A | N/A | N/A | 1.25 | 5.8 | Enthalpy Test Room | 4.4031 | 4.6498 | N/A | - | N/A | N/A | N/A | N/A | N/A | N/A | N/A | N/A | N/A | N/A | N/A | N/A | N/A | N/A | N/A | N/A | N/A | Single | R32 | Australia,Fiji,New Zealand | 159393 | 47149 | 0 | Approved | Reverse Cycle | N/A | Yes | Class 10 | Yes | N/A | N/A | N/A | N/A | N/A | N/A | N/A | Available | N/A | N/A | 0 | 0 | N/A | 0 | 0 | AAC8028 | Yes | Variable output compressor | Inverter | No | - | 5300 | 1.25 | - | 550 | 2650 | Yes | 590 | 2400 | - | 1142.5 | 5708.1 | No | 502.7 | 2854.05 | - | 370 | 2500 | 5800 | 1.25 | 540 | 2870 | Yes | 370 | 1900 | Yes | 2000 | 5700 | No | - | - | No | - | - | - | - | - | No | - | - | No | - | - | No | - | -
GUD50W1/NhC-S / GUD50T1/C-S | 0 | N/A | GREE | N/A | Non Ducted | Single Split System | Cassette | Air | Air | China | 1.25 | N/A | 5.3 | N/A | N/A | N/A | N/A | N/A | 1.25 | 5.8 | Enthalpy Test Room | 4.3239 | 4.8276 | N/A | - | N/A | N/A | N/A | N/A | N/A | N/A | N/A | N/A | N/A | N/A | N/A | N/A | N/A | N/A | N/A | N/A | N/A | Single | R32 | Australia,Fiji,New Zealand | 156297 | 46991 | 0 | Approved | Reverse Cycle | N/A | Yes | Class 9 | Yes | N/A | N/A | N/A | N/A | N/A | N/A | N/A | Available | N/A | N/A | 0 | 0 | N/A | 0 | 0 | AAC7732 | Yes | Variable output compressor | Inverter | No | - | 5300 | 1.25 | - | 470 | 2650 | Yes | 600 | 2200 | - | 1142.5 | 5708.1 | No | 429.58 | 2854.05 | - | 365 | 2750 | 5800 | 1.25 | 480 | 2900 | Yes | 340 | 2000 | Yes | 2000 | 5500 | No | - | - | No | - | - | - | - | - | No | - | - | No | - | - | No | - | -
GUD50W1/NhC-S / GUD50T1/C-S | 0 | N/A | GREE | N/A | Non Ducted | Single Split System | Cassette | Air | Air | China | 1.25 | N/A | 5.3 | N/A | N/A | N/A | N/A | N/A | 1.25 | 5.8 | Enthalpy Test Room | 4.3239 | 4.8276 | N/A | - | N/A | N/A | N/A | N/A | N/A | N/A | N/A | N/A | N/A | N/A | N/A | N/A | N/A | N/A | N/A | N/A | N/A | Single | R32 | Australia,Fiji,New Zealand | 159394 | 47147 | 0 | Approved | Reverse Cycle | N/A | Yes | Class 9 | Yes | N/A | N/A | N/A | N/A | N/A | N/A | N/A | Available | N/A | N/A | 0 | 0 | N/A | 0 | 0 | AAC8026 | Yes | Variable output compressor | Inverter | No | - | 5300 | 1.25 | - | 470 | 2650 | Yes | 600 | 2200 | - | 1142.5 | 5708.1 | No | 429.58 | 2854.05 | - | 365 | 2800 | 5800 | 1.25 | 480 | 2900 | Yes | 340 | 2000 | Yes | 2000 | 5500 | No | - | - | No | - | - | - | - | - | No | - | - | No | - | - | No | - | -
GUD71W/NhB-S / GUD71PH/B-S | GUD71W/NhB-S / GUD71PHS/B-S | N/A | GREE | N/A | Ducted | Single Split System | - | Air | Air | China | 1.97 | N/A | 7.1 | N/A | N/A | N/A | N/A | N/A | 2.05 | 8 | Enthalpy Test Room | 3.5669 | 3.8341 | N/A | - | N/A | N/A | N/A | N/A | N/A | N/A | N/A | N/A | N/A | N/A | N/A | N/A | N/A | N/A | N/A | N/A | N/A | Single | R32 | Australia,Fiji,New Zealand | 129129 | 45799 | 0 | Approved | Reverse Cycle | N/A | Yes | Class 10 | Yes | N/A | N/A | Yes | Yes | Yes | N/A | N/A | Available | N/A | N/A | 0 | 0 | N/A | 0 | 0 | AAC4859 | Yes | Variable output compressor | Inverter | No | - | 7100 | 1.97 | - | 820 | 3350 | Yes | 600 | 2450 | - | 1800.58 | 7646.7 | No | 749.48 | 3607.95 | - | 500 | 2750 | 8000 | 2.05 | 800 | 3800 | Yes | 460 | 1900 | No | - | - | - | 2010 | 6000 | No | - | - | - | - | - | - | - | - | No | - | - | No | - | -
GUD71W/NhB-S / GUD71PHS/B-S | GUD71W/NhB-S / GUD71PHS/B-S | N/A | GREE | N/A | Ducted | Single Split System | - | Air | Air | China | 1.97 | N/A | 7.1 | N/A | N/A | N/A | N/A | N/A | 2.05 | 8 | Enthalpy Test Room | 3.5669 | 3.8341 | N/A | - | N/A | N/A | N/A | N/A | N/A | N/A | N/A | N/A | N/A | N/A | N/A | N/A | N/A | N/A | N/A | N/A | N/A | Single | R32 | Australia,Fiji,New Zealand | 129129 | 45799 | 0 | Approved | Reverse Cycle | N/A | Yes | Class 10 | Yes | N/A | N/A | Yes | Yes | Yes | N/A | N/A | Available | N/A | N/A | 0 | 0 | N/A | 0 | 0 | AAC4859 | Yes | Variable output compressor | Inverter | No | - | 7100 | 1.97 | - | 820 | 3350 | Yes | 600 | 2450 | - | 1800.58 | 7646.7 | No | 749.48 | 3607.95 | - | 500 | 2750 | 8000 | 2.05 | 800 | 3800 | Yes | 460 | 1900 | No | - | - | - | 2010 | 6000 | No | - | - | - | - | - | - | - | - | No | - | - | No | - | -
GUD71W/NhB-S / GUD71T/B-S | 0 | N/A | GREE | N/A | Non Ducted | Single Split System | Cassette | Air | Air | China | 2.05 | N/A | 7.1 | N/A | N/A | N/A | N/A | N/A | 2.1 | 8 | Enthalpy Test Room | 3.4808 | 3.8154 | N/A | - | N/A | N/A | N/A | N/A | N/A | N/A | N/A | N/A | N/A | N/A | N/A | N/A | N/A | N/A | N/A | N/A | N/A | Single | R32 | Australia,Fiji,New Zealand | 129132 | 45799 | 0 | Approved | Reverse Cycle | N/A | Yes | Class 9 | Yes | N/A | N/A | Yes | Yes | Yes | N/A | N/A | Available | N/A | N/A | 0 | 0 | N/A | 0 | 0 | AAC4856 | Yes | Variable output compressor | Inverter | No | - | 7100 | 2.05 | - | 780 | 3450 | Yes | 510 | 2400 | - | 1873.7 | 7646.7 | No | 712.92 | 3715.65 | - | 410 | 2700 | 8000 | 2.1 | 750 | 3700 | Yes | 370 | 1800 | No | - | - | - | 1930 | 5700 | No | - | - | - | - | - | - | - | - | No | - | - | No | - | -
GUD71W/NhB-S / GUD71ZD/B-S | 0 | N/A | GREE | N/A | Non Ducted | Single Split System | Floor/Ceiling | Air | Air | China | 2 | N/A | 7.1 | N/A | N/A | N/A | N/A | N/A | 2.25 | 8 | Calorimeter Room | 3.4648 | 3.5835 | N/A | - | N/A | N/A | N/A | N/A | N/A | N/A | N/A | N/A | N/A | N/A | N/A | N/A | N/A | N/A | N/A | N/A | N/A | Single | R32 | Australia,Fiji,New Zealand | 129134 | 45799 | 0 | Approved | Reverse Cycle | N/A | Yes | Class 9 | Yes | N/A | N/A | Yes | Yes | Yes | N/A | N/A | Available | N/A | N/A | 0 | 0 | N/A | 0 | 0 | AAC4857 | Yes | Variable output compressor | Inverter | No | - | 7100 | 2 | - | 750 | 3250 | Yes | 520 | 2250 | - | 1828 | 7646.7 | No | 685.5 | 3500.25 | - | 410 | 2650 | 8000 | 2.25 | 760 | 3700 | Yes | 410 | 1750 | No | - | - | - | 2020 | 6000 | No | - | - | - | - | - | - | - | - | No | - | - | No | - | -
GUD71W/NhB-S / GUD71ZD/B-S | 0 | N/A | GREE | N/A | Non Ducted | Single Split System | Floor/Ceiling | Air | Air | China | 2 | N/A | 7.1 | N/A | N/A | N/A | N/A | N/A | 2.25 | 8 | Calorimeter Room | 3.4648 | 3.5835 | N/A | - | N/A | N/A | N/A | N/A | N/A | N/A | N/A | N/A | N/A | N/A | N/A | N/A | N/A | N/A | N/A | N/A | N/A | Single | R32 | Australia,Fiji,New Zealand | 131917 | 45895 | 0 | Approved | Reverse Cycle | N/A | Yes | Class 9 | Yes | N/A | N/A | N/A | N/A | N/A | N/A | N/A | Available | N/A | N/A | 0 | 0 | N/A | 0 | 0 | AAC5193 | Yes | Variable output compressor | Inverter | No | - | 7100 | 2 | - | 750 | 3250 | Yes | 520 | 2250 | - | 1828 | 7646.7 | No | 685.5 | 3500.25 | - | 410 | 2650 | 8000 | 2.25 | 760 | 3700 | Yes | 410 | 1750 | - | - | - | - | 2020 | 6000 | No | - | - | - | - | - | - | - | - | No | - | - | No | - | -
GUD71W1/NhC-S / GUD71PHS1/C-S | 0 | N/A | GREE | N/A | Ducted | Single Split System | - | Air | Air | China | 1.97 | N/A | 7.1 | N/A | N/A | N/A | N/A | N/A | 2 | 8 | Enthalpy Test Room | 3.7352 | 4.0319 | N/A | - | N/A | N/A | N/A | N/A | N/A | N/A | N/A | N/A | N/A | N/A | N/A | N/A | N/A | N/A | N/A | N/A | N/A | Single | R32 | Australia,Fiji,New Zealand | 159392 | 47147 | 0 | Approved | Reverse Cycle | N/A | Yes | Class 10 | Yes | N/A | N/A | N/A | N/A | N/A | N/A | N/A | Available | N/A | N/A | 0 | 0 | N/A | 0 | 0 | AAC8025 | Yes | Variable output compressor | Inverter | No | - | 7100 | 1.97 | - | 700 | 3550 | Yes | 610 | 2350 | - | 1800.58 | 7646.7 | No | 639.8 | 3823.35 | - | 380 | 2600 | 8000 | 2 | 745 | 4000 | Yes | 370 | 1900 | Yes | 2060 | 6140 | No | - | - | No | - | - | - | - | - | No | - | - | No | - | - | No | - | -
GUD71W1/NhC-S / GUD71T1/C-S | 0 | N/A | GREE | N/A | Non Ducted | Single Split System | Cassette | Air | Air | China | 1.97 | N/A | 7.1 | N/A | N/A | N/A | N/A | N/A | 2 | 8 | Enthalpy Test Room | 3.6596 | 4.0218 | N/A | - | N/A | N/A | N/A | N/A | N/A | N/A | N/A | N/A | N/A | N/A | N/A | N/A | N/A | N/A | N/A | N/A | N/A | Single | R32 | Australia,Fiji,New Zealand | 155623 | 46953 | 0 | Approved | Reverse Cycle | N/A | Yes | Class 9 | Yes | N/A | N/A | N/A | N/A | N/A | N/A | N/A | Available | N/A | N/A | 0 | 0 | N/A | 0 | 0 | AAC7640 | Yes | Variable output compressor | Inverter | No | - | 7100 | 1.97 | - | 660 | 3550 | Yes | 570 | 2200 | - | 1800.58 | 7646.7 | No | 603.24 | 3823.35 | - | 380 | 2700 | 8000 | 2 | 750 | 4000 | Yes | 350 | 2100 | Yes | 2000 | 5900 | No | - | - | No | - | - | - | - | - | No | - | - | No | - | - | No | - | -
GUD71W1/NhC-S / GUD71T1/C-S | 0 | N/A | GREE | N/A | Non Ducted | Single Split System | Cassette | Air | Air | China | 1.97 | N/A | 7.1 | N/A | N/A | N/A | N/A | N/A | 2 | 8 | Enthalpy Test Room | 3.6596 | 4.0218 | N/A | - | N/A | N/A | N/A | N/A | N/A | N/A | N/A | N/A | N/A | N/A | N/A | N/A | N/A | N/A | N/A | N/A | N/A | Single | R32 | Australia,Fiji,New Zealand | 159391 | 47149 | 0 | Approved | Reverse Cycle | N/A | Yes | Class 9 | Yes | N/A | N/A | N/A | N/A | N/A | N/A | N/A | Available | N/A | N/A | 0 | 0 | N/A | 0 | 0 | AAC8027 | Yes | Variable output compressor | Inverter | No | - | 7100 | 1.97 | - | 660 | 3550 | Yes | 570 | 2200 | - | 1800.58 | 7646.7 | No | 603.24 | 3823.35 | - | 380 | 2700 | 8000 | 2 | 750 | 4000 | Yes | 350 | 2100 | Yes | 2000 | 5940 | No | - | - | No | - | - | - | - | - | No | - | - | No | - | - | No | - | -
GWH07AGAXB-K6DNA1A/O / GWH07AGAXB-K6DNA1A/I | 0 | N/A | GREE | N/A | Non Ducted | Single Split System | Wall Hung | Air | Air | China | 0.6 | N/A | 2.25 | N/A | N/A | N/A | N/A | N/A | 0.72 | 2.7 | Calorimeter Room | 3.8057 | 3.7893 | N/A | - | N/A | N/A | N/A | N/A | N/A | N/A | N/A | N/A | N/A | N/A | N/A | N/A | N/A | N/A | N/A | N/A | N/A | Single | R32 | Australia,Fiji,New Zealand | 140000 | 46233 | 0 | Approved | Reverse Cycle | N/A | Yes | Class 8 | Yes | N/A | N/A | Yes | Yes | Yes | N/A | N/A | Available | N/A | N/A | 0 | 0 | N/A | 0 | 0 | AAC6189 | Yes | Variable output compressor | Inverter | No | - | 2250 | 0.6 | - | 260 | 1100 | No | - | - | - | 548.4 | 2423.25 | Yes | 193 | 1100 | No | - | - | 2700 | 0.72 | 305 | 1350 | Yes | 160 | 700 | Yes | 1100 | 2900 | No | - | - | No | - | - | - | - | - | No | - | - | No | - | - | No | - | -
GWH07QC-K3DNB2A | 0 | N/A | GREE | N/A | Non Ducted | Single Split System | Wall Hung | Air | Air | China | 0.46 | N/A | 2.02 | N/A | N/A | N/A | N/A | N/A | 0.62 | 2.7 | Calorimeter Room | 4.5286 | 4.2702 | N/A | - | N/A | N/A | N/A | N/A | N/A | N/A | N/A | N/A | N/A | N/A | N/A | N/A | N/A | N/A | N/A | N/A | N/A | Single | R410A | Australia,Fiji,New Zealand | 125049 | 45748 | 0 | Approved | Reverse Cycle | N/A | Yes | Class 8 | Yes | N/A | N/A | Yes | Yes | Yes | N/A | N/A | Available | N/A | N/A | 0 | 0 | N/A | 0 | 0 | AAC4301 | Yes | Variable output compressor | Inverter | No | - | 2020 | 0.46 | - | 230 | 1010 | No | - | - | - | 420.44 | 2175.54 | Yes | 143 | 1028 | No | - | - | 2700 | 0.62 | 255 | 1410 | No | - | - | Yes | 1160 | 3000 | No | - | - | No | - | - | - | - | - | No | - | - | No | - | - | No | - | -
GWH09AAC-K6DNA1A/O / GWH09AAC-K6DNA1A/I | GWH09AAC-K6DNA1A/O / GWH09AAC-K6DNA1A/I | N/A | GREE | N/A | Non Ducted | Single Split System | Wall Hung | Air | Air | China | 0.655 | N/A | 2.5 | N/A | N/A | N/A | N/A | N/A | 0.75 | 3 | Calorimeter Room | 4.0358 | 4.0593 | N/A | - | N/A | N/A | N/A | N/A | N/A | N/A | N/A | N/A | N/A | N/A | N/A | N/A | N/A | N/A | N/A | N/A | N/A | Single | R32 | Australia,Fiji,New Zealand | 124778 | 45748 | 0 | Approved | Reverse Cycle | N/A | Yes | Class 8 | Yes | N/A | N/A | Yes | Yes | Yes | N/A | N/A | Available | N/A | N/A | 0 | 0 | N/A | 0 | 0 | AAC4282 | Yes | Variable output compressor | Inverter | No | - | 2500 | 0.655 | - | 290 | 1250 | No | - | - | - | 598.67 | 2692.5 | No | 265.06 | 1346.25 | No | - | - | 3000 | 0.75 | 305 | 1500 | No | - | - | Yes | 1100 | 3000 | No | - | - | No | - | - | - | - | - | No | - | - | No | - | - | No | - | -
GWH09AAC-K6DNA1A/O / GWH09AAC-K6DNA4A/I | GWH09AAC-K6DNA1A/O / GWH09AAC-K6DNA1A/I | N/A | GREE | N/A | Non Ducted | Single Split System | Wall Hung | Air | Air | China | 0.655 | N/A | 2.5 | N/A | N/A | N/A | N/A | N/A | 0.75 | 3 | Calorimeter Room | 4.0358 | 4.0593 | N/A | - | N/A | N/A | N/A | N/A | N/A | N/A | N/A | N/A | N/A | N/A | N/A | N/A | N/A | N/A | N/A | N/A | N/A | Single | R32 | Australia,Fiji,New Zealand | 124778 | 45748 | 0 | Approved | Reverse Cycle | N/A | Yes | Class 8 | Yes | N/A | N/A | Yes | Yes | Yes | N/A | N/A | Available | N/A | N/A | 0 | 0 | N/A | 0 | 0 | AAC4282 | Yes | Variable output compressor | Inverter | No | - | 2500 | 0.655 | - | 290 | 1250 | No | - | - | - | 598.67 | 2692.5 | No | 265.06 | 1346.25 | No | - | - | 3000 | 0.75 | 305 | 1500 | No | - | - | Yes | 1100 | 3000 | No | - | - | No | - | - | - | - | - | No | - | - | No | - | - | No | - | -
GWH09AACXB-K6DN**B series | GWH09AACXB-K6DN**B series | N/A | GREE | N/A | Non Ducted | Single Split System | Wall Hung | Air | Air | China | 0.61 | N/A | 2.5 | N/A | N/A | N/A | N/A | N/A | 0.71 | 3 | Calorimeter Room | 4.2372 | 4.3499 | N/A | - | N/A | N/A | N/A | N/A | N/A | N/A | N/A | N/A | N/A | N/A | N/A | N/A | N/A | N/A | N/A | N/A | N/A | Single | R32 | Australia,Fiji,New Zealand | 143345 | 46368 | 0 | Approved | Reverse Cycle | N/A | Yes | Class 8 | Yes | N/A | N/A | Yes | Yes | Yes | N/A | N/A | Available | N/A | N/A | 0 | 0 | N/A | 0 | 0 | AAC6393 | Yes | Variable output compressor | Inverter | No | - | 2500 | 0.61 | - | 240 | 1200 | No | - | - | - | 557.54 | 2692.5 | Yes | 165 | 1250 | No | - | - | 3000 | 0.71 | 295 | 1500 | Yes | 155 | 800 | Yes | 940 | 2850 | No | - | - | No | - | - | - | - | - | No | - | - | No | - | - | No | - | -
GWH09AACXB-K6DNA1B/O / GWH09AACXB-K6DNA1B/I | GWH09AACXB-K6DN**B series | N/A | GREE | N/A | Non Ducted | Single Split System | Wall Hung | Air | Air | China | 0.61 | N/A | 2.5 | N/A | N/A | N/A | N/A | N/A | 0.71 | 3 | Calorimeter Room | 4.2372 | 4.3499 | N/A | - | N/A | N/A | N/A | N/A | N/A | N/A | N/A | N/A | N/A | N/A | N/A | N/A | N/A | N/A | N/A | N/A | N/A | Single | R32 | Australia,Fiji,New Zealand | 143345 | 46368 | 0 | Approved | Reverse Cycle | N/A | Yes | Class 8 | Yes | N/A | N/A | Yes | Yes | Yes | N/A | N/A | Available | N/A | N/A | 0 | 0 | N/A | 0 | 0 | AAC6393 | Yes | Variable output compressor | Inverter | No | - | 2500 | 0.61 | - | 240 | 1200 | No | - | - | - | 557.54 | 2692.5 | Yes | 165 | 1250 | No | - | - | 3000 | 0.71 | 295 | 1500 | Yes | 155 | 800 | Yes | 940 | 2850 | No | - | - | No | - | - | - | - | - | No | - | - | No | - | - | No | - | -
GWH09AACXB-K6DNA1B/O / GWH09AACXB-K6DNA4B/I | GWH09AACXB-K6DN**B series | N/A | GREE | N/A | Non Ducted | Single Split System | Wall Hung | Air | Air | China | 0.61 | N/A | 2.5 | N/A | N/A | N/A | N/A | N/A | 0.71 | 3 | Calorimeter Room | 4.2372 | 4.3499 | N/A | - | N/A | N/A | N/A | N/A | N/A | N/A | N/A | N/A | N/A | N/A | N/A | N/A | N/A | N/A | N/A | N/A | N/A | Single | R32 | Australia,Fiji,New Zealand | 143345 | 46368 | 0 | Approved | Reverse Cycle | N/A | Yes | Class 8 | Yes | N/A | N/A | Yes | Yes | Yes | N/A | N/A | Available | N/A | N/A | 0 | 0 | N/A | 0 | 0 | AAC6393 | Yes | Variable output compressor | Inverter | No | - | 2500 | 0.61 | - | 240 | 1200 | No | - | - | - | 557.54 | 2692.5 | Yes | 165 | 1250 | No | - | - | 3000 | 0.71 | 295 | 1500 | Yes | 155 | 800 | Yes | 940 | 2850 | No | - | - | No | - | - | - | - | - | No | - | - | No | - | - | No | - | -
GWH09ABA-K6DNC8C | 0 | N/A | GREE | N/A | Non Ducted | Single Split System | Wall Hung | Air | Air | China | 0.5 | N/A | 2.5 | N/A | N/A | N/A | N/A | N/A | 0.68 | 3.2 | Calorimeter Room | 5.0945 | 4.6774 | N/A | - | N/A | N/A | N/A | N/A | N/A | N/A | N/A | N/A | N/A | N/A | N/A | N/A | N/A | N/A | N/A | N/A | N/A | Single | R32 | Australia,Fiji,New Zealand | 133620 | 45977 | 0 | Approved | Reverse Cycle | N/A | Yes | Class 8 | Yes | N/A | N/A | N/A | N/A | N/A | N/A | N/A | Available | N/A | N/A | 0 | 0 | N/A | 0 | 0 | AAC5488 | Yes | Variable output compressor | Inverter | No | - | 2500 | 0.5 | - | 195 | 1230 | Yes | 170 | 850 | - | 457 | 2692.5 | Yes | 145 | 1320 | - | 106 | 960 | 3200 | 0.68 | 268 | 1600 | Yes | 178 | 1050 | Yes | 1340 | 3900 | No | - | - | No | - | - | - | - | - | No | - | - | No | - | - | No | - | -
GWH09ABAXD-K6DNC8A/O / GWH09ABAXD-K6DN**A/I | GWH09ABAXD-K6DNC8A/O / GWH09ABAXD-K6DN**A/I | N/A | GREE | N/A | Non Ducted | Single Split System | Wall Hung | Air | Air | China | 0.52 | N/A | 2.55 | N/A | N/A | N/A | N/A | N/A | 0.67 | 3.25 | Calorimeter Room | 4.8976 | 4.905 | N/A | - | N/A | N/A | N/A | N/A | N/A | N/A | N/A | N/A | N/A | N/A | N/A | N/A | N/A | N/A | N/A | N/A | N/A | Single | R32 | Australia,Fiji,New Zealand | 147650 | 46558 | 0 | Approved | Reverse Cycle | N/A | Yes | Class 8 | Yes | N/A | N/A | N/A | N/A | N/A | N/A | N/A | Available | N/A | N/A | 0 | 0 | N/A | 0 | 0 | AAC6781 | Yes | Variable output compressor | Inverter | No | - | 2550 | 0.52 | - | 230 | 1200 | Yes | 180 | 700 | - | 475.28 | 2746.35 | Yes | 140 | 1240 | - | 100 | 850 | 3250 | 0.67 | 270 | 1650 | Yes | 180 | 1100 | Yes | 1400 | 3800 | No | - | - | No | - | - | - | - | - | No | - | - | No | - | - | No | - | -
GWH09ABAXD-K6DNC8A/O / GWH09ABAXD-K6DNA1A/I | GWH09ABAXD-K6DNC8A/O / GWH09ABAXD-K6DN**A/I | N/A | GREE | N/A | Non Ducted | Single Split System | Wall Hung | Air | Air | China | 0.52 | N/A | 2.55 | N/A | N/A | N/A | N/A | N/A | 0.67 | 3.25 | Calorimeter Room | 4.8976 | 4.905 | N/A | - | N/A | N/A | N/A | N/A | N/A | N/A | N/A | N/A | N/A | N/A | N/A | N/A | N/A | N/A | N/A | N/A | N/A | Single | R32 | Australia,Fiji,New Zealand | 147650 | 46558 | 0 | Approved | Reverse Cycle | N/A | Yes | Class 8 | Yes | N/A | N/A | N/A | N/A | N/A | N/A | N/A | Available | N/A | N/A | 0 | 0 | N/A | 0 | 0 | AAC6781 | Yes | Variable output compressor | Inverter | No | - | 2550 | 0.52 | - | 230 | 1200 | Yes | 180 | 700 | - | 475.28 | 2746.35 | Yes | 140 | 1240 | - | 100 | 850 | 3250 | 0.67 | 270 | 1650 | Yes | 180 | 1100 | Yes | 1400 | 3800 | No | - | - | No | - | - | - | - | - | No | - | - | No | - | - | No | - | -
GWH09ABAXD-K6DNC8A/O / GWH09ABAXD-K6DNC8A/I | 0 | N/A | GREE | N/A | Non Ducted | Single Split System | Wall Hung | Air | Air | China | 0.52 | N/A | 2.55 | N/A | N/A | N/A | N/A | N/A | 0.67 | 3.25 | Calorimeter Room | 4.8976 | 4.905 | N/A | - | N/A | N/A | N/A | N/A | N/A | N/A | N/A | N/A | N/A | N/A | N/A | N/A | N/A | N/A | N/A | N/A | N/A | Single | R32 | Australia,Fiji,New Zealand | 141347 | 46280 | 0 | Approved | Reverse Cycle | N/A | Yes | Class 8 | Yes | N/A | N/A | N/A | N/A | N/A | N/A | N/A | Available | N/A | N/A | 0 | 0 | N/A | 0 | 0 | AAC6252 | Yes | Variable output compressor | Inverter | No | - | 2550 | 0.52 | - | 230 | 1200 | Yes | 180 | 700 | - | 475.28 | 2746.35 | Yes | 143 | 1240 | - | 95 | 850 | 3250 | 0.67 | 270 | 1650 | Yes | 180 | 1200 | Yes | 1400 | 3900 | No | - | - | No | - | - | - | - | - | No | - | - | No | - | - | No | - | -
GWH09ABAXD-K6DNC8A/O / GWH09ABAXD-K6DNC8A/I | 0 | N/A | GREE | N/A | Non Ducted | Single Split System | Wall Hung | Air | Air | China | 0.52 | N/A | 2.55 | N/A | N/A | N/A | N/A | N/A | 0.67 | 3.25 | Calorimeter Room | 4.8976 | 4.905 | N/A | - | N/A | N/A | N/A | N/A | N/A | N/A | N/A | N/A | N/A | N/A | N/A | N/A | N/A | N/A | N/A | N/A | N/A | Single | R32 | Australia,Fiji,New Zealand | 142835 | 46336 | 0 | Approved | Reverse Cycle | N/A | Yes | Class 8 | Yes | N/A | N/A | N/A | N/A | N/A | N/A | N/A | Available | N/A | N/A | 0 | 0 | N/A | 0 | 0 | AAC6339 | Yes | Variable output compressor | Inverter | No | - | 2550 | 0.52 | - | 230 | 1200 | Yes | 180 | 700 | - | 475.28 | 2746.35 | Yes | 140 | 1240 | - | 100 | 850 | 3250 | 0.67 | 270 | 1650 | Yes | 180 | 1100 | Yes | 1400 | 3800 | No | - | - | No | - | - | - | - | - | No | - | - | No | - | - | No | - | -
GWH09ABAXD-K6DNC8A/O / GWH09ABAXD-K6DNC8A/I | GWH09ABAXD-K6DNC8A/O / GWH09ABAXD-K6DN**A/I | N/A | GREE | N/A | Non Ducted | Single Split System | Wall Hung | Air | Air | China | 0.52 | N/A | 2.55 | N/A | N/A | N/A | N/A | N/A | 0.67 | 3.25 | Calorimeter Room | 4.8976 | 4.905 | N/A | - | N/A | N/A | N/A | N/A | N/A | N/A | N/A | N/A | N/A | N/A | N/A | N/A | N/A | N/A | N/A | N/A | N/A | Single | R32 | Australia,Fiji,New Zealand | 147650 | 46558 | 0 | Approved | Reverse Cycle | N/A | Yes | Class 8 | Yes | N/A | N/A | N/A | N/A | N/A | N/A | N/A | Available | N/A | N/A | 0 | 0 | N/A | 0 | 0 | AAC6781 | Yes | Variable output compressor | Inverter | No | - | 2550 | 0.52 | - | 230 | 1200 | Yes | 180 | 700 | - | 475.28 | 2746.35 | Yes | 140 | 1240 | - | 100 | 850 | 3250 | 0.67 | 270 | 1650 | Yes | 180 | 1100 | Yes | 1400 | 3800 | No | - | - | No | - | - | - | - | - | No | - | - | No | - | - | No | - | -
GWH09AGCXB-K6DNA1A/O / GWH09AGCXB-K6DNA1A/I | 0 | N/A | GREE | N/A | Non Ducted | Single Split System | Wall Hung | Air | Air | China | 0.575 | N/A | 2.65 | N/A | N/A | N/A | N/A | N/A | 0.745 | 3.2 | Calorimeter Room | 4.6416 | 4.3166 | N/A | - | N/A | N/A | N/A | N/A | N/A | N/A | N/A | N/A | N/A | N/A | N/A | N/A | N/A | N/A | N/A | N/A | N/A | Single | R32 | Australia,Fiji,New Zealand | 140024 | 46233 | 0 | Approved | Reverse Cycle | N/A | Yes | Class 8 | Yes | N/A | N/A | Yes | Yes | Yes | N/A | N/A | Available | N/A | N/A | 0 | 0 | N/A | 0 | 0 | AAC6190 | Yes | Variable output compressor | Inverter | No | - | 2650 | 0.575 | - | 225 | 1300 | No | - | - | - | 525.55 | 2854.05 | Yes | 162 | 1300 | No | - | - | 3200 | 0.745 | 295 | 1700 | Yes | 180 | 1100 | Yes | 1080 | 3200 | No | - | - | No | - | - | - | - | - | No | - | - | No | - | - | No | - | -
GWH09ATBXB-K6DNA1C/O / GWH09ATBXB-K6DNA1C/I | 0 | N/A | GREE | N/A | Non Ducted | Single Split System | Wall Hung | Air | Air | China | 0.718 | N/A | 2.7 | N/A | N/A | N/A | N/A | N/A | 0.767 | 3 | Calorimeter Room | 3.7923 | 3.9932 | N/A | - | N/A | N/A | N/A | N/A | N/A | N/A | N/A | N/A | N/A | N/A | N/A | N/A | N/A | N/A | N/A | N/A | N/A | Single | R32 | Australia,Fiji,New Zealand | 156509 | 47009 | 0 | Approved | Reverse Cycle | N/A | Yes | Class 8 | Yes | N/A | N/A | N/A | N/A | N/A | N/A | N/A | Available | N/A | N/A | 0 | 0 | N/A | 0 | 0 | AAC7776 | Yes | Variable output compressor | Inverter | No | - | 2700 | 0.718 | - | 310 | 1350 | No | - | - | - | 656.252 | 2907.9 | Yes | 215 | 1280 | No | - | - | 3000 | 0.767 | 350 | 1500 | Yes | 180 | 870 | Yes | 1090 | 2750 | No | - | - | No | - | - | - | - | - | No | - | - | No | - | - | No | - | -
GWH09QC-K3DN**A | GWH09QC-K3DN**A | N/A | GREE | 0.4 | Non Ducted | Single Split System | Wall Hung | Air | Air | China | 0.595 | 2.2 | 2.5 | N/A | N/A | N/A | N/A | N/A | 0.75 | 3 | Calorimeter Room | 4.2673 | 4.1736 | Yes | - | N/A | 3.6 | 3.6 | N/A | N/A | N/A | N/A | N/A | 3.8704 | 3.7948 | N/A | N/A | 3.2409 | 3.0895 | 3 | 3 | Calorimeter Room | Single | R410A | Australia,Fiji,New Zealand | 129297 | 45809 | 0 | Approved | Reverse Cycle | N/A | Yes | Class 8 | Yes | Yes | N/A | Yes | Yes | Yes | N/A | 3.9397 | Available | N/A | N/A | 0 | 0 | Yes | 0 | https://reg.energyrating.gov.au/static/common/images/star_ratings_2014/aircon_rating_3_3.png | AAC4865 | Yes | Variable output compressor | Inverter | No | - | 2500 | 0.595 | - | 230 | 1250 | No | - | - | - | 543.83 | 2692.5 | Yes | 185 | 1300 | No | - | - | 3000 | 0.75 | 280 | 1580 | No | - | - | Yes | 1200 | 3200 | No | - | - | No | - | - | - | - | - | No | - | - | No | - | - | No | - | -
GWH09QC-K3DNB2A | GWH09QC-K3DN**A | N/A | GREE | 0.4 | Non Ducted | Single Split System | Wall Hung | Air | Air | China | 0.595 | 2.2 | 2.5 | N/A | N/A | N/A | N/A | N/A | 0.75 | 3 | Calorimeter Room | 4.2673 | 4.1736 | Yes | - | N/A | 3.6 | 3.6 | N/A | N/A | N/A | N/A | N/A | 3.8704 | 3.7948 | N/A | N/A | 3.2409 | 3.0895 | 3 | 3 | Calorimeter Room | Single | R410A | Australia,Fiji,New Zealand | 129297 | 45809 | 0 | Approved | Reverse Cycle | N/A | Yes | Class 8 | Yes | Yes | N/A | Yes | Yes | Yes | N/A | 3.9397 | Available | N/A | N/A | 0 | 0 | Yes | 0 | https://reg.energyrating.gov.au/static/common/images/star_ratings_2014/aircon_rating_3_3.png | AAC4865 | Yes | Variable output compressor | Inverter | No | - | 2500 | 0.595 | - | 230 | 1250 | No | - | - | - | 543.83 | 2692.5 | Yes | 185 | 1300 | No | - | - | 3000 | 0.75 | 280 | 1580 | No | - | - | Yes | 1200 | 3200 | No | - | - | No | - | - | - | - | - | No | - | - | No | - | - | No | - | -
GWH09QC-K3DNC6A | GWH09QC-K3DN**A | N/A | GREE | 0.4 | Non Ducted | Single Split System | Wall Hung | Air | Air | China | 0.595 | 2.2 | 2.5 | N/A | N/A | N/A | N/A | N/A | 0.75 | 3 | Calorimeter Room | 4.2673 | 4.1736 | Yes | - | N/A | 3.6 | 3.6 | N/A | N/A | N/A | N/A | N/A | 3.8704 | 3.7948 | N/A | N/A | 3.2409 | 3.0895 | 3 | 3 | Calorimeter Room | Single | R410A | Australia,Fiji,New Zealand | 129297 | 45809 | 0 | Approved | Reverse Cycle | N/A | Yes | Class 8 | Yes | Yes | N/A | Yes | Yes | Yes | N/A | 3.9397 | Available | N/A | N/A | 0 | 0 | Yes | 0 | https://reg.energyrating.gov.au/static/common/images/star_ratings_2014/aircon_rating_3_3.png | AAC4865 | Yes | Variable output compressor | Inverter | No | - | 2500 | 0.595 | - | 230 | 1250 | No | - | - | - | 543.83 | 2692.5 | Yes | 185 | 1300 | No | - | - | 3000 | 0.75 | 280 | 1580 | No | - | - | Yes | 1200 | 3200 | No | - | - | No | - | - | - | - | - | No | - | - | No | - | - | No | - | -
GWH09QC-K3DNE4A | GWH09QC-K3DN**A | N/A | GREE | 0.4 | Non Ducted | Single Split System | Wall Hung | Air | Air | China | 0.595 | 2.2 | 2.5 | N/A | N/A | N/A | N/A | N/A | 0.75 | 3 | Calorimeter Room | 4.2673 | 4.1736 | Yes | - | N/A | 3.6 | 3.6 | N/A | N/A | N/A | N/A | N/A | 3.8704 | 3.7948 | N/A | N/A | 3.2409 | 3.0895 | 3 | 3 | Calorimeter Room | Single | R410A | Australia,Fiji,New Zealand | 129297 | 45809 | 0 | Approved | Reverse Cycle | N/A | Yes | Class 8 | Yes | Yes | N/A | Yes | Yes | Yes | N/A | 3.9397 | Available | N/A | N/A | 0 | 0 | Yes | 0 | https://reg.energyrating.gov.au/static/common/images/star_ratings_2014/aircon_rating_3_3.png | AAC4865 | Yes | Variable output compressor | Inverter | No | - | 2500 | 0.595 | - | 230 | 1250 | No | - | - | - | 543.83 | 2692.5 | Yes | 185 | 1300 | No | - | - | 3000 | 0.75 | 280 | 1580 | No | - | - | Yes | 1200 | 3200 | No | - | - | No | - | - | - | - | - | No | - | - | No | - | - | No | - | -
GWH12AAC-K6DNA1F/O / GWH12AAC-K6DNA1F/I | GWH12AAC-K6DNA1F/O / GWH12AAC-K6DNA1F/I | N/A | GREE | N/A | Non Ducted | Single Split System | Wall Hung | Air | Air | China | 0.89 | N/A | 3.4 | N/A | N/A | N/A | N/A | N/A | 0.975 | 3.7 | Calorimeter Room | 3.8246 | 3.7906 | N/A | - | N/A | N/A | N/A | N/A | N/A | N/A | N/A | N/A | N/A | N/A | N/A | N/A | N/A | N/A | N/A | N/A | N/A | Single | R32 | Australia,Fiji,New Zealand | 124946 | 45748 | 0 | Approved | Reverse Cycle | N/A | Yes | Class 8 | Yes | N/A | N/A | Yes | Yes | Yes | N/A | N/A | Available | N/A | N/A | 0 | 0 | N/A | 0 | 0 | AAC4287 | Yes | Variable output compressor | Inverter | No | - | 3400 | 0.89 | - | 330 | 1700 | No | - | - | - | 813.46 | 3661.8 | No | 301.62 | 1830.9 | No | - | - | 3700 | 0.975 | 365 | 1850 | No | - | - | Yes | 1470 | 3700 | No | - | - | No | - | - | - | - | - | No | - | - | No | - | - | No | - | -
GWH12AAC-K6DNA1F/O / GWH12AAC-K6DNA4F/I | GWH12AAC-K6DNA1F/O / GWH12AAC-K6DNA1F/I | N/A | GREE | N/A | Non Ducted | Single Split System | Wall Hung | Air | Air | China | 0.89 | N/A | 3.4 | N/A | N/A | N/A | N/A | N/A | 0.975 | 3.7 | Calorimeter Room | 3.8246 | 3.7906 | N/A | - | N/A | N/A | N/A | N/A | N/A | N/A | N/A | N/A | N/A | N/A | N/A | N/A | N/A | N/A | N/A | N/A | N/A | Single | R32 | Australia,Fiji,New Zealand | 124946 | 45748 | 0 | Approved | Reverse Cycle | N/A | Yes | Class 8 | Yes | N/A | N/A | Yes | Yes | Yes | N/A | N/A | Available | N/A | N/A | 0 | 0 | N/A | 0 | 0 | AAC4287 | Yes | Variable output compressor | Inverter | No | - | 3400 | 0.89 | - | 330 | 1700 | No | - | - | - | 813.46 | 3661.8 | No | 301.62 | 1830.9 | No | - | - | 3700 | 0.975 | 365 | 1850 | No | - | - | Yes | 1470 | 3700 | No | - | - | No | - | - | - | - | - | No | - | - | No | - | - | No | - | -
GWH12AACXB-K6DNA1A/O / GWH12AACXB-K6DNA*A/I | GWH12AACXB-K6DNA1A/O / GWH12AACXB-K6DNA*A/I | N/A | GREE | N/A | Non Ducted | Single Split System | Wall Hung | Air | Air | China | 0.915 | N/A | 3.517 | N/A | N/A | N/A | N/A | N/A | 0.95 | 3.8 | Calorimeter Room | 3.7822 | 3.9295 | N/A | - | N/A | N/A | N/A | N/A | N/A | N/A | N/A | N/A | N/A | N/A | N/A | N/A | N/A | N/A | N/A | N/A | N/A | Single | R32 | Australia,Fiji,New Zealand | 143498 | 46369 | 0 | Approved | Reverse Cycle | N/A | Yes | Class 8 | Yes | N/A | N/A | N/A | N/A | N/A | N/A | N/A | Available | N/A | N/A | 0 | 0 | N/A | 0 | 0 | AAC6397 | Yes | Variable output compressor | Inverter | No | - | 3517 | 0.915 | - | 330 | 1750 | No | - | - | - | 836.31 | 3787.809 | Yes | 260 | 1800 | No | - | - | 3800 | 0.95 | 350 | 1900 | No | - | - | Yes | 1600 | 3750 | No | - | - | No | - | - | - | - | - | No | - | - | No | - | - | No | - | -
GWH12AACXB-K6DNA1A/O / GWH12AACXB-K6DNA1A/I | GWH12AACXB-K6DNA1A/O / GWH12AACXB-K6DNA*A/I | N/A | GREE | N/A | Non Ducted | Single Split System | Wall Hung | Air | Air | China | 0.915 | N/A | 3.517 | N/A | N/A | N/A | N/A | N/A | 0.95 | 3.8 | Calorimeter Room | 3.7822 | 3.9295 | N/A | - | N/A | N/A | N/A | N/A | N/A | N/A | N/A | N/A | N/A | N/A | N/A | N/A | N/A | N/A | N/A | N/A | N/A | Single | R32 | Australia,Fiji,New Zealand | 143498 | 46369 | 0 | Approved | Reverse Cycle | N/A | Yes | Class 8 | Yes | N/A | N/A | N/A | N/A | N/A | N/A | N/A | Available | N/A | N/A | 0 | 0 | N/A | 0 | 0 | AAC6397 | Yes | Variable output compressor | Inverter | No | - | 3517 | 0.915 | - | 330 | 1750 | No | - | - | - | 836.31 | 3787.809 | Yes | 260 | 1800 | No | - | - | 3800 | 0.95 | 350 | 1900 | No | - | - | Yes | 1600 | 3750 | No | - | - | No | - | - | - | - | - | No | - | - | No | - | - | No | - | -
GWH12AACXB-K6DNA1A/O / GWH12AACXB-K6DNA4A/I | GWH12AACXB-K6DNA1A/O / GWH12AACXB-K6DNA*A/I | N/A | GREE | N/A | Non Ducted | Single Split System | Wall Hung | Air | Air | China | 0.915 | N/A | 3.517 | N/A | N/A | N/A | N/A | N/A | 0.95 | 3.8 | Calorimeter Room | 3.7822 | 3.9295 | N/A | - | N/A | N/A | N/A | N/A | N/A | N/A | N/A | N/A | N/A | N/A | N/A | N/A | N/A | N/A | N/A | N/A | N/A | Single | R32 | Australia,Fiji,New Zealand | 143498 | 46369 | 0 | Approved | Reverse Cycle | N/A | Yes | Class 8 | Yes | N/A | N/A | N/A | N/A | N/A | N/A | N/A | Available | N/A | N/A | 0 | 0 | N/A | 0 | 0 | AAC6397 | Yes | Variable output compressor | Inverter | No | - | 3517 | 0.915 | - | 330 | 1750 | No | - | - | - | 836.31 | 3787.809 | Yes | 260 | 1800 | No | - | - | 3800 | 0.95 | 350 | 1900 | No | - | - | Yes | 1600 | 3750 | No | - | - | No | - | - | - | - | - | No | - | - | No | - | - | No | - | -
GWH12ABA-K6DNC8C | 0 | N/A | GREE | N/A | Non Ducted | Single Split System | Wall Hung | Air | Air | China | 0.8 | N/A | 3.517 | N/A | N/A | N/A | N/A | N/A | 0.91 | 4 | Calorimeter Room | 4.3428 | 4.2669 | N/A | - | N/A | N/A | N/A | N/A | N/A | N/A | N/A | N/A | N/A | N/A | N/A | N/A | N/A | N/A | N/A | N/A | N/A | Single | R32 | Australia,Fiji,New Zealand | 133857 | 45977 | 0 | Approved | Reverse Cycle | N/A | Yes | Class 8 | Yes | N/A | N/A | N/A | N/A | N/A | N/A | N/A | Available | N/A | N/A | 0 | 0 | N/A | 0 | 0 | AAC5489 | Yes | Variable output compressor | Inverter | No | - | 3517 | 0.8 | - | 295 | 1750 | Yes | 190 | 550 | - | 731.2 | 3787.809 | Yes | 236 | 1850 | - | 126 | 900 | 4000 | 0.91 | 360 | 2050 | Yes | 220 | 1100 | Yes | 1350 | 3850 | No | - | - | No | - | - | - | - | - | No | - | - | No | - | - | No | - | -
GWH12ABAXD-K6DN**A series | GWH12ABAXD-K6DN**A series | N/A | GREE | N/A | Non Ducted | Single Split System | Wall Hung | Air | Air | China | 0.83 | N/A | 3.517 | N/A | N/A | N/A | N/A | N/A | 0.92 | 4 | Calorimeter Room | 4.2402 | 4.3432 | N/A | - | N/A | N/A | N/A | N/A | N/A | N/A | N/A | N/A | N/A | N/A | N/A | N/A | N/A | N/A | N/A | N/A | N/A | Single | R32 | Australia,Fiji,New Zealand | 142425 | 46319 | 0 | Approved | Reverse Cycle | N/A | Yes | Class 8 | Yes | N/A | N/A | Yes | Yes | Yes | N/A | N/A | Available | N/A | N/A | 0 | 0 | N/A | 0 | 0 | AAC6305 | Yes | Variable output compressor | Inverter | No | - | 3517 | 0.83 | - | 300 | 1750 | Yes | 190 | 600 | - | 758.62 | 3787.809 | Yes | 240 | 1800 | - | 115 | 850 | 4000 | 0.92 | 370 | 2000 | Yes | 135 | 780 | Yes | 1500 | 4000 | No | - | - | No | - | - | - | - | - | No | - | - | No | - | - | No | - | -
GWH12ABAXD-K6DNC8A/O / GWH12ABAXD-K6DNA1A/I | GWH12ABAXD-K6DN**A series | N/A | GREE | N/A | Non Ducted | Single Split System | Wall Hung | Air | Air | China | 0.83 | N/A | 3.517 | N/A | N/A | N/A | N/A | N/A | 0.92 | 4 | Calorimeter Room | 4.2402 | 4.3432 | N/A | - | N/A | N/A | N/A | N/A | N/A | N/A | N/A | N/A | N/A | N/A | N/A | N/A | N/A | N/A | N/A | N/A | N/A | Single | R32 | Australia,Fiji,New Zealand | 142425 | 46319 | 0 | Approved | Reverse Cycle | N/A | Yes | Class 8 | Yes | N/A | N/A | Yes | Yes | Yes | N/A | N/A | Available | N/A | N/A | 0 | 0 | N/A | 0 | 0 | AAC6305 | Yes | Variable output compressor | Inverter | No | - | 3517 | 0.83 | - | 300 | 1750 | Yes | 190 | 600 | - | 758.62 | 3787.809 | Yes | 240 | 1800 | - | 115 | 850 | 4000 | 0.92 | 370 | 2000 | Yes | 135 | 780 | Yes | 1500 | 4000 | No | - | - | No | - | - | - | - | - | No | - | - | No | - | - | No | - | -
GWH12ABAXD-K6DNC8A/O / GWH12ABAXD-K6DNC8A/I | GWH12ABAXD-K6DN**A series | N/A | GREE | N/A | Non Ducted | Single Split System | Wall Hung | Air | Air | China | 0.83 | N/A | 3.517 | N/A | N/A | N/A | N/A | N/A | 0.92 | 4 | Calorimeter Room | 4.2402 | 4.3432 | N/A | - | N/A | N/A | N/A | N/A | N/A | N/A | N/A | N/A | N/A | N/A | N/A | N/A | N/A | N/A | N/A | N/A | N/A | Single | R32 | Australia,Fiji,New Zealand | 142425 | 46319 | 0 | Approved | Reverse Cycle | N/A | Yes | Class 8 | Yes | N/A | N/A | Yes | Yes | Yes | N/A | N/A | Available | N/A | N/A | 0 | 0 | N/A | 0 | 0 | AAC6305 | Yes | Variable output compressor | Inverter | No | - | 3517 | 0.83 | - | 300 | 1750 | Yes | 190 | 600 | - | 758.62 | 3787.809 | Yes | 240 | 1800 | - | 115 | 850 | 4000 | 0.92 | 370 | 2000 | Yes | 135 | 780 | Yes | 1500 | 4000 | No | - | - | No | - | - | - | - | - | No | - | - | No | - | - | No | - | -
GWH12AGCXD-K6DNA1A/O / GWH12AGCXD-K6DNA1A/I | 0 | N/A | GREE | N/A | Non Ducted | Single Split System | Wall Hung | Air | Air | China | 0.83 | N/A | 3.517 | N/A | N/A | N/A | N/A | N/A | 0.98 | 4 | Calorimeter Room | 4.1492 | 3.9862 | N/A | - | N/A | N/A | N/A | N/A | N/A | N/A | N/A | N/A | N/A | N/A | N/A | N/A | N/A | N/A | N/A | N/A | N/A | Single | R32 | Australia,Fiji,New Zealand | 142755 | 46340 | 0 | Approved | Reverse Cycle | N/A | Yes | Class 8 | Yes | N/A | N/A | N/A | N/A | N/A | N/A | N/A | Available | N/A | N/A | 0 | 0 | N/A | 0 | 0 | AAC6344 | Yes | Variable output compressor | Inverter | No | - | 3517 | 0.83 | - | 310 | 1700 | Yes | 190 | 500 | - | 758.62 | 3787.809 | Yes | 230 | 1750 | - | 120 | 800 | 4000 | 0.98 | 380 | 2000 | Yes | 190 | 1100 | Yes | 1500 | 4000 | No | - | - | No | - | - | - | - | - | No | - | - | No | - | - | No | - | -
GWH12AGCXD-K6DNA1A/O / GWH12AGCXD-K6DNA2A/I | 0 | N/A | GREE | N/A | Non Ducted | Single Split System | Wall Hung | Air | Air | China | 0.83 | N/A | 3.517 | N/A | N/A | N/A | N/A | N/A | 0.98 | 4 | Calorimeter Room | 4.1492 | 3.9862 | N/A | - | N/A | N/A | N/A | N/A | N/A | N/A | N/A | N/A | N/A | N/A | N/A | N/A | N/A | N/A | N/A | N/A | N/A | Single | R32 | Australia,Fiji,New Zealand | 148859 | 46621 | 0 | Approved | Reverse Cycle | N/A | Yes | Class 8 | Yes | N/A | N/A | N/A | N/A | N/A | N/A | N/A | Available | N/A | N/A | 0 | 0 | N/A | 0 | 0 | AAC6893 | Yes | Variable output compressor | Inverter | No | - | 3517 | 0.83 | - | 310 | 1700 | Yes | 190 | 500 | - | 758.62 | 3787.809 | Yes | 230 | 1750 | - | 120 | 800 | 4000 | 0.98 | 380 | 2000 | Yes | 190 | 1100 | Yes | 1500 | 4000 | No | - | - | No | - | - | - | - | - | No | - | - | No | - | - | No | - | -
GWH12ATCXB-K6DNA1B/O / GWH12ATCXB-K6DNA1B/I | GWH12ATCXB-K6DNA1B/O / GWH12ATCXB-K6DNA1B/I | N/A | GREE | N/A | Non Ducted | Single Split System | Wall Hung | Air | Air | China | 0.91 | N/A | 3.517 | N/A | N/A | N/A | N/A | N/A | 0.97 | 3.8 | Calorimeter Room | 3.8621 | 3.9292 | N/A | - | N/A | N/A | N/A | N/A | N/A | N/A | N/A | N/A | N/A | N/A | N/A | N/A | N/A | N/A | N/A | N/A | N/A | Single | R32 | Australia,Fiji,New Zealand | 156331 | 46994 | 0 | Approved | Reverse Cycle | N/A | Yes | Class 8 | Yes | N/A | N/A | N/A | N/A | N/A | N/A | N/A | Available | N/A | N/A | 0 | 0 | N/A | 0 | 0 | AAC7753 | Yes | Variable output compressor | Inverter | No | - | 3517 | 0.91 | - | 348 | 1750 | No | - | - | - | 831.74 | 3787.809 | Yes | 240 | 1700 | No | - | - | 3800 | 0.97 | 340 | 1750 | No | - | - | Yes | 1345 | 3515 | No | - | - | No | - | - | - | - | - | No | - | - | No | - | - | No | - | -
GWH12ATCXB-K6DNA1B/O / GWH12ATCXB-K6DNA4B/I | GWH12ATCXB-K6DNA1B/O / GWH12ATCXB-K6DNA1B/I | N/A | GREE | N/A | Non Ducted | Single Split System | Wall Hung | Air | Air | China | 0.91 | N/A | 3.517 | N/A | N/A | N/A | N/A | N/A | 0.97 | 3.8 | Calorimeter Room | 3.8621 | 3.9292 | N/A | - | N/A | N/A | N/A | N/A | N/A | N/A | N/A | N/A | N/A | N/A | N/A | N/A | N/A | N/A | N/A | N/A | N/A | Single | R32 | Australia,Fiji,New Zealand | 156331 | 46994 | 0 | Approved | Reverse Cycle | N/A | Yes | Class 8 | Yes | N/A | N/A | N/A | N/A | N/A | N/A | N/A | Available | N/A | N/A | 0 | 0 | N/A | 0 | 0 | AAC7753 | Yes | Variable output compressor | Inverter | No | - | 3517 | 0.91 | - | 348 | 1750 | No | - | - | - | 831.74 | 3787.809 | Yes | 240 | 1700 | No | - | - | 3800 | 0.97 | 340 | 1750 | No | - | - | Yes | 1345 | 3515 | No | - | - | No | - | - | - | - | - | No | - | - | No | - | - | No | - | -
GWH12QC-K3DNB2D/O / GWH12QC-K3DN**D/I | GWH12QC-K3DNB2D/O / GWH12QC-K3DN**D/I | N/A | GREE | 0.4 | Non Ducted | Single Split System | Wall Hung | Air | Air | China | 0.885 | 2.2 | 3.4 | N/A | N/A | N/A | N/A | N/A | 1.04 | 4 | Calorimeter Room | 3.8446 | 3.8399 | Yes | - | N/A | 3.6 | 3.6 | N/A | N/A | N/A | N/A | N/A | 3.8704 | 3.7948 | N/A | N/A | 3.2409 | 3.0895 | 3 | 3 | Calorimeter Room | Single | R410A | Australia,Fiji,New Zealand | 127233 | 45748 | 0 | Approved | Reverse Cycle | N/A | Yes | Class 8 | Yes | Yes | N/A | Yes | Yes | Yes | N/A | 3.9397 | Available | N/A | N/A | 0 | 0 | Yes | 0 | https://reg.energyrating.gov.au/static/common/images/star_ratings_2014/aircon_rating_3_3.png | AAC4582 | Yes | Variable output compressor | Inverter | No | - | 3400 | 0.885 | - | 330 | 1700 | No | - | - | - | 808.89 | 3661.8 | No | 301.62 | 1830.9 | No | - | - | 4000 | 1.04 | 360 | 1900 | No | - | - | Yes | 1500 | 3700 | No | - | - | No | - | - | - | - | - | No | - | - | No | - | - | No | - | -
GWH12QC-K3DNB2D/O / GWH12QC-K3DN**D/I | GWH12QC-K3DNB2D/O / GWH12QC-K3DN**D/I | N/A | GREE | 0.4 | Non Ducted | Single Split System | Wall Hung | Air | Air | China | 0.915 | 2.2 | 3.4 | N/A | N/A | N/A | N/A | N/A | 1.07 | 4 | Calorimeter Room | 3.6089 | 3.6903 | Yes | 95.87 | N/A | 3.6 | 3.6 | N/A | N/A | N/A | N/A | N/A | 3.8704 | 3.7948 | N/A | N/A | 3.2409 | 3.0895 | 3 | 3 | Calorimeter Room | Single | R410A | Australia,Fiji,New Zealand | 129511 | 45819 | 0 | Approved | Reverse Cycle | N/A | Yes | Class 8 | Yes | Yes | N/A | Yes | Yes | Yes | N/A | 3.9397 | Available | N/A | N/A | 0 | 0 | Yes | 0 | https://reg.energyrating.gov.au/static/common/images/star_ratings_2014/aircon_rating_3_3.png | AAC4893 | Yes | Variable output compressor | Inverter | No | - | 3400 | 0.915 | - | 330 | 1700 | No | - | - | - | 836.31 | 3661.8 | No | 301.62 | 1830.9 | No | - | - | 4000 | 1.07 | 360 | 1900 | No | - | - | Yes | 1500 | 3700 | No | - | - | No | - | - | - | - | - | No | - | - | No | - | - | No | - | -
GWH12QC-K3DNB2D/O / GWH12QC-K3DNB2D/I | GWH12QC-K3DNB2D/O / GWH12QC-K3DN**D/I | N/A | GREE | 0.4 | Non Ducted | Single Split System | Wall Hung | Air | Air | China | 0.885 | 2.2 | 3.4 | N/A | N/A | N/A | N/A | N/A | 1.04 | 4 | Calorimeter Room | 3.8446 | 3.8399 | Yes | - | N/A | 3.6 | 3.6 | N/A | N/A | N/A | N/A | N/A | 3.8704 | 3.7948 | N/A | N/A | 3.2409 | 3.0895 | 3 | 3 | Calorimeter Room | Single | R410A | Australia,Fiji,New Zealand | 127233 | 45748 | 0 | Approved | Reverse Cycle | N/A | Yes | Class 8 | Yes | Yes | N/A | Yes | Yes | Yes | N/A | 3.9397 | Available | N/A | N/A | 0 | 0 | Yes | 0 | https://reg.energyrating.gov.au/static/common/images/star_ratings_2014/aircon_rating_3_3.png | AAC4582 | Yes | Variable output compressor | Inverter | No | - | 3400 | 0.885 | - | 330 | 1700 | No | - | - | - | 808.89 | 3661.8 | No | 301.62 | 1830.9 | No | - | - | 4000 | 1.04 | 360 | 1900 | No | - | - | Yes | 1500 | 3700 | No | - | - | No | - | - | - | - | - | No | - | - | No | - | - | No | - | -
GWH12QC-K3DNB2D/O / GWH12QC-K3DNB2D/I | GWH12QC-K3DNB2D/O / GWH12QC-K3DN**D/I | N/A | GREE | 0.4 | Non Ducted | Single Split System | Wall Hung | Air | Air | China | 0.915 | 2.2 | 3.4 | N/A | N/A | N/A | N/A | N/A | 1.07 | 4 | Calorimeter Room | 3.6089 | 3.6903 | Yes | 95.87 | N/A | 3.6 | 3.6 | N/A | N/A | N/A | N/A | N/A | 3.8704 | 3.7948 | N/A | N/A | 3.2409 | 3.0895 | 3 | 3 | Calorimeter Room | Single | R410A | Australia,Fiji,New Zealand | 129511 | 45819 | 0 | Approved | Reverse Cycle | N/A | Yes | Class 8 | Yes | Yes | N/A | Yes | Yes | Yes | N/A | 3.9397 | Available | N/A | N/A | 0 | 0 | Yes | 0 | https://reg.energyrating.gov.au/static/common/images/star_ratings_2014/aircon_rating_3_3.png | AAC4893 | Yes | Variable output compressor | Inverter | No | - | 3400 | 0.915 | - | 330 | 1700 | No | - | - | - | 836.31 | 3661.8 | No | 301.62 | 1830.9 | No | - | - | 4000 | 1.07 | 360 | 1900 | No | - | - | Yes | 1500 | 3700 | No | - | - | No | - | - | - | - | - | No | - | - | No | - | - | No | - | -
GWH12QC-K3DNB2D/O / GWH12QC-K3DNC6D/I | GWH12QC-K3DNB2D/O / GWH12QC-K3DN**D/I | N/A | GREE | 0.4 | Non Ducted | Single Split System | Wall Hung | Air | Air | China | 0.915 | 2.2 | 3.4 | N/A | N/A | N/A | N/A | N/A | 1.07 | 4 | Calorimeter Room | 3.6089 | 3.6903 | Yes | 95.87 | N/A | 3.6 | 3.6 | N/A | N/A | N/A | N/A | N/A | 3.8704 | 3.7948 | N/A | N/A | 3.2409 | 3.0895 | 3 | 3 | Calorimeter Room | Single | R410A | Australia,Fiji,New Zealand | 129511 | 45819 | 0 | Approved | Reverse Cycle | N/A | Yes | Class 8 | Yes | Yes | N/A | Yes | Yes | Yes | N/A | 3.9397 | Available | N/A | N/A | 0 | 0 | Yes | 0 | https://reg.energyrating.gov.au/static/common/images/star_ratings_2014/aircon_rating_3_3.png | AAC4893 | Yes | Variable output compressor | Inverter | No | - | 3400 | 0.915 | - | 330 | 1700 | No | - | - | - | 836.31 | 3661.8 | No | 301.62 | 1830.9 | No | - | - | 4000 | 1.07 | 360 | 1900 | No | - | - | Yes | 1500 | 3700 | No | - | - | No | - | - | - | - | - | No | - | - | No | - | - | No | - | -
GWH12QC-K3DNB2D/O / GWH12QC-K3DNE4D/I | GWH12QC-K3DNB2D/O / GWH12QC-K3DN**D/I | N/A | GREE | 0.4 | Non Ducted | Single Split System | Wall Hung | Air | Air | China | 0.885 | 2.2 | 3.4 | N/A | N/A | N/A | N/A | N/A | 1.04 | 4 | Calorimeter Room | 3.8446 | 3.8399 | Yes | - | N/A | 3.6 | 3.6 | N/A | N/A | N/A | N/A | N/A | 3.8704 | 3.7948 | N/A | N/A | 3.2409 | 3.0895 | 3 | 3 | Calorimeter Room | Single | R410A | Australia,Fiji,New Zealand | 127233 | 45748 | 0 | Approved | Reverse Cycle | N/A | Yes | Class 8 | Yes | Yes | N/A | Yes | Yes | Yes | N/A | 3.9397 | Available | N/A | N/A | 0 | 0 | Yes | 0 | https://reg.energyrating.gov.au/static/common/images/star_ratings_2014/aircon_rating_3_3.png | AAC4582 | Yes | Variable output compressor | Inverter | No | - | 3400 | 0.885 | - | 330 | 1700 | No | - | - | - | 808.89 | 3661.8 | No | 301.62 | 1830.9 | No | - | - | 4000 | 1.04 | 360 | 1900 | No | - | - | Yes | 1500 | 3700 | No | - | - | No | - | - | - | - | - | No | - | - | No | - | - | No | - | -
GWH12QC-K3DNB2D/O / GWH12QC-K3DNE4D/I | GWH12QC-K3DNB2D/O / GWH12QC-K3DN**D/I | N/A | GREE | 0.4 | Non Ducted | Single Split System | Wall Hung | Air | Air | China | 0.915 | 2.2 | 3.4 | N/A | N/A | N/A | N/A | N/A | 1.07 | 4 | Calorimeter Room | 3.6089 | 3.6903 | Yes | 95.87 | N/A | 3.6 | 3.6 | N/A | N/A | N/A | N/A | N/A | 3.8704 | 3.7948 | N/A | N/A | 3.2409 | 3.0895 | 3 | 3 | Calorimeter Room | Single | R410A | Australia,Fiji,New Zealand | 129511 | 45819 | 0 | Approved | Reverse Cycle | N/A | Yes | Class 8 | Yes | Yes | N/A | Yes | Yes | Yes | N/A | 3.9397 | Available | N/A | N/A | 0 | 0 | Yes | 0 | https://reg.energyrating.gov.au/static/common/images/star_ratings_2014/aircon_rating_3_3.png | AAC4893 | Yes | Variable output compressor | Inverter | No | - | 3400 | 0.915 | - | 330 | 1700 | No | - | - | - | 836.31 | 3661.8 | No | 301.62 | 1830.9 | No | - | - | 4000 | 1.07 | 360 | 1900 | No | - | - | Yes | 1500 | 3700 | No | - | - | No | - | - | - | - | - | No | - | - | No | - | - | No | - | -
GWH15QD-K6DNA1A/O / GWH15QD-K6DNA1A/I | GWH15QD-K6DNA1A/O / GWH15QD-K6DNC8A/I | N/A | GREE | N/A | Non Ducted | Single Split System | Wall Hung | Air | Air | China | 1.11 | N/A | 4.6 | N/A | N/A | N/A | N/A | N/A | 1.15 | 4.7 | Calorimeter Room | 3.9577 | 4.0265 | N/A | - | N/A | N/A | N/A | N/A | N/A | N/A | N/A | N/A | N/A | N/A | N/A | N/A | N/A | N/A | N/A | N/A | N/A | Single | R32 | Australia,Fiji,New Zealand | 137634 | 46138 | 0 | Approved | Reverse Cycle | N/A | Yes | Class 9 | Yes | N/A | N/A | N/A | N/A | N/A | N/A | N/A | Available | N/A | N/A | 0 | 0 | N/A | 0 | 0 | AAC5922 | Yes | Variable output compressor | Inverter | No | - | 4600 | 1.11 | - | 590 | 2350 | No | - | - | - | 1014.54 | 4954.2 | No | 539.26 | 2530.95 | No | - | - | 4700 | 1.15 | 520 | 2400 | No | - | - | Yes | 2200 | 5100 | No | - | - | No | - | - | - | - | - | No | - | - | No | - | - | No | - | -
GWH15QD-K6DNA1A/O / GWH15QD-K6DNC8A/I | GWH15QD-K6DNA1A/O / GWH15QD-K6DNC8A/I | N/A | GREE | N/A | Non Ducted | Single Split System | Wall Hung | Air | Air | China | 1.11 | N/A | 4.6 | N/A | N/A | N/A | N/A | N/A | 1.15 | 4.7 | Calorimeter Room | 3.9577 | 4.0265 | N/A | - | N/A | N/A | N/A | N/A | N/A | N/A | N/A | N/A | N/A | N/A | N/A | N/A | N/A | N/A | N/A | N/A | N/A | Single | R32 | Australia,Fiji,New Zealand | 137634 | 46138 | 0 | Approved | Reverse Cycle | N/A | Yes | Class 9 | Yes | N/A | N/A | N/A | N/A | N/A | N/A | N/A | Available | N/A | N/A | 0 | 0 | N/A | 0 | 0 | AAC5922 | Yes | Variable output compressor | Inverter | No | - | 4600 | 1.11 | - | 590 | 2350 | No | - | - | - | 1014.54 | 4954.2 | No | 539.26 | 2530.95 | No | - | - | 4700 | 1.15 | 520 | 2400 | No | - | - | Yes | 2200 | 5100 | No | - | - | No | - | - | - | - | - | No | - | - | No | - | - | No | - | -
GWH15QDXE | GWH15QDXE | N/A | GREE | N/A | Non Ducted | Single Split System | Wall Hung | Air | Air | China | 1.15 | N/A | 4.6 | N/A | N/A | N/A | N/A | N/A | 1.2 | 4.7 | Calorimeter Room | 4.0141 | 4.1937 | N/A | - | N/A | N/A | N/A | N/A | N/A | N/A | N/A | N/A | N/A | N/A | N/A | N/A | N/A | N/A | N/A | N/A | N/A | Single | R32 | Australia,Fiji,New Zealand | 142230 | 46309 | 0 | Approved | Reverse Cycle | N/A | No | Class 9 | No | N/A | N/A | N/A | N/A | N/A | N/A | N/A | Available | N/A | N/A | 0 | 0 | N/A | 0 | 0 | AAC6283 | Yes | Variable output compressor | Inverter | No | - | 4600 | 1.15 | - | 440 | 2200 | Yes | 280 | 900 | - | 1051.1 | 4954.2 | No | 402.16 | 2369.4 | - | 250 | 1400 | 4700 | 1.2 | 480 | 2550 | No | - | - | Yes | 2050 | 5200 | No | - | - | No | - | - | - | - | - | No | - | - | No | - | - | No | - | -
GWH15QDXE-K6DNA1A/O / GWH15QDXE-K6DNA1A/I | GWH15QDXE | N/A | GREE | N/A | Non Ducted | Single Split System | Wall Hung | Air | Air | China | 1.15 | N/A | 4.6 | N/A | N/A | N/A | N/A | N/A | 1.2 | 4.7 | Calorimeter Room | 4.0141 | 4.1937 | N/A | - | N/A | N/A | N/A | N/A | N/A | N/A | N/A | N/A | N/A | N/A | N/A | N/A | N/A | N/A | N/A | N/A | N/A | Single | R32 | Australia,Fiji,New Zealand | 142230 | 46309 | 0 | Approved | Reverse Cycle | N/A | No | Class 9 | No | N/A | N/A | N/A | N/A | N/A | N/A | N/A | Available | N/A | N/A | 0 | 0 | N/A | 0 | 0 | AAC6283 | Yes | Variable output compressor | Inverter | No | - | 4600 | 1.15 | - | 440 | 2200 | Yes | 280 | 900 | - | 1051.1 | 4954.2 | No | 402.16 | 2369.4 | - | 250 | 1400 | 4700 | 1.2 | 480 | 2550 | No | - | - | Yes | 2050 | 5200 | No | - | - | No | - | - | - | - | - | No | - | - | No | - | - | No | - | -
GWH15QDXE-K6DNA1A/O / GWH15QDXE-K6DNC8B/I | GWH15QDXE | N/A | GREE | N/A | Non Ducted | Single Split System | Wall Hung | Air | Air | China | 1.15 | N/A | 4.6 | N/A | N/A | N/A | N/A | N/A | 1.2 | 4.7 | Calorimeter Room | 4.0141 | 4.1937 | N/A | - | N/A | N/A | N/A | N/A | N/A | N/A | N/A | N/A | N/A | N/A | N/A | N/A | N/A | N/A | N/A | N/A | N/A | Single | R32 | Australia,Fiji,New Zealand | 142230 | 46309 | 0 | Approved | Reverse Cycle | N/A | No | Class 9 | No | N/A | N/A | N/A | N/A | N/A | N/A | N/A | Available | N/A | N/A | 0 | 0 | N/A | 0 | 0 | AAC6283 | Yes | Variable output compressor | Inverter | No | - | 4600 | 1.15 | - | 440 | 2200 | Yes | 280 | 900 | - | 1051.1 | 4954.2 | No | 402.16 | 2369.4 | - | 250 | 1400 | 4700 | 1.2 | 480 | 2550 | No | - | - | Yes | 2050 | 5200 | No | - | - | No | - | - | - | - | - | No | - | - | No | - | - | No | - | -
GWH18AAD-K6DNA1D | GWH18AAD-K6DNA1D | N/A | GREE | N/A | Non Ducted | Single Split System | Wall Hung | Air | Air | China | 1.37 | N/A | 5.2 | N/A | N/A | N/A | N/A | N/A | 1.52 | 5.6 | Calorimeter Room | 3.6692 | 3.5717 | N/A | - | N/A | N/A | N/A | N/A | N/A | N/A | N/A | N/A | N/A | N/A | N/A | N/A | N/A | N/A | N/A | N/A | N/A | Single | R32 | Australia,Fiji,New Zealand | 124896 | 45748 | 0 | Approved | Reverse Cycle | N/A | Yes | Class 9 | Yes | N/A | N/A | Yes | Yes | Yes | N/A | N/A | Available | N/A | N/A | 0 | 0 | N/A | 0 | 0 | AAC4286 | Yes | Variable output compressor | Inverter | No | - | 5200 | 1.37 | - | 490 | 2500 | No | - | - | - | 1252.18 | 5600.4 | No | 447.86 | 2692.5 | Yes | 280 | 1700 | 5600 | 1.52 | 600 | 2800 | Yes | 340 | 1500 | Yes | 2200 | 5200 | No | - | - | No | - | - | - | - | - | No | - | - | No | - | - | No | - | -
GWH18AAD-K6DNA1D/O / GWH18AAD-K6DNA1D/I | GWH18AAD-K6DNA1D | N/A | GREE | N/A | Non Ducted | Single Split System | Wall Hung | Air | Air | China | 1.37 | N/A | 5.2 | N/A | N/A | N/A | N/A | N/A | 1.52 | 5.6 | Calorimeter Room | 3.6692 | 3.5717 | N/A | - | N/A | N/A | N/A | N/A | N/A | N/A | N/A | N/A | N/A | N/A | N/A | N/A | N/A | N/A | N/A | N/A | N/A | Single | R32 | Australia,Fiji,New Zealand | 124896 | 45748 | 0 | Approved | Reverse Cycle | N/A | Yes | Class 9 | Yes | N/A | N/A | Yes | Yes | Yes | N/A | N/A | Available | N/A | N/A | 0 | 0 | N/A | 0 | 0 | AAC4286 | Yes | Variable output compressor | Inverter | No | - | 5200 | 1.37 | - | 490 | 2500 | No | - | - | - | 1252.18 | 5600.4 | No | 447.86 | 2692.5 | Yes | 280 | 1700 | 5600 | 1.52 | 600 | 2800 | Yes | 340 | 1500 | Yes | 2200 | 5200 | No | - | - | No | - | - | - | - | - | No | - | - | No | - | - | No | - | -
GWH18AAD-K6DNA1D/O / GWH18AAD-K6DNA4D/I | GWH18AAD-K6DNA1D | N/A | GREE | N/A | Non Ducted | Single Split System | Wall Hung | Air | Air | China | 1.37 | N/A | 5.2 | N/A | N/A | N/A | N/A | N/A | 1.52 | 5.6 | Calorimeter Room | 3.6692 | 3.5717 | N/A | - | N/A | N/A | N/A | N/A | N/A | N/A | N/A | N/A | N/A | N/A | N/A | N/A | N/A | N/A | N/A | N/A | N/A | Single | R32 | Australia,Fiji,New Zealand | 124896 | 45748 | 0 | Approved | Reverse Cycle | N/A | Yes | Class 9 | Yes | N/A | N/A | Yes | Yes | Yes | N/A | N/A | Available | N/A | N/A | 0 | 0 | N/A | 0 | 0 | AAC4286 | Yes | Variable output compressor | Inverter | No | - | 5200 | 1.37 | - | 490 | 2500 | No | - | - | - | 1252.18 | 5600.4 | No | 447.86 | 2692.5 | Yes | 280 | 1700 | 5600 | 1.52 | 600 | 2800 | Yes | 340 | 1500 | Yes | 2200 | 5200 | No | - | - | No | - | - | - | - | - | No | - | - | No | - | - | No | - | -
GWH18AADXE-K6DNA1A/O / GWH18AADXE-K6DN**A/I | GWH18AADXE-K6DNA1A/O / GWH18AADXE-K6DN**A/I | N/A | GREE | N/A | Non Ducted | Single Split System | Wall Hung | Air | Air | China | 1.35 | N/A | 5.2 | N/A | N/A | N/A | N/A | N/A | 1.4 | 5.6 | Calorimeter Room | 3.8659 | 4.1101 | N/A | - | N/A | N/A | N/A | N/A | N/A | N/A | N/A | N/A | N/A | N/A | N/A | N/A | N/A | N/A | N/A | N/A | N/A | Single | R32 | Australia,Fiji,New Zealand | 143794 | 46399 | 0 | Approved | Reverse Cycle | N/A | Yes | Class 9 | Yes | N/A | N/A | N/A | N/A | N/A | N/A | N/A | Available | N/A | N/A | 0 | 0 | N/A | 0 | 0 | AAC6406 | Yes | Variable output compressor | Inverter | No | - | 5200 | 1.35 | - | 500 | 2600 | Yes | 210 | 1010 | - | 1233.9 | 5600.4 | No | 457 | 2800.2 | - | 190 | 1640 | 5600 | 1.4 | 550 | 2970 | No | - | - | Yes | 2000 | 5220 | No | - | - | No | - | - | - | - | - | No | - | - | No | - | - | No | - | -
GWH18AADXE-K6DNA1A/O / GWH18AADXE-K6DNA1A/I | GWH18AADXE-K6DNA1A/O / GWH18AADXE-K6DN**A/I | N/A | GREE | N/A | Non Ducted | Single Split System | Wall Hung | Air | Air | China | 1.35 | N/A | 5.2 | N/A | N/A | N/A | N/A | N/A | 1.4 | 5.6 | Calorimeter Room | 3.8659 | 4.1101 | N/A | - | N/A | N/A | N/A | N/A | N/A | N/A | N/A | N/A | N/A | N/A | N/A | N/A | N/A | N/A | N/A | N/A | N/A | Single | R32 | Australia,Fiji,New Zealand | 143794 | 46399 | 0 | Approved | Reverse Cycle | N/A | Yes | Class 9 | Yes | N/A | N/A | N/A | N/A | N/A | N/A | N/A | Available | N/A | N/A | 0 | 0 | N/A | 0 | 0 | AAC6406 | Yes | Variable output compressor | Inverter | No | - | 5200 | 1.35 | - | 500 | 2600 | Yes | 210 | 1010 | - | 1233.9 | 5600.4 | No | 457 | 2800.2 | - | 190 | 1640 | 5600 | 1.4 | 550 | 2970 | No | - | - | Yes | 2000 | 5220 | No | - | - | No | - | - | - | - | - | No | - | - | No | - | - | No | - | -
GWH18AADXE-K6DNA1A/O / GWH18AADXE-K6DNA4A/I | GWH18AADXE-K6DNA1A/O / GWH18AADXE-K6DN**A/I | N/A | GREE | N/A | Non Ducted | Single Split System | Wall Hung | Air | Air | China | 1.35 | N/A | 5.2 | N/A | N/A | N/A | N/A | N/A | 1.4 | 5.6 | Calorimeter Room | 3.8659 | 4.1101 | N/A | - | N/A | N/A | N/A | N/A | N/A | N/A | N/A | N/A | N/A | N/A | N/A | N/A | N/A | N/A | N/A | N/A | N/A | Single | R32 | Australia,Fiji,New Zealand | 143794 | 46399 | 0 | Approved | Reverse Cycle | N/A | Yes | Class 9 | Yes | N/A | N/A | N/A | N/A | N/A | N/A | N/A | Available | N/A | N/A | 0 | 0 | N/A | 0 | 0 | AAC6406 | Yes | Variable output compressor | Inverter | No | - | 5200 | 1.35 | - | 500 | 2600 | Yes | 210 | 1010 | - | 1233.9 | 5600.4 | No | 457 | 2800.2 | - | 190 | 1640 | 5600 | 1.4 | 550 | 2970 | No | - | - | Yes | 2000 | 5220 | No | - | - | No | - | - | - | - | - | No | - | - | No | - | - | No | - | -
GWH18AGDXE-K6DNA1A/O / GWH18AGDXE-K6DNA1A/I | 0 | N/A | GREE | N/A | Non Ducted | Single Split System | Wall Hung | Air | Air | China | 1.29 | N/A | 5 | N/A | N/A | N/A | N/A | N/A | 1.46 | 6 | Calorimeter Room | 4.0766 | 4.1959 | N/A | - | N/A | N/A | N/A | N/A | N/A | N/A | N/A | N/A | N/A | N/A | N/A | N/A | N/A | N/A | N/A | N/A | N/A | Single | R32 | Australia,Fiji,New Zealand | 143741 | 46376 | 0 | Approved | Reverse Cycle | N/A | Yes | Class 9 | Yes | N/A | N/A | N/A | N/A | N/A | N/A | N/A | Available | N/A | N/A | 0 | 0 | N/A | 0 | 0 | AAC6401 | Yes | Variable output compressor | Inverter | No | - | 5000 | 1.29 | - | 540 | 2700 | Yes | 220 | 1000 | - | 1179.06 | 5385 | No | 493.56 | 2907.9 | - | 200 | 1780 | 6000 | 1.46 | 550 | 3100 | No | - | - | Yes | 1870 | 5200 | No | - | - | No | - | - | - | - | - | No | - | - | No | - | - | No | - | -
GWH18AGDXE-K6DNA1A/O / GWH18AGDXE-K6DNA1A/I | 0 | N/A | GREE | N/A | Non Ducted | Single Split System | Wall Hung | Air | Air | China | 1.28 | N/A | 5.2 | N/A | N/A | N/A | N/A | N/A | 1.46 | 6 | Calorimeter Room | 4.0766 | 4.1959 | N/A | - | N/A | N/A | N/A | N/A | N/A | N/A | N/A | N/A | N/A | N/A | N/A | N/A | N/A | N/A | N/A | N/A | N/A | Single | R32 | Australia,Fiji,New Zealand | 145710 | 46484 | 0 | Approved | Reverse Cycle | N/A | Yes | Class 9 | Yes | N/A | N/A | N/A | N/A | N/A | N/A | N/A | Available | N/A | N/A | 0 | 0 | N/A | 0 | 0 | AAC6605 | Yes | Variable output compressor | Inverter | No | - | 5200 | 1.28 | - | 540 | 2700 | Yes | 220 | 1000 | - | 1169.92 | 5600.4 | No | 493.56 | 2907.9 | - | 200 | 1780 | 6000 | 1.46 | 550 | 3100 | No | - | - | Yes | 1870 | 5200 | No | - | - | No | - | - | - | - | - | No | - | - | No | - | - | No | - | -
GWH18AGDXE-K6DNA1A/O / GWH18AGDXE-K6DNA2A/I | 0 | N/A | GREE | N/A | Non Ducted | Single Split System | Wall Hung | Air | Air | China | 1.28 | N/A | 5.2 | N/A | N/A | N/A | N/A | N/A | 1.46 | 6 | Calorimeter Room | 4.0766 | 4.1959 | N/A | - | N/A | N/A | N/A | N/A | N/A | N/A | N/A | N/A | N/A | N/A | N/A | N/A | N/A | N/A | N/A | N/A | N/A | Single | R32 | Australia,Fiji,New Zealand | 149074 | 46615 | 0 | Approved | Reverse Cycle | N/A | Yes | Class 9 | Yes | N/A | N/A | N/A | N/A | N/A | N/A | N/A | Available | N/A | N/A | 0 | 0 | N/A | 0 | 0 | AAC6872 | Yes | Variable output compressor | Inverter | No | - | 5200 | 1.28 | - | 540 | 2700 | Yes | 220 | 1000 | - | 1169.92 | 5600.4 | No | 493.56 | 2907.9 | - | 200 | 1780 | 6000 | 1.46 | 550 | 3100 | No | - | - | Yes | 1870 | 5200 | No | - | - | No | - | - | - | - | - | No | - | - | No | - | - | No | - | -
GWH18ATDXD-K6DNA1C/O / GWH18ATDXD-K6DNA1C/I | 0 | N/A | GREE | N/A | Non Ducted | Single Split System | Wall Hung | Air | Air | China | 1.53 | N/A | 5.2 | N/A | N/A | N/A | N/A | N/A | 1.568 | 5.8 | Calorimeter Room | 3.5485 | 3.8019 | N/A | - | N/A | N/A | N/A | N/A | N/A | N/A | N/A | N/A | N/A | N/A | N/A | N/A | N/A | N/A | N/A | N/A | N/A | Single | R32 | Australia,Fiji,New Zealand | 156539 | 47009 | 0 | Approved | Reverse Cycle | N/A | Yes | Class 9 | Yes | N/A | N/A | N/A | N/A | N/A | N/A | N/A | Available | N/A | N/A | 0 | 0 | N/A | 0 | 0 | AAC7777 | Yes | Variable output compressor | Inverter | No | - | 5200 | 1.53 | - | 500 | 2500 | Yes | 290 | 850 | - | 1398.42 | 5600.4 | Yes | 380 | 2500 | - | 220 | 1350 | 5800 | 1.568 | 540 | 2780 | Yes | 220 | 1000 | Yes | 1850 | 4940 | No | - | - | No | - | - | - | - | - | No | - | - | No | - | - | No | - | -
GWH18ATDXD-K6DNA1C/O / GWH18ATDXD-K6DNA1C/I | GWH18ATDXD-K6DNA1C/O / GWH18ATDXD-K6DNA1C/I | N/A | GREE | N/A | Non Ducted | Single Split System | Wall Hung | Air | Air | China | 1.53 | N/A | 5.2 | N/A | N/A | N/A | N/A | N/A | 1.568 | 5.8 | Calorimeter Room | 3.5485 | 3.8019 | N/A | - | N/A | N/A | N/A | N/A | N/A | N/A | N/A | N/A | N/A | N/A | N/A | N/A | N/A | N/A | N/A | N/A | N/A | Single | R32 | Australia,Fiji,New Zealand | 160433 | 47203 | 0 | Approved | Reverse Cycle | N/A | Yes | Class 9 | Yes | N/A | N/A | N/A | N/A | N/A | N/A | N/A | Available | N/A | N/A | 0 | 0 | N/A | 0 | 0 | AAC8144 | Yes | Variable output compressor | Inverter | No | - | 5200 | 1.53 | - | 500 | 2500 | Yes | 290 | 850 | - | 1398.42 | 5600.4 | Yes | 380 | 2500 | - | 220 | 1350 | 5800 | 1.568 | 540 | 2780 | Yes | 205 | 1000 | Yes | 1800 | 4940 | No | - | - | No | - | - | - | - | - | No | - | - | No | - | - | No | - | -
GWH18ATDXD-K6DNA1C/O / GWH18ATDXD-K6DNA4C/I | GWH18ATDXD-K6DNA1C/O / GWH18ATDXD-K6DNA1C/I | N/A | GREE | N/A | Non Ducted | Single Split System | Wall Hung | Air | Air | China | 1.53 | N/A | 5.2 | N/A | N/A | N/A | N/A | N/A | 1.568 | 5.8 | Calorimeter Room | 3.5485 | 3.8019 | N/A | - | N/A | N/A | N/A | N/A | N/A | N/A | N/A | N/A | N/A | N/A | N/A | N/A | N/A | N/A | N/A | N/A | N/A | Single | R32 | Australia,Fiji,New Zealand | 160433 | 47203 | 0 | Approved | Reverse Cycle | N/A | Yes | Class 9 | Yes | N/A | N/A | N/A | N/A | N/A | N/A | N/A | Available | N/A | N/A | 0 | 0 | N/A | 0 | 0 | AAC8144 | Yes | Variable output compressor | Inverter | No | - | 5200 | 1.53 | - | 500 | 2500 | Yes | 290 | 850 | - | 1398.42 | 5600.4 | Yes | 380 | 2500 | - | 220 | 1350 | 5800 | 1.568 | 540 | 2780 | Yes | 205 | 1000 | Yes | 1800 | 4940 | No | - | - | No | - | - | - | - | - | No | - | - | No | - | - | No | - | -
GWH18QD-K3DNB2L/O / GWH18QD-K3DN**L/I | GWH18QD-K3DNB2L/O / GWH18QD-K3DN**L/I | N/A | GREE | N/A | Non Ducted | Single Split System | Wall Hung | Air | Air | China | 1.46 | N/A | 5.275 | N/A | N/A | N/A | N/A | N/A | 1.49 | 5.6 | Calorimeter Room | 3.4852 | 3.6201 | N/A | - | N/A | N/A | N/A | N/A | N/A | N/A | N/A | N/A | N/A | N/A | N/A | N/A | N/A | N/A | N/A | N/A | N/A | Single | R410A | Australia,Fiji,New Zealand | 129292 | 45811 | 0 | Approved | Reverse Cycle | N/A | Yes | Class 9 | Yes | N/A | N/A | Yes | Yes | Yes | N/A | N/A | Available | N/A | N/A | 0 | 0 | N/A | 0 | 0 | AAC4873 | Yes | Variable output compressor | Inverter | No | - | 5275 | 1.46 | - | 506 | 2550 | No | - | - | - | 1334.44 | 5681.175 | No | 462.484 | 2746.35 | No | - | - | 5600 | 1.49 | 553 | 2700 | No | - | - | Yes | 1960 | 5020 | No | - | - | No | - | - | - | - | - | No | - | - | No | - | - | No | - | -
GWH18QD-K3DNB2L/O / GWH18QD-K3DNB2L/I | GWH18QD-K3DNB2L/O / GWH18QD-K3DN**L/I | N/A | GREE | N/A | Non Ducted | Single Split System | Wall Hung | Air | Air | China | 1.46 | N/A | 5.275 | N/A | N/A | N/A | N/A | N/A | 1.49 | 5.6 | Calorimeter Room | 3.4852 | 3.6201 | N/A | - | N/A | N/A | N/A | N/A | N/A | N/A | N/A | N/A | N/A | N/A | N/A | N/A | N/A | N/A | N/A | N/A | N/A | Single | R410A | Australia,Fiji,New Zealand | 129292 | 45811 | 0 | Approved | Reverse Cycle | N/A | Yes | Class 9 | Yes | N/A | N/A | Yes | Yes | Yes | N/A | N/A | Available | N/A | N/A | 0 | 0 | N/A | 0 | 0 | AAC4873 | Yes | Variable output compressor | Inverter | No | - | 5275 | 1.46 | - | 506 | 2550 | No | - | - | - | 1334.44 | 5681.175 | No | 462.484 | 2746.35 | No | - | - | 5600 | 1.49 | 553 | 2700 | No | - | - | Yes | 1960 | 5020 | No | - | - | No | - | - | - | - | - | No | - | - | No | - | - | No | - | -
GWH18QD-K3DNB2L/O / GWH18QD-K3DNC6L/I | GWH18QD-K3DNB2L/O / GWH18QD-K3DN**L/I | N/A | GREE | N/A | Non Ducted | Single Split System | Wall Hung | Air | Air | China | 1.46 | N/A | 5.275 | N/A | N/A | N/A | N/A | N/A | 1.49 | 5.6 | Calorimeter Room | 3.4852 | 3.6201 | N/A | - | N/A | N/A | N/A | N/A | N/A | N/A | N/A | N/A | N/A | N/A | N/A | N/A | N/A | N/A | N/A | N/A | N/A | Single | R410A | Australia,Fiji,New Zealand | 129292 | 45811 | 0 | Approved | Reverse Cycle | N/A | Yes | Class 9 | Yes | N/A | N/A | Yes | Yes | Yes | N/A | N/A | Available | N/A | N/A | 0 | 0 | N/A | 0 | 0 | AAC4873 | Yes | Variable output compressor | Inverter | No | - | 5275 | 1.46 | - | 506 | 2550 | No | - | - | - | 1334.44 | 5681.175 | No | 462.484 | 2746.35 | No | - | - | 5600 | 1.49 | 553 | 2700 | No | - | - | Yes | 1960 | 5020 | No | - | - | No | - | - | - | - | - | No | - | - | No | - | - | No | - | -
GWH18QD-K3DNB2L/O / GWH18QD-K3DNE4L/I | GWH18QD-K3DNB2L/O / GWH18QD-K3DN**L/I | N/A | GREE | N/A | Non Ducted | Single Split System | Wall Hung | Air | Air | China | 1.46 | N/A | 5.275 | N/A | N/A | N/A | N/A | N/A | 1.49 | 5.6 | Calorimeter Room | 3.4852 | 3.6201 | N/A | - | N/A | N/A | N/A | N/A | N/A | N/A | N/A | N/A | N/A | N/A | N/A | N/A | N/A | N/A | N/A | N/A | N/A | Single | R410A | Australia,Fiji,New Zealand | 129292 | 45811 | 0 | Approved | Reverse Cycle | N/A | Yes | Class 9 | Yes | N/A | N/A | Yes | Yes | Yes | N/A | N/A | Available | N/A | N/A | 0 | 0 | N/A | 0 | 0 | AAC4873 | Yes | Variable output compressor | Inverter | No | - | 5275 | 1.46 | - | 506 | 2550 | No | - | - | - | 1334.44 | 5681.175 | No | 462.484 | 2746.35 | No | - | - | 5600 | 1.49 | 553 | 2700 | No | - | - | Yes | 1960 | 5020 | No | - | - | No | - | - | - | - | - | No | - | - | No | - | - | No | - | -
GWH18QE-K6DNC8A | 0 | N/A | GREE | N/A | Non Ducted | Single Split System | Wall Hung | Air | Air | China | 1.22 | N/A | 5.2 | N/A | N/A | N/A | N/A | N/A | 1.35 | 5.6 | Calorimeter Room | 4.2882 | 4.2449 | N/A | - | N/A | N/A | N/A | N/A | N/A | N/A | N/A | N/A | N/A | N/A | N/A | N/A | N/A | N/A | N/A | N/A | N/A | Single | R32 | Australia,Fiji,New Zealand | 134772 | 46008 | 0 | Approved | Reverse Cycle | N/A | Yes | Class 9 | Yes | N/A | N/A | N/A | N/A | N/A | N/A | N/A | Available | N/A | N/A | 0 | 0 | N/A | 0 | 0 | AAC5603 | Yes | Variable output compressor | Inverter | No | - | 5200 | 1.22 | - | 480 | 2600 | Yes | 370 | 1640 | - | 1115.08 | 5600.4 | No | 438.72 | 2800.2 | - | 240 | 1900 | 5600 | 1.35 | 525 | 2800 | Yes | 300 | 1600 | Yes | 2180 | 5800 | No | - | - | No | - | - | - | - | - | No | - | - | No | - | - | No | - | -
GWH18QEXF-K6DNC8A/O / GWH18QEXF-K6DN**A/I | GWH18QEXF-K6DNC8A/O / GWH18QEXF-K6DN**A/I | N/A | GREE | N/A | Non Ducted | Single Split System | Wall Hung | Air | Air | China | 1.19 | N/A | 5.2 | N/A | N/A | N/A | N/A | N/A | 1.22 | 5.6 | Calorimeter Room | 4.2928 | 4.7163 | N/A | - | N/A | N/A | N/A | N/A | N/A | N/A | N/A | N/A | N/A | N/A | N/A | N/A | N/A | N/A | N/A | N/A | N/A | Single | R32 | Australia,Fiji,New Zealand | 145118 | 46447 | 0 | Approved | Reverse Cycle | N/A | Yes | Class 9 | Yes | N/A | N/A | N/A | N/A | N/A | N/A | N/A | Available | N/A | N/A | 0 | 0 | N/A | 0 | 0 | AAC6539 | Yes | Variable output compressor | Inverter | No | - | 5200 | 1.19 | - | 550 | 2500 | Yes | 292 | 1047 | - | 1087.66 | 5600.4 | Yes | 370 | 2760 | - | 205 | 1750 | 5600 | 1.22 | 480 | 2750 | No | - | - | Yes | 2200 | 5400 | No | - | - | No | - | - | - | - | - | No | - | - | No | - | - | No | - | -
GWH18QEXF-K6DNC8A/O / GWH18QEXF-K6DNA1A/I | GWH18QEXF-K6DNC8A/O / GWH18QEXF-K6DN**A/I | N/A | GREE | N/A | Non Ducted | Single Split System | Wall Hung | Air | Air | China | 1.19 | N/A | 5.2 | N/A | N/A | N/A | N/A | N/A | 1.22 | 5.6 | Calorimeter Room | 4.2928 | 4.7163 | N/A | - | N/A | N/A | N/A | N/A | N/A | N/A | N/A | N/A | N/A | N/A | N/A | N/A | N/A | N/A | N/A | N/A | N/A | Single | R32 | Australia,Fiji,New Zealand | 145118 | 46447 | 0 | Approved | Reverse Cycle | N/A | Yes | Class 9 | Yes | N/A | N/A | N/A | N/A | N/A | N/A | N/A | Available | N/A | N/A | 0 | 0 | N/A | 0 | 0 | AAC6539 | Yes | Variable output compressor | Inverter | No | - | 5200 | 1.19 | - | 550 | 2500 | Yes | 292 | 1047 | - | 1087.66 | 5600.4 | Yes | 370 | 2760 | - | 205 | 1750 | 5600 | 1.22 | 480 | 2750 | No | - | - | Yes | 2200 | 5400 | No | - | - | No | - | - | - | - | - | No | - | - | No | - | - | No | - | -
GWH18QEXF-K6DNC8A/O / GWH18QEXF-K6DNC8A/I | GWH18QEXF-K6DNC8A/O / GWH18QEXF-K6DN**A/I | N/A | GREE | N/A | Non Ducted | Single Split System | Wall Hung | Air | Air | China | 1.19 | N/A | 5.2 | N/A | N/A | N/A | N/A | N/A | 1.22 | 5.6 | Calorimeter Room | 4.2928 | 4.7163 | N/A | - | N/A | N/A | N/A | N/A | N/A | N/A | N/A | N/A | N/A | N/A | N/A | N/A | N/A | N/A | N/A | N/A | N/A | Single | R32 | Australia,Fiji,New Zealand | 145118 | 46447 | 0 | Approved | Reverse Cycle | N/A | Yes | Class 9 | Yes | N/A | N/A | N/A | N/A | N/A | N/A | N/A | Available | N/A | N/A | 0 | 0 | N/A | 0 | 0 | AAC6539 | Yes | Variable output compressor | Inverter | No | - | 5200 | 1.19 | - | 550 | 2500 | Yes | 292 | 1047 | - | 1087.66 | 5600.4 | Yes | 370 | 2760 | - | 205 | 1750 | 5600 | 1.22 | 480 | 2750 | No | - | - | Yes | 2200 | 5400 | No | - | - | No | - | - | - | - | - | No | - | - | No | - | - | No | - | -
GWH21AGEXF-K6DNA1A/O / GWH21AGEXF-K6DNA2A/I | GWH21AGEXF-K6DNA1A/O / GWH21AGEXF-K6DNA1A/I | N/A | GREE | N/A | Non Ducted | Single Split System | Wall Hung | Air | Air | China | 1.542 | N/A | 6.3 | N/A | N/A | N/A | N/A | N/A | 1.805 | 7.4 | Calorimeter Room | 4.1337 | 4.1225 | N/A | - | N/A | N/A | N/A | N/A | N/A | N/A | N/A | N/A | N/A | N/A | N/A | N/A | N/A | N/A | N/A | N/A | N/A | Single | R32 | Australia,Fiji,New Zealand | 154187 | 46889 | 0 | Approved | Reverse Cycle | N/A | Yes | Class 9 | Yes | N/A | N/A | N/A | N/A | N/A | N/A | N/A | Available | N/A | N/A | 0 | 0 | N/A | 0 | 0 | AAC7506 | Yes | Variable output compressor | Inverter | No | - | 6300 | 1.542 | - | 590 | 3250 | No | - | - | - | 1409.388 | 6785.1 | No | 539.26 | 3500.25 | Yes | 320 | 2100 | 7400 | 1.805 | 650 | 3600 | Yes | 370 | 1940 | Yes | 2700 | 6900 | No | - | - | No | - | - | - | - | - | Yes | 2700 | 6300 | No | - | - | No | - | -
GWH21AGEXF-K6DNA1A/O / GWH21QEXF-K6DNA1A/I | GWH21AGEXF-K6DNA1A/O / GWH21AGEXF-K6DNA1A/I | N/A | GREE | N/A | Non Ducted | Single Split System | Wall Hung | Air | Air | China | 1.542 | N/A | 6.3 | N/A | N/A | N/A | N/A | N/A | 1.805 | 7.4 | Calorimeter Room | 4.1337 | 4.1225 | N/A | - | N/A | N/A | N/A | N/A | N/A | N/A | N/A | N/A | N/A | N/A | N/A | N/A | N/A | N/A | N/A | N/A | N/A | Single | R32 | Australia,Fiji,New Zealand | 154187 | 46889 | 0 | Approved | Reverse Cycle | N/A | Yes | Class 9 | Yes | N/A | N/A | N/A | N/A | N/A | N/A | N/A | Available | N/A | N/A | 0 | 0 | N/A | 0 | 0 | AAC7506 | Yes | Variable output compressor | Inverter | No | - | 6300 | 1.542 | - | 590 | 3250 | No | - | - | - | 1409.388 | 6785.1 | No | 539.26 | 3500.25 | Yes | 320 | 2100 | 7400 | 1.805 | 650 | 3600 | Yes | 370 | 1940 | Yes | 2700 | 6900 | No | - | - | No | - | - | - | - | - | Yes | 2700 | 6300 | No | - | - | No | - | -
GWH21AGEXF-K6DNA1A/O / GWH21QEXF-K6DNC8A/I | GWH21AGEXF-K6DNA1A/O / GWH21AGEXF-K6DNA1A/I | N/A | GREE | N/A | Non Ducted | Single Split System | Wall Hung | Air | Air | China | 1.542 | N/A | 6.3 | N/A | N/A | N/A | N/A | N/A | 1.805 | 7.4 | Calorimeter Room | 4.1337 | 4.1225 | N/A | - | N/A | N/A | N/A | N/A | N/A | N/A | N/A | N/A | N/A | N/A | N/A | N/A | N/A | N/A | N/A | N/A | N/A | Single | R32 | Australia,Fiji,New Zealand | 154187 | 46889 | 0 | Approved | Reverse Cycle | N/A | Yes | Class 9 | Yes | N/A | N/A | N/A | N/A | N/A | N/A | N/A | Available | N/A | N/A | 0 | 0 | N/A | 0 | 0 | AAC7506 | Yes | Variable output compressor | Inverter | No | - | 6300 | 1.542 | - | 590 | 3250 | No | - | - | - | 1409.388 | 6785.1 | No | 539.26 | 3500.25 | Yes | 320 | 2100 | 7400 | 1.805 | 650 | 3600 | Yes | 370 | 1940 | Yes | 2700 | 6900 | No | - | - | No | - | - | - | - | - | Yes | 2700 | 6300 | No | - | - | No | - | -
GWH21AGEXF-K6DNA1A/O / GWH21AGEXF-K6DNA1A/I | 0 | N/A | GREE | N/A | Non Ducted | Single Split System | Wall Hung | Air | Air | China | 1.542 | N/A | 6.4 | N/A | N/A | N/A | N/A | N/A | 1.805 | 7.4 | Calorimeter Room | 4.1337 | 4.1225 | N/A | - | N/A | N/A | N/A | N/A | N/A | N/A | N/A | N/A | N/A | N/A | N/A | N/A | N/A | N/A | N/A | N/A | N/A | Single | R32 | Australia,Fiji,New Zealand | 140484 | 46236 | 0 | Approved | Reverse Cycle | N/A | Yes | Class 9 | Yes | N/A | N/A | N/A | N/A | N/A | N/A | N/A | Available | N/A | N/A | 0 | 0 | N/A | 0 | 0 | AAC6193 | Yes | Variable output compressor | Inverter | No | - | 6400 | 1.542 | - | 590 | 3250 | No | - | - | - | 1409.388 | 6892.8 | No | 539.26 | 3500.25 | Yes | 320 | 2100 | 7400 | 1.805 | 650 | 3600 | Yes | 370 | 1940 | Yes | 2700 | 6900 | No | - | - | No | - | - | - | - | - | Yes | 2700 | 6300 | No | - | - | No | - | -
GWH21AGEXF-K6DNA1A/O / GWH21AGEXF-K6DNA1A/I | GWH21AGEXF-K6DNA1A/O / GWH21AGEXF-K6DNA1A/I | N/A | GREE | N/A | Non Ducted | Single Split System | Wall Hung | Air | Air | China | 1.542 | N/A | 6.3 | N/A | N/A | N/A | N/A | N/A | 1.805 | 7.4 | Calorimeter Room | 4.1337 | 4.1225 | N/A | - | N/A | N/A | N/A | N/A | N/A | N/A | N/A | N/A | N/A | N/A | N/A | N/A | N/A | N/A | N/A | N/A | N/A | Single | R32 | Australia,Fiji,New Zealand | 154187 | 46889 | 0 | Approved | Reverse Cycle | N/A | Yes | Class 9 | Yes | N/A | N/A | N/A | N/A | N/A | N/A | N/A | Available | N/A | N/A | 0 | 0 | N/A | 0 | 0 | AAC7506 | Yes | Variable output compressor | Inverter | No | - | 6300 | 1.542 | - | 590 | 3250 | No | - | - | - | 1409.388 | 6785.1 | No | 539.26 | 3500.25 | Yes | 320 | 2100 | 7400 | 1.805 | 650 | 3600 | Yes | 370 | 1940 | Yes | 2700 | 6900 | No | - | - | No | - | - | - | - | - | Yes | 2700 | 6300 | No | - | - | No | - | -
GWH21AGEXF-K6DNA1A/O / GWH21QEXF-K6DN**A/I | GWH21AGEXF-K6DNA1A/O / GWH21QEXF-K6DN**A/I | N/A | GREE | N/A | Non Ducted | Single Split System | Wall Hung | Air | Air | China | 1.542 | N/A | 6.4 | N/A | N/A | N/A | N/A | N/A | 1.805 | 7.4 | Calorimeter Room | 4.1337 | 4.1225 | N/A | - | N/A | N/A | N/A | N/A | N/A | N/A | N/A | N/A | N/A | N/A | N/A | N/A | N/A | N/A | N/A | N/A | N/A | Single | R32 | Australia,Fiji,New Zealand | 146053 | 46484 | 0 | Approved | Reverse Cycle | N/A | Yes | Class 9 | Yes | N/A | N/A | N/A | N/A | N/A | N/A | N/A | Available | N/A | N/A | 0 | 0 | N/A | 0 | 0 | AAC6607 | Yes | Variable output compressor | Inverter | No | - | 6400 | 1.542 | - | 590 | 3250 | No | - | - | - | 1409.388 | 6892.8 | No | 539.26 | 3500.25 | Yes | 320 | 2100 | 7400 | 1.805 | 650 | 3600 | Yes | 370 | 1940 | Yes | 2700 | 6900 | No | - | - | No | - | - | - | - | - | Yes | 2700 | 6300 | No | - | - | No | - | -
GWH21AGEXF-K6DNA1A/O / GWH21QEXF-K6DNA1A/I | GWH21AGEXF-K6DNA1A/O / GWH21QEXF-K6DN**A/I | N/A | GREE | N/A | Non Ducted | Single Split System | Wall Hung | Air | Air | China | 1.542 | N/A | 6.4 | N/A | N/A | N/A | N/A | N/A | 1.805 | 7.4 | Calorimeter Room | 4.1337 | 4.1225 | N/A | - | N/A | N/A | N/A | N/A | N/A | N/A | N/A | N/A | N/A | N/A | N/A | N/A | N/A | N/A | N/A | N/A | N/A | Single | R32 | Australia,Fiji,New Zealand | 146053 | 46484 | 0 | Approved | Reverse Cycle | N/A | Yes | Class 9 | Yes | N/A | N/A | N/A | N/A | N/A | N/A | N/A | Available | N/A | N/A | 0 | 0 | N/A | 0 | 0 | AAC6607 | Yes | Variable output compressor | Inverter | No | - | 6400 | 1.542 | - | 590 | 3250 | No | - | - | - | 1409.388 | 6892.8 | No | 539.26 | 3500.25 | Yes | 320 | 2100 | 7400 | 1.805 | 650 | 3600 | Yes | 370 | 1940 | Yes | 2700 | 6900 | No | - | - | No | - | - | - | - | - | Yes | 2700 | 6300 | No | - | - | No | - | -
GWH21AGEXF-K6DNA1A/O / GWH21QEXF-K6DNC8A/I | GWH21AGEXF-K6DNA1A/O / GWH21QEXF-K6DN**A/I | N/A | GREE | N/A | Non Ducted | Single Split System | Wall Hung | Air | Air | China | 1.542 | N/A | 6.4 | N/A | N/A | N/A | N/A | N/A | 1.805 | 7.4 | Calorimeter Room | 4.1337 | 4.1225 | N/A | - | N/A | N/A | N/A | N/A | N/A | N/A | N/A | N/A | N/A | N/A | N/A | N/A | N/A | N/A | N/A | N/A | N/A | Single | R32 | Australia,Fiji,New Zealand | 146053 | 46484 | 0 | Approved | Reverse Cycle | N/A | Yes | Class 9 | Yes | N/A | N/A | N/A | N/A | N/A | N/A | N/A | Available | N/A | N/A | 0 | 0 | N/A | 0 | 0 | AAC6607 | Yes | Variable output compressor | Inverter | No | - | 6400 | 1.542 | - | 590 | 3250 | No | - | - | - | 1409.388 | 6892.8 | No | 539.26 | 3500.25 | Yes | 320 | 2100 | 7400 | 1.805 | 650 | 3600 | Yes | 370 | 1940 | Yes | 2700 | 6900 | No | - | - | No | - | - | - | - | - | Yes | 2700 | 6300 | No | - | - | No | - | -
GWH21QE-K3DNB2A/O / GWH21QE-K3DN**A/I | GWH21QE-K3DNB2A/O / GWH21QE-K3DN**A/I | N/A | GREE | N/A | Non Ducted | Single Split System | Wall Hung | Air | Air | China | 1.55 | N/A | 6.2 | N/A | N/A | N/A | N/A | N/A | 1.67 | 7.1 | Calorimeter Room | 3.816 | 4.0942 | N/A | - | N/A | N/A | N/A | N/A | N/A | N/A | N/A | N/A | N/A | N/A | N/A | N/A | N/A | N/A | N/A | N/A | N/A | Single | R410A | Australia,Fiji,New Zealand | 127392 | 45748 | 0 | Approved | Reverse Cycle | N/A | Yes | Class 9 | Yes | N/A | N/A | Yes | Yes | Yes | N/A | N/A | Available | N/A | N/A | 0 | 0 | N/A | 0 | 0 | AAC4621 | Yes | Variable output compressor | Inverter | No | - | 6200 | 1.55 | - | 650 | 3100 | No | - | - | - | 1416.7 | 6677.4 | No | 594.1 | 3338.7 | No | - | - | 7100 | 1.67 | 700 | 3480 | No | - | - | No | - | - | - | 3050 | 7800 | - | - | - | - | - | - | - | - | - | No | - | - | No | - | -
GWH21QE-K3DNB2A/O / GWH21QE-K3DN**A/I | GWH21QE-K3DNB2A/O / GWH21QE-K3DN**A/I | N/A | GREE | N/A | Non Ducted | Single Split System | Wall Hung | Air | Air | China | 1.68 | N/A | 6.2 | N/A | N/A | N/A | N/A | N/A | 1.8 | 7.1 | Calorimeter Room | 3.816 | 4.0942 | N/A | - | N/A | N/A | N/A | N/A | N/A | N/A | N/A | N/A | N/A | N/A | N/A | N/A | N/A | N/A | N/A | N/A | N/A | Single | R410A | Australia,Fiji,New Zealand | 129625 | 45824 | 0 | Approved | Reverse Cycle | N/A | Yes | Class 9 | Yes | N/A | N/A | N/A | N/A | N/A | N/A | N/A | Available | N/A | N/A | 0 | 0 | N/A | 0 | 0 | AAC4905 | Yes | Variable output compressor | Inverter | No | - | 6200 | 1.68 | - | 640 | 3100 | No | - | - | - | 1535.52 | 6677.4 | No | 584.96 | 3338.7 | No | - | - | 7100 | 1.8 | 700 | 3480 | No | - | - | Yes | 3050 | 7200 | - | - | - | No | - | - | - | - | - | - | - | - | No | - | - | No | - | -
GWH21QE-K3DNB2A/O / GWH21QE-K3DNB2A/I | GWH21QE-K3DNB2A/O / GWH21QE-K3DN**A/I | N/A | GREE | N/A | Non Ducted | Single Split System | Wall Hung | Air | Air | China | 1.55 | N/A | 6.2 | N/A | N/A | N/A | N/A | N/A | 1.67 | 7.1 | Calorimeter Room | 3.816 | 4.0942 | N/A | - | N/A | N/A | N/A | N/A | N/A | N/A | N/A | N/A | N/A | N/A | N/A | N/A | N/A | N/A | N/A | N/A | N/A | Single | R410A | Australia,Fiji,New Zealand | 127392 | 45748 | 0 | Approved | Reverse Cycle | N/A | Yes | Class 9 | Yes | N/A | N/A | Yes | Yes | Yes | N/A | N/A | Available | N/A | N/A | 0 | 0 | N/A | 0 | 0 | AAC4621 | Yes | Variable output compressor | Inverter | No | - | 6200 | 1.55 | - | 650 | 3100 | No | - | - | - | 1416.7 | 6677.4 | No | 594.1 | 3338.7 | No | - | - | 7100 | 1.67 | 700 | 3480 | No | - | - | No | - | - | - | 3050 | 7800 | - | - | - | - | - | - | - | - | - | No | - | - | No | - | -
GWH21QE-K3DNB2A/O / GWH21QE-K3DNB2A/I | GWH21QE-K3DNB2A/O / GWH21QE-K3DN**A/I | N/A | GREE | N/A | Non Ducted | Single Split System | Wall Hung | Air | Air | China | 1.68 | N/A | 6.2 | N/A | N/A | N/A | N/A | N/A | 1.8 | 7.1 | Calorimeter Room | 3.816 | 4.0942 | N/A | - | N/A | N/A | N/A | N/A | N/A | N/A | N/A | N/A | N/A | N/A | N/A | N/A | N/A | N/A | N/A | N/A | N/A | Single | R410A | Australia,Fiji,New Zealand | 129625 | 45824 | 0 | Approved | Reverse Cycle | N/A | Yes | Class 9 | Yes | N/A | N/A | N/A | N/A | N/A | N/A | N/A | Available | N/A | N/A | 0 | 0 | N/A | 0 | 0 | AAC4905 | Yes | Variable output compressor | Inverter | No | - | 6200 | 1.68 | - | 640 | 3100 | No | - | - | - | 1535.52 | 6677.4 | No | 584.96 | 3338.7 | No | - | - | 7100 | 1.8 | 700 | 3480 | No | - | - | Yes | 3050 | 7200 | - | - | - | No | - | - | - | - | - | - | - | - | No | - | - | No | - | -
GWH21QE-K3DNB2A/O / GWH21QE-K3DNC6A/I | GWH21QE-K3DNB2A/O / GWH21QE-K3DN**A/I | N/A | GREE | N/A | Non Ducted | Single Split System | Wall Hung | Air | Air | China | 1.55 | N/A | 6.2 | N/A | N/A | N/A | N/A | N/A | 1.67 | 7.1 | Calorimeter Room | 3.816 | 4.0942 | N/A | - | N/A | N/A | N/A | N/A | N/A | N/A | N/A | N/A | N/A | N/A | N/A | N/A | N/A | N/A | N/A | N/A | N/A | Single | R410A | Australia,Fiji,New Zealand | 127392 | 45748 | 0 | Approved | Reverse Cycle | N/A | Yes | Class 9 | Yes | N/A | N/A | Yes | Yes | Yes | N/A | N/A | Available | N/A | N/A | 0 | 0 | N/A | 0 | 0 | AAC4621 | Yes | Variable output compressor | Inverter | No | - | 6200 | 1.55 | - | 650 | 3100 | No | - | - | - | 1416.7 | 6677.4 | No | 594.1 | 3338.7 | No | - | - | 7100 | 1.67 | 700 | 3480 | No | - | - | No | - | - | - | 3050 | 7800 | - | - | - | - | - | - | - | - | - | No | - | - | No | - | -
GWH21QE-K3DNB2A/O / GWH21QE-K3DNC6A/I | GWH21QE-K3DNB2A/O / GWH21QE-K3DN**A/I | N/A | GREE | N/A | Non Ducted | Single Split System | Wall Hung | Air | Air | China | 1.68 | N/A | 6.2 | N/A | N/A | N/A | N/A | N/A | 1.8 | 7.1 | Calorimeter Room | 3.816 | 4.0942 | N/A | - | N/A | N/A | N/A | N/A | N/A | N/A | N/A | N/A | N/A | N/A | N/A | N/A | N/A | N/A | N/A | N/A | N/A | Single | R410A | Australia,Fiji,New Zealand | 129625 | 45824 | 0 | Approved | Reverse Cycle | N/A | Yes | Class 9 | Yes | N/A | N/A | N/A | N/A | N/A | N/A | N/A | Available | N/A | N/A | 0 | 0 | N/A | 0 | 0 | AAC4905 | Yes | Variable output compressor | Inverter | No | - | 6200 | 1.68 | - | 640 | 3100 | No | - | - | - | 1535.52 | 6677.4 | No | 584.96 | 3338.7 | No | - | - | 7100 | 1.8 | 700 | 3480 | No | - | - | Yes | 3050 | 7200 | - | - | - | No | - | - | - | - | - | - | - | - | No | - | - | No | - | -
GWH21QE-K3DNB2A/O / GWH21QE-K3DNE4A/I | GWH21QE-K3DNB2A/O / GWH21QE-K3DN**A/I | N/A | GREE | N/A | Non Ducted | Single Split System | Wall Hung | Air | Air | China | 1.55 | N/A | 6.2 | N/A | N/A | N/A | N/A | N/A | 1.67 | 7.1 | Calorimeter Room | 3.816 | 4.0942 | N/A | - | N/A | N/A | N/A | N/A | N/A | N/A | N/A | N/A | N/A | N/A | N/A | N/A | N/A | N/A | N/A | N/A | N/A | Single | R410A | Australia,Fiji,New Zealand | 127392 | 45748 | 0 | Approved | Reverse Cycle | N/A | Yes | Class 9 | Yes | N/A | N/A | Yes | Yes | Yes | N/A | N/A | Available | N/A | N/A | 0 | 0 | N/A | 0 | 0 | AAC4621 | Yes | Variable output compressor | Inverter | No | - | 6200 | 1.55 | - | 650 | 3100 | No | - | - | - | 1416.7 | 6677.4 | No | 594.1 | 3338.7 | No | - | - | 7100 | 1.67 | 700 | 3480 | No | - | - | No | - | - | - | 3050 | 7800 | - | - | - | - | - | - | - | - | - | No | - | - | No | - | -
GWH21QE-K3DNB2A/O / GWH21QE-K3DNE4A/I | GWH21QE-K3DNB2A/O / GWH21QE-K3DN**A/I | N/A | GREE | N/A | Non Ducted | Single Split System | Wall Hung | Air | Air | China | 1.68 | N/A | 6.2 | N/A | N/A | N/A | N/A | N/A | 1.8 | 7.1 | Calorimeter Room | 3.816 | 4.0942 | N/A | - | N/A | N/A | N/A | N/A | N/A | N/A | N/A | N/A | N/A | N/A | N/A | N/A | N/A | N/A | N/A | N/A | N/A | Single | R410A | Australia,Fiji,New Zealand | 129625 | 45824 | 0 | Approved | Reverse Cycle | N/A | Yes | Class 9 | Yes | N/A | N/A | N/A | N/A | N/A | N/A | N/A | Available | N/A | N/A | 0 | 0 | N/A | 0 | 0 | AAC4905 | Yes | Variable output compressor | Inverter | No | - | 6200 | 1.68 | - | 640 | 3100 | No | - | - | - | 1535.52 | 6677.4 | No | 584.96 | 3338.7 | No | - | - | 7100 | 1.8 | 700 | 3480 | No | - | - | Yes | 3050 | 7200 | - | - | - | No | - | - | - | - | - | - | - | - | No | - | - | No | - | -
GWH21QE-K6DNA1A/O / GWH21QE-K6DN***/I | GWH21QE-K6DNA1A/O / GWH21QE-K6DN***/I | N/A | GREE | N/A | Non Ducted | Single Split System | Wall Hung | Air | Air | China | 1.506 | N/A | 6.1 | N/A | N/A | N/A | N/A | N/A | 1.802 | 7.3 | Calorimeter Room | 3.9676 | 4.0653 | N/A | - | N/A | N/A | N/A | N/A | N/A | N/A | N/A | N/A | N/A | N/A | N/A | N/A | N/A | N/A | N/A | N/A | N/A | Single | R32 | Australia,Fiji,New Zealand | 124451 | 45748 | 0 | Approved | Reverse Cycle | N/A | Yes | Class 9 | Yes | N/A | N/A | Yes | Yes | Yes | N/A | N/A | Available | N/A | N/A | 0 | 0 | N/A | 0 | 0 | AAC4283 | Yes | Variable output compressor | Inverter | No | - | 6100 | 1.506 | - | 600 | 3000 | No | - | - | - | 1376.484 | 6569.7 | No | 548.4 | 3231 | No | - | - | 7300 | 1.802 | 790 | 3650 | No | - | - | Yes | 3000 | 7900 | No | - | - | No | - | - | - | - | - | No | - | - | No | - | - | No | - | -
GWH21QE-K6DNA1A/O / GWH21QE-K6DNA1A/I | GWH21QE-K6DNA1A/O / GWH21QE-K6DN***/I | N/A | GREE | N/A | Non Ducted | Single Split System | Wall Hung | Air | Air | China | 1.506 | N/A | 6.1 | N/A | N/A | N/A | N/A | N/A | 1.802 | 7.3 | Calorimeter Room | 3.9676 | 4.0653 | N/A | - | N/A | N/A | N/A | N/A | N/A | N/A | N/A | N/A | N/A | N/A | N/A | N/A | N/A | N/A | N/A | N/A | N/A | Single | R32 | Australia,Fiji,New Zealand | 124451 | 45748 | 0 | Approved | Reverse Cycle | N/A | Yes | Class 9 | Yes | N/A | N/A | Yes | Yes | Yes | N/A | N/A | Available | N/A | N/A | 0 | 0 | N/A | 0 | 0 | AAC4283 | Yes | Variable output compressor | Inverter | No | - | 6100 | 1.506 | - | 600 | 3000 | No | - | - | - | 1376.484 | 6569.7 | No | 548.4 | 3231 | No | - | - | 7300 | 1.802 | 790 | 3650 | No | - | - | Yes | 3000 | 7900 | No | - | - | No | - | - | - | - | - | No | - | - | No | - | - | No | - | -
GWH21QE-K6DNA1A/O / GWH21QE-K6DNC8A/I | GWH21QE-K6DNA1A/O / GWH21QE-K6DN***/I | N/A | GREE | N/A | Non Ducted | Single Split System | Wall Hung | Air | Air | China | 1.506 | N/A | 6.1 | N/A | N/A | N/A | N/A | N/A | 1.802 | 7.3 | Calorimeter Room | 3.9676 | 4.0653 | N/A | - | N/A | N/A | N/A | N/A | N/A | N/A | N/A | N/A | N/A | N/A | N/A | N/A | N/A | N/A | N/A | N/A | N/A | Single | R32 | Australia,Fiji,New Zealand | 124451 | 45748 | 0 | Approved | Reverse Cycle | N/A | Yes | Class 9 | Yes | N/A | N/A | Yes | Yes | Yes | N/A | N/A | Available | N/A | N/A | 0 | 0 | N/A | 0 | 0 | AAC4283 | Yes | Variable output compressor | Inverter | No | - | 6100 | 1.506 | - | 600 | 3000 | No | - | - | - | 1376.484 | 6569.7 | No | 548.4 | 3231 | No | - | - | 7300 | 1.802 | 790 | 3650 | No | - | - | Yes | 3000 | 7900 | No | - | - | No | - | - | - | - | - | No | - | - | No | - | - | No | - | -
GWH24AAE-K6DNA1F/O / GWH24AAE-K6DNA1F/I | GWH24AAE-K6DNA1F/O / GWH24AAE-K6DNA1F/I | N/A | GREE | N/A | Non Ducted | Single Split System | Wall Hung | Air | Air | China | 2.028 | N/A | 7.1 | N/A | N/A | N/A | N/A | N/A | 1.82 | 7.1 | Calorimeter Room | 3.488 | 3.9001 | N/A | - | N/A | N/A | N/A | N/A | N/A | N/A | N/A | N/A | N/A | N/A | N/A | N/A | N/A | N/A | N/A | N/A | N/A | Single | R32 | Australia,Fiji,New Zealand | 126101 | 45748 | 0 | Approved | Reverse Cycle | N/A | Yes | Class 9 | Yes | N/A | N/A | Yes | Yes | Yes | N/A | N/A | Available | N/A | N/A | 0 | 0 | N/A | 0 | 0 | AAC4383 | Yes | Variable output compressor | Inverter | No | - | 7100 | 2.028 | - | 687 | 3342 | Yes | 400 | 1140 | - | 1853.592 | 7646.7 | Yes | 584 | 3626 | - | 323 | 2180 | 7100 | 1.82 | 660 | 3398 | No | - | - | Yes | 2464 | 6194 | No | - | - | No | - | - | - | - | - | Yes | 2903 | 6497 | No | - | - | No | - | -
GWH24AAE-K6DNA1F/O / GWH24AAE-K6DNA4F/I | GWH24AAE-K6DNA1F/O / GWH24AAE-K6DNA1F/I | N/A | GREE | N/A | Non Ducted | Single Split System | Wall Hung | Air | Air | China | 2.028 | N/A | 7.1 | N/A | N/A | N/A | N/A | N/A | 1.82 | 7.1 | Calorimeter Room | 3.488 | 3.9001 | N/A | - | N/A | N/A | N/A | N/A | N/A | N/A | N/A | N/A | N/A | N/A | N/A | N/A | N/A | N/A | N/A | N/A | N/A | Single | R32 | Australia,Fiji,New Zealand | 126101 | 45748 | 0 | Approved | Reverse Cycle | N/A | Yes | Class 9 | Yes | N/A | N/A | Yes | Yes | Yes | N/A | N/A | Available | N/A | N/A | 0 | 0 | N/A | 0 | 0 | AAC4383 | Yes | Variable output compressor | Inverter | No | - | 7100 | 2.028 | - | 687 | 3342 | Yes | 400 | 1140 | - | 1853.592 | 7646.7 | Yes | 584 | 3626 | - | 323 | 2180 | 7100 | 1.82 | 660 | 3398 | No | - | - | Yes | 2464 | 6194 | No | - | - | No | - | - | - | - | - | Yes | 2903 | 6497 | No | - | - | No | - | -
GWH24AAEXF-K6DNA1B/O / GWH24AAEXF-K6DN**B/I | GWH24AAEXF-K6DNA1B/O / GWH24AAEXF-K6DN**B/I | N/A | GREE | N/A | Non Ducted | Single Split System | Wall Hung | Air | Air | China | 1.92 | N/A | 7.1 | N/A | N/A | N/A | N/A | N/A | 1.87 | 7.1 | Calorimeter Room | 3.8195 | 4.0351 | N/A | - | N/A | N/A | N/A | N/A | N/A | N/A | N/A | N/A | N/A | N/A | N/A | N/A | N/A | N/A | N/A | N/A | N/A | Single | R32 | Australia,Fiji,New Zealand | 141256 | 46301 | 0 | Approved | Reverse Cycle | N/A | Yes | Class 9 | Yes | N/A | N/A | Yes | Yes | Yes | N/A | N/A | Available | N/A | N/A | 0 | 0 | N/A | 0 | 0 | AAC6272 | Yes | Variable output compressor | Inverter | No | - | 7100 | 1.92 | - | 660 | 3520 | No | - | - | - | 1754.88 | 7646.7 | No | 603.24 | 3791.04 | Yes | 335 | 2460 | 7100 | 1.87 | 665 | 3550 | No | - | - | Yes | 2685 | 6760 | No | - | - | No | - | - | - | - | - | No | - | - | No | - | - | No | - | -
GWH24AAEXF-K6DNA1B/O / GWH24AAEXF-K6DNA1B /I | GWH24AAEXF-K6DNA1B/O / GWH24AAEXF-K6DN**B/I | N/A | GREE | N/A | Non Ducted | Single Split System | Wall Hung | Air | Air | China | 1.92 | N/A | 7.1 | N/A | N/A | N/A | N/A | N/A | 1.87 | 7.1 | Calorimeter Room | 3.8195 | 4.0351 | N/A | - | N/A | N/A | N/A | N/A | N/A | N/A | N/A | N/A | N/A | N/A | N/A | N/A | N/A | N/A | N/A | N/A | N/A | Single | R32 | Australia,Fiji,New Zealand | 141256 | 46301 | 0 | Approved | Reverse Cycle | N/A | Yes | Class 9 | Yes | N/A | N/A | Yes | Yes | Yes | N/A | N/A | Available | N/A | N/A | 0 | 0 | N/A | 0 | 0 | AAC6272 | Yes | Variable output compressor | Inverter | No | - | 7100 | 1.92 | - | 660 | 3520 | No | - | - | - | 1754.88 | 7646.7 | No | 603.24 | 3791.04 | Yes | 335 | 2460 | 7100 | 1.87 | 665 | 3550 | No | - | - | Yes | 2685 | 6760 | No | - | - | No | - | - | - | - | - | No | - | - | No | - | - | No | - | -
GWH24AAEXF-K6DNA1B/O / GWH24AAEXF-K6DNA4B /I | GWH24AAEXF-K6DNA1B/O / GWH24AAEXF-K6DN**B/I | N/A | GREE | N/A | Non Ducted | Single Split System | Wall Hung | Air | Air | China | 1.92 | N/A | 7.1 | N/A | N/A | N/A | N/A | N/A | 1.87 | 7.1 | Calorimeter Room | 3.8195 | 4.0351 | N/A | - | N/A | N/A | N/A | N/A | N/A | N/A | N/A | N/A | N/A | N/A | N/A | N/A | N/A | N/A | N/A | N/A | N/A | Single | R32 | Australia,Fiji,New Zealand | 141256 | 46301 | 0 | Approved | Reverse Cycle | N/A | Yes | Class 9 | Yes | N/A | N/A | Yes | Yes | Yes | N/A | N/A | Available | N/A | N/A | 0 | 0 | N/A | 0 | 0 | AAC6272 | Yes | Variable output compressor | Inverter | No | - | 7100 | 1.92 | - | 660 | 3520 | No | - | - | - | 1754.88 | 7646.7 | No | 603.24 | 3791.04 | Yes | 335 | 2460 | 7100 | 1.87 | 665 | 3550 | No | - | - | Yes | 2685 | 6760 | No | - | - | No | - | - | - | - | - | No | - | - | No | - | - | No | - | -
GWH24AGEXF-K6DNA1A/O / GWH24AGEXF-K6DNA1A/I | 0 | N/A | GREE | N/A | Non Ducted | Single Split System | Wall Hung | Air | Air | Australia | 1.844 | N/A | 7.1 | N/A | N/A | N/A | N/A | N/A | 2.05 | 8 | Calorimeter Room | 3.9995 | 3.9882 | N/A | - | N/A | N/A | N/A | N/A | N/A | N/A | N/A | N/A | N/A | N/A | N/A | N/A | N/A | N/A | N/A | N/A | N/A | Single | R32 | Australia,Fiji,New Zealand | 143334 | 46357 | 0 | Approved | Reverse Cycle | N/A | Yes | Class 9 | Yes | N/A | N/A | N/A | N/A | N/A | N/A | N/A | Available | N/A | N/A | 0 | 0 | N/A | 0 | 0 | AAC6376 | Yes | Variable output compressor | Inverter | No | - | 7100 | 1.844 | - | 680 | 3550 | Yes | 390 | 260 | - | 1685.416 | 7646.7 | No | 621.52 | 3823.35 | - | 320 | 2160 | 8000 | 2.05 | 715 | 3950 | Yes | 345 | 1910 | Yes | 2670 | 6960 | No | - | - | No | - | - | - | - | - | No | - | - | No | - | - | No | - | -
GWH24AGEXF-K6DNA1A/O / GWH24QEXF-K6DNA1A/I | 0 | N/A | GREE | N/A | Non Ducted | Single Split System | Wall Hung | Air | Air | Australia | 1.844 | N/A | 7.1 | N/A | N/A | N/A | N/A | N/A | 2.05 | 8 | Calorimeter Room | 3.9995 | 3.9882 | N/A | - | N/A | N/A | N/A | N/A | N/A | N/A | N/A | N/A | N/A | N/A | N/A | N/A | N/A | N/A | N/A | N/A | N/A | Single | R32 | Australia,Fiji,New Zealand | 149784 | 46637 | 0 | Approved | Reverse Cycle | N/A | Yes | Class 9 | Yes | N/A | N/A | N/A | N/A | N/A | N/A | N/A | Available | N/A | N/A | 0 | 0 | N/A | 0 | 0 | AAC6961 | Yes | Variable output compressor | Inverter | No | - | 7100 | 1.844 | - | 680 | 3550 | Yes | 390 | 260 | - | 1685.416 | 7646.7 | No | 621.52 | 3823.35 | - | 320 | 2160 | 8000 | 2.05 | 715 | 3950 | Yes | 345 | 1910 | Yes | 2670 | 6960 | No | - | - | No | - | - | - | - | - | No | - | - | No | - | - | No | - | -
GWH24AGEXF-K6DNA1A/O / GWH24QEXF-K6DNC8A/I | 0 | N/A | GREE | N/A | Non Ducted | Single Split System | Wall Hung | Air | Air | Australia | 1.844 | N/A | 7.1 | N/A | N/A | N/A | N/A | N/A | 2.05 | 8 | Calorimeter Room | 3.9995 | 3.9882 | N/A | - | N/A | N/A | N/A | N/A | N/A | N/A | N/A | N/A | N/A | N/A | N/A | N/A | N/A | N/A | N/A | N/A | N/A | Single | R32 | Australia,Fiji,New Zealand | 146404 | 46503 | 0 | Approved | Reverse Cycle | N/A | Yes | Class 9 | Yes | N/A | N/A | N/A | N/A | N/A | N/A | N/A | Available | N/A | N/A | 0 | 0 | N/A | 0 | 0 | AAC6625 | Yes | Variable output compressor | Inverter | No | - | 7100 | 1.844 | - | 680 | 3550 | Yes | 390 | 260 | - | 1685.416 | 7646.7 | No | 621.52 | 3823.35 | - | 320 | 2160 | 8000 | 2.05 | 715 | 3950 | Yes | 345 | 1910 | Yes | 2670 | 6960 | No | - | - | No | - | - | - | - | - | No | - | - | No | - | - | No | - | -
GWH24ATEXF-K6DNA1E/O / GWH24ATEXF-K6DNA1E/I | 0 | N/A | GREE | N/A | Non Ducted | Single Split System | Wall Hung | Air | Air | China | 1.92 | N/A | 7.1 | N/A | N/A | N/A | N/A | N/A | 2 | 7.8 | Calorimeter Room | 3.7114 | 4.1766 | N/A | - | N/A | N/A | N/A | N/A | N/A | N/A | N/A | N/A | N/A | N/A | N/A | N/A | N/A | N/A | N/A | N/A | N/A | Single | R32 | Australia,Fiji,New Zealand | 156609 | 47006 | 0 | Approved | Reverse Cycle | N/A | Yes | Class 9 | Yes | N/A | N/A | Yes | Yes | Yes | N/A | N/A | Available | N/A | N/A | 0 | 0 | N/A | 0 | 0 | AAC7767 | Yes | Variable output compressor | Inverter | No | - | 7100 | 1.92 | - | 1250 | 3400 | No | - | - | - | 1754.88 | 7646.7 | Yes | 550 | 3600 | No | - | - | 7800 | 2 | 750 | 3900 | Yes | 380 | 2000 | Yes | 2350 | 6500 | No | - | - | No | - | - | - | - | - | No | - | - | No | - | - | No | - | -
GWH24QE-K3DNB2H/O / GWH24QE-K3DN**H/I | GWH24QE-K3DNB2H/O / GWH24QE-K3DN**H/I | N/A | GREE | 0.71 | Non Ducted | Single Split System | Wall Hung | Air | Air | China | 2.119 | 6.39 | 7.1 | N/A | N/A | N/A | N/A | N/A | 2.461 | 8 | Calorimeter Room | 3.3877 | 3.3926 | Yes | - | N/A | 4.6 | 4.6 | N/A | N/A | N/A | N/A | N/A | 3.3249 | 3.3069 | N/A | N/A | 2.1498 | 2.1139 | 2 | 2 | Calorimeter Room | Single | R410A | Australia,Fiji,New Zealand | 127137 | 45748 | 0 | Approved | Reverse Cycle | N/A | Yes | Class 9 | Yes | Yes | N/A | Yes | Yes | Yes | N/A | 3.3496 | Unavailable | N/A | N/A | 0 | 0 | Yes | 0 | https://reg.energyrating.gov.au/static/common/images/star_ratings_2014/aircon_rating_2_2.png | AAC4546 | Yes | Variable output compressor | Inverter | No | - | 7100 | 2.119 | - | 750 | 3600 | Yes | 490 | 2100 | - | 1936.766 | 7646.7 | Yes | 620 | 3800 | - | 370 | 2300 | 8000 | 2.461 | 840 | 3800 | No | - | - | Yes | 3050 | 7100 | No | - | - | No | - | - | - | - | - | No | - | - | No | - | - | No | - | -
GWH24QE-K3DNB2H/O / GWH24QE-K3DNB2H/I | GWH24QE-K3DNB2H/O / GWH24QE-K3DN**H/I | N/A | GREE | 0.71 | Non Ducted | Single Split System | Wall Hung | Air | Air | China | 2.119 | 6.39 | 7.1 | N/A | N/A | N/A | N/A | N/A | 2.461 | 8 | Calorimeter Room | 3.3877 | 3.3926 | Yes | - | N/A | 4.6 | 4.6 | N/A | N/A | N/A | N/A | N/A | 3.3249 | 3.3069 | N/A | N/A | 2.1498 | 2.1139 | 2 | 2 | Calorimeter Room | Single | R410A | Australia,Fiji,New Zealand | 127137 | 45748 | 0 | Approved | Reverse Cycle | N/A | Yes | Class 9 | Yes | Yes | N/A | Yes | Yes | Yes | N/A | 3.3496 | Unavailable | N/A | N/A | 0 | 0 | Yes | 0 | https://reg.energyrating.gov.au/static/common/images/star_ratings_2014/aircon_rating_2_2.png | AAC4546 | Yes | Variable output compressor | Inverter | No | - | 7100 | 2.119 | - | 750 | 3600 | Yes | 490 | 2100 | - | 1936.766 | 7646.7 | Yes | 620 | 3800 | - | 370 | 2300 | 8000 | 2.461 | 840 | 3800 | No | - | - | Yes | 3050 | 7100 | No | - | - | No | - | - | - | - | - | No | - | - | No | - | - | No | - | -
GWH24QE-K3DNB2H/O / GWH24QE-K3DNC6H/I | GWH24QE-K3DNB2H/O / GWH24QE-K3DN**H/I | N/A | GREE | 0.71 | Non Ducted | Single Split System | Wall Hung | Air | Air | China | 2.119 | 6.39 | 7.1 | N/A | N/A | N/A | N/A | N/A | 2.461 | 8 | Calorimeter Room | 3.3877 | 3.3926 | Yes | - | N/A | 4.6 | 4.6 | N/A | N/A | N/A | N/A | N/A | 3.3249 | 3.3069 | N/A | N/A | 2.1498 | 2.1139 | 2 | 2 | Calorimeter Room | Single | R410A | Australia,Fiji,New Zealand | 127137 | 45748 | 0 | Approved | Reverse Cycle | N/A | Yes | Class 9 | Yes | Yes | N/A | Yes | Yes | Yes | N/A | 3.3496 | Unavailable | N/A | N/A | 0 | 0 | Yes | 0 | https://reg.energyrating.gov.au/static/common/images/star_ratings_2014/aircon_rating_2_2.png | AAC4546 | Yes | Variable output compressor | Inverter | No | - | 7100 | 2.119 | - | 750 | 3600 | Yes | 490 | 2100 | - | 1936.766 | 7646.7 | Yes | 620 | 3800 | - | 370 | 2300 | 8000 | 2.461 | 840 | 3800 | No | - | - | Yes | 3050 | 7100 | No | - | - | No | - | - | - | - | - | No | - | - | No | - | - | No | - | -
GWH24QE-K3DNB2H/O / GWH24QE-K3DNE4H/I | GWH24QE-K3DNB2H/O / GWH24QE-K3DN**H/I | N/A | GREE | 0.71 | Non Ducted | Single Split System | Wall Hung | Air | Air | China | 2.119 | 6.39 | 7.1 | N/A | N/A | N/A | N/A | N/A | 2.461 | 8 | Calorimeter Room | 3.3877 | 3.3926 | Yes | - | N/A | 4.6 | 4.6 | N/A | N/A | N/A | N/A | N/A | 3.3249 | 3.3069 | N/A | N/A | 2.1498 | 2.1139 | 2 | 2 | Calorimeter Room | Single | R410A | Australia,Fiji,New Zealand | 127137 | 45748 | 0 | Approved | Reverse Cycle | N/A | Yes | Class 9 | Yes | Yes | N/A | Yes | Yes | Yes | N/A | 3.3496 | Unavailable | N/A | N/A | 0 | 0 | Yes | 0 | https://reg.energyrating.gov.au/static/common/images/star_ratings_2014/aircon_rating_2_2.png | AAC4546 | Yes | Variable output compressor | Inverter | No | - | 7100 | 2.119 | - | 750 | 3600 | Yes | 490 | 2100 | - | 1936.766 | 7646.7 | Yes | 620 | 3800 | - | 370 | 2300 | 8000 | 2.461 | 840 | 3800 | No | - | - | Yes | 3050 | 7100 | No | - | - | No | - | - | - | - | - | No | - | - | No | - | - | No | - | -
GWH24QE-K6DNC8J | 0 | N/A | GREE | N/A | Non Ducted | Single Split System | Wall Hung | Air | Air | China | 1.8 | N/A | 7.2 | N/A | N/A | N/A | N/A | N/A | 2.2 | 8.1 | Calorimeter Room | 4.0682 | 3.719 | N/A | - | N/A | N/A | N/A | N/A | N/A | N/A | N/A | N/A | N/A | N/A | N/A | N/A | N/A | N/A | N/A | N/A | N/A | Single | R32 | Australia,Fiji,New Zealand | 133265 | 45945 | 0 | Approved | Reverse Cycle | N/A | Yes | Class 9 | Yes | N/A | N/A | N/A | N/A | N/A | N/A | N/A | Available | N/A | N/A | 0 | 0 | N/A | 0 | 0 | AAC5404 | Yes | Variable output compressor | Inverter | No | - | 7200 | 1.8 | - | 590 | 3500 | No | - | - | - | 1645.2 | 7754.4 | No | 539.26 | 3769.5 | No | - | - | 8100 | 2.2 | 790 | 4200 | No | - | - | Yes | 2650 | 6600 | No | - | - | No | - | - | - | - | - | No | - | - | No | - | - | No | - | -
GWH28AGEXH-K6DNA1A/O / GWH28AGEXH-K6DNA1A/I | 0 | N/A | GREE | N/A | Non Ducted | Single Split System | Wall Hung | Air | Air | China | 2.297 | N/A | 8.5 | N/A | N/A | N/A | N/A | N/A | 2.647 | 9 | Calorimeter Room | 3.7275 | 3.4658 | N/A | - | N/A | N/A | N/A | N/A | N/A | N/A | N/A | N/A | N/A | N/A | N/A | N/A | N/A | N/A | N/A | N/A | N/A | Single | R32 | Australia,Fiji,New Zealand | 142649 | 46323 | 0 | Approved | Reverse Cycle | N/A | Yes | Class 9 | Yes | N/A | N/A | N/A | N/A | N/A | N/A | N/A | Available | N/A | N/A | 0 | 0 | N/A | 0 | 0 | AAC6327 | Yes | Variable output compressor | Inverter | No | - | 8500 | 2.297 | - | 1100 | 4330 | No | - | - | - | 2099.458 | 9154.5 | Yes | 620 | 4265 | No | - | - | 9000 | 2.647 | 888 | 4345 | Yes | 513 | 2810 | Yes | 2975 | 7620 | No | - | - | Yes | 907 | 3220 | - | - | - | Yes | 2950 | 7200 | No | - | - | Yes | 1490 | 3010
GWH28AGEXH-K6DNA1A/O / GWH28AGEXH-K6DNA1A/I | GWH28AGEXH-K6DNA1A/O / GWH28QEXH-K6DN**A/I | N/A | GREE | N/A | Non Ducted | Single Split System | Wall Hung | Air | Air | China | 2.297 | N/A | 8.5 | N/A | N/A | N/A | N/A | N/A | 2.55 | 9 | Calorimeter Room | 3.7275 | 3.4658 | N/A | - | N/A | N/A | N/A | N/A | N/A | N/A | N/A | N/A | N/A | N/A | N/A | N/A | N/A | N/A | N/A | N/A | N/A | Single | R32 | Australia,Fiji,New Zealand | 161212 | 47250 | 0 | Approved | Reverse Cycle | N/A | Yes | Class 9 | Yes | N/A | N/A | N/A | N/A | N/A | N/A | N/A | Available | N/A | N/A | 0 | 0 | N/A | 0 | 0 | AAC8223 | Yes | Variable output compressor | Inverter | No | - | 8500 | 2.297 | - | 1100 | 4260 | Yes | 730 | 1870 | - | 2099.458 | 9154.5 | Yes | 620 | 4265 | - | 550 | 4150 | 9000 | 2.55 | 888 | 4345 | Yes | 513 | 2810 | Yes | 2975 | 7620 | No | - | - | Yes | 907 | 3220 | - | - | - | Yes | 2950 | 7200 | No | - | - | Yes | 1490 | 3010
GWH28AGEXH-K6DNA1A/O / GWH28AGEXH-K6DNA2A/I | GWH28AGEXH-K6DNA1A/O / GWH28QEXH-K6DN**A/I | N/A | GREE | N/A | Non Ducted | Single Split System | Wall Hung | Air | Air | China | 2.297 | N/A | 8.5 | N/A | N/A | N/A | N/A | N/A | 2.55 | 9 | Calorimeter Room | 3.7275 | 3.4658 | N/A | - | N/A | N/A | N/A | N/A | N/A | N/A | N/A | N/A | N/A | N/A | N/A | N/A | N/A | N/A | N/A | N/A | N/A | Single | R32 | Australia,Fiji,New Zealand | 161212 | 47250 | 0 | Approved | Reverse Cycle | N/A | Yes | Class 9 | Yes | N/A | N/A | N/A | N/A | N/A | N/A | N/A | Available | N/A | N/A | 0 | 0 | N/A | 0 | 0 | AAC8223 | Yes | Variable output compressor | Inverter | No | - | 8500 | 2.297 | - | 1100 | 4260 | Yes | 730 | 1870 | - | 2099.458 | 9154.5 | Yes | 620 | 4265 | - | 550 | 4150 | 9000 | 2.55 | 888 | 4345 | Yes | 513 | 2810 | Yes | 2975 | 7620 | No | - | - | Yes | 907 | 3220 | - | - | - | Yes | 2950 | 7200 | No | - | - | Yes | 1490 | 3010
GWH28AGEXH-K6DNA1A/O / GWH28QEXH-K6DN**A/I | GWH28AGEXH-K6DNA1A/O / GWH28QEXH-K6DN**A/I | N/A | GREE | N/A | Non Ducted | Single Split System | Wall Hung | Air | Air | China | 2.297 | N/A | 8.5 | N/A | N/A | N/A | N/A | N/A | 2.647 | 9 | Calorimeter Room | 3.7275 | 3.4658 | N/A | - | N/A | N/A | N/A | N/A | N/A | N/A | N/A | N/A | N/A | N/A | N/A | N/A | N/A | N/A | N/A | N/A | N/A | Single | R32 | Australia,Fiji,New Zealand | 146102 | 46537 | 0 | Approved | Reverse Cycle | N/A | Yes | Class 9 | Yes | N/A | N/A | N/A | N/A | N/A | N/A | N/A | Available | N/A | N/A | 0 | 0 | N/A | 0 | 0 | AAC6753 | Yes | Variable output compressor | Inverter | No | - | 8500 | 2.297 | - | 1100 | 4330 | No | - | - | - | 2099.458 | 9154.5 | Yes | 620 | 4265 | No | - | - | 9000 | 2.647 | 888 | 4345 | Yes | 513 | 2810 | Yes | 2975 | 7620 | No | - | - | Yes | 907 | 3220 | - | - | - | Yes | 2950 | 7200 | No | - | - | Yes | 1490 | 3010
GWH28AGEXH-K6DNA1A/O / GWH28QEXH-K6DN**A/I | GWH28AGEXH-K6DNA1A/O / GWH28QEXH-K6DN**A/I | N/A | GREE | N/A | Non Ducted | Single Split System | Wall Hung | Air | Air | China | 2.297 | N/A | 8.5 | N/A | N/A | N/A | N/A | N/A | 2.55 | 9 | Calorimeter Room | 3.7275 | 3.4658 | N/A | - | N/A | N/A | N/A | N/A | N/A | N/A | N/A | N/A | N/A | N/A | N/A | N/A | N/A | N/A | N/A | N/A | N/A | Single | R32 | Australia,Fiji,New Zealand | 161212 | 47250 | 0 | Approved | Reverse Cycle | N/A | Yes | Class 9 | Yes | N/A | N/A | N/A | N/A | N/A | N/A | N/A | Available | N/A | N/A | 0 | 0 | N/A | 0 | 0 | AAC8223 | Yes | Variable output compressor | Inverter | No | - | 8500 | 2.297 | - | 1100 | 4260 | Yes | 730 | 1870 | - | 2099.458 | 9154.5 | Yes | 620 | 4265 | - | 550 | 4150 | 9000 | 2.55 | 888 | 4345 | Yes | 513 | 2810 | Yes | 2975 | 7620 | No | - | - | Yes | 907 | 3220 | - | - | - | Yes | 2950 | 7200 | No | - | - | Yes | 1490 | 3010
GWH28AGEXH-K6DNA1A/O / GWH28QEXH-K6DNA1A/I | GWH28AGEXH-K6DNA1A/O / GWH28QEXH-K6DN**A/I | N/A | GREE | N/A | Non Ducted | Single Split System | Wall Hung | Air | Air | China | 2.297 | N/A | 8.5 | N/A | N/A | N/A | N/A | N/A | 2.647 | 9 | Calorimeter Room | 3.7275 | 3.4658 | N/A | - | N/A | N/A | N/A | N/A | N/A | N/A | N/A | N/A | N/A | N/A | N/A | N/A | N/A | N/A | N/A | N/A | N/A | Single | R32 | Australia,Fiji,New Zealand | 146102 | 46537 | 0 | Approved | Reverse Cycle | N/A | Yes | Class 9 | Yes | N/A | N/A | N/A | N/A | N/A | N/A | N/A | Available | N/A | N/A | 0 | 0 | N/A | 0 | 0 | AAC6753 | Yes | Variable output compressor | Inverter | No | - | 8500 | 2.297 | - | 1100 | 4330 | No | - | - | - | 2099.458 | 9154.5 | Yes | 620 | 4265 | No | - | - | 9000 | 2.647 | 888 | 4345 | Yes | 513 | 2810 | Yes | 2975 | 7620 | No | - | - | Yes | 907 | 3220 | - | - | - | Yes | 2950 | 7200 | No | - | - | Yes | 1490 | 3010
GWH28AGEXH-K6DNA1A/O / GWH28QEXH-K6DNA1A/I | GWH28AGEXH-K6DNA1A/O / GWH28QEXH-K6DN**A/I | N/A | GREE | N/A | Non Ducted | Single Split System | Wall Hung | Air | Air | China | 2.297 | N/A | 8.5 | N/A | N/A | N/A | N/A | N/A | 2.55 | 9 | Calorimeter Room | 3.7275 | 3.4658 | N/A | - | N/A | N/A | N/A | N/A | N/A | N/A | N/A | N/A | N/A | N/A | N/A | N/A | N/A | N/A | N/A | N/A | N/A | Single | R32 | Australia,Fiji,New Zealand | 161212 | 47250 | 0 | Approved | Reverse Cycle | N/A | Yes | Class 9 | Yes | N/A | N/A | N/A | N/A | N/A | N/A | N/A | Available | N/A | N/A | 0 | 0 | N/A | 0 | 0 | AAC8223 | Yes | Variable output compressor | Inverter | No | - | 8500 | 2.297 | - | 1100 | 4260 | Yes | 730 | 1870 | - | 2099.458 | 9154.5 | Yes | 620 | 4265 | - | 550 | 4150 | 9000 | 2.55 | 888 | 4345 | Yes | 513 | 2810 | Yes | 2975 | 7620 | No | - | - | Yes | 907 | 3220 | - | - | - | Yes | 2950 | 7200 | No | - | - | Yes | 1490 | 3010
GWH28AGEXH-K6DNA1A/O / GWH28QEXH-K6DNC8A/I | GWH28AGEXH-K6DNA1A/O / GWH28QEXH-K6DN**A/I | N/A | GREE | N/A | Non Ducted | Single Split System | Wall Hung | Air | Air | China | 2.297 | N/A | 8.5 | N/A | N/A | N/A | N/A | N/A | 2.647 | 9 | Calorimeter Room | 3.7275 | 3.4658 | N/A | - | N/A | N/A | N/A | N/A | N/A | N/A | N/A | N/A | N/A | N/A | N/A | N/A | N/A | N/A | N/A | N/A | N/A | Single | R32 | Australia,Fiji,New Zealand | 146102 | 46537 | 0 | Approved | Reverse Cycle | N/A | Yes | Class 9 | Yes | N/A | N/A | N/A | N/A | N/A | N/A | N/A | Available | N/A | N/A | 0 | 0 | N/A | 0 | 0 | AAC6753 | Yes | Variable output compressor | Inverter | No | - | 8500 | 2.297 | - | 1100 | 4330 | No | - | - | - | 2099.458 | 9154.5 | Yes | 620 | 4265 | No | - | - | 9000 | 2.647 | 888 | 4345 | Yes | 513 | 2810 | Yes | 2975 | 7620 | No | - | - | Yes | 907 | 3220 | - | - | - | Yes | 2950 | 7200 | No | - | - | Yes | 1490 | 3010
GWH28AGEXH-K6DNA1A/O / GWH28QEXH-K6DNC8A/I | GWH28AGEXH-K6DNA1A/O / GWH28QEXH-K6DN**A/I | N/A | GREE | N/A | Non Ducted | Single Split System | Wall Hung | Air | Air | China | 2.297 | N/A | 8.5 | N/A | N/A | N/A | N/A | N/A | 2.55 | 9 | Calorimeter Room | 3.7275 | 3.4658 | N/A | - | N/A | N/A | N/A | N/A | N/A | N/A | N/A | N/A | N/A | N/A | N/A | N/A | N/A | N/A | N/A | N/A | N/A | Single | R32 | Australia,Fiji,New Zealand | 161212 | 47250 | 0 | Approved | Reverse Cycle | N/A | Yes | Class 9 | Yes | N/A | N/A | N/A | N/A | N/A | N/A | N/A | Available | N/A | N/A | 0 | 0 | N/A | 0 | 0 | AAC8223 | Yes | Variable output compressor | Inverter | No | - | 8500 | 2.297 | - | 1100 | 4260 | Yes | 730 | 1870 | - | 2099.458 | 9154.5 | Yes | 620 | 4265 | - | 550 | 4150 | 9000 | 2.55 | 888 | 4345 | Yes | 513 | 2810 | Yes | 2975 | 7620 | No | - | - | Yes | 907 | 3220 | - | - | - | Yes | 2950 | 7200 | No | - | - | Yes | 1490 | 3010
GWH28AGEXH-K6DNA1E/O / GWH28QEXH-K6DN**E/I | GWH28AGEXH-K6DNA1E/O / GWH28QEXH-K6DN**E/I | N/A | GREE | N/A | Non Ducted | Single Split System | Wall Hung | Air | Air | China | 2.297 | N/A | 8.5 | N/A | N/A | N/A | N/A | N/A | 2.55 | 9 | Calorimeter Room | 3.7275 | 3.4658 | N/A | - | N/A | N/A | N/A | N/A | N/A | N/A | N/A | N/A | N/A | N/A | N/A | N/A | N/A | N/A | N/A | N/A | N/A | Single | R32 | Australia,Fiji,New Zealand | 147820 | 46568 | 0 | Approved | Reverse Cycle | N/A | Yes | Class 9 | Yes | N/A | N/A | N/A | N/A | N/A | N/A | N/A | Available | N/A | N/A | 0 | 0 | N/A | 0 | 0 | AAC6796 | Yes | Variable output compressor | Inverter | No | - | 8500 | 2.297 | - | 1100 | 4330 | No | - | - | - | 2099.458 | 9154.5 | Yes | 620 | 4265 | No | - | - | 9000 | 2.55 | 888 | 4345 | Yes | 513 | 2810 | Yes | 2975 | 7620 | No | - | - | Yes | 907 | 3220 | - | - | - | Yes | 2950 | 7200 | No | - | - | Yes | 1490 | 3010
GWH28AGEXH-K6DNA1E/O / GWH28QEXH-K6DNA1E/I | GWH28AGEXH-K6DNA1E/O / GWH28QEXH-K6DN**E/I | N/A | GREE | N/A | Non Ducted | Single Split System | Wall Hung | Air | Air | China | 2.297 | N/A | 8.5 | N/A | N/A | N/A | N/A | N/A | 2.55 | 9 | Calorimeter Room | 3.7275 | 3.4658 | N/A | - | N/A | N/A | N/A | N/A | N/A | N/A | N/A | N/A | N/A | N/A | N/A | N/A | N/A | N/A | N/A | N/A | N/A | Single | R32 | Australia,Fiji,New Zealand | 147820 | 46568 | 0 | Approved | Reverse Cycle | N/A | Yes | Class 9 | Yes | N/A | N/A | N/A | N/A | N/A | N/A | N/A | Available | N/A | N/A | 0 | 0 | N/A | 0 | 0 | AAC6796 | Yes | Variable output compressor | Inverter | No | - | 8500 | 2.297 | - | 1100 | 4330 | No | - | - | - | 2099.458 | 9154.5 | Yes | 620 | 4265 | No | - | - | 9000 | 2.55 | 888 | 4345 | Yes | 513 | 2810 | Yes | 2975 | 7620 | No | - | - | Yes | 907 | 3220 | - | - | - | Yes | 2950 | 7200 | No | - | - | Yes | 1490 | 3010
GWH28AGEXH-K6DNA1E/O / GWH28QEXH-K6DNC8E/I | GWH28AGEXH-K6DNA1E/O / GWH28QEXH-K6DN**E/I | N/A | GREE | N/A | Non Ducted | Single Split System | Wall Hung | Air | Air | China | 2.297 | N/A | 8.5 | N/A | N/A | N/A | N/A | N/A | 2.55 | 9 | Calorimeter Room | 3.7275 | 3.4658 | N/A | - | N/A | N/A | N/A | N/A | N/A | N/A | N/A | N/A | N/A | N/A | N/A | N/A | N/A | N/A | N/A | N/A | N/A | Single | R32 | Australia,Fiji,New Zealand | 147820 | 46568 | 0 | Approved | Reverse Cycle | N/A | Yes | Class 9 | Yes | N/A | N/A | N/A | N/A | N/A | N/A | N/A | Available | N/A | N/A | 0 | 0 | N/A | 0 | 0 | AAC6796 | Yes | Variable output compressor | Inverter | No | - | 8500 | 2.297 | - | 1100 | 4330 | No | - | - | - | 2099.458 | 9154.5 | Yes | 620 | 4265 | No | - | - | 9000 | 2.55 | 888 | 4345 | Yes | 513 | 2810 | Yes | 2975 | 7620 | No | - | - | Yes | 907 | 3220 | - | - | - | Yes | 2950 | 7200 | No | - | - | Yes | 1490 | 3010
GWH28ATEXF | GWH28ATEXF | N/A | GREE | N/A | Non Ducted | Single Split System | Wall Hung | Air | Air | China | 2.485 | N/A | 8.2 | N/A | N/A | N/A | N/A | N/A | 2.65 | 9 | Calorimeter Room | 3.4702 | 3.4097 | N/A | - | N/A | N/A | N/A | N/A | N/A | N/A | N/A | N/A | N/A | N/A | N/A | N/A | N/A | N/A | N/A | N/A | N/A | Single | R32 | Australia,Fiji,New Zealand | 161996 | 47260 | 0 | Approved | Reverse Cycle | N/A | Yes | Class 9 | Yes | N/A | N/A | N/A | N/A | N/A | N/A | N/A | Available | N/A | N/A | 0 | 0 | N/A | 0 | 0 | AAC8258 | Yes | Variable output compressor | Inverter | No | - | 8200 | 2.485 | - | 1300 | 4100 | Yes | 620 | 1900 | - | 2271.29 | 8831.4 | Yes | 700 | 4300 | - | 535 | 3800 | 9000 | 2.65 | 940 | 4500 | No | - | - | Yes | 2500 | 6500 | No | - | - | Yes | 930 | 3350 | - | - | - | Yes | 3200 | 7000 | No | - | - | Yes | 1800 | 2830
GWH28ATEXF-K6DNA1A/O / GWH28ATEXF-K6DNA1A/I | 0 | N/A | GREE | N/A | Non Ducted | Single Split System | Wall Hung | Air | Air | China | 2.485 | N/A | 8.2 | N/A | N/A | N/A | N/A | N/A | 2.65 | 9 | Calorimeter Room | 3.3032 | 3.4097 | N/A | - | N/A | N/A | N/A | N/A | N/A | N/A | N/A | N/A | N/A | N/A | N/A | N/A | N/A | N/A | N/A | N/A | N/A | Single | R32 | Australia,Fiji,New Zealand | 156540 | 47000 | 0 | Approved | Reverse Cycle | N/A | Yes | Class 9 | Yes | N/A | N/A | N/A | N/A | N/A | N/A | N/A | Available | N/A | N/A | 0 | 0 | N/A | 0 | 0 | AAC7761 | Yes | Variable output compressor | Inverter | No | - | 8200 | 2.485 | - | 1300 | 4100 | No | - | - | - | 2271.29 | 8831.4 | Yes | 700 | 4300 | No | - | - | 9000 | 2.65 | 940 | 4500 | No | - | - | Yes | 2500 | 6500 | No | - | - | Yes | 930 | 3350 | - | - | - | Yes | 3200 | 7000 | No | - | - | Yes | 1800 | 2830
GWH28ATEXF-K6DNA1A/O / GWH28ATEXF-K6DNA1A/I | GWH28ATEXF | N/A | GREE | N/A | Non Ducted | Single Split System | Wall Hung | Air | Air | China | 2.485 | N/A | 8.2 | N/A | N/A | N/A | N/A | N/A | 2.65 | 9 | Calorimeter Room | 3.4702 | 3.4097 | N/A | - | N/A | N/A | N/A | N/A | N/A | N/A | N/A | N/A | N/A | N/A | N/A | N/A | N/A | N/A | N/A | N/A | N/A | Single | R32 | Australia,Fiji,New Zealand | 161996 | 47260 | 0 | Approved | Reverse Cycle | N/A | Yes | Class 9 | Yes | N/A | N/A | N/A | N/A | N/A | N/A | N/A | Available | N/A | N/A | 0 | 0 | N/A | 0 | 0 | AAC8258 | Yes | Variable output compressor | Inverter | No | - | 8200 | 2.485 | - | 1300 | 4100 | Yes | 620 | 1900 | - | 2271.29 | 8831.4 | Yes | 700 | 4300 | - | 535 | 3800 | 9000 | 2.65 | 940 | 4500 | No | - | - | Yes | 2500 | 6500 | No | - | - | Yes | 930 | 3350 | - | - | - | Yes | 3200 | 7000 | No | - | - | Yes | 1800 | 2830
GWH28ATEXF-K6DNA1A/O / GWH28ATEXF-K6DNA4A/I | GWH28ATEXF | N/A | GREE | N/A | Non Ducted | Single Split System | Wall Hung | Air | Air | China | 2.485 | N/A | 8.2 | N/A | N/A | N/A | N/A | N/A | 2.65 | 9 | Calorimeter Room | 3.4702 | 3.4097 | N/A | - | N/A | N/A | N/A | N/A | N/A | N/A | N/A | N/A | N/A | N/A | N/A | N/A | N/A | N/A | N/A | N/A | N/A | Single | R32 | Australia,Fiji,New Zealand | 161996 | 47260 | 0 | Approved | Reverse Cycle | N/A | Yes | Class 9 | Yes | N/A | N/A | N/A | N/A | N/A | N/A | N/A | Available | N/A | N/A | 0 | 0 | N/A | 0 | 0 | AAC8258 | Yes | Variable output compressor | Inverter | No | - | 8200 | 2.485 | - | 1300 | 4100 | Yes | 620 | 1900 | - | 2271.29 | 8831.4 | Yes | 700 | 4300 | - | 535 | 3800 | 9000 | 2.65 | 940 | 4500 | No | - | - | Yes | 2500 | 6500 | No | - | - | Yes | 930 | 3350 | - | - | - | Yes | 3200 | 7000 | No | - | - | Yes | 1800 | 2830
GWH28QE-K3DNB2H/O / GWH28QE-K3DN**H/I | GWH28QE-K3DNB2H/O / GWH28QE-K3DN**H/I | N/A | GREE | 2.3 | Non Ducted | Single Split System | Wall Hung | Air | Air | China | 2.656 | 6.2 | 8.5 | N/A | N/A | N/A | N/A | N/A | 2.727 | 9 | Calorimeter Room | 3.4663 | 3.285 | Yes | - | N/A | 5.54 | 5.54 | 4.9906 | N/A | N/A | N/A | N/A | 3.182 | 3.3973 | N/A | N/A | 1.864 | 2.2946 | 1.5 | 2 | Calorimeter Room | Single | R410A | Australia,Fiji,New Zealand | 126299 | 45748 | 0 | Approved | Reverse Cycle | N/A | Yes | Class 9 | Yes | Yes | N/A | Yes | Yes | Yes | N/A | 3.2056 | Available | N/A | N/A | 0 | 0 | Yes | 0 | https://reg.energyrating.gov.au/static/common/images/star_ratings_2014/aircon_rating_1.5_2.png | AAC4419 | Yes | Variable output compressor | Inverter | No | - | 8500 | 2.656 | - | 862 | 4322 | Yes | 531 | 1817 | - | 2427.584 | 9154.5 | Yes | 639 | 4200 | - | 441 | 3332 | 9000 | 2.727 | 850 | 4083 | Yes | 454 | 2334 | Yes | 3129 | 7845 | No | - | - | No | - | - | - | - | - | Yes | 3763 | 8018 | No | - | - | No | - | -
GWH28QE-K3DNB2H/O / GWH28QE-K3DNB2H/I | GWH28QE-K3DNB2H/O / GWH28QE-K3DN**H/I | N/A | GREE | 2.3 | Non Ducted | Single Split System | Wall Hung | Air | Air | China | 2.656 | 6.2 | 8.5 | N/A | N/A | N/A | N/A | N/A | 2.727 | 9 | Calorimeter Room | 3.4663 | 3.285 | Yes | - | N/A | 5.54 | 5.54 | 4.9906 | N/A | N/A | N/A | N/A | 3.182 | 3.3973 | N/A | N/A | 1.864 | 2.2946 | 1.5 | 2 | Calorimeter Room | Single | R410A | Australia,Fiji,New Zealand | 126299 | 45748 | 0 | Approved | Reverse Cycle | N/A | Yes | Class 9 | Yes | Yes | N/A | Yes | Yes | Yes | N/A | 3.2056 | Available | N/A | N/A | 0 | 0 | Yes | 0 | https://reg.energyrating.gov.au/static/common/images/star_ratings_2014/aircon_rating_1.5_2.png | AAC4419 | Yes | Variable output compressor | Inverter | No | - | 8500 | 2.656 | - | 862 | 4322 | Yes | 531 | 1817 | - | 2427.584 | 9154.5 | Yes | 639 | 4200 | - | 441 | 3332 | 9000 | 2.727 | 850 | 4083 | Yes | 454 | 2334 | Yes | 3129 | 7845 | No | - | - | No | - | - | - | - | - | Yes | 3763 | 8018 | No | - | - | No | - | -
GWH28QE-K3DNB2H/O / GWH28QE-K3DNC6H/I | GWH28QE-K3DNB2H/O / GWH28QE-K3DN**H/I | N/A | GREE | 2.3 | Non Ducted | Single Split System | Wall Hung | Air | Air | China | 2.656 | 6.2 | 8.5 | N/A | N/A | N/A | N/A | N/A | 2.727 | 9 | Calorimeter Room | 3.4663 | 3.285 | Yes | - | N/A | 5.54 | 5.54 | 4.9906 | N/A | N/A | N/A | N/A | 3.182 | 3.3973 | N/A | N/A | 1.864 | 2.2946 | 1.5 | 2 | Calorimeter Room | Single | R410A | Australia,Fiji,New Zealand | 126299 | 45748 | 0 | Approved | Reverse Cycle | N/A | Yes | Class 9 | Yes | Yes | N/A | Yes | Yes | Yes | N/A | 3.2056 | Available | N/A | N/A | 0 | 0 | Yes | 0 | https://reg.energyrating.gov.au/static/common/images/star_ratings_2014/aircon_rating_1.5_2.png | AAC4419 | Yes | Variable output compressor | Inverter | No | - | 8500 | 2.656 | - | 862 | 4322 | Yes | 531 | 1817 | - | 2427.584 | 9154.5 | Yes | 639 | 4200 | - | 441 | 3332 | 9000 | 2.727 | 850 | 4083 | Yes | 454 | 2334 | Yes | 3129 | 7845 | No | - | - | No | - | - | - | - | - | Yes | 3763 | 8018 | No | - | - | No | - | -
GWH28QE-K6DNA1D/O / GWH28QE-K6DNA1D/I | GWH28QE-K6DNA1D/O / GWH28QE-K6DNA1D/I | N/A | GREE | N/A | Non Ducted | Single Split System | Wall Hung | Air | Air | China | 2.2 | N/A | 8 | N/A | N/A | N/A | N/A | N/A | 2.55 | 9 | Calorimeter Room | 3.7451 | 3.4925 | N/A | - | N/A | N/A | N/A | N/A | N/A | N/A | N/A | N/A | N/A | N/A | N/A | N/A | N/A | N/A | N/A | N/A | N/A | Single | R32 | Australia,Fiji,New Zealand | 137450 | 46138 | 0 | Approved | Reverse Cycle | N/A | Yes | Class 9 | Yes | N/A | N/A | N/A | N/A | N/A | N/A | N/A | Available | N/A | N/A | 0 | 0 | N/A | 0 | 0 | AAC5921 | Yes | Variable output compressor | Inverter | No | - | 8000 | 2.2 | - | 840 | 3610 | Yes | 400 | 900 | - | 2010.8 | 8616 | Yes | 760 | 4020 | - | 366 | 2110 | 9000 | 2.55 | 925 | 4510 | No | - | - | Yes | 3050 | 7850 | No | - | - | Yes | 862 | 3400 | - | - | - | Yes | 3920 | 8700 | No | - | - | Yes | 1380 | 2800
GWH28QE-K6DNA1D/O / GWH28QE-K6DNC8D/I | GWH28QE-K6DNA1D/O / GWH28QE-K6DNA1D/I | N/A | GREE | N/A | Non Ducted | Single Split System | Wall Hung | Air | Air | China | 2.2 | N/A | 8 | N/A | N/A | N/A | N/A | N/A | 2.55 | 9 | Calorimeter Room | 3.7451 | 3.4925 | N/A | - | N/A | N/A | N/A | N/A | N/A | N/A | N/A | N/A | N/A | N/A | N/A | N/A | N/A | N/A | N/A | N/A | N/A | Single | R32 | Australia,Fiji,New Zealand | 137450 | 46138 | 0 | Approved | Reverse Cycle | N/A | Yes | Class 9 | Yes | N/A | N/A | N/A | N/A | N/A | N/A | N/A | Available | N/A | N/A | 0 | 0 | N/A | 0 | 0 | AAC5921 | Yes | Variable output compressor | Inverter | No | - | 8000 | 2.2 | - | 840 | 3610 | Yes | 400 | 900 | - | 2010.8 | 8616 | Yes | 760 | 4020 | - | 366 | 2110 | 9000 | 2.55 | 925 | 4510 | No | - | - | Yes | 3050 | 7850 | No | - | - | Yes | 862 | 3400 | - | - | - | Yes | 3920 | 8700 | No | - | - | Yes | 1380 | 2800
GWH28QEXH-K6DNA1E/O / GWH28QEXH-K6DN**E/I | GWH28QEXH-K6DNA1E/O / GWH28QEXH-K6DN**E/I | N/A | GREE | N/A | Non Ducted | Single Split System | Wall Hung | Air | Air | China | 2.297 | N/A | 8.5 | N/A | N/A | N/A | N/A | N/A | 2.55 | 9 | Calorimeter Room | 3.7275 | 3.4658 | N/A | - | N/A | N/A | N/A | N/A | N/A | N/A | N/A | N/A | N/A | N/A | N/A | N/A | N/A | N/A | N/A | N/A | N/A | Single | R32 | Australia,Fiji,New Zealand | 149664 | 46636 | 0 | Approved | Reverse Cycle | N/A | Yes | Class 9 | Yes | N/A | N/A | N/A | N/A | N/A | N/A | N/A | Available | N/A | N/A | 0 | 0 | N/A | 0 | 0 | AAC6958 | Yes | Variable output compressor | Inverter | No | - | 8500 | 2.297 | - | 1100 | 4330 | No | - | - | - | 2099.458 | 9154.5 | Yes | 620 | 4265 | No | - | - | 9000 | 2.55 | 888 | 4345 | Yes | 513 | 2810 | Yes | 2975 | 7620 | No | - | - | Yes | 907 | 3220 | - | - | - | Yes | 2950 | 7200 | No | - | - | Yes | 1490 | 3010
GWH28QEXH-K6DNA1E/O / GWH28QEXH-K6DN**E/I | GWH28QEXH-K6DNA1E/O / GWH28QEXH-K6DN**E/I | N/A | GREE | N/A | Non Ducted | Single Split System | Wall Hung | Air | Air | China | 2.297 | N/A | 8.5 | N/A | N/A | N/A | N/A | N/A | 2.55 | 9 | Calorimeter Room | 3.7275 | 3.4658 | N/A | - | N/A | N/A | N/A | N/A | N/A | N/A | N/A | N/A | N/A | N/A | N/A | N/A | N/A | N/A | N/A | N/A | N/A | Single | R32 | Australia,Fiji,New Zealand | 161233 | 47250 | 0 | Approved | Reverse Cycle | N/A | Yes | Class 9 | Yes | N/A | N/A | N/A | N/A | N/A | N/A | N/A | Available | N/A | N/A | 0 | 0 | N/A | 0 | 0 | AAC8225 | Yes | Variable output compressor | Inverter | No | - | 8500 | 2.297 | - | 1100 | 4260 | Yes | 730 | 1870 | - | 2099.458 | 9154.5 | Yes | 620 | 4265 | - | 550 | 4150 | 9000 | 2.55 | 888 | 4345 | Yes | 513 | 2810 | Yes | 2975 | 7620 | No | - | - | Yes | 907 | 3220 | - | - | - | Yes | 2950 | 7200 | No | - | - | Yes | 1490 | 3010
GWH28QEXH-K6DNA1E/O / GWH28QEXH-K6DNA1E/I | GWH28QEXH-K6DNA1E/O / GWH28QEXH-K6DN**E/I | N/A | GREE | N/A | Non Ducted | Single Split System | Wall Hung | Air | Air | China | 2.297 | N/A | 8.5 | N/A | N/A | N/A | N/A | N/A | 2.55 | 9 | Calorimeter Room | 3.7275 | 3.4658 | N/A | - | N/A | N/A | N/A | N/A | N/A | N/A | N/A | N/A | N/A | N/A | N/A | N/A | N/A | N/A | N/A | N/A | N/A | Single | R32 | Australia,Fiji,New Zealand | 149664 | 46636 | 0 | Approved | Reverse Cycle | N/A | Yes | Class 9 | Yes | N/A | N/A | N/A | N/A | N/A | N/A | N/A | Available | N/A | N/A | 0 | 0 | N/A | 0 | 0 | AAC6958 | Yes | Variable output compressor | Inverter | No | - | 8500 | 2.297 | - | 1100 | 4330 | No | - | - | - | 2099.458 | 9154.5 | Yes | 620 | 4265 | No | - | - | 9000 | 2.55 | 888 | 4345 | Yes | 513 | 2810 | Yes | 2975 | 7620 | No | - | - | Yes | 907 | 3220 | - | - | - | Yes | 2950 | 7200 | No | - | - | Yes | 1490 | 3010
GWH28QEXH-K6DNA1E/O / GWH28QEXH-K6DNA1E/I | GWH28QEXH-K6DNA1E/O / GWH28QEXH-K6DN**E/I | N/A | GREE | N/A | Non Ducted | Single Split System | Wall Hung | Air | Air | China | 2.297 | N/A | 8.5 | N/A | N/A | N/A | N/A | N/A | 2.55 | 9 | Calorimeter Room | 3.7275 | 3.4658 | N/A | - | N/A | N/A | N/A | N/A | N/A | N/A | N/A | N/A | N/A | N/A | N/A | N/A | N/A | N/A | N/A | N/A | N/A | Single | R32 | Australia,Fiji,New Zealand | 161233 | 47250 | 0 | Approved | Reverse Cycle | N/A | Yes | Class 9 | Yes | N/A | N/A | N/A | N/A | N/A | N/A | N/A | Available | N/A | N/A | 0 | 0 | N/A | 0 | 0 | AAC8225 | Yes | Variable output compressor | Inverter | No | - | 8500 | 2.297 | - | 1100 | 4260 | Yes | 730 | 1870 | - | 2099.458 | 9154.5 | Yes | 620 | 4265 | - | 550 | 4150 | 9000 | 2.55 | 888 | 4345 | Yes | 513 | 2810 | Yes | 2975 | 7620 | No | - | - | Yes | 907 | 3220 | - | - | - | Yes | 2950 | 7200 | No | - | - | Yes | 1490 | 3010
GWH28QEXH-K6DNA1E/O / GWH28QEXH-K6DNC8E/I | GWH28QEXH-K6DNA1E/O / GWH28QEXH-K6DN**E/I | N/A | GREE | N/A | Non Ducted | Single Split System | Wall Hung | Air | Air | China | 2.297 | N/A | 8.5 | N/A | N/A | N/A | N/A | N/A | 2.55 | 9 | Calorimeter Room | 3.7275 | 3.4658 | N/A | - | N/A | N/A | N/A | N/A | N/A | N/A | N/A | N/A | N/A | N/A | N/A | N/A | N/A | N/A | N/A | N/A | N/A | Single | R32 | Australia,Fiji,New Zealand | 149664 | 46636 | 0 | Approved | Reverse Cycle | N/A | Yes | Class 9 | Yes | N/A | N/A | N/A | N/A | N/A | N/A | N/A | Available | N/A | N/A | 0 | 0 | N/A | 0 | 0 | AAC6958 | Yes | Variable output compressor | Inverter | No | - | 8500 | 2.297 | - | 1100 | 4330 | No | - | - | - | 2099.458 | 9154.5 | Yes | 620 | 4265 | No | - | - | 9000 | 2.55 | 888 | 4345 | Yes | 513 | 2810 | Yes | 2975 | 7620 | No | - | - | Yes | 907 | 3220 | - | - | - | Yes | 2950 | 7200 | No | - | - | Yes | 1490 | 3010
GWH28QEXH-K6DNA1E/O / GWH28QEXH-K6DNC8E/I | GWH28QEXH-K6DNA1E/O / GWH28QEXH-K6DN**E/I | N/A | GREE | N/A | Non Ducted | Single Split System | Wall Hung | Air | Air | China | 2.297 | N/A | 8.5 | N/A | N/A | N/A | N/A | N/A | 2.55 | 9 | Calorimeter Room | 3.7275 | 3.4658 | N/A | - | N/A | N/A | N/A | N/A | N/A | N/A | N/A | N/A | N/A | N/A | N/A | N/A | N/A | N/A | N/A | N/A | N/A | Single | R32 | Australia,Fiji,New Zealand | 161233 | 47250 | 0 | Approved | Reverse Cycle | N/A | Yes | Class 9 | Yes | N/A | N/A | N/A | N/A | N/A | N/A | N/A | Available | N/A | N/A | 0 | 0 | N/A | 0 | 0 | AAC8225 | Yes | Variable output compressor | Inverter | No | - | 8500 | 2.297 | - | 1100 | 4260 | Yes | 730 | 1870 | - | 2099.458 | 9154.5 | Yes | 620 | 4265 | - | 550 | 4150 | 9000 | 2.55 | 888 | 4345 | Yes | 513 | 2810 | Yes | 2975 | 7620 | No | - | - | Yes | 907 | 3220 | - | - | - | Yes | 2950 | 7200 | No | - | - | Yes | 1490 | 3010
GWH32QF-K6DN**D/I / GWH32QF-K6DNB2D/O | GWH32QF-K6DN**D/I / GWH32QF-K6DNB2D/O | N/A | GREE | N/A | Non Ducted | Single Split System | Wall Hung | Air | Air | China | 2.67 | N/A | 9.4 | N/A | N/A | N/A | N/A | N/A | 3.05 | 10.3 | Calorimeter Room | 3.3703 | 3.5754 | N/A | - | N/A | N/A | N/A | N/A | N/A | N/A | N/A | N/A | N/A | N/A | N/A | N/A | N/A | N/A | N/A | N/A | N/A | Single | R32 | Australia,Fiji,New Zealand | 137671 | 46156 | 0 | Approved | Reverse Cycle | N/A | Yes | Class 9 | Yes | N/A | N/A | Yes | Yes | Yes | N/A | N/A | Available | N/A | N/A | 0 | 0 | N/A | 0 | 0 | AAC6001 | Yes | Variable output compressor | Inverter | No | - | 9400 | 2.67 | - | 1087 | 4930 | No | - | - | - | 2440.38 | 10123.8 | Yes | 792 | 4730 | Yes | 545 | 3510 | 10300 | 3.05 | 944 | 4700 | Yes | 450 | 2540 | Yes | 3022 | 8570 | No | - | - | No | - | - | - | - | - | Yes | 3332 | 8360 | No | - | - | No | - | -
GWH32QF-K6DNB2D/O / GWH32QF-K6DNB2D/I | GWH32QF-K6DN**D/I / GWH32QF-K6DNB2D/O | N/A | GREE | N/A | Non Ducted | Single Split System | Wall Hung | Air | Air | China | 2.67 | N/A | 9.4 | N/A | N/A | N/A | N/A | N/A | 3.05 | 10.3 | Calorimeter Room | 3.3703 | 3.5754 | N/A | - | N/A | N/A | N/A | N/A | N/A | N/A | N/A | N/A | N/A | N/A | N/A | N/A | N/A | N/A | N/A | N/A | N/A | Single | R32 | Australia,Fiji,New Zealand | 137671 | 46156 | 0 | Approved | Reverse Cycle | N/A | Yes | Class 9 | Yes | N/A | N/A | Yes | Yes | Yes | N/A | N/A | Available | N/A | N/A | 0 | 0 | N/A | 0 | 0 | AAC6001 | Yes | Variable output compressor | Inverter | No | - | 9400 | 2.67 | - | 1087 | 4930 | No | - | - | - | 2440.38 | 10123.8 | Yes | 792 | 4730 | Yes | 545 | 3510 | 10300 | 3.05 | 944 | 4700 | Yes | 450 | 2540 | Yes | 3022 | 8570 | No | - | - | No | - | - | - | - | - | Yes | 3332 | 8360 | No | - | - | No | - | -
GWH32QF-K6DNB2D/O / GWH32QF-K6DNB4D/I | GWH32QF-K6DN**D/I / GWH32QF-K6DNB2D/O | N/A | GREE | N/A | Non Ducted | Single Split System | Wall Hung | Air | Air | China | 2.67 | N/A | 9.4 | N/A | N/A | N/A | N/A | N/A | 3.05 | 10.3 | Calorimeter Room | 3.3703 | 3.5754 | N/A | - | N/A | N/A | N/A | N/A | N/A | N/A | N/A | N/A | N/A | N/A | N/A | N/A | N/A | N/A | N/A | N/A | N/A | Single | R32 | Australia,Fiji,New Zealand | 137671 | 46156 | 0 | Approved | Reverse Cycle | N/A | Yes | Class 9 | Yes | N/A | N/A | Yes | Yes | Yes | N/A | N/A | Available | N/A | N/A | 0 | 0 | N/A | 0 | 0 | AAC6001 | Yes | Variable output compressor | Inverter | No | - | 9400 | 2.67 | - | 1087 | 4930 | No | - | - | - | 2440.38 | 10123.8 | Yes | 792 | 4730 | Yes | 545 | 3510 | 10300 | 3.05 | 944 | 4700 | Yes | 450 | 2540 | Yes | 3022 | 8570 | No | - | - | No | - | - | - | - | - | Yes | 3332 | 8360 | No | - | - | No | - | -
GWH32QFXH-K6DNB2A/O / GVH32ALXH-K6DNC7A/I | 0 | N/A | GREE | N/A | Non Ducted | Single Split System | Floor Mounted | Air | Air | China | 2.73 | N/A | 10 | N/A | N/A | N/A | N/A | N/A | 3.029 | 10.3 | Calorimeter Room | 3.6121 | 3.7689 | N/A | - | N/A | N/A | N/A | N/A | N/A | N/A | N/A | N/A | N/A | N/A | N/A | N/A | N/A | N/A | N/A | N/A | N/A | Single | R32 | Australia,Fiji,New Zealand | 148805 | 46608 | 0 | Approved | Reverse Cycle | N/A | Yes | Class 11 | Yes | N/A | N/A | Yes | Yes | Yes | N/A | N/A | Available | N/A | N/A | 0 | 0 | N/A | 0 | 0 | AAC6857 | Yes | Variable output compressor | Inverter | No | - | 10000 | 2.73 | - | 1260 | 4890 | No | - | - | - | 2495.22 | 10770 | Yes | 860 | 4950 | No | - | - | 10300 | 3.029 | 1050 | 4720 | Yes | 650 | 2350 | Yes | 3056 | 8023.5 | No | - | - | No | - | - | - | - | - | No | - | - | No | - | - | No | - | -
GWH32QFXH-K6DNB2A/O / GWH32QFXH-K6DNB**/I | GWH32QFXH-K6DNB2A/O / GWH32QFXH-K6DNB**/I | N/A | GREE | N/A | Non Ducted | Single Split System | Wall Hung | Air | Air | China | 2.73 | N/A | 10 | N/A | N/A | N/A | N/A | N/A | 3.029 | 10.3 | Calorimeter Room | 3.7145 | 3.4509 | N/A | - | N/A | N/A | N/A | N/A | N/A | N/A | N/A | N/A | N/A | N/A | N/A | N/A | N/A | N/A | N/A | N/A | N/A | Single | R32 | Australia,Fiji,New Zealand | 147611 | 46553 | 0 | Approved | Reverse Cycle | N/A | Yes | Class 11 | Yes | N/A | N/A | N/A | N/A | N/A | N/A | N/A | Unavailable | N/A | N/A | 0 | 0 | N/A | 0 | 0 | AAC6774 | Yes | Variable output compressor | Inverter | No | - | 10000 | 2.73 | - | 1260 | 5000 | No | - | - | - | 2495.22 | 10770 | Yes | 760 | 5200 | No | - | - | 10300 | 3.029 | 942 | 4990 | No | - | - | Yes | 3350 | 7970 | No | - | - | Yes | 942 | 3650 | - | - | - | Yes | 3473 | 7210 | No | - | - | Yes | 1668 | 3870
GWH32QFXH-K6DNB2A/O / GWH32QFXH-K6DNB**/I | GWH32QFXH-K6DNB2A/O / GWH32QFXH-K6DNB**/I | N/A | GREE | N/A | Non Ducted | Single Split System | Wall Hung | Air | Air | China | 2.73 | N/A | 10 | N/A | N/A | N/A | N/A | N/A | 3.029 | 10.3 | Calorimeter Room | 3.7145 | 3.4509 | N/A | - | N/A | N/A | N/A | N/A | N/A | N/A | N/A | N/A | N/A | N/A | N/A | N/A | N/A | N/A | N/A | N/A | N/A | Single | R32 | Australia,Fiji,New Zealand | 148118 | 46585 | 0 | Approved | Reverse Cycle | N/A | Yes | Class 11 | Yes | N/A | N/A | N/A | N/A | N/A | N/A | N/A | Unavailable | N/A | N/A | 0 | 0 | N/A | 0 | 0 | AAC6824 | Yes | Variable output compressor | Inverter | No | - | 10000 | 2.73 | - | 1260 | 5000 | No | - | - | - | 2495.22 | 10770 | Yes | 760 | 5200 | No | - | - | 10300 | 3.029 | 957 | 4990 | No | - | - | Yes | 3350 | 7970 | No | - | - | Yes | 942 | 3650 | - | - | - | Yes | 3473 | 7210 | No | - | - | Yes | 1668 | 3870
GWH32QFXH-K6DNB2A/O / GWH32QFXH-K6DNB**/I | GWH32QFXH-K6DNB2A/O / GWH32QFXH-K6DNB**/I | N/A | GREE | N/A | Non Ducted | Single Split System | Wall Hung | Air | Air | China | 2.73 | N/A | 10 | N/A | N/A | N/A | N/A | N/A | 3.029 | 10.3 | Calorimeter Room | 3.7145 | 3.4509 | N/A | - | N/A | N/A | N/A | N/A | N/A | N/A | N/A | N/A | N/A | N/A | N/A | N/A | N/A | N/A | N/A | N/A | N/A | Single | R32 | Australia,Fiji,New Zealand | 161797 | 47258 | 0 | Approved | Reverse Cycle | N/A | Yes | Class 11 | Yes | N/A | N/A | N/A | N/A | N/A | N/A | N/A | Unavailable | N/A | N/A | 0 | 0 | N/A | 0 | 0 | AAC8247 | Yes | Variable output compressor | Inverter | No | - | 10000 | 2.73 | - | 1260 | 5000 | Yes | 680 | 2400 | - | 2495.22 | 10770 | Yes | 760 | 5200 | - | 530 | 4067 | 10300 | 3.029 | 965 | 4980 | No | - | - | Yes | 3350 | 7970 | No | - | - | Yes | 942 | 3650 | - | - | - | Yes | 3430 | 7370 | No | - | - | Yes | 1663 | 3600
GWH32QFXH-K6DNB2A/O / GWH32QFXH-K6DNB2A/I | 0 | N/A | GREE | N/A | Non Ducted | Single Split System | Wall Hung | Air | Air | China | 2.474 | N/A | 9.4 | N/A | N/A | N/A | N/A | N/A | 3.029 | 10.3 | Calorimeter Room | 3.888 | 3.4509 | N/A | - | N/A | N/A | N/A | N/A | N/A | N/A | N/A | N/A | N/A | N/A | N/A | N/A | N/A | N/A | N/A | N/A | N/A | Single | R32 | Australia,Fiji,New Zealand | 142507 | 46323 | 0 | Approved | Reverse Cycle | N/A | Yes | Class 9 | Yes | N/A | N/A | N/A | N/A | N/A | N/A | N/A | Unavailable | N/A | N/A | 0 | 0 | N/A | 0 | 0 | AAC6328 | Yes | Variable output compressor | Inverter | No | - | 9400 | 2.474 | - | 1010 | 4500 | No | - | - | - | 2261.236 | 10123.8 | Yes | 664 | 4560 | No | - | - | 10300 | 3.029 | 957 | 4990 | No | - | - | Yes | 3350 | 7970 | No | - | - | Yes | 942 | 3650 | - | - | - | Yes | 3473 | 7210 | No | - | - | Yes | 1668 | 3870
GWH32QFXH-K6DNB2A/O / GWH32QFXH-K6DNB2A/I | GWH32QFXH-K6DNB2A/O / GWH32QFXH-K6DNB**/I | N/A | GREE | N/A | Non Ducted | Single Split System | Wall Hung | Air | Air | China | 2.73 | N/A | 10 | N/A | N/A | N/A | N/A | N/A | 3.029 | 10.3 | Calorimeter Room | 3.7145 | 3.4509 | N/A | - | N/A | N/A | N/A | N/A | N/A | N/A | N/A | N/A | N/A | N/A | N/A | N/A | N/A | N/A | N/A | N/A | N/A | Single | R32 | Australia,Fiji,New Zealand | 147611 | 46553 | 0 | Approved | Reverse Cycle | N/A | Yes | Class 11 | Yes | N/A | N/A | N/A | N/A | N/A | N/A | N/A | Unavailable | N/A | N/A | 0 | 0 | N/A | 0 | 0 | AAC6774 | Yes | Variable output compressor | Inverter | No | - | 10000 | 2.73 | - | 1260 | 5000 | No | - | - | - | 2495.22 | 10770 | Yes | 760 | 5200 | No | - | - | 10300 | 3.029 | 942 | 4990 | No | - | - | Yes | 3350 | 7970 | No | - | - | Yes | 942 | 3650 | - | - | - | Yes | 3473 | 7210 | No | - | - | Yes | 1668 | 3870
GWH32QFXH-K6DNB2A/O / GWH32QFXH-K6DNB2A/I | GWH32QFXH-K6DNB2A/O / GWH32QFXH-K6DNB**/I | N/A | GREE | N/A | Non Ducted | Single Split System | Wall Hung | Air | Air | China | 2.73 | N/A | 10 | N/A | N/A | N/A | N/A | N/A | 3.029 | 10.3 | Calorimeter Room | 3.7145 | 3.4509 | N/A | - | N/A | N/A | N/A | N/A | N/A | N/A | N/A | N/A | N/A | N/A | N/A | N/A | N/A | N/A | N/A | N/A | N/A | Single | R32 | Australia,Fiji,New Zealand | 148118 | 46585 | 0 | Approved | Reverse Cycle | N/A | Yes | Class 11 | Yes | N/A | N/A | N/A | N/A | N/A | N/A | N/A | Unavailable | N/A | N/A | 0 | 0 | N/A | 0 | 0 | AAC6824 | Yes | Variable output compressor | Inverter | No | - | 10000 | 2.73 | - | 1260 | 5000 | No | - | - | - | 2495.22 | 10770 | Yes | 760 | 5200 | No | - | - | 10300 | 3.029 | 957 | 4990 | No | - | - | Yes | 3350 | 7970 | No | - | - | Yes | 942 | 3650 | - | - | - | Yes | 3473 | 7210 | No | - | - | Yes | 1668 | 3870
GWH32QFXH-K6DNB2A/O / GWH32QFXH-K6DNB2A/I | GWH32QFXH-K6DNB2A/O / GWH32QFXH-K6DNB**/I | N/A | GREE | N/A | Non Ducted | Single Split System | Wall Hung | Air | Air | China | 2.73 | N/A | 10 | N/A | N/A | N/A | N/A | N/A | 3.029 | 10.3 | Calorimeter Room | 3.7145 | 3.4509 | N/A | - | N/A | N/A | N/A | N/A | N/A | N/A | N/A | N/A | N/A | N/A | N/A | N/A | N/A | N/A | N/A | N/A | N/A | Single | R32 | Australia,Fiji,New Zealand | 161797 | 47258 | 0 | Approved | Reverse Cycle | N/A | Yes | Class 11 | Yes | N/A | N/A | N/A | N/A | N/A | N/A | N/A | Unavailable | N/A | N/A | 0 | 0 | N/A | 0 | 0 | AAC8247 | Yes | Variable output compressor | Inverter | No | - | 10000 | 2.73 | - | 1260 | 5000 | Yes | 680 | 2400 | - | 2495.22 | 10770 | Yes | 760 | 5200 | - | 530 | 4067 | 10300 | 3.029 | 965 | 4980 | No | - | - | Yes | 3350 | 7970 | No | - | - | Yes | 942 | 3650 | - | - | - | Yes | 3430 | 7370 | No | - | - | Yes | 1663 | 3600
GWH32QFXH-K6DNB2A/O / GWH32QFXH-K6DNB4A/I | 0 | N/A | GREE | N/A | Non Ducted | Single Split System | Wall Hung | Air | Air | China | 2.474 | N/A | 9.4 | N/A | N/A | N/A | N/A | N/A | 3.029 | 10.3 | Calorimeter Room | 3.888 | 3.4509 | N/A | - | N/A | N/A | N/A | N/A | N/A | N/A | N/A | N/A | N/A | N/A | N/A | N/A | N/A | N/A | N/A | N/A | N/A | Single | R32 | Australia,Fiji,New Zealand | 146458 | 46502 | 0 | Approved | Reverse Cycle | N/A | Yes | Class 9 | Yes | N/A | N/A | N/A | N/A | N/A | N/A | N/A | Unavailable | N/A | N/A | 0 | 0 | N/A | 0 | 0 | AAC6621 | Yes | Variable output compressor | Inverter | No | - | 9400 | 2.474 | - | 1010 | 4500 | No | - | - | - | 2261.236 | 10123.8 | Yes | 664 | 4560 | No | - | - | 10300 | 3.029 | 957 | 4990 | No | - | - | Yes | 3350 | 7970 | No | - | - | Yes | 942 | 3650 | - | - | - | Yes | 3473 | 7210 | No | - | - | Yes | 1668 | 3870
GWH32QFXH-K6DNB2A/O / GWH32QFXH-K6DNB4A/I | GWH32QFXH-K6DNB2A/O / GWH32QFXH-K6DNB**/I | N/A | GREE | N/A | Non Ducted | Single Split System | Wall Hung | Air | Air | China | 2.73 | N/A | 10 | N/A | N/A | N/A | N/A | N/A | 3.029 | 10.3 | Calorimeter Room | 3.7145 | 3.4509 | N/A | - | N/A | N/A | N/A | N/A | N/A | N/A | N/A | N/A | N/A | N/A | N/A | N/A | N/A | N/A | N/A | N/A | N/A | Single | R32 | Australia,Fiji,New Zealand | 147611 | 46553 | 0 | Approved | Reverse Cycle | N/A | Yes | Class 11 | Yes | N/A | N/A | N/A | N/A | N/A | N/A | N/A | Unavailable | N/A | N/A | 0 | 0 | N/A | 0 | 0 | AAC6774 | Yes | Variable output compressor | Inverter | No | - | 10000 | 2.73 | - | 1260 | 5000 | No | - | - | - | 2495.22 | 10770 | Yes | 760 | 5200 | No | - | - | 10300 | 3.029 | 942 | 4990 | No | - | - | Yes | 3350 | 7970 | No | - | - | Yes | 942 | 3650 | - | - | - | Yes | 3473 | 7210 | No | - | - | Yes | 1668 | 3870
GWH32QFXH-K6DNB2A/O / GWH32QFXH-K6DNB4A/I | GWH32QFXH-K6DNB2A/O / GWH32QFXH-K6DNB**/I | N/A | GREE | N/A | Non Ducted | Single Split System | Wall Hung | Air | Air | China | 2.73 | N/A | 10 | N/A | N/A | N/A | N/A | N/A | 3.029 | 10.3 | Calorimeter Room | 3.7145 | 3.4509 | N/A | - | N/A | N/A | N/A | N/A | N/A | N/A | N/A | N/A | N/A | N/A | N/A | N/A | N/A | N/A | N/A | N/A | N/A | Single | R32 | Australia,Fiji,New Zealand | 148118 | 46585 | 0 | Approved | Reverse Cycle | N/A | Yes | Class 11 | Yes | N/A | N/A | N/A | N/A | N/A | N/A | N/A | Unavailable | N/A | N/A | 0 | 0 | N/A | 0 | 0 | AAC6824 | Yes | Variable output compressor | Inverter | No | - | 10000 | 2.73 | - | 1260 | 5000 | No | - | - | - | 2495.22 | 10770 | Yes | 760 | 5200 | No | - | - | 10300 | 3.029 | 957 | 4990 | No | - | - | Yes | 3350 | 7970 | No | - | - | Yes | 942 | 3650 | - | - | - | Yes | 3473 | 7210 | No | - | - | Yes | 1668 | 3870
GWH32QFXH-K6DNB2A/O / GWH32QFXH-K6DNB4A/I | GWH32QFXH-K6DNB2A/O / GWH32QFXH-K6DNB**/I | N/A | GREE | N/A | Non Ducted | Single Split System | Wall Hung | Air | Air | China | 2.73 | N/A | 10 | N/A | N/A | N/A | N/A | N/A | 3.029 | 10.3 | Calorimeter Room | 3.7145 | 3.4509 | N/A | - | N/A | N/A | N/A | N/A | N/A | N/A | N/A | N/A | N/A | N/A | N/A | N/A | N/A | N/A | N/A | N/A | N/A | Single | R32 | Australia,Fiji,New Zealand | 161797 | 47258 | 0 | Approved | Reverse Cycle | N/A | Yes | Class 11 | Yes | N/A | N/A | N/A | N/A | N/A | N/A | N/A | Unavailable | N/A | N/A | 0 | 0 | N/A | 0 | 0 | AAC8247 | Yes | Variable output compressor | Inverter | No | - | 10000 | 2.73 | - | 1260 | 5000 | Yes | 680 | 2400 | - | 2495.22 | 10770 | Yes | 760 | 5200 | - | 530 | 4067 | 10300 | 3.029 | 965 | 4980 | No | - | - | Yes | 3350 | 7970 | No | - | - | Yes | 942 | 3650 | - | - | - | Yes | 3430 | 7370 | No | - | - | Yes | 1663 | 3600
GWHD(18)NK6KO | 0 | N/A | GREE | N/A | Non Ducted | fixed | N/A | Air | Air | China | 1.5 | N/A | 5.24 | N/A | N/A | N/A | N/A | N/A | 1.15 | 5.4 | Enthalpy Test Room | 3.7125 | 4.8049 | N/A | - | N/A | N/A | N/A | N/A | N/A | N/A | N/A | N/A | N/A | N/A | N/A | N/A | N/A | N/A | N/A | N/A | N/A | Single | R32 | Australia,Fiji,New Zealand | 134821 | 46047 | 0 | Approved | Reverse Cycle | N/A | Yes | Class 19 | Yes | N/A | N/A | Yes | Yes | Yes | N/A | N/A | Available | N/A | N/A | 0 | 0 | N/A | 0 | 0 | AAC5728 | Yes | Variable output compressor | Inverter | No | - | 5240 | 1.5 | - | 550 | 2620 | No | - | - | - | 1371 | 5643.48 | No | 502.7 | 2821.74 | No | - | - | 5400 | 1.15 | 490 | 2700 | No | - | - | Yes | 1550 | 4550 | No | - | - | No | - | - | - | - | - | - | - | - | No | - | - | No | - | -
GWHD(18)NK6PO | 0 | N/A | GREE | N/A | Non Ducted | vrf | Floor Mounted | Air | Air | China | 1.38 | N/A | 5.3 | N/A | N/A | N/A | N/A | N/A | 1.3 | 5.6 | Enthalpy Test Room | 3.8452 | 4.3724 | N/A | - | N/A | N/A | N/A | N/A | N/A | N/A | N/A | N/A | N/A | N/A | N/A | N/A | N/A | N/A | N/A | N/A | N/A | Single | R32 | Australia,Fiji,New Zealand | 154828 | 46915 | 0 | Approved | Reverse Cycle | N/A | Yes | Class 19 | Yes | N/A | N/A | Yes | Yes | Yes | N/A | N/A | Available | N/A | N/A | 0 | 0 | N/A | 0 | 0 | AAC7564 | Yes | Variable output compressor | Inverter | No | - | 5300 | 1.38 | - | 510 | 2650 | No | - | - | - | 1261.32 | 5708.1 | No | 466.14 | 2854.05 | No | - | - | 5600 | 1.3 | 500 | 2800 | No | - | - | Yes | 1500 | 4700 | No | - | - | No | - | - | - | - | - | No | - | - | No | - | - | No | - | -
GWHD(24)NK6KO | 0 | N/A | GREE | N/A | Non Ducted | vrf | N/A | Air | Air | China | 2 | N/A | 7.3 | N/A | N/A | N/A | N/A | N/A | 1.9 | 8.5 | Enthalpy Test Room | 3.7221 | 4.5016 | N/A | - | N/A | N/A | N/A | N/A | N/A | N/A | N/A | N/A | N/A | N/A | N/A | N/A | N/A | N/A | N/A | N/A | N/A | Single | R32 | Australia,Fiji,New Zealand | 135153 | 46029 | 0 | Approved | Reverse Cycle | N/A | Yes | Class 19 | Yes | N/A | N/A | N/A | N/A | N/A | N/A | N/A | Unavailable | N/A | N/A | 0 | 0 | N/A | 0 | 0 | AAC5627 | Yes | Variable output compressor | Inverter | No | - | 7300 | 2 | - | 830 | 3400 | No | - | - | - | 1828 | 7862.1 | No | 758.62 | 3661.8 | No | - | - | 8500 | 1.9 | 720 | 3900 | No | - | - | Yes | 2500 | 7900 | No | - | - | No | - | - | - | - | - | No | - | - | No | - | - | No | - | -
GWHD(24)NK6PO | 0 | N/A | GREE | N/A | Non Ducted | vrf | Floor Mounted | Air | Air | China | 1.96 | N/A | 7.3 | N/A | N/A | N/A | N/A | N/A | 2 | 8.3 | Enthalpy Test Room | 3.7521 | 4.27 | N/A | - | N/A | N/A | N/A | N/A | N/A | N/A | N/A | N/A | N/A | N/A | N/A | N/A | N/A | N/A | N/A | N/A | N/A | Single | R32 | Australia,Fiji,New Zealand | 154831 | 46915 | 0 | Approved | Reverse Cycle | N/A | Yes | Class 19 | Yes | N/A | N/A | Yes | Yes | Yes | N/A | N/A | Available | N/A | N/A | 0 | 0 | N/A | 0 | 0 | AAC7562 | Yes | Variable output compressor | Inverter | No | - | 7300 | 1.96 | - | 655 | 3650 | No | - | - | - | 1791.44 | 7862.1 | No | 598.67 | 3931.05 | No | - | - | 8300 | 2 | 740 | 4150 | No | - | - | Yes | 2200 | 6800 | No | - | - | No | - | - | - | - | - | No | - | - | No | - | - | No | - | -
GWHD(28)NK6KO | 0 | N/A | GREE | N/A | Non Ducted | vrf | N/A | Air | Air | China | 2.3 | N/A | 8.2 | N/A | N/A | N/A | N/A | N/A | 2.1 | 8.8 | Calorimeter Room | 3.6796 | 4.7528 | N/A | - | N/A | N/A | N/A | N/A | N/A | N/A | N/A | N/A | N/A | N/A | N/A | N/A | N/A | N/A | N/A | N/A | N/A | Single | R32 | Australia,Fiji,New Zealand | 133735 | 45971 | 0 | Approved | Reverse Cycle | N/A | Yes | Class 19 | Yes | N/A | N/A | N/A | N/A | N/A | N/A | N/A | Unavailable | N/A | N/A | 0 | 0 | N/A | 0 | 0 | AAC5482 | Yes | Variable output compressor | Inverter | No | - | 8200 | 2.3 | - | 820 | 3800 | No | - | - | - | 2102.2 | 8831.4 | No | 749.48 | 4092.6 | No | - | - | 8800 | 2.1 | 790 | 4300 | No | - | - | Yes | 2900 | 8300 | No | - | - | No | - | - | - | - | - | No | - | - | No | - | - | No | - | -
GWHD(28)NK6PO | 0 | N/A | GREE | N/A | Non Ducted | vrf | Floor Mounted | Air | Air | China | 1.88 | N/A | 8.2 | N/A | N/A | N/A | N/A | N/A | 2.12 | 8.8 | Enthalpy Test Room | 4.3797 | 4.3459 | N/A | - | N/A | N/A | N/A | N/A | N/A | N/A | N/A | N/A | N/A | N/A | N/A | N/A | N/A | N/A | N/A | N/A | N/A | Single | R32 | Australia,Fiji,New Zealand | 154836 | 46915 | 0 | Approved | Reverse Cycle | N/A | Yes | Class 19 | Yes | N/A | N/A | Yes | Yes | Yes | N/A | N/A | Available | N/A | N/A | 0 | 0 | N/A | 0 | 0 | AAC7563 | Yes | Variable output compressor | Inverter | No | - | 8200 | 1.88 | - | 680 | 4100 | No | - | - | - | 1718.32 | 8831.4 | No | 621.52 | 4415.7 | No | - | - | 8800 | 2.12 | 780 | 4400 | No | - | - | Yes | 2100 | 6900 | No | - | - | No | - | - | - | - | - | No | - | - | No | - | - | No | - | -
GWHD(36)NK6KO | 0 | N/A | GREE | N/A | Non Ducted | fixed | N/A | Air | Air | China | 3.1 | N/A | 10.1 | N/A | N/A | N/A | N/A | N/A | 3.1 | 10.5 | Enthalpy Test Room | 3.5708 | 3.6608 | N/A | - | N/A | N/A | N/A | N/A | N/A | N/A | N/A | N/A | N/A | N/A | N/A | N/A | N/A | N/A | N/A | N/A | N/A | Single | R32 | Australia,Fiji,New Zealand | 132982 | 45963 | 0 | Approved | Reverse Cycle | N/A | Yes | Class 20 | Yes | N/A | N/A | Yes | Yes | Yes | N/A | N/A | Available | N/A | N/A | 0 | 0 | N/A | 0 | 0 | AAC5452 | Yes | Variable output compressor | Inverter | No | - | 10100 | 3.1 | - | 960 | 5500 | No | - | - | - | 2833.4 | 10877.7 | No | 877.44 | 5923.5 | No | - | - | 10500 | 3.1 | 860 | 5000 | No | - | - | Yes | 2800 | 8400 | - | - | - | No | - | - | - | - | - | - | - | - | No | - | - | No | - | -
GWHD(36)NK6PO | 0 | N/A | GREE | N/A | Non Ducted | vrf | Floor Mounted | Air | Air | China | 2.65 | N/A | 10.6 | N/A | N/A | N/A | N/A | N/A | 2.85 | 11.4 | Enthalpy Test Room | 4.1166 | 4.1845 | N/A | - | N/A | N/A | N/A | N/A | N/A | N/A | N/A | N/A | N/A | N/A | N/A | N/A | N/A | N/A | N/A | N/A | N/A | Single | R32 | Australia,Fiji,New Zealand | 154839 | 46916 | 0 | Approved | Reverse Cycle | N/A | Yes | Class 20 | Yes | N/A | N/A | Yes | Yes | Yes | N/A | N/A | Available | N/A | N/A | 0 | 0 | N/A | 0 | 0 | AAC7566 | Yes | Variable output compressor | Inverter | No | - | 10600 | 2.65 | - | 860 | 5300 | No | - | - | - | 2422.1 | 11416.2 | No | 786.04 | 5708.1 | No | - | - | 11400 | 2.85 | 1000 | 5700 | No | - | - | Yes | 3900 | 10500 | No | - | - | No | - | - | - | - | - | No | - | - | No | - | - | No | - | -
GWHD(42)NK6PO | 0 | N/A | GREE | N/A | Non Ducted | vrf | Floor Mounted | Air | Air | China | 3.1 | N/A | 12.3 | N/A | N/A | N/A | N/A | N/A | 3.2 | 12.6 | Enthalpy Test Room | 3.8917 | 4.6757 | N/A | - | N/A | N/A | N/A | N/A | N/A | N/A | N/A | N/A | N/A | N/A | N/A | N/A | N/A | N/A | N/A | N/A | N/A | Single | R32 | Australia,Fiji,New Zealand | 154840 | 46915 | 0 | Approved | Reverse Cycle | N/A | Yes | Class 20 | Yes | N/A | N/A | Yes | Yes | Yes | N/A | N/A | Available | N/A | N/A | 0 | 0 | N/A | 0 | 0 | AAC7565 | Yes | Variable output compressor | Inverter | No | - | 12300 | 3.1 | - | 980 | 6150 | No | - | - | - | 2833.4 | 13247.1 | No | 895.72 | 6623.55 | No | - | - | 12600 | 3.2 | 1050 | 6300 | No | - | - | Yes | 3750 | 11000 | No | - | - | No | - | - | - | - | - | No | - | - | No | - | - | No | - | -
1U100S2SN5FA / AD100S2SM7FA | 0 | N/A | Haier | N/A | Ducted | Single Split System | - | Air | Air | China | 3.17 | N/A | 10 | N/A | N/A | N/A | N/A | N/A | 3.14 | 10.8 | Enthalpy Test Room | 3.2095 | 3.5611 | N/A | - | N/A | N/A | N/A | N/A | N/A | N/A | N/A | N/A | N/A | N/A | N/A | N/A | N/A | N/A | N/A | N/A | N/A | Single | R32 | Australia,Fiji,New Zealand | 140058 | 46246 | 0 | Approved | Reverse Cycle | N/A | Yes | Class 11 | Yes | N/A | N/A | N/A | N/A | N/A | N/A | N/A | Available | N/A | N/A | 0 | 0 | N/A | 0 | 0 | AAC6205 | Yes | Variable output compressor | Inverter | No | - | 10000 | 3.17 | - | 1250 | 5000 | No | - | - | - | 2897.38 | 10770 | No | 1142.5 | 5385 | No | - | - | 10800 | 3.14 | 1350 | 5400 | No | - | - | Yes | 3400 | 8700 | No | - | - | No | - | - | - | - | - | No | - | - | No | - | - | No | - | -
1U100S2SN5FA / ABH105K5ERG | 0 | N/A | Haier | N/A | Non Ducted | Single Split System | Cassette | Air | Air | China | 3.16 | N/A | 10 | N/A | N/A | N/A | N/A | N/A | 3.25 | 11.5 | Enthalpy Test Room | 3.2695 | 3.55 | N/A | - | N/A | N/A | N/A | N/A | N/A | N/A | N/A | N/A | N/A | N/A | N/A | N/A | N/A | N/A | N/A | N/A | N/A | Single | R32 | Australia,Fiji,New Zealand | 153233 | 46855 | 0 | Approved | Reverse Cycle | N/A | Yes | Class 11 | Yes | N/A | N/A | N/A | N/A | N/A | N/A | N/A | Available | N/A | N/A | 0 | 0 | N/A | 0 | 0 | AAC7420 | Yes | Variable output compressor | Inverter | No | - | 10000 | 3.16 | - | 1150 | 5000 | No | - | - | - | 2888.24 | 10770 | No | 1051.1 | 5385 | No | - | - | 11500 | 3.25 | 1150 | 5550 | No | - | - | Yes | 3200 | 9900 | No | - | - | No | - | - | - | - | - | No | - | - | No | - | - | No | - | -
1U100S2SN5FA / AD100S2SH5FA | 0 | N/A | Haier | N/A | Ducted | Single Split System | - | Air | Air | China | 3.12 | N/A | 10 | N/A | N/A | N/A | N/A | N/A | 3.19 | 11.5 | Enthalpy Test Room | 3.3566 | 4.0391 | N/A | - | N/A | N/A | N/A | N/A | N/A | N/A | N/A | N/A | N/A | N/A | N/A | N/A | N/A | N/A | N/A | N/A | N/A | Single | R32 | Australia,Fiji,New Zealand | 140056 | 46247 | 0 | Approved | Reverse Cycle | N/A | Yes | Class 11 | Yes | N/A | N/A | N/A | N/A | N/A | N/A | N/A | Available | N/A | N/A | 0 | 0 | N/A | 0 | 0 | AAC6208 | Yes | Variable output compressor | Inverter | No | - | 10000 | 3.12 | - | 1100 | 5000 | No | - | - | - | 2851.68 | 10770 | No | 1005.4 | 5385 | No | - | - | 11500 | 3.19 | 1300 | 5750 | No | - | - | Yes | 3200 | 8400 | No | - | - | No | - | - | - | - | - | No | - | - | No | - | - | - | - | -
1U125S2SN5FA / AD125S2SH5FA | 0 | N/A | Haier | N/A | Ducted | Single Split System | - | Air | Air | China | 3.89 | N/A | 12.5 | N/A | N/A | N/A | N/A | N/A | 3.73 | 14 | Enthalpy Test Room | 3.239 | 3.8562 | N/A | - | N/A | N/A | N/A | N/A | N/A | N/A | N/A | N/A | N/A | N/A | N/A | N/A | N/A | N/A | N/A | N/A | N/A | Single | R32 | Australia,Fiji,New Zealand | 148740 | 46610 | 0 | Approved | Reverse Cycle | N/A | Yes | Class 11 | Yes | N/A | N/A | N/A | N/A | N/A | N/A | N/A | Available | N/A | N/A | 0 | 0 | N/A | 0 | 0 | AAC6862 | Yes | Variable output compressor | Inverter | No | - | 12500 | 3.89 | - | 1480 | 6250 | No | - | - | - | 3555.46 | 13462.5 | No | 1352.72 | 6731.25 | No | - | - | 14000 | 3.73 | 1650 | 7000 | No | - | - | Yes | 3800 | 10000 | No | - | - | No | - | - | - | - | - | No | - | - | No | - | - | No | - | -
1U125S2SP5FA / ABH125K5ERG | 0 | N/A | Haier | N/A | Non Ducted | Single Split System | Cassette | Air | Air | China | 3.8 | N/A | 12 | N/A | N/A | N/A | N/A | N/A | 4 | 13 | Enthalpy Test Room | 3.2418 | 3.2926 | N/A | - | N/A | N/A | N/A | N/A | N/A | N/A | N/A | N/A | N/A | N/A | N/A | N/A | N/A | N/A | N/A | N/A | N/A | Single | R32 | Australia,Fiji,New Zealand | 153236 | 46855 | 0 | Approved | Reverse Cycle | N/A | Yes | Class 11 | Yes | N/A | N/A | N/A | N/A | N/A | N/A | N/A | Available | N/A | N/A | 0 | 0 | N/A | 0 | 0 | AAC7421 | Yes | Variable output compressor | Inverter | No | - | 12000 | 3.8 | - | 1500 | 6000 | No | - | - | - | 3473.2 | 12924 | No | 1371 | 6462 | No | - | - | 13000 | 4 | 1800 | 6500 | No | - | - | Yes | 3800 | 10000 | No | - | - | No | - | - | - | - | - | No | - | - | No | - | - | No | - | -
1U125S2SP5FA / AD125S2SH5FA | 0 | N/A | Haier | N/A | Ducted | Single Split System | - | Air | Air | China | 3.68 | N/A | 12.5 | N/A | N/A | N/A | N/A | N/A | 3.68 | 14 | Enthalpy Test Room | 3.4711 | 4.0579 | N/A | - | N/A | N/A | N/A | N/A | N/A | N/A | N/A | N/A | N/A | N/A | N/A | N/A | N/A | N/A | N/A | N/A | N/A | Single | R32 | Australia,Fiji,New Zealand | 140059 | 46252 | 0 | Approved | Reverse Cycle | N/A | Yes | Class 11 | Yes | N/A | N/A | N/A | N/A | N/A | N/A | N/A | Available | N/A | N/A | 0 | 0 | N/A | 0 | 0 | AAC6216 | Yes | Variable output compressor | Inverter | No | - | 12500 | 3.68 | - | 1700 | 6250 | No | - | - | - | 3363.52 | 13462.5 | No | 1553.8 | 6731.25 | No | - | - | 14000 | 3.68 | 1850 | 7000 | No | - | - | Yes | 3600 | 11500 | No | - | - | No | - | - | - | - | - | No | - | - | No | - | - | No | - | -
1U125S2SP5FA / AD125S2SM7FA | 0 | N/A | Haier | N/A | Ducted | Single Split System | - | Air | Air | China | 3.77 | N/A | 12 | N/A | N/A | N/A | N/A | N/A | 4.01 | 14 | Enthalpy Test Room | 3.3196 | 3.4769 | N/A | - | N/A | N/A | N/A | N/A | N/A | N/A | N/A | N/A | N/A | N/A | N/A | N/A | N/A | N/A | N/A | N/A | N/A | Single | R32 | Australia,Fiji,New Zealand | 140060 | 46246 | 0 | Approved | Reverse Cycle | N/A | Yes | Class 11 | Yes | N/A | N/A | N/A | N/A | N/A | N/A | N/A | Available | N/A | N/A | 0 | 0 | N/A | 0 | 0 | AAC6206 | Yes | Variable output compressor | Inverter | No | - | 12000 | 3.77 | - | 1600 | 6000 | No | - | - | - | 3445.78 | 12924 | No | 1462.4 | 6462 | No | - | - | 14000 | 4.01 | 1800 | 7000 | No | - | - | Yes | 3800 | 10500 | No | - | - | No | - | - | - | - | - | No | - | - | No | - | - | No | - | -
1U140S2SP5FA / AB140S5SR1FA | 0 | N/A | Haier | N/A | Non Ducted | Single Split System | Cassette | Air | Air | China | 4.09 | N/A | 14 | N/A | N/A | N/A | N/A | N/A | 4.05 | 14.5 | Enthalpy Test Room | 3.357 | 3.532 | N/A | - | N/A | N/A | N/A | N/A | N/A | N/A | N/A | N/A | N/A | N/A | N/A | N/A | N/A | N/A | N/A | N/A | N/A | Single | R32 | Australia,Fiji,New Zealand | 158740 | 47125 | 0 | Approved | Reverse Cycle | N/A | Yes | Class 11 | Yes | N/A | N/A | N/A | N/A | N/A | N/A | N/A | Available | N/A | N/A | 0 | 0 | N/A | 0 | 0 | AAC7995 | Yes | Variable output compressor | Inverter | No | - | 14000 | 4.09 | - | 1660 | 7000 | No | - | - | - | 3738.26 | 15078 | No | 1517.24 | 7539 | No | - | - | 14500 | 4.05 | 1680 | 7250 | No | - | - | Yes | 4200 | 12550 | No | - | - | No | - | - | - | - | - | No | - | - | No | - | - | No | - | -
1U140S2SP5FA / AD140S2SH5FA | 0 | N/A | Haier | N/A | Ducted | Single Split System | - | Air | Air | China | 4.43 | N/A | 14 | N/A | N/A | N/A | N/A | N/A | 4.57 | 16 | Enthalpy Test Room | 3.5847 | 3.7655 | N/A | - | N/A | N/A | N/A | N/A | N/A | N/A | N/A | N/A | N/A | N/A | N/A | N/A | N/A | N/A | N/A | N/A | N/A | Single | R32 | Australia,Fiji,New Zealand | 140061 | 46252 | 0 | Approved | Reverse Cycle | N/A | Yes | Class 11 | Yes | N/A | N/A | N/A | N/A | N/A | N/A | N/A | Available | N/A | N/A | 0 | 0 | N/A | 0 | 0 | AAC6217 | Yes | Variable output compressor | Inverter | No | - | 14000 | 4.43 | - | 1550 | 7000 | No | - | - | - | 4049.02 | 15078 | No | 1416.7 | 7539 | No | - | - | 16000 | 4.57 | 1950 | 8000 | No | - | - | Yes | 4200 | 11500 | No | - | - | No | - | - | - | - | - | No | - | - | No | - | - | No | - | -
1U140S2SP5FA / AD140S2SM7FA | 0 | N/A | Haier | N/A | Ducted | Single Split System | - | Air | Air | China | 4.11 | N/A | 13 | N/A | N/A | N/A | N/A | N/A | 4.29 | 15 | Enthalpy Test Room | 3.3218 | 3.5318 | N/A | - | N/A | N/A | N/A | N/A | N/A | N/A | N/A | N/A | N/A | N/A | N/A | N/A | N/A | N/A | N/A | N/A | N/A | Single | R32 | Australia,Fiji,New Zealand | 140062 | 46247 | 0 | Approved | Reverse Cycle | N/A | Yes | Class 11 | Yes | N/A | N/A | N/A | N/A | N/A | N/A | N/A | Available | N/A | N/A | 0 | 0 | N/A | 0 | 0 | AAC6207 | Yes | Variable output compressor | Inverter | No | - | 13000 | 4.11 | - | 1600 | 6500 | No | - | - | - | 3756.54 | 14001 | No | 1462.4 | 7000.5 | No | - | - | 15000 | 4.29 | 1900 | 7500 | No | - | - | Yes | 4200 | 11500 | No | - | - | No | - | - | - | - | - | No | - | - | No | - | - | No | - | -
1U160S2SP5FA / AD160S2SH5FA | 0 | N/A | Haier | N/A | Ducted | Single Split System | - | Air | Air | China | 4.83 | N/A | 15.5 | N/A | N/A | N/A | N/A | N/A | 4.8 | 18 | Enthalpy Test Room | 3.4049 | 3.7148 | N/A | - | N/A | N/A | N/A | N/A | N/A | N/A | N/A | N/A | N/A | N/A | N/A | N/A | N/A | N/A | N/A | N/A | N/A | Single | R32 | Australia,Fiji,New Zealand | 140063 | 46252 | 0 | Approved | Reverse Cycle | N/A | Yes | Class 11 | Yes | N/A | N/A | N/A | N/A | N/A | N/A | N/A | Available | N/A | N/A | 0 | 0 | N/A | 0 | 0 | AAC6218 | Yes | Variable output compressor | Inverter | No | - | 15500 | 4.83 | - | 1800 | 7525 | No | - | - | - | 4414.62 | 16693.5 | No | 1645.2 | 8104.425 | No | - | - | 18000 | 4.8 | 2200 | 9000 | No | - | - | Yes | 4200 | 12000 | No | - | - | No | - | - | - | - | - | No | - | - | No | - | - | No | - | -
1U180S2SP5FA / AD180S2SH5FA | 0 | N/A | Haier | N/A | Ducted | Single Split System | - | Air | Air | China | 5.63 | N/A | 18 | N/A | N/A | N/A | N/A | N/A | 5.33 | 20 | Enthalpy Test Room | 3.2305 | 3.8724 | N/A | - | N/A | N/A | N/A | N/A | N/A | N/A | N/A | N/A | N/A | N/A | N/A | N/A | N/A | N/A | N/A | N/A | N/A | Single | R32 | Australia,Fiji,New Zealand | 148216 | 46587 | 0 | Approved | Reverse Cycle | N/A | Yes | Class 11 | Yes | N/A | N/A | N/A | N/A | N/A | N/A | N/A | Available | N/A | N/A | 0 | 0 | N/A | 0 | 0 | AAC6832 | Yes | Variable output compressor | Inverter | No | - | 18000 | 5.63 | - | 2200 | 9000 | No | - | - | - | 5145.82 | 19386 | No | 2010.8 | 9693 | No | - | - | 20000 | 5.33 | 2500 | 10000 | No | - | - | Yes | 4500 | 13000 | No | - | - | No | - | - | - | - | - | No | - | - | No | - | - | No | - | -
1U25MAEFRA / AS25QCEHRA | 0 | N/A | Haier | N/A | Non Ducted | Single Split System | Wall Hung | Air | Air | China | 0.52 | N/A | 2.5 | N/A | N/A | N/A | N/A | N/A | 0.7 | 3.2 | Calorimeter Room | 5.0052 | 4.8786 | N/A | - | N/A | N/A | N/A | N/A | N/A | N/A | N/A | N/A | N/A | N/A | N/A | N/A | N/A | N/A | N/A | N/A | N/A | Single | R32 | Australia,Fiji,New Zealand | 147748 | 46572 | 0 | Approved | Reverse Cycle | N/A | Yes | Class 8 | Yes | N/A | N/A | N/A | N/A | N/A | N/A | N/A | Available | N/A | N/A | 0 | 0 | N/A | 0 | 0 | AAC6803 | Yes | Variable output compressor | Inverter | No | - | 2500 | 0.52 | - | 340 | 1200 | No | - | - | - | 475.28 | 2692.5 | Yes | 135 | 1150 | No | - | - | 3200 | 0.7 | 300 | 1600 | No | - | - | No | - | - | - | 800 | 2900 | No | - | - | - | - | - | - | - | - | No | - | - | No | - | -
1U25MAFFRA / AS25QCFHRA | 0 | N/A | Haier | N/A | Non Ducted | Single Split System | Wall Hung | Air | Air | China | 0.49 | N/A | 2.5 | N/A | N/A | N/A | N/A | N/A | 0.69 | 3.2 | Calorimeter Room | 5.1127 | 5.0726 | N/A | - | N/A | N/A | N/A | N/A | N/A | N/A | N/A | N/A | N/A | N/A | N/A | N/A | N/A | N/A | N/A | N/A | N/A | Single | R32 | Australia,Fiji,New Zealand | 161810 | 47258 | 0 | Approved | Reverse Cycle | N/A | Yes | Class 8 | Yes | N/A | N/A | N/A | N/A | N/A | N/A | N/A | Available | N/A | N/A | 0 | 0 | N/A | 0 | 0 | AAC8249 | Yes | Variable output compressor | Inverter | No | - | 2500 | 0.49 | - | 240 | 1350 | Yes | 220 | 1000 | - | 447.86 | 2692.5 | Yes | 150 | 1250 | - | 100 | 800 | 3200 | 0.69 | 250 | 1500 | No | - | - | Yes | 1000 | 3400 | No | - | - | No | - | - | - | - | - | No | - | - | No | - | - | No | - | -
1U25YAMFRA / AS25TBMHRA | 0 | N/A | Haier | N/A | Non Ducted | Single Split System | Wall Hung | Air | Air | China | 0.67 | N/A | 2.5 | N/A | N/A | N/A | N/A | N/A | 0.8 | 3 | Calorimeter Room | 3.8599 | 3.7688 | N/A | - | N/A | N/A | N/A | N/A | N/A | N/A | N/A | N/A | N/A | N/A | N/A | N/A | N/A | N/A | N/A | N/A | N/A | Single | R32 | Australia,Fiji,New Zealand | 155110 | 46938 | 0 | Approved | Reverse Cycle | N/A | Yes | Class 8 | Yes | N/A | N/A | N/A | N/A | N/A | N/A | N/A | Available | N/A | N/A | 0 | 0 | N/A | 0 | 0 | AAC7619 | Yes | Variable output compressor | Inverter | No | - | 2500 | 0.67 | - | 260 | 1250 | No | - | - | - | 612.38 | 2692.5 | No | 237.64 | 1346.25 | No | - | - | 3000 | 0.8 | 310 | 1500 | No | - | - | Yes | 1090 | 2950 | No | - | - | No | - | - | - | - | - | No | - | - | No | - | - | No | - | -
1U26JACFRA / AS26FBBHRA | 0 | N/A | Haier | N/A | Non Ducted | Single Split System | Wall Hung | Air | Air | China | 0.5 | N/A | 2.55 | N/A | N/A | N/A | N/A | N/A | 0.66 | 3.3 | Calorimeter Room | 4.9379 | 4.7015 | N/A | - | N/A | N/A | N/A | N/A | N/A | N/A | N/A | N/A | N/A | N/A | N/A | N/A | N/A | N/A | N/A | N/A | N/A | Single | R32 | Australia,Fiji,New Zealand | 140299 | 46230 | 0 | Approved | Reverse Cycle | N/A | Yes | Class 8 | Yes | N/A | N/A | N/A | N/A | N/A | N/A | N/A | Available | N/A | N/A | 0 | 0 | N/A | 0 | 0 | AAC6185 | Yes | Variable output compressor | Inverter | No | - | 2550 | 0.5 | - | 200 | 1230 | No | - | - | - | 457 | 2746.35 | No | 182.8 | 1324.71 | Yes | 150 | 1260 | 3300 | 0.66 | 290 | 1650 | Yes | 210 | 1300 | No | - | - | - | 800 | 2550 | No | - | - | - | - | - | - | - | - | No | - | - | No | - | -
1U26MACFRA / AS26TACHRA | 0 | N/A | Haier | N/A | Non Ducted | Single Split System | Wall Hung | Air | Air | China | 0.67 | N/A | 2.5 | N/A | N/A | N/A | N/A | N/A | 0.78 | 2.9 | Calorimeter Room | 4.0186 | 4.2982 | N/A | - | N/A | N/A | N/A | N/A | N/A | N/A | N/A | N/A | N/A | N/A | N/A | N/A | N/A | N/A | N/A | N/A | N/A | Single | R32 | Australia,Fiji,New Zealand | 129752 | 45827 | 0 | Approved | Reverse Cycle | N/A | Yes | Class 8 | Yes | N/A | N/A | N/A | N/A | N/A | N/A | N/A | Available | N/A | N/A | 0 | 0 | N/A | 0 | 0 | AAC4930 | Yes | Variable output compressor | Inverter | No | - | 2500 | 0.67 | - | 250 | 1250 | No | - | - | - | 612.38 | 2692.5 | No | 228.5 | 1346.25 | No | - | - | 2900 | 0.78 | 290 | 1450 | No | - | - | No | - | - | - | 695 | 2000 | No | - | - | - | - | - | - | - | - | No | - | - | No | - | -
1U26MADFRA / AS26PBDHRA | 0 | N/A | Haier | N/A | Non Ducted | Single Split System | Wall Hung | Air | Air | China | 0.56 | N/A | 2.5 | N/A | N/A | N/A | N/A | N/A | 0.68 | 3 | Calorimeter Room | 4.9165 | 4.7662 | N/A | - | N/A | N/A | N/A | N/A | N/A | N/A | N/A | N/A | N/A | N/A | N/A | N/A | N/A | N/A | N/A | N/A | N/A | Single | R32 | Australia,Fiji,New Zealand | 139673 | 46208 | 0 | Approved | Reverse Cycle | N/A | Yes | Class 8 | Yes | N/A | N/A | N/A | N/A | N/A | N/A | N/A | Available | N/A | N/A | 0 | 0 | N/A | 0 | 0 | AAC6153 | Yes | Variable output compressor | Inverter | No | - | 2500 | 0.56 | - | 200 | 1250 | No | - | - | - | 511.84 | 2692.5 | No | 182.8 | 1346.25 | No | - | - | 3000 | 0.68 | 250 | 1500 | No | - | - | No | - | - | - | 650 | 2200 | No | - | - | - | - | - | - | - | - | No | - | - | No | - | -
1U35JACFRA / AS35FBBHRA | 0 | N/A | Haier | N/A | Non Ducted | Single Split System | Wall Hung | Air | Air | China | 0.78 | N/A | 3.4 | N/A | N/A | N/A | N/A | N/A | 0.81 | 3.8 | Calorimeter Room | 4.3542 | 4.3253 | N/A | - | N/A | N/A | N/A | N/A | N/A | N/A | N/A | N/A | N/A | N/A | N/A | N/A | N/A | N/A | N/A | N/A | N/A | Single | R32 | Australia,Fiji,New Zealand | 140128 | 46226 | 0 | Approved | Reverse Cycle | N/A | Yes | Class 8 | Yes | N/A | N/A | N/A | N/A | N/A | N/A | N/A | Unavailable | N/A | N/A | 0 | 0 | N/A | 0 | 0 | AAC6178 | Yes | Variable output compressor | Inverter | No | - | 3400 | 0.78 | - | 280 | 1700 | No | - | - | - | 712.92 | 3661.8 | No | 255.92 | 1830.9 | No | - | - | 3800 | 0.81 | 350 | 1820 | No | - | - | No | - | - | - | 1050 | 3000 | No | - | - | - | - | - | - | - | - | No | - | - | No | - | -
1U35MA4ERA / AS35TB4HRA | 0 | N/A | Haier | 0.5 | Non Ducted | Single Split System | Wall Hung | Air | Air | China | 0.94 | 3 | 3.5 | 200 | 0 | 0 | 0 | 290 | 1.02 | 3.8 | Calorimeter Room | 4.069 | 4.2654 | Yes | 0 | N/A | 0.8 | 0.83 | 0 | 0 | N/A | N/A | N/A | 4.0568 | 4.2535 | N/A | N/A | 3.6137 | 4.0071 | 3.5 | 4 | Calorimeter Room | Single | R410A | Australia,Fiji,New Zealand | 123427 | 45548 | 0 | Approved | Reverse Cycle | 865 | Yes | Class 8 | No | - | Yes | - | - | - | H0011800967 | 4.069 | Available | N/A | N/A | 0 | 0 | Yes | 0 | https://reg.energyrating.gov.au/static/common/images/star_ratings_2014/aircon_rating_3.5_4.png | AAC4213 | Yes | Variable output compressor | Inverter | N/A | N/A | 3550 | 0.94 | N/A | 444 | 1950 | N/A | N/A | N/A | N/A | 877.44 | 3823.35 | N/A | 405.816 | 2100.15 | N/A | N/A | N/A | 4000 | 1.02 | 530 | 2160 | N/A | N/A | N/A | N/A | N/A | N/A | N/A | 1350 | 3700 | N/A | N/A | N/A | N/A | N/A | N/A | N/A | N/A | N/A | N/A | N/A | N/A | N/A | N/A | N/A
1U35MACFRA / AS35TBCHRA | 0 | N/A | Haier | N/A | Non Ducted | Single Split System | Wall Hung | Air | Air | China | 0.94 | N/A | 3.5 | N/A | N/A | N/A | N/A | N/A | 1 | 3.7 | Calorimeter Room | 4.1036 | 4.2973 | N/A | - | N/A | N/A | N/A | N/A | N/A | N/A | N/A | N/A | N/A | N/A | N/A | N/A | N/A | N/A | N/A | N/A | N/A | Single | R32 | Australia,Fiji,New Zealand | 129732 | 45827 | 0 | Approved | Reverse Cycle | N/A | Yes | Class 8 | Yes | N/A | N/A | N/A | N/A | N/A | N/A | N/A | Available | N/A | N/A | 0 | 0 | N/A | 0 | 0 | AAC4929 | Yes | Variable output compressor | Inverter | No | - | 3500 | 0.94 | - | 350 | 1750 | No | - | - | - | 859.16 | 3769.5 | No | 319.9 | 1884.75 | No | - | - | 3700 | 1 | 370 | 1850 | No | - | - | No | - | - | - | 1020 | 2800 | No | - | - | - | - | - | - | - | - | No | - | - | No | - | -
1U35MADFRA / AS35PBDHRA | 0 | N/A | Haier | N/A | Non Ducted | Single Split System | Wall Hung | Air | Air | China | 0.92 | N/A | 3.5 | N/A | N/A | N/A | N/A | N/A | 1 | 3.7 | Calorimeter Room | 4.1115 | 4.1817 | N/A | - | N/A | N/A | N/A | N/A | N/A | N/A | N/A | N/A | N/A | N/A | N/A | N/A | N/A | N/A | N/A | N/A | N/A | Single | R32 | Australia,Fiji,New Zealand | 139663 | 46208 | 0 | Approved | Reverse Cycle | N/A | Yes | Class 8 | Yes | N/A | N/A | N/A | N/A | N/A | N/A | N/A | Available | N/A | N/A | 0 | 0 | N/A | 0 | 0 | AAC6152 | Yes | Variable output compressor | Inverter | No | - | 3500 | 0.92 | - | 290 | 1700 | No | - | - | - | 840.88 | 3769.5 | No | 265.06 | 1830.9 | No | - | - | 3700 | 1 | 350 | 1850 | No | - | - | No | - | - | - | 860 | 2700 | No | - | - | - | - | - | - | - | - | No | - | - | No | - | -
1U35MAEFRA / AS35QCEHRA | 0 | N/A | Haier | N/A | Non Ducted | Single Split System | Wall Hung | Air | Air | China | 0.83 | N/A | 3.5 | N/A | N/A | N/A | N/A | N/A | 0.86 | 3.7 | Calorimeter Room | 4.4339 | 4.3422 | N/A | - | N/A | N/A | N/A | N/A | N/A | N/A | N/A | N/A | N/A | N/A | N/A | N/A | N/A | N/A | N/A | N/A | N/A | Single | R32 | Australia,Fiji,New Zealand | 147750 | 46572 | 0 | Approved | Reverse Cycle | N/A | Yes | Class 8 | Yes | N/A | N/A | N/A | N/A | N/A | N/A | N/A | Available | N/A | N/A | 0 | 0 | N/A | 0 | 0 | AAC6802 | Yes | Variable output compressor | Inverter | No | - | 3500 | 0.83 | - | 470 | 1750 | No | - | - | - | 758.62 | 3769.5 | Yes | 200 | 1600 | No | - | - | 3700 | 0.86 | 340 | 1850 | No | - | - | No | - | - | - | 840 | 3100 | No | - | - | - | - | - | - | - | - | No | - | - | No | - | -
1U35MAFFRA / AS35QCFHRA | 0 | N/A | Haier | N/A | Non Ducted | Single Split System | Wall Hung | Air | Air | China | 0.8 | N/A | 3.5 | N/A | N/A | N/A | N/A | N/A | 0.83 | 3.7 | Calorimeter Room | 4.3799 | 4.454 | N/A | - | N/A | N/A | N/A | N/A | N/A | N/A | N/A | N/A | N/A | N/A | N/A | N/A | N/A | N/A | N/A | N/A | N/A | Single | R32 | Australia,Fiji,New Zealand | 161813 | 47258 | 0 | Approved | Reverse Cycle | N/A | Yes | Class 8 | Yes | N/A | N/A | N/A | N/A | N/A | N/A | N/A | Available | N/A | N/A | 0 | 0 | N/A | 0 | 0 | AAC8246 | Yes | Variable output compressor | Inverter | No | - | 3500 | 0.8 | - | 295 | 1750 | No | - | - | - | 731.2 | 3769.5 | Yes | 200 | 1550 | No | - | - | 3700 | 0.83 | 320 | 1850 | No | - | - | Yes | 1190 | 3700 | No | - | - | No | - | - | - | - | - | No | - | - | No | - | - | No | - | -
1U35MAMFRA / AS35TBMHRA | 0 | N/A | Haier | N/A | Non Ducted | Single Split System | Wall Hung | Air | Air | China | 0.94 | N/A | 3.5 | N/A | N/A | N/A | N/A | N/A | 1 | 3.7 | Calorimeter Room | 3.7987 | 3.7928 | N/A | - | N/A | N/A | N/A | N/A | N/A | N/A | N/A | N/A | N/A | N/A | N/A | N/A | N/A | N/A | N/A | N/A | N/A | Single | R32 | Australia,Fiji,New Zealand | 155112 | 46938 | 0 | Approved | Reverse Cycle | N/A | Yes | Class 8 | Yes | N/A | N/A | N/A | N/A | N/A | N/A | N/A | Available | N/A | N/A | 0 | 0 | N/A | 0 | 0 | AAC7618 | Yes | Variable output compressor | Inverter | No | - | 3500 | 0.94 | - | 360 | 1750 | No | - | - | - | 859.16 | 3769.5 | No | 329.04 | 1884.75 | No | - | - | 3700 | 1 | 390 | 1850 | No | - | - | Yes | 1430 | 3600 | No | - | - | No | - | - | - | - | - | No | - | - | No | - | - | No | - | -
1U50KAMFRA / AS50TCMHRA | 0 | N/A | Haier | N/A | Non Ducted | Single Split System | Wall Hung | Air | Air | China | 1.4 | N/A | 5 | N/A | N/A | N/A | N/A | N/A | 1.54 | 5.2 | Calorimeter Room | 3.6588 | 3.4181 | N/A | - | N/A | N/A | N/A | N/A | N/A | N/A | N/A | N/A | N/A | N/A | N/A | N/A | N/A | N/A | N/A | N/A | N/A | Single | R32 | Australia,Fiji,New Zealand | 155116 | 46938 | 0 | Approved | Reverse Cycle | N/A | Yes | Class 9 | Yes | N/A | N/A | N/A | N/A | N/A | N/A | N/A | Available | N/A | N/A | 0 | 0 | N/A | 0 | 0 | AAC7617 | Yes | Variable output compressor | Inverter | No | - | 5000 | 1.4 | - | 600 | 2500 | No | - | - | - | 1279.6 | 5385 | No | 548.4 | 2692.5 | No | - | - | 5200 | 1.54 | 620 | 2600 | No | - | - | Yes | 1950 | 5000 | No | - | - | No | - | - | - | - | - | No | - | - | No | - | - | No | - | -
1U50WAEFRA / AS50QDEHRA | 0 | N/A | Haier | N/A | Non Ducted | Single Split System | Wall Hung | Air | Air | China | 1.24 | N/A | 5 | N/A | N/A | N/A | N/A | N/A | 1.48 | 6 | Calorimeter Room | 4.0487 | 4.1049 | N/A | - | N/A | N/A | N/A | N/A | N/A | N/A | N/A | N/A | N/A | N/A | N/A | N/A | N/A | N/A | N/A | N/A | N/A | Single | R32 | Australia,New Zealand | 146530 | 46511 | 0 | Approved | Reverse Cycle | N/A | Yes | Class 9 | Yes | N/A | N/A | N/A | N/A | N/A | N/A | N/A | Available | N/A | N/A | 0 | 0 | N/A | 0 | 0 | AAC6655 | Yes | Variable output compressor | Inverter | No | - | 5000 | 1.24 | - | 540 | 2500 | No | - | - | - | 1133.36 | 5385 | Yes | 280 | 2200 | No | - | - | 6000 | 1.48 | 540 | 3000 | No | - | - | No | - | - | - | 1440 | 4600 | No | - | - | - | - | - | - | - | - | No | - | - | No | - | -
1U50WAFFRA / AS50QDFHRA | 0 | N/A | Haier | N/A | Non Ducted | Single Split System | Wall Hung | Air | Air | China | 1.16 | N/A | 5 | N/A | N/A | N/A | N/A | N/A | 1.48 | 6 | Calorimeter Room | 4.3046 | 4.0804 | N/A | - | N/A | N/A | N/A | N/A | N/A | N/A | N/A | N/A | N/A | N/A | N/A | N/A | N/A | N/A | N/A | N/A | N/A | Single | R32 | Australia,Fiji,New Zealand | 161815 | 47258 | 0 | Approved | Reverse Cycle | N/A | Yes | Class 9 | Yes | N/A | N/A | N/A | N/A | N/A | N/A | N/A | Available | N/A | N/A | 0 | 0 | N/A | 0 | 0 | AAC8250 | Yes | Variable output compressor | Inverter | No | - | 5000 | 1.16 | - | 440 | 2500 | No | - | - | - | 1060.24 | 5385 | Yes | 350 | 2500 | No | - | - | 6000 | 1.48 | 500 | 2800 | No | - | - | Yes | 1900 | 5800 | No | - | - | No | - | - | - | - | - | No | - | - | No | - | - | No | - | -
1U53RABFRA / AS53FEBHRA | 0 | N/A | Haier | N/A | Non Ducted | Single Split System | Wall Hung | Air | Air | China | 1.16 | N/A | 5.1 | N/A | N/A | N/A | N/A | N/A | 1.26 | 5.7 | Calorimeter Room | 4.5144 | 4.5346 | N/A | - | N/A | N/A | N/A | N/A | N/A | N/A | N/A | N/A | N/A | N/A | N/A | N/A | N/A | N/A | N/A | N/A | N/A | Single | R32 | Australia,Fiji,New Zealand | 140064 | 46229 | 0 | Approved | Reverse Cycle | N/A | Yes | Class 9 | Yes | N/A | N/A | N/A | N/A | N/A | N/A | N/A | Available | N/A | N/A | 0 | 0 | N/A | 0 | 0 | AAC6183 | Yes | Variable output compressor | Inverter | No | - | 5100 | 1.16 | - | 440 | 2550 | No | - | - | - | 1060.24 | 5492.7 | No | 402.16 | 2746.35 | No | - | - | 5700 | 1.26 | 560 | 2850 | No | - | - | No | - | - | - | 2100 | 5200 | No | - | - | - | - | - | - | - | - | No | - | - | No | - | -
1U53RACFRA / AS53TCCHRA | 0 | N/A | Haier | N/A | Non Ducted | Single Split System | Wall Hung | Air | Air | China | 1.52 | N/A | 5 | N/A | N/A | N/A | N/A | N/A | 1.59 | 5.2 | Calorimeter Room | 3.5589 | 3.2932 | N/A | - | N/A | N/A | N/A | N/A | N/A | N/A | N/A | N/A | N/A | N/A | N/A | N/A | N/A | N/A | N/A | N/A | N/A | Single | R32 | Australia,Fiji,New Zealand | 129747 | 45827 | 0 | Approved | Reverse Cycle | N/A | Yes | Class 9 | Yes | N/A | N/A | N/A | N/A | N/A | N/A | N/A | Available | N/A | N/A | 0 | 0 | N/A | 0 | 0 | AAC4933 | Yes | Variable output compressor | Inverter | No | - | 5000 | 1.52 | - | 580 | 2500 | No | - | - | - | 1389.28 | 5385 | No | 530.12 | 2692.5 | No | - | - | 5200 | 1.59 | 600 | 2600 | No | - | - | No | - | - | - | 1500 | 4140 | No | - | - | - | - | - | - | - | - | No | - | - | No | - | -
1U53WADFRA / AS53PDDHRA | 0 | N/A | Haier | N/A | Non Ducted | Single Split System | Wall Hung | Air | Air | China | 1.3 | N/A | 5 | N/A | N/A | N/A | N/A | N/A | 1.4 | 5.5 | Calorimeter Room | 4.2684 | 4.1595 | N/A | - | N/A | N/A | N/A | N/A | N/A | N/A | N/A | N/A | N/A | N/A | N/A | N/A | N/A | N/A | N/A | N/A | N/A | Single | R32 | Australia,Fiji,New Zealand | 139674 | 46212 | 0 | Approved | Reverse Cycle | N/A | Yes | Class 9 | Yes | N/A | N/A | N/A | N/A | N/A | N/A | N/A | Available | N/A | N/A | 0 | 0 | N/A | 0 | 0 | AAC6165 | Yes | Variable output compressor | Inverter | No | - | 5000 | 1.3 | - | 480 | 2500 | No | - | - | - | 1188.2 | 5385 | No | 438.72 | 2692.5 | No | - | - | 5500 | 1.4 | 540 | 2750 | No | - | - | No | - | - | - | 1370 | 4400 | No | - | - | - | - | - | - | - | - | No | - | - | No | - | -
1U60KAEFRA / AS60QEEHRA | 0 | N/A | Haier | N/A | Non Ducted | Single Split System | Wall Hung | Air | Air | China | 1.49 | N/A | 6 | N/A | N/A | N/A | N/A | N/A | 1.73 | 7 | Calorimeter Room | 4.0209 | 4.1422 | N/A | - | N/A | N/A | N/A | N/A | N/A | N/A | N/A | N/A | N/A | N/A | N/A | N/A | N/A | N/A | N/A | N/A | N/A | Single | R32 | Australia,Fiji,New Zealand | 153001 | 46826 | 0 | Approved | Reverse Cycle | N/A | Yes | Class 9 | Yes | N/A | N/A | N/A | N/A | N/A | N/A | N/A | Available | N/A | N/A | 0 | 0 | N/A | 0 | 0 | AAC7353 | Yes | Variable output compressor | Inverter | No | - | 6000 | 1.49 | - | 735 | 3000 | No | - | - | - | 1361.86 | 6462 | Yes | 450 | 3000 | No | - | - | 7000 | 1.73 | 690 | 3500 | No | - | - | Yes | 2150 | 6200 | No | - | - | No | - | - | - | - | - | No | - | - | No | - | - | No | - | -
1U71KAMFRA / AS71TEMHRA | 0 | N/A | Haier | N/A | Non Ducted | Single Split System | Wall Hung | Air | Air | China | 2.1 | N/A | 7 | N/A | N/A | N/A | N/A | N/A | 2.05 | 7.5 | Calorimeter Room | 3.5209 | 3.8683 | N/A | - | N/A | N/A | N/A | N/A | N/A | N/A | N/A | N/A | N/A | N/A | N/A | N/A | N/A | N/A | N/A | N/A | N/A | Single | R32 | Australia,Fiji,New Zealand | 155117 | 46938 | 0 | Approved | Reverse Cycle | N/A | Yes | Class 9 | Yes | N/A | N/A | N/A | N/A | N/A | N/A | N/A | Available | N/A | N/A | 0 | 0 | N/A | 0 | 0 | AAC7621 | Yes | Variable output compressor | Inverter | No | - | 7000 | 2.1 | - | 800 | 3500 | No | - | - | - | 1919.4 | 7539 | No | 731.2 | 3769.5 | No | - | - | 7500 | 2.05 | 800 | 3750 | No | - | - | Yes | 2700 | 7000 | No | - | - | No | - | - | - | - | - | No | - | - | No | - | - | No | - | -
1U71RACFRA / AS71TECHRA | 0 | N/A | Haier | N/A | Non Ducted | Single Split System | Wall Hung | Air | Air | China | 2.14 | N/A | 7 | N/A | N/A | N/A | N/A | N/A | 2.29 | 7.5 | Calorimeter Room | 3.4742 | 3.6451 | N/A | - | N/A | N/A | N/A | N/A | N/A | N/A | N/A | N/A | N/A | N/A | N/A | N/A | N/A | N/A | N/A | N/A | N/A | Single | R32 | Australia,Fiji,New Zealand | 129790 | 45827 | 0 | Approved | Reverse Cycle | N/A | Yes | Class 9 | Yes | N/A | N/A | N/A | N/A | N/A | N/A | N/A | Available | N/A | N/A | 0 | 0 | N/A | 0 | 0 | AAC4931 | Yes | Variable output compressor | Inverter | No | - | 7000 | 2.14 | - | 850 | 3500 | No | - | - | - | 1955.96 | 7539 | No | 776.9 | 3769.5 | No | - | - | 7500 | 2.29 | 850 | 3750 | No | - | - | No | - | - | - | 2343 | 6000 | No | - | - | - | - | - | - | - | - | No | - | - | No | - | -
1U71S2SS5FA / ABH071H5ERG | 0 | N/A | Haier | N/A | Non Ducted | Single Split System | Cassette | Air | Air | China | 2.07 | N/A | 7.1 | N/A | N/A | N/A | N/A | N/A | 2.1 | 8 | Enthalpy Test Room | 3.439 | 3.7606 | N/A | - | N/A | N/A | N/A | N/A | N/A | N/A | N/A | N/A | N/A | N/A | N/A | N/A | N/A | N/A | N/A | N/A | N/A | Single | R32 | Australia,Fiji,New Zealand | 153221 | 46855 | 0 | Approved | Reverse Cycle | N/A | Yes | Class 9 | Yes | N/A | N/A | N/A | N/A | N/A | N/A | N/A | Available | N/A | N/A | 0 | 0 | N/A | 0 | 0 | AAC7419 | Yes | Variable output compressor | Inverter | No | - | 7100 | 2.07 | - | 900 | 3550 | No | - | - | - | 1891.98 | 7646.7 | No | 822.6 | 3823.35 | No | - | - | 8000 | 2.1 | 850 | 4000 | No | - | - | Yes | 2400 | 6740 | No | - | - | No | - | - | - | - | - | No | - | - | No | - | - | No | - | -
1U71S2SS5FA / AD71S2SM7FA | 0 | N/A | Haier | N/A | Ducted | Single Split System | - | Air | Air | China | 2.1 | N/A | 7.1 | N/A | N/A | N/A | N/A | N/A | 2.2 | 7.8 | Enthalpy Test Room | 3.4543 | 3.7146 | N/A | - | N/A | N/A | N/A | N/A | N/A | N/A | N/A | N/A | N/A | N/A | N/A | N/A | N/A | N/A | N/A | N/A | N/A | Single | R32 | Australia,Fiji,New Zealand | 139868 | 46246 | 0 | Approved | Reverse Cycle | N/A | Yes | Class 10 | Yes | N/A | N/A | N/A | N/A | N/A | N/A | N/A | Available | N/A | N/A | 0 | 0 | N/A | 0 | 0 | AAC6204 | Yes | Variable output compressor | Inverter | No | - | 7100 | 2.1 | - | 960 | 3550 | No | - | - | - | 1919.4 | 7646.7 | No | 877.44 | 3823.35 | No | - | - | 7800 | 2.2 | 1000 | 3880 | No | - | - | Yes | 2500 | 6800 | No | - | - | No | - | - | - | - | - | No | - | - | No | - | - | No | - | -
1U71SABFRA / AS71FEBHRA | 0 | N/A | Haier | N/A | Non Ducted | Single Split System | Wall Hung | Air | Air | China | 1.71 | N/A | 7.1 | N/A | N/A | N/A | N/A | N/A | 1.89 | 7.6 | Calorimeter Room | 4.0082 | 4.0036 | N/A | - | N/A | N/A | N/A | N/A | N/A | N/A | N/A | N/A | N/A | N/A | N/A | N/A | N/A | N/A | N/A | N/A | N/A | Single | R32 | Australia,Fiji,New Zealand | 140065 | 46229 | 0 | Approved | Reverse Cycle | N/A | Yes | Class 9 | Yes | N/A | N/A | N/A | N/A | N/A | N/A | N/A | Available | N/A | N/A | 0 | 0 | N/A | 0 | 0 | AAC6182 | Yes | Variable output compressor | Inverter | No | - | 7100 | 1.71 | - | 700 | 3550 | No | - | - | - | 1562.94 | 7646.7 | No | 639.8 | 3823.35 | No | - | - | 7600 | 1.89 | 770 | 3800 | No | - | - | No | - | - | - | 2050 | 6500 | No | - | - | - | - | - | - | - | - | No | - | - | No | - | -
1U71WADFRA / AS71PDDHRA | 0 | N/A | Haier | N/A | Non Ducted | Single Split System | Wall Hung | Air | Air | China | 2.12 | N/A | 7 | N/A | N/A | N/A | N/A | N/A | 2.27 | 7.5 | Calorimeter Room | 3.4641 | 3.6704 | N/A | - | N/A | N/A | N/A | N/A | N/A | N/A | N/A | N/A | N/A | N/A | N/A | N/A | N/A | N/A | N/A | N/A | N/A | Single | R32 | Australia,Fiji,New Zealand | 139626 | 46211 | 0 | Approved | Reverse Cycle | N/A | Yes | Class 9 | Yes | N/A | N/A | N/A | N/A | N/A | N/A | N/A | Available | N/A | N/A | 0 | 0 | N/A | 0 | 0 | AAC6161 | Yes | Variable output compressor | Inverter | No | - | 7000 | 2.12 | - | 780 | 3400 | No | - | - | - | 1937.68 | 7539 | No | 712.92 | 3661.8 | No | - | - | 7500 | 2.27 | 850 | 3800 | No | - | - | No | - | - | - | 2210 | 6100 | No | - | - | - | - | - | - | - | - | No | - | - | No | - | -
1U71WAEFRA / AS71QEEHRA | 0 | N/A | Haier | N/A | Non Ducted | Single Split System | Wall Hung | Air | Air | China | 2.02 | N/A | 7.1 | N/A | N/A | N/A | N/A | N/A | 2.28 | 8 | Calorimeter Room | 3.5518 | 3.5953 | N/A | - | N/A | N/A | N/A | N/A | N/A | N/A | N/A | N/A | N/A | N/A | N/A | N/A | N/A | N/A | N/A | N/A | N/A | Single | R32 | Australia,New Zealand | 146537 | 46515 | 0 | Approved | Reverse Cycle | N/A | Yes | Class 9 | Yes | N/A | N/A | N/A | N/A | N/A | N/A | N/A | Available | N/A | N/A | 0 | 0 | N/A | 0 | 0 | AAC6661 | Yes | Variable output compressor | Inverter | No | - | 7100 | 2.02 | - | 980 | 3550 | No | - | - | - | 1846.28 | 7646.7 | Yes | 490 | 3500 | No | - | - | 8000 | 2.28 | 740 | 4000 | No | - | - | No | - | - | - | 2230 | 6650 | No | - | - | - | - | - | - | - | - | No | - | - | No | - | -
1U71WAFFRA / AS71QEFHRA | 0 | N/A | Haier | N/A | Non Ducted | Single Split System | Wall Hung | Air | Air | China | 1.92 | N/A | 7.1 | N/A | N/A | N/A | N/A | N/A | 2.15 | 8 | Calorimeter Room | 3.7242 | 3.7666 | N/A | - | N/A | N/A | N/A | N/A | N/A | N/A | N/A | N/A | N/A | N/A | N/A | N/A | N/A | N/A | N/A | N/A | N/A | Single | R32 | Australia,Fiji,New Zealand | 161823 | 47258 | 0 | Approved | Reverse Cycle | N/A | Yes | Class 9 | Yes | N/A | N/A | N/A | N/A | N/A | N/A | N/A | Available | N/A | N/A | 0 | 0 | N/A | 0 | 0 | AAC8245 | Yes | Variable output compressor | Inverter | No | - | 7100 | 1.92 | - | 840 | 3400 | No | - | - | - | 1754.88 | 7646.7 | Yes | 550 | 3750 | No | - | - | 8000 | 2.15 | 740 | 3900 | No | - | - | Yes | 2850 | 7600 | No | - | - | No | - | - | - | - | - | No | - | - | No | - | - | No | - | -
1U80QAFFRA / AS80QFFHRA | 0 | N/A | Haier | N/A | Non Ducted | Single Split System | Wall Hung | Air | Air | China | 2.1 | N/A | 8 | N/A | N/A | N/A | N/A | N/A | 2.29 | 9 | Calorimeter Room | 3.9124 | 3.9689 | N/A | - | N/A | N/A | N/A | N/A | N/A | N/A | N/A | N/A | N/A | N/A | N/A | N/A | N/A | N/A | N/A | N/A | N/A | Single | R32 | Australia,Fiji,New Zealand | 159540 | 47168 | 0 | Approved | Reverse Cycle | N/A | Yes | Class 9 | Yes | N/A | N/A | N/A | N/A | N/A | N/A | N/A | Available | N/A | N/A | 0 | 0 | N/A | 0 | 0 | AAC8063 | Yes | Variable output compressor | Inverter | No | - | 8000 | 2.1 | - | 730 | 4000 | No | - | - | - | 1919.4 | 8616 | No | 667.22 | 4308 | No | - | - | 9000 | 2.29 | 780 | 4500 | No | - | - | Yes | 3400 | 8500 | No | - | - | No | - | - | - | - | - | No | - | - | - | - | - | No | - | -
1U82SAAFRA / AS82FFAHRA | 0 | N/A | Haier | N/A | Non Ducted | Single Split System | Wall Hung | Air | Air | China | 2.27 | N/A | 8.2 | N/A | N/A | N/A | N/A | N/A | 2.5 | 9 | Calorimeter Room | 3.4483 | 3.4295 | N/A | - | N/A | N/A | N/A | N/A | N/A | N/A | N/A | N/A | N/A | N/A | N/A | N/A | N/A | N/A | N/A | N/A | N/A | Single | R32 | Australia,Fiji,New Zealand | 140066 | 46229 | 0 | Approved | Reverse Cycle | N/A | Yes | Class 9 | Yes | N/A | N/A | N/A | N/A | N/A | N/A | N/A | Available | N/A | N/A | 0 | 0 | N/A | 0 | 0 | AAC6184 | Yes | Variable output compressor | Inverter | No | - | 8200 | 2.27 | - | 950 | 4100 | No | - | - | - | 2074.78 | 8831.4 | No | 868.3 | 4415.7 | No | - | - | 9000 | 2.5 | 1000 | 4500 | No | - | - | No | - | - | - | 2500 | 6850 | No | - | - | - | - | - | - | - | - | No | - | - | No | - | -
1U90QADFRA / AS90QFDHRA | AS90*FDHRA | N/A | Haier | N/A | Non Ducted | Single Split System | Wall Hung | Air | Air | China | 2.65 | N/A | 9 | N/A | N/A | N/A | N/A | N/A | 2.66 | 9.5 | Calorimeter Room | 3.4485 | 3.6259 | N/A | - | N/A | N/A | N/A | N/A | N/A | N/A | N/A | N/A | N/A | N/A | N/A | N/A | N/A | N/A | N/A | N/A | N/A | Single | R32 | Australia,Fiji,New Zealand | 147316 | 46594 | 0 | Approved | Reverse Cycle | N/A | Yes | Class 9 | Yes | N/A | N/A | N/A | N/A | N/A | N/A | N/A | Available | N/A | N/A | 0 | 0 | N/A | 0 | 0 | AAC6841 | Yes | Variable output compressor | Inverter | No | - | 9000 | 2.65 | - | 1150 | 4500 | No | - | - | - | 2422.1 | 9693 | Yes | 640 | 4050 | No | - | - | 9500 | 2.66 | 970 | 4750 | No | - | - | No | - | - | - | 2380 | 7300 | No | - | - | - | - | - | - | - | - | No | - | - | No | - | -
1U90XADFRA / AS90PFDHRA | AS90*FDHRA | N/A | Haier | N/A | Non Ducted | Single Split System | Wall Hung | Air | Air | China | 2.65 | N/A | 9 | N/A | N/A | N/A | N/A | N/A | 2.66 | 9.5 | Calorimeter Room | 3.4485 | 3.6259 | N/A | - | N/A | N/A | N/A | N/A | N/A | N/A | N/A | N/A | N/A | N/A | N/A | N/A | N/A | N/A | N/A | N/A | N/A | Single | R32 | Australia,Fiji,New Zealand | 147316 | 46594 | 0 | Approved | Reverse Cycle | N/A | Yes | Class 9 | Yes | N/A | N/A | N/A | N/A | N/A | N/A | N/A | Available | N/A | N/A | 0 | 0 | N/A | 0 | 0 | AAC6841 | Yes | Variable output compressor | Inverter | No | - | 9000 | 2.65 | - | 1150 | 4500 | No | - | - | - | 2422.1 | 9693 | Yes | 640 | 4050 | No | - | - | 9500 | 2.66 | 970 | 4750 | No | - | - | No | - | - | - | 2380 | 7300 | No | - | - | - | - | - | - | - | - | No | - | - | No | - | -
1UH200W1ERK / ADH200H1ERG | 0 | N/A | Haier | N/A | Ducted | Single Split System | - | Air | Air | China | 6.2 | N/A | 20 | N/A | N/A | N/A | N/A | N/A | 6.2 | 22.8 | Enthalpy Test Room | 3.2873 | 3.6702 | N/A | - | N/A | N/A | N/A | N/A | N/A | N/A | N/A | N/A | N/A | N/A | N/A | N/A | N/A | N/A | N/A | N/A | N/A | Three | R410A | Australia,Fiji,New Zealand | 152597 | 46811 | 0 | Approved | Reverse Cycle | N/A | Yes | Class 11 | Yes | N/A | N/A | N/A | N/A | N/A | N/A | N/A | Available | N/A | N/A | 0 | 0 | N/A | 0 | 0 | AAC7291 | Yes | Variable output compressor | Inverter | No | - | 20000 | 6.2 | - | 2800 | 10000 | No | - | - | - | 5666.8 | 21540 | No | 2559.2 | 10770 | No | - | - | 22800 | 6.2 | 3000 | 11400 | No | - | - | Yes | 6300 | 17800 | No | - | - | No | - | - | - | - | - | No | - | - | No | - | - | No | - | -
3U24GS2ERA | 0 | N/A | Haier | 0.2 | Both | fixed | N/A | Air | Air | China | 1.8 | 6.7 | 6.5 | N/A | N/A | N/A | N/A | N/A | 1.85 | 7 | Enthalpy Test Room | 3.5696 | 3.9531 | Yes | - | N/A | 13 | 13 | N/A | N/A | N/A | N/A | N/A | 3.3594 | 3.6574 | N/A | N/A | N/A | N/A | N/A | N/A | Calorimeter Room | Single | R410A | Australia,Fiji,New Zealand | 132548 | 45943 | 0 | Approved | Reverse Cycle | N/A | Yes | Class 19 | Yes | N/A | N/A | Yes | Yes | Yes | N/A | 3.4328 | Available | N/A | N/A | 0 | 0 | Yes | 0 | 0 | AAC5394 | Yes | Variable output compressor | Inverter | No | - | 6500 | 1.8 | - | 650 | 3250 | No | - | - | - | 1645.2 | 7000.5 | No | 594.1 | 3500.25 | No | - | - | 7000 | 1.85 | 700 | 3500 | No | - | - | Yes | 2000 | 4900 | No | - | - | No | - | - | - | - | - | No | - | - | No | - | - | No | - | -
3U55S2PR1FA | 0 | N/A | Haier | N/A | Both | fixed | N/A | Air | Air | China | 1.38 | N/A | 5.5 | N/A | N/A | N/A | N/A | N/A | 1.38 | 5.8 | Enthalpy Test Room | 4.0194 | 4.2602 | N/A | - | N/A | N/A | N/A | N/A | N/A | N/A | N/A | N/A | N/A | N/A | N/A | N/A | N/A | N/A | N/A | N/A | N/A | Single | R32 | Australia,Fiji,New Zealand | 147615 | 46572 | 0 | Approved | Reverse Cycle | N/A | Yes | Class 19 | Yes | N/A | N/A | N/A | N/A | N/A | N/A | N/A | Available | N/A | N/A | 0 | 0 | N/A | 0 | 0 | AAC6797 | Yes | Variable output compressor | Inverter | No | - | 5500 | 1.38 | - | 500 | 2750 | No | - | - | - | 1261.32 | 5923.5 | No | 457 | 2961.75 | No | - | - | 5800 | 1.38 | 580 | 2900 | No | - | - | Yes | 1500 | 4600 | No | - | - | No | - | - | - | - | - | No | - | - | No | - | - | No | - | -
4U30HS2ERA | 0 | N/A | Haier | 0.1 | Both | fixed | N/A | Air | Air | China | 2.2 | 8.1 | 8 | N/A | N/A | N/A | N/A | N/A | 2.55 | 9.6 | Enthalpy Test Room | 3.5212 | 3.8721 | Yes | - | N/A | 16 | 16 | N/A | N/A | N/A | N/A | N/A | 3.4109 | 3.6865 | N/A | N/A | N/A | N/A | N/A | N/A | Calorimeter Room | Single | R410A | Australia,Fiji,New Zealand | 132549 | 45943 | 0 | Approved | Reverse Cycle | N/A | Yes | Class 19 | Yes | N/A | N/A | Yes | Yes | Yes | N/A | 3.4894 | Available | N/A | N/A | 0 | 0 | Yes | 0 | 0 | AAC5391 | Yes | Variable output compressor | Inverter | No | - | 8000 | 2.2 | - | 850 | 4000 | No | - | - | - | 2010.8 | 8616 | No | 776.9 | 4308 | No | - | - | 9600 | 2.55 | 1100 | 4800 | No | - | - | Yes | 2680 | 6500 | No | - | - | No | - | - | - | - | - | No | - | - | No | - | - | No | - | -
4U71S2PR1FA | 0 | N/A | Haier | N/A | Both | fixed | N/A | Air | Air | China | 1.95 | N/A | 7.1 | N/A | N/A | N/A | N/A | N/A | 1.95 | 8 | Enthalpy Test Room | 3.7039 | 4.2487 | N/A | - | N/A | N/A | N/A | N/A | N/A | N/A | N/A | N/A | N/A | N/A | N/A | N/A | N/A | N/A | N/A | N/A | N/A | Single | R32 | Australia,Fiji,New Zealand | 147955 | 46572 | 0 | Approved | Reverse Cycle | N/A | Yes | Class 19 | Yes | N/A | N/A | N/A | N/A | N/A | N/A | N/A | Available | N/A | N/A | 0 | 0 | N/A | 0 | 0 | AAC6799 | Yes | Variable output compressor | Inverter | No | - | 7100 | 1.95 | - | 750 | 3550 | No | - | - | - | 1782.3 | 7646.7 | No | 685.5 | 3823.35 | No | - | - | 8000 | 1.95 | 850 | 4000 | No | - | - | Yes | 2500 | 7500 | No | - | - | No | - | - | - | - | - | No | - | - | No | - | - | No | - | -
4U80S2PR1FA | 0 | N/A | Haier | N/A | Both | fixed | N/A | Air | Air | China | 2.35 | N/A | 8 | N/A | N/A | N/A | N/A | N/A | 2.25 | 8.8 | Enthalpy Test Room | 3.4953 | 4.1201 | N/A | - | N/A | N/A | N/A | N/A | N/A | N/A | N/A | N/A | N/A | N/A | N/A | N/A | N/A | N/A | N/A | N/A | N/A | Single | R32 | Australia,Fiji,New Zealand | 147960 | 46579 | 0 | Approved | Reverse Cycle | N/A | Yes | Class 19 | Yes | N/A | N/A | N/A | N/A | N/A | N/A | N/A | Available | N/A | N/A | 0 | 0 | N/A | 0 | 0 | AAC6818 | Yes | Variable output compressor | Inverter | No | - | 8000 | 2.35 | - | 890 | 4000 | No | - | - | - | 2147.9 | 8616 | No | 813.46 | 4308 | No | - | - | 8800 | 2.25 | 950 | 4400 | No | - | - | Yes | 2500 | 6000 | No | - | - | No | - | - | - | - | - | No | - | - | No | - | - | No | - | -
5U100S2PS1FA | 0 | N/A | Haier | N/A | Both | fixed | N/A | Air | Air | China | 2.9 | N/A | 10 | N/A | N/A | N/A | N/A | N/A | 2.38 | 10 | Enthalpy Test Room | 3.3715 | 4.2935 | N/A | - | N/A | N/A | N/A | N/A | N/A | N/A | N/A | N/A | N/A | N/A | N/A | N/A | N/A | N/A | N/A | N/A | N/A | Single | R32 | Australia,Fiji,New Zealand | 147963 | 46572 | 0 | Approved | Reverse Cycle | N/A | Yes | Class 20 | Yes | N/A | N/A | N/A | N/A | N/A | N/A | N/A | Available | N/A | N/A | 0 | 0 | N/A | 0 | 0 | AAC6800 | Yes | Variable output compressor | Inverter | No | - | 10000 | 2.9 | - | 1000 | 5000 | No | - | - | - | 2650.6 | 10770 | No | 914 | 5385 | No | - | - | 10000 | 2.38 | 1000 | 5000 | No | - | - | Yes | 2400 | 7000 | No | - | - | No | - | - | - | - | - | No | - | - | No | - | - | No | - | -
5U125S2PN1FA | 0 | N/A | Haier | N/A | Both | fixed | N/A | Air | Air | China | 3.53 | N/A | 12 | N/A | N/A | N/A | N/A | N/A | 2.93 | 12 | Enthalpy Test Room | 3.5086 | 4.2028 | N/A | - | N/A | N/A | N/A | N/A | N/A | N/A | N/A | N/A | N/A | N/A | N/A | N/A | N/A | N/A | N/A | N/A | N/A | Single | R32 | Australia,Fiji,New Zealand | 147621 | 46572 | 0 | Approved | Reverse Cycle | N/A | Yes | Class 20 | Yes | N/A | N/A | N/A | N/A | N/A | N/A | N/A | Available | N/A | N/A | 0 | 0 | N/A | 0 | 0 | AAC6798 | Yes | Variable output compressor | Inverter | No | - | 12000 | 3.53 | - | 1200 | 6000 | No | - | - | - | 3226.42 | 12924 | No | 1096.8 | 6462 | No | - | - | 12000 | 2.93 | 1200 | 6000 | No | - | - | Yes | 3100 | 9000 | No | - | - | No | - | - | - | - | - | No | - | - | No | - | - | No | - | -
5U34HS2ERA | 0 | N/A | Haier | 0.13 | Non Ducted | fixed | N/A | Air | Air | China | 2.6 | 8.97 | 9.1 | N/A | N/A | N/A | N/A | N/A | 2.83 | 10.2 | Enthalpy Test Room | 3.6146 | 3.9693 | Yes | - | N/A | 16 | 16 | N/A | N/A | N/A | N/A | N/A | 3.2804 | 3.5123 | N/A | N/A | N/A | N/A | N/A | N/A | Calorimeter Room | Single | R410A | Australia,Fiji,New Zealand | 132531 | 45943 | 0 | Approved | Reverse Cycle | N/A | Yes | Class 19 | Yes | N/A | N/A | Yes | Yes | Yes | N/A | 3.3456 | Available | N/A | N/A | 0 | 0 | Yes | 0 | 0 | AAC5392 | Yes | Variable output compressor | Inverter | No | - | 9100 | 2.6 | - | 870 | 4450 | No | - | - | - | 2376.4 | 9800.7 | No | 795.18 | 4792.65 | No | - | - | 10200 | 2.83 | 1050 | 5100 | No | - | - | Yes | 2750 | 6700 | No | - | - | No | - | - | - | - | - | No | - | - | No | - | - | No | - | -
AS90*FDHRA | AS90*FDHRA | N/A | Haier | N/A | Non Ducted | Single Split System | Wall Hung | Air | Air | China | 2.65 | N/A | 9 | N/A | N/A | N/A | N/A | N/A | 2.66 | 9.5 | Calorimeter Room | 3.4485 | 3.6259 | N/A | - | N/A | N/A | N/A | N/A | N/A | N/A | N/A | N/A | N/A | N/A | N/A | N/A | N/A | N/A | N/A | N/A | N/A | Single | R32 | Australia,Fiji,New Zealand | 147316 | 46594 | 0 | Approved | Reverse Cycle | N/A | Yes | Class 9 | Yes | N/A | N/A | N/A | N/A | N/A | N/A | N/A | Available | N/A | N/A | 0 | 0 | N/A | 0 | 0 | AAC6841 | Yes | Variable output compressor | Inverter | No | - | 9000 | 2.65 | - | 1150 | 4500 | No | - | - | - | 2422.1 | 9693 | Yes | 640 | 4050 | No | - | - | 9500 | 2.66 | 970 | 4750 | No | - | - | No | - | - | - | 2380 | 7300 | No | - | - | - | - | - | - | - | - | No | - | - | No | - | -
AU042FPERA | 0 | N/A | Haier | N/A | Ducted | vrf | N/A | Air | Air | China | 3.49 | N/A | 12.6 | N/A | N/A | N/A | N/A | N/A | 3.474 | 14.2 | Enthalpy Test Room | 3.7209 | 4.1988 | N/A | - | N/A | N/A | N/A | N/A | N/A | N/A | N/A | N/A | N/A | N/A | N/A | N/A | N/A | N/A | N/A | N/A | N/A | Single | R410A | Australia,Fiji,New Zealand | 137552 | 46188 | 0 | Approved | Reverse Cycle | N/A | Yes | Class 20 | Yes | N/A | N/A | N/A | N/A | N/A | N/A | N/A | Available | N/A | N/A | 0 | 0 | N/A | 0 | 0 | AAC6092 | Yes | Variable output compressor | Inverter | No | - | 12600 | 3.49 | - | 1745 | 6300 | No | - | - | - | 3189.86 | 13570.2 | No | 1594.93 | 6785.1 | No | - | - | 14200 | 3.474 | 1737 | 7100 | No | - | - | Yes | 4100 | 11000 | No | - | - | No | - | - | - | - | - | No | - | - | No | - | - | No | - | -
AU052FPERA | 0 | N/A | Haier | N/A | Ducted | vrf | N/A | Air | Air | China | 4.047 | N/A | 14 | N/A | N/A | N/A | N/A | N/A | 4.096 | 16 | Enthalpy Test Room | 3.4272 | 3.9695 | N/A | - | N/A | N/A | N/A | N/A | N/A | N/A | N/A | N/A | N/A | N/A | N/A | N/A | N/A | N/A | N/A | N/A | N/A | Single | R410A | Australia,Fiji,New Zealand | 139175 | 46190 | 0 | Approved | Reverse Cycle | N/A | Yes | Class 20 | Yes | N/A | N/A | N/A | N/A | N/A | N/A | N/A | Available | N/A | N/A | 0 | 0 | N/A | 0 | 0 | AAC6100 | Yes | Variable output compressor | Inverter | No | - | 14000 | 4.047 | - | 2023 | 7000 | No | - | - | - | 3698.958 | 15078 | No | 1849.022 | 7539 | No | - | - | 16000 | 4.096 | 2048 | 8000 | No | - | - | Yes | 4150 | 12000 | No | - | - | No | - | - | - | - | - | No | - | - | No | - | - | No | - | -
AU062FPERA | 0 | N/A | Haier | N/A | Ducted | vrf | N/A | Air | Air | China | 4.692 | N/A | 15.5 | N/A | N/A | N/A | N/A | N/A | 4.945 | 18 | Enthalpy Test Room | 3.4581 | 3.6888 | N/A | - | N/A | N/A | N/A | N/A | N/A | N/A | N/A | N/A | N/A | N/A | N/A | N/A | N/A | N/A | N/A | N/A | N/A | Single | R410A | Australia,Fiji,New Zealand | 139176 | 46188 | 0 | Approved | Reverse Cycle | N/A | Yes | Class 20 | Yes | N/A | N/A | N/A | N/A | N/A | N/A | N/A | Available | N/A | N/A | 0 | 0 | N/A | 0 | 0 | AAC6091 | Yes | Variable output compressor | Inverter | No | - | 15500 | 4.692 | - | 2346 | 7750 | No | - | - | - | 4288.488 | 16693.5 | No | 2144.244 | 8346.75 | No | - | - | 18000 | 4.945 | 2472 | 9000 | No | - | - | Yes | 4300 | 12500 | No | - | - | No | - | - | - | - | - | No | - | - | No | - | - | No | - | -
AU08NFKERA | 0 | N/A | Haier | N/A | Both | vrf | N/A | Air | Air | China | 6.19 | N/A | 22.6 | N/A | N/A | N/A | N/A | N/A | 6.11 | 22.6 | Enthalpy Test Room | 3.7417 | 3.7291 | N/A | - | N/A | N/A | N/A | N/A | N/A | N/A | N/A | N/A | N/A | N/A | N/A | N/A | N/A | N/A | N/A | N/A | N/A | Three | R410A | Australia,Fiji,New Zealand | 142353 | 46315 | 0 | Approved | Reverse Cycle | N/A | Yes | Class 20 | Yes | N/A | N/A | N/A | N/A | N/A | N/A | N/A | Available | N/A | N/A | 0 | 0 | N/A | 0 | 0 | AAC6293 | Yes | Variable output compressor | Inverter | No | - | 22600 | 6.19 | - | 3200 | 11300 | No | - | - | - | 5657.66 | 24340.2 | No | 2924.8 | 12170.1 | No | - | - | 22600 | 6.11 | 3200 | 11300 | No | - | - | Yes | 6460 | 22600 | No | - | - | No | - | - | - | - | - | No | - | - | No | - | - | No | - | -
AU10NFKERA | 0 | N/A | Haier | N/A | Both | vrf | N/A | Air | Air | China | 8.48 | N/A | 28 | N/A | N/A | N/A | N/A | N/A | 8.24 | 28 | Calorimeter Room | 3.3191 | 3.4246 | N/A | - | N/A | N/A | N/A | N/A | N/A | N/A | N/A | N/A | N/A | N/A | N/A | N/A | N/A | N/A | N/A | N/A | N/A | Three | R410A | Australia,Fiji,New Zealand | 141312 | 46313 | 0 | Approved | Reverse Cycle | N/A | Yes | Class 20 | Yes | N/A | N/A | N/A | N/A | N/A | N/A | N/A | Available | N/A | N/A | 0 | 0 | N/A | 0 | 0 | AAC6287 | Yes | Variable output compressor | Inverter | No | - | 28000 | 8.48 | - | 3200 | 14000 | No | - | - | - | 7750.72 | 30156 | No | 2924.8 | 15078 | No | - | - | 28000 | 8.24 | 3650 | 14000 | No | - | - | Yes | 8000 | 25000 | No | - | - | No | - | - | - | - | - | No | - | - | No | - | - | No | - | -
AU12NFKERA | 0 | N/A | Haier | N/A | Both | vrf | N/A | Air | Air | China | 10.1 | N/A | 31.5 | N/A | N/A | N/A | N/A | N/A | 9.69 | 31.5 | Enthalpy Test Room | 3.0756 | 3.2932 | N/A | - | N/A | N/A | N/A | N/A | N/A | N/A | N/A | N/A | N/A | N/A | N/A | N/A | N/A | N/A | N/A | N/A | N/A | Three | R410A | Australia,Fiji,New Zealand | 142371 | 46315 | 0 | Approved | Reverse Cycle | N/A | Yes | Class 20 | Yes | N/A | N/A | N/A | N/A | N/A | N/A | N/A | Available | N/A | N/A | 0 | 0 | N/A | 0 | 0 | AAC6294 | Yes | Variable output compressor | Inverter | No | No | 31500 | 10.1 | - | 3910 | 15750 | No | - | - | - | 9231.4 | 33925.5 | No | 3573.74 | 16962.75 | No | - | - | 31500 | 9.69 | 3900 | 15750 | No | - | - | Yes | 9000 | 21700 | No | - | - | No | - | - | - | - | - | No | - | - | No | - | - | No | - | -
AV08IMAURA | 0 | N/A | Haier | N/A | Ducted | vrf | N/A | Air | Air | China | 6.3 | N/A | 22.4 | N/A | N/A | N/A | N/A | N/A | 6.4 | 25 | Enthalpy Test Room | 3.5024 | 3.9198 | N/A | - | N/A | N/A | N/A | N/A | N/A | N/A | N/A | N/A | N/A | N/A | N/A | N/A | N/A | N/A | N/A | N/A | N/A | Three | R410A | Australia,Fiji,New Zealand | 130608 | 45910 | 0 | Approved | Reverse Cycle | N/A | No | Class 20 | No | N/A | N/A | N/A | N/A | N/A | N/A | N/A | Available | N/A | N/A | 0 | 0 | N/A | 0 | 0 | AAC5279 | Yes | Variable output compressor | Inverter | No | - | 22400 | 6.3 | - | 2750 | 11200 | No | - | - | - | 5758.2 | 24124.8 | No | 2513.5 | 12062.4 | No | - | - | 25000 | 6.4 | 3000 | 12500 | No | - | - | Yes | 8400 | 20000 | No | - | - | No | - | - | - | - | - | No | - | - | No | - | - | No | - | -
AV10IMAURA | 0 | N/A | Haier | N/A | Ducted | vrf | N/A | Air | Air | China | 8.3 | N/A | 28 | N/A | N/A | N/A | N/A | N/A | 8.8 | 31.5 | Enthalpy Test Room | 3.3361 | 3.5159 | N/A | - | N/A | N/A | N/A | N/A | N/A | N/A | N/A | N/A | N/A | N/A | N/A | N/A | N/A | N/A | N/A | N/A | N/A | Three | R410A | Australia,Fiji,New Zealand | 132398 | 45910 | 0 | Approved | Reverse Cycle | N/A | No | Class 20 | No | N/A | N/A | N/A | N/A | N/A | N/A | N/A | Available | N/A | N/A | 0 | 0 | N/A | 0 | 0 | AAC5282 | Yes | Variable output compressor | Inverter | No | - | 28000 | 8.3 | - | 3450 | 14000 | No | - | - | - | 7586.2 | 30156 | No | 3153.3 | 15078 | No | - | - | 31500 | 8.8 | 3780 | 15750 | No | - | - | No | - | - | - | 9320 | 20000 | No | - | - | - | - | - | - | - | - | No | - | - | No | - | -
AV12IMAURA | 0 | N/A | Haier | N/A | Ducted | vrf | N/A | Air | Air | China | 10.19 | N/A | 33.5 | N/A | N/A | N/A | N/A | N/A | 10.19 | 35 | Enthalpy Test Room | 3.2591 | 3.3945 | N/A | - | N/A | N/A | N/A | N/A | N/A | N/A | N/A | N/A | N/A | N/A | N/A | N/A | N/A | N/A | N/A | N/A | N/A | Three | R410A | Australia,Fiji,New Zealand | 132400 | 45910 | 0 | Approved | Reverse Cycle | N/A | No | Class 20 | No | N/A | N/A | N/A | N/A | N/A | N/A | N/A | Available | N/A | N/A | 0 | 0 | N/A | 0 | 0 | AAC5283 | Yes | Variable output compressor | Inverter | No | No | 33500 | 10.19 | - | 4100 | 16750 | No | - | - | - | 9313.66 | 36079.5 | No | 3747.4 | 18039.75 | No | - | - | 35000 | 10.19 | 4270 | 17500 | No | - | - | Yes | 11000 | 24000 | No | - | - | No | - | - | - | - | - | No | - | - | No | - | - | No | - | -
AV14IMAURA | 0 | N/A | Haier | N/A | Ducted | vrf | N/A | Air | Air | China | 12.32 | N/A | 40 | N/A | N/A | N/A | N/A | N/A | 12.83 | 45 | Enthalpy Test Room | 3.2606 | 3.5316 | N/A | - | N/A | N/A | N/A | N/A | N/A | N/A | N/A | N/A | N/A | N/A | N/A | N/A | N/A | N/A | N/A | N/A | N/A | Three | R410A | Australia,Fiji,New Zealand | 132401 | 45911 | 0 | Approved | Reverse Cycle | N/A | No | Class 21 | No | N/A | N/A | N/A | N/A | N/A | N/A | N/A | Available | N/A | N/A | 0 | 0 | N/A | 0 | 0 | AAC5286 | Yes | Variable output compressor | Inverter | No | No | 40000 | 12.32 | - | 6190 | 20000 | No | - | - | - | 11260.48 | 43080 | No | 5657.66 | 21540 | No | - | - | 45000 | 12.83 | 5870 | 22500 | No | - | - | No | - | - | - | 14500 | 33000 | No | - | - | - | - | - | - | - | - | No | - | - | No | - | -
AV16IMAURA | 0 | N/A | Haier | N/A | Ducted | vrf | N/A | Air | Air | China | 14.02 | N/A | 45 | N/A | N/A | N/A | N/A | N/A | 14.52 | 50 | Enthalpy Test Room | 3.1904 | 3.4718 | N/A | - | N/A | N/A | N/A | N/A | N/A | N/A | N/A | N/A | N/A | N/A | N/A | N/A | N/A | N/A | N/A | N/A | N/A | Three | R410A | Australia,Fiji,New Zealand | 132402 | 45910 | 0 | Approved | Reverse Cycle | N/A | No | Class 21 | No | N/A | N/A | N/A | N/A | N/A | N/A | N/A | Available | N/A | N/A | 0 | 0 | N/A | 0 | 0 | AAC5284 | Yes | Variable output compressor | Inverter | No | No | 45000 | 14.02 | - | 6640 | 22500 | No | - | - | - | 12814.28 | 48465 | No | 6068.96 | 24232.5 | No | - | - | 50000 | 14.52 | 5900 | 25000 | No | - | - | Yes | 16700 | 36500 | No | - | - | No | - | - | - | - | - | No | - | - | No | - | - | No | - | -
AV20IMAURA | 0 | N/A | Haier | N/A | Ducted | vrf | N/A | Air | Air | China | 18.5 | N/A | 56 | N/A | N/A | N/A | N/A | N/A | 16.7 | 58 | Enthalpy Test Room | 3.0365 | 3.3603 | N/A | - | N/A | N/A | N/A | N/A | N/A | N/A | N/A | N/A | N/A | N/A | N/A | N/A | N/A | N/A | N/A | N/A | N/A | Three | R410A | Australia,Fiji,New Zealand | 132403 | 45911 | 0 | Approved | Reverse Cycle | N/A | No | Class 21 | No | N/A | N/A | N/A | N/A | N/A | N/A | N/A | Available | N/A | N/A | 0 | 0 | N/A | 0 | 0 | AAC5285 | Yes | Variable output compressor | Inverter | No | No | 56000 | 18.5 | - | 7800 | 28000 | No | - | - | - | 16909 | 60312 | No | 7129.2 | 30156 | No | - | - | 58000 | 16.7 | 7200 | 29000 | No | - | - | No | - | - | - | 22500 | 45000 | No | - | - | - | - | - | - | - | - | No | - | - | No | - | -
KFR-35GW/BPSH / KFR-35GW/BPSH | 0 | N/A | HANECO | N/A | Non Ducted | Single Split System | Wall Hung | Air | Air | China | 0.82 | N/A | 3.5 | N/A | N/A | N/A | N/A | N/A | 0.93 | 4 | Calorimeter Room | 4.2951 | 4.2297 | N/A | - | N/A | N/A | N/A | N/A | N/A | N/A | N/A | N/A | N/A | N/A | N/A | N/A | N/A | N/A | N/A | N/A | N/A | Single | R32 | Australia,Fiji,New Zealand | 152309 | 46790 | 0 | Approved | Reverse Cycle | N/A | Yes | Class 8 | Yes | N/A | N/A | N/A | N/A | N/A | N/A | N/A | Available | N/A | N/A | http://www.orata.com.au | http://www.orata.com.au | N/A | 0 | 0 | AAC7250 | Yes | Variable output compressor | Inverter | No | - | 3500 | 0.82 | - | 370 | 1850 | Yes | 210 | 700 | - | 749.48 | 3769.5 | Yes | 260 | 1800 | - | 145 | 1100 | 4000 | 0.93 | 365 | 2000 | Yes | 235 | 1150 | Yes | 1165 | 3700 | No | - | - | No | - | - | - | - | - | No | - | - | No | - | - | No | - | -
KFR-50GW/BPSH / KFR-50GW/BPSH | 0 | N/A | HANECO | N/A | Non Ducted | Single Split System | Wall Hung | Air | Air | China | 1.17 | N/A | 5 | N/A | N/A | N/A | N/A | N/A | 1.41 | 6 | Calorimeter Room | 4.289 | 4.2644 | N/A | - | N/A | N/A | N/A | N/A | N/A | N/A | N/A | N/A | N/A | N/A | N/A | N/A | N/A | N/A | N/A | N/A | N/A | Single | R32 | Australia,Fiji,New Zealand | 152312 | 46790 | 0 | Approved | Reverse Cycle | N/A | Yes | Class 9 | Yes | N/A | N/A | N/A | N/A | N/A | N/A | N/A | Available | N/A | N/A | http://www.orata.com.au | http://www.orata.com.au | N/A | 0 | 0 | AAC7252 | Yes | Variable output compressor | Inverter | No | - | 5000 | 1.17 | - | 475 | 2650 | Yes | 435 | 2400 | - | 1069.38 | 5385 | Yes | 440 | 2950 | - | 340 | 2650 | 6000 | 1.41 | 500 | 2800 | Yes | 260 | 1400 | Yes | 1435 | 4300 | No | - | - | No | - | - | - | - | - | No | - | - | No | - | - | No | - | -
KFR-70GW/BPSH / KFR-70GW/BPSH | 0 | N/A | HANECO | N/A | Non Ducted | Single Split System | Wall Hung | Air | Air | China | 1.99 | N/A | 7.1 | N/A | N/A | N/A | N/A | N/A | 2.16 | 8 | Calorimeter Room | 3.5681 | 3.7943 | N/A | - | N/A | N/A | N/A | N/A | N/A | N/A | N/A | N/A | N/A | N/A | N/A | N/A | N/A | N/A | N/A | N/A | N/A | Single | R32 | Australia,Fiji,New Zealand | 152318 | 46790 | 0 | Approved | Reverse Cycle | N/A | Yes | Class 9 | Yes | N/A | N/A | N/A | N/A | N/A | N/A | N/A | Available | N/A | N/A | http://www.orata.com.au | http://www.orata.com.au | N/A | 0 | 0 | AAC7253 | Yes | Variable output compressor | Inverter | No | - | 7100 | 1.99 | - | 810 | 3850 | Yes | 715 | 3450 | - | 1818.86 | 7646.7 | Yes | 645 | 3900 | - | 515 | 3250 | 8000 | 2.16 | 790 | 4150 | Yes | 450 | 2500 | Yes | 2530 | 6100 | No | - | - | No | - | - | - | - | - | No | - | - | No | - | - | No | - | -
AMW2-52U4RJC | 0 | N/A | HISENSE | N/A | Non Ducted | vrf | N/A | Air | Air | China | 1.2 | N/A | 5 | N/A | N/A | N/A | N/A | N/A | 1.565 | 6 | Enthalpy Test Room | 4.3112 | 4.0986 | N/A | - | N/A | N/A | N/A | N/A | N/A | N/A | N/A | N/A | N/A | N/A | N/A | N/A | N/A | N/A | N/A | N/A | N/A | Single | R32 | Australia,New Zealand | 151666 | 46813 | 0 | Approved | Reverse Cycle | N/A | Yes | Class 19 | Yes | N/A | N/A | N/A | N/A | N/A | N/A | N/A | Available | N/A | N/A | http://global.hisense.com | 0 | N/A | 0 | 0 | AAC7332 | Yes | Variable output compressor | Inverter | No | - | 5000 | 1.2 | - | 435 | 2600 | No | - | - | - | 1096.8 | 5385 | No | 397.59 | 2800.2 | No | - | - | 6000 | 1.565 | 565 | 3200 | No | - | - | Yes | 1990 | 5800 | No | - | - | No | - | - | - | - | - | No | - | - | No | - | - | No | - | -
AMW3-71U4RJC | 0 | N/A | HISENSE | N/A | Non Ducted | vrf | N/A | Air | Air | China | 1.92 | N/A | 7 | N/A | N/A | N/A | N/A | N/A | 2.06 | 8 | Enthalpy Test Room | 3.8009 | 4.1142 | N/A | - | N/A | N/A | N/A | N/A | N/A | N/A | N/A | N/A | N/A | N/A | N/A | N/A | N/A | N/A | N/A | N/A | N/A | Single | R32 | Australia,New Zealand | 152960 | 46820 | 0 | Approved | Reverse Cycle | N/A | Yes | Class 19 | Yes | N/A | N/A | N/A | N/A | N/A | N/A | N/A | Available | N/A | N/A | http://global.hisense.com | 0 | N/A | 0 | 0 | AAC7344 | Yes | Variable output compressor | Inverter | No | - | 7000 | 1.92 | - | 680 | 3650 | No | - | - | - | 1754.88 | 7539 | No | 621.52 | 3931.05 | No | - | - | 8000 | 2.06 | 730 | 4100 | No | - | - | Yes | 2560 | 6700 | No | - | - | No | - | - | - | - | - | No | - | - | No | - | - | No | - | -
AMW4-100U4RAA | 0 | N/A | HISENSE | N/A | Non Ducted | fixed | N/A | Air | Air | China | 3.05 | N/A | 10 | N/A | N/A | N/A | N/A | N/A | 2.95 | 11 | Enthalpy Test Room | 3.6262 | 3.8598 | N/A | - | N/A | N/A | N/A | N/A | N/A | N/A | N/A | N/A | N/A | N/A | N/A | N/A | N/A | N/A | N/A | N/A | N/A | Single | R32 | Australia,New Zealand | 153403 | 46852 | 0 | Approved | Reverse Cycle | N/A | Yes | Class 20 | Yes | N/A | N/A | N/A | N/A | N/A | N/A | N/A | Available | N/A | N/A | http://global.hisense.com | 0 | N/A | 0 | 0 | AAC7411 | Yes | Variable output compressor | Inverter | No | - | 10000 | 3.05 | - | 940 | 5000 | No | - | - | - | 2787.7 | 10770 | No | 859.16 | 5385 | No | - | - | 11000 | 2.95 | 1000 | 5600 | No | - | - | Yes | 2680 | 8263 | No | - | - | No | - | - | - | - | - | No | - | - | No | - | - | No | - | -
AMW4-80U4RJC | 0 | N/A | HISENSE | N/A | Non Ducted | fixed | N/A | Air | Air | China | 2.23 | N/A | 8 | N/A | N/A | N/A | N/A | N/A | 2.35 | 9 | Enthalpy Test Room | 3.6079 | 4.0081 | N/A | - | N/A | N/A | N/A | N/A | N/A | N/A | N/A | N/A | N/A | N/A | N/A | N/A | N/A | N/A | N/A | N/A | N/A | Single | R32 | Australia,New Zealand | 153343 | 46847 | 0 | Approved | Reverse Cycle | N/A | Yes | Class 19 | Yes | N/A | N/A | N/A | N/A | N/A | N/A | N/A | Available | N/A | N/A | http://global.hisense.com | 0 | N/A | 0 | 0 | AAC7406 | Yes | Variable output compressor | Inverter | No | - | 8000 | 2.23 | - | 800 | 4100 | No | - | - | - | 2038.22 | 8616 | No | 731.2 | 4415.7 | No | - | - | 9000 | 2.35 | 900 | 4700 | No | - | - | Yes | 2630 | 6800 | No | - | - | No | - | - | - | - | - | No | - | - | No | - | - | No | - | -
AMW5-125U4RTA | 0 | N/A | HISENSE | N/A | Non Ducted | fixed | N/A | Air | Air | China | 3.61 | N/A | 12.5 | N/A | N/A | N/A | N/A | N/A | 3.7 | 13.5 | Enthalpy Test Room | 3.4773 | 3.7784 | N/A | - | N/A | N/A | N/A | N/A | N/A | N/A | N/A | N/A | N/A | N/A | N/A | N/A | N/A | N/A | N/A | N/A | N/A | Single | R32 | Australia,New Zealand | 153418 | 46846 | 0 | Approved | Reverse Cycle | N/A | Yes | Class 20 | Yes | N/A | N/A | N/A | N/A | N/A | N/A | N/A | Available | N/A | N/A | http://global.hisense.com | 0 | N/A | 0 | 0 | AAC7404 | Yes | Variable output compressor | Inverter | No | - | 12500 | 3.61 | - | 1285 | 6400 | No | - | - | - | 3299.54 | 13462.5 | No | 1174.49 | 6892.8 | No | - | - | 13500 | 3.7 | 1460 | 7000 | No | - | - | Yes | 5160 | 12600 | No | - | - | No | - | - | - | - | - | No | - | - | No | - | - | No | - | -
AUW-100U4RK1/ AUC-100UR4RKC1 | 0 | N/A | HISENSE | N/A | Non Ducted | Single Split System | Cassette | Air | Air | China | 3.09 | N/A | 10.2 | N/A | N/A | N/A | N/A | N/A | 3.055 | 11 | Enthalpy Test Room | 3.362 | 3.7844 | N/A | - | N/A | N/A | N/A | N/A | N/A | N/A | N/A | N/A | N/A | N/A | N/A | N/A | N/A | N/A | N/A | N/A | N/A | Single | R32 | Australia,New Zealand | 154297 | 46889 | 0 | Approved | Reverse Cycle | N/A | Yes | Class 11 | Yes | N/A | N/A | N/A | N/A | N/A | N/A | N/A | Available | N/A | N/A | 0 | 0 | N/A | 0 | 0 | AAC7511 | Yes | Variable output compressor | Inverter | No | - | 10200 | 3.09 | - | 1150 | 5100 | No | - | - | - | 2824.26 | 10985.4 | No | 1051.1 | 5492.7 | No | - | - | 11000 | 3.055 | 1050 | 5500 | No | - | - | Yes | 2650 | 7500 | No | - | - | No | - | - | - | - | - | No | - | - | No | - | - | No | - | -
AUW-100U4RK1/AUD-100UX4RSH1 | 0 | N/A | HISENSE | N/A | Ducted | Single Split System | - | Air | Air | China | 3.03 | N/A | 10 | N/A | N/A | N/A | N/A | N/A | 2.895 | 11 | Enthalpy Test Room | 3.25 | 3.6322 | N/A | - | N/A | N/A | N/A | N/A | N/A | N/A | N/A | N/A | N/A | N/A | N/A | N/A | N/A | N/A | N/A | N/A | N/A | Single | R32 | Australia,New Zealand | 159491 | 47169 | 0 | Approved | Reverse Cycle | N/A | Yes | Class 11 | Yes | N/A | N/A | N/A | N/A | N/A | N/A | N/A | Available | N/A | N/A | http://global.hisense.com | 0 | N/A | 0 | 0 | AAC8068 | Yes | Variable output compressor | Inverter | No | - | 10000 | 3.03 | - | 1060 | 5000 | No | - | - | - | 2769.42 | 10770 | No | 968.84 | 5385 | No | - | - | 11000 | 2.895 | 1140 | 5500 | No | - | - | Yes | 2400 | 7300 | No | - | - | No | - | - | - | - | - | No | - | - | No | - | - | No | - | -
AUW-125U4RH1/AUD-125UX4RSH1 | 0 | N/A | HISENSE | N/A | Ducted | Single Split System | - | Air | Air | China | 3.611 | N/A | 13 | N/A | N/A | N/A | N/A | N/A | 3.78 | 15.5 | Enthalpy Test Room | 3.6865 | 4.3116 | N/A | - | N/A | N/A | N/A | N/A | N/A | N/A | N/A | N/A | N/A | N/A | N/A | N/A | N/A | N/A | N/A | N/A | N/A | Single | R32 | Australia,New Zealand | 159511 | 47160 | 0 | Approved | Reverse Cycle | N/A | Yes | Class 11 | Yes | N/A | N/A | N/A | N/A | N/A | N/A | N/A | Available | N/A | N/A | http://global.hisense.com | 0 | N/A | 0 | 0 | AAC8053 | Yes | Variable output compressor | Inverter | No | - | 13000 | 3.611 | - | 1290 | 6500 | No | - | - | - | 3300.454 | 14001 | No | 1179.06 | 7000.5 | No | - | - | 15500 | 3.78 | 1590 | 7750 | No | - | - | Yes | 4570 | 14000 | No | - | - | No | - | - | - | - | - | No | - | - | No | - | - | No | - | -
AUW-125U4RN1/ AUC-125UR4RKC1 | 0 | N/A | HISENSE | N/A | Non Ducted | Single Split System | Cassette | Air | Air | China | 3.788 | N/A | 12.5 | N/A | N/A | N/A | N/A | N/A | 4.24 | 14 | Enthalpy Test Room | 3.4641 | 3.2254 | N/A | - | N/A | N/A | N/A | N/A | N/A | N/A | N/A | N/A | N/A | N/A | N/A | N/A | N/A | N/A | N/A | N/A | N/A | Single | R32 | Australia,New Zealand | 153724 | 46887 | 0 | Approved | Reverse Cycle | N/A | Yes | Class 11 | Yes | N/A | N/A | N/A | N/A | N/A | N/A | N/A | Available | N/A | N/A | http://global.hisense.com | 0 | N/A | 0 | 0 | AAC7494 | Yes | Variable output compressor | Inverter | No | - | 12500 | 3.788 | - | 1270 | 6250 | No | - | - | - | 3462.232 | 13462.5 | No | 1160.78 | 6731.25 | No | - | - | 14000 | 4.24 | 1910 | 7000 | No | - | - | Yes | 4200 | 10400 | No | - | - | No | - | - | - | - | - | No | - | - | No | - | - | No | - | -
AUW-140U4RH1/AUD-140UX4RSH1 | 0 | N/A | HISENSE | N/A | Ducted | Single Split System | - | Air | Air | China | 4.085 | N/A | 14.5 | N/A | N/A | N/A | N/A | N/A | 4.25 | 17 | Enthalpy Test Room | 3.5085 | 4.2125 | N/A | - | N/A | N/A | N/A | N/A | N/A | N/A | N/A | N/A | N/A | N/A | N/A | N/A | N/A | N/A | N/A | N/A | N/A | Single | R32 | Australia,New Zealand | 159515 | 47175 | 0 | Approved | Reverse Cycle | N/A | Yes | Class 11 | Yes | N/A | N/A | N/A | N/A | N/A | N/A | N/A | Available | N/A | N/A | http://global.hisense.com | 0 | N/A | 0 | 0 | AAC8071 | Yes | Variable output compressor | Inverter | No | - | 14500 | 4.085 | - | 1450 | 7250 | No | - | - | - | 3733.69 | 15616.5 | No | 1325.3 | 7808.25 | No | - | - | 17000 | 4.25 | 1660 | 8500 | No | - | - | Yes | 4570 | 14000 | No | - | - | No | - | - | - | - | - | No | - | - | No | - | - | No | - | -
AUW-140U4RN1/ AUC-140U4RKC1 | 0 | N/A | HISENSE | N/A | Non Ducted | Single Split System | Cassette | Air | Air | China | 4.219 | N/A | 13.5 | N/A | N/A | N/A | N/A | N/A | 4.545 | 15 | Enthalpy Test Room | 3.1891 | 3.2168 | N/A | - | N/A | N/A | N/A | N/A | N/A | N/A | N/A | N/A | N/A | N/A | N/A | N/A | N/A | N/A | N/A | N/A | N/A | Single | R32 | Australia,New Zealand | 153730 | 46888 | 0 | Approved | Reverse Cycle | N/A | Yes | Class 11 | Yes | N/A | N/A | N/A | N/A | N/A | N/A | N/A | Available | N/A | N/A | http://global.hisense.com | 0 | N/A | 0 | 0 | AAC7501 | Yes | Variable output compressor | Inverter | No | - | 13500 | 4.219 | - | 1500 | 6750 | No | - | - | - | 3856.166 | 14539.5 | No | 1371 | 7269.75 | No | - | - | 15000 | 4.545 | 2220 | 7550 | No | - | - | Yes | 4700 | 11350 | No | - | - | No | - | - | - | - | - | No | - | - | No | - | - | No | - | -
AUW-160U4RH1/AUD-160UX4RSH1 | 0 | N/A | HISENSE | N/A | Ducted | Single Split System | - | Air | Air | China | 4.776 | N/A | 16 | N/A | N/A | N/A | N/A | N/A | 4.87 | 18.9 | Enthalpy Test Room | 3.3469 | 3.8602 | N/A | - | N/A | N/A | N/A | N/A | N/A | N/A | N/A | N/A | N/A | N/A | N/A | N/A | N/A | N/A | N/A | N/A | N/A | Single | R32 | Australia,New Zealand | 159517 | 47175 | 0 | Approved | Reverse Cycle | N/A | Yes | Class 11 | Yes | N/A | N/A | N/A | N/A | N/A | N/A | N/A | Available | N/A | N/A | http://global.hisense.com | 0 | N/A | 0 | 0 | AAC8072 | Yes | Variable output compressor | Inverter | No | - | 16000 | 4.776 | - | 1660 | 8000 | No | - | - | - | 4365.264 | 17232 | No | 1517.24 | 8616 | No | - | - | 18900 | 4.87 | 1857 | 9450 | No | - | - | Yes | 4110 | 13500 | No | - | - | No | - | - | - | - | - | No | - | - | No | - | - | No | - | -
AUW-71U4RB1/ AUC-71UR4RJC1 | 0 | N/A | HISENSE | N/A | Non Ducted | Single Split System | Cassette | Air | Air | China | 2.21 | N/A | 7.3 | N/A | N/A | N/A | N/A | N/A | 2.5 | 8.3 | Enthalpy Test Room | 3.4833 | 3.5355 | N/A | - | N/A | N/A | N/A | N/A | N/A | N/A | N/A | N/A | N/A | N/A | N/A | N/A | N/A | N/A | N/A | N/A | N/A | Single | R32 | Australia,New Zealand | 154291 | 46890 | 0 | Approved | Reverse Cycle | N/A | Yes | Class 9 | Yes | N/A | N/A | N/A | N/A | N/A | N/A | N/A | Available | N/A | N/A | 0 | 0 | N/A | 0 | 0 | AAC7514 | Yes | Variable output compressor | Inverter | No | - | 7300 | 2.21 | - | 710 | 3650 | No | - | - | - | 2019.94 | 7862.1 | No | 648.94 | 3931.05 | No | - | - | 8300 | 2.5 | 880 | 4200 | No | - | - | Yes | 2650 | 7000 | No | - | - | No | - | - | - | - | - | No | - | - | No | - | - | No | - | -
AUW-85U4RK1/AUD-85UX4RSH1 | 0 | N/A | HISENSE | N/A | Ducted | Single Split System | - | Air | Air | China | 2.537 | N/A | 8.5 | N/A | N/A | N/A | N/A | N/A | 2.6 | 10 | Enthalpy Test Room | 3.2965 | 3.9014 | N/A | - | N/A | N/A | N/A | N/A | N/A | N/A | N/A | N/A | N/A | N/A | N/A | N/A | N/A | N/A | N/A | N/A | N/A | Single | R32 | Australia,New Zealand | 159457 | 47154 | 0 | Approved | Reverse Cycle | N/A | Yes | Class 10 | Yes | N/A | N/A | N/A | N/A | N/A | N/A | N/A | Available | N/A | N/A | http://global.hisense.com | 0 | N/A | 0 | 0 | AAC8048 | Yes | Variable output compressor | Inverter | No | - | 8500 | 2.537 | - | 885 | 4250 | No | - | - | - | 2318.818 | 9154.5 | No | 808.89 | 4577.25 | No | - | - | 10000 | 2.6 | 1100 | 5000 | No | - | - | Yes | 2400 | 7300 | No | - | - | No | - | - | - | - | - | No | - | - | No | - | - | No | - | -
AVW-41HJFHH2 | AVW-41HJFHH2series | N/A | HISENSE | N/A | Non Ducted | vrf | N/A | Air | Air | China | 2.88 | N/A | 12.1 | N/A | N/A | N/A | N/A | N/A | 3.17 | 14 | Enthalpy Test Room | 4.0249 | 4.1548 | N/A | - | N/A | N/A | N/A | N/A | N/A | N/A | N/A | N/A | N/A | N/A | N/A | N/A | N/A | N/A | N/A | N/A | N/A | Single | R410A | Australia,New Zealand | 160663 | 47265 | 0 | Approved | Reverse Cycle | N/A | No | Class 20 | No | N/A | N/A | N/A | N/A | N/A | N/A | N/A | Available | N/A | N/A | http://www.hisense-vrf.com | 0 | N/A | 0 | 0 | AAC8269 | Yes | Variable output compressor | Inverter | No | - | 12100 | 2.88 | - | 960 | 6050 | No | - | - | - | 2632.32 | 13031.7 | No | 877.44 | 6515.85 | No | - | - | 14000 | 3.17 | 1190 | 7000 | No | - | - | Yes | 3011 | 10050 | No | - | - | No | - | - | - | - | - | - | - | - | No | - | - | No | - | -
AVW-41HJFHH2series | AVW-41HJFHH2series | N/A | HISENSE | N/A | Non Ducted | vrf | N/A | Air | Air | China | 2.88 | N/A | 12.1 | N/A | N/A | N/A | N/A | N/A | 3.17 | 14 | Enthalpy Test Room | 4.0249 | 4.1548 | N/A | - | N/A | N/A | N/A | N/A | N/A | N/A | N/A | N/A | N/A | N/A | N/A | N/A | N/A | N/A | N/A | N/A | N/A | Single | R410A | Australia,New Zealand | 160663 | 47265 | 0 | Approved | Reverse Cycle | N/A | No | Class 20 | No | N/A | N/A | N/A | N/A | N/A | N/A | N/A | Available | N/A | N/A | http://www.hisense-vrf.com | 0 | N/A | 0 | 0 | AAC8269 | Yes | Variable output compressor | Inverter | No | - | 12100 | 2.88 | - | 960 | 6050 | No | - | - | - | 2632.32 | 13031.7 | No | 877.44 | 6515.85 | No | - | - | 14000 | 3.17 | 1190 | 7000 | No | - | - | Yes | 3011 | 10050 | No | - | - | No | - | - | - | - | - | - | - | - | No | - | - | No | - | -
AVW-48HJFHH2 | 0 | N/A | HISENSE | N/A | Non Ducted | vrf | N/A | Air | Air | China | 3.55 | N/A | 14 | N/A | N/A | N/A | N/A | N/A | 3.83 | 16 | Enthalpy Test Room | 3.6685 | 3.8989 | N/A | - | N/A | N/A | N/A | N/A | N/A | N/A | N/A | N/A | N/A | N/A | N/A | N/A | N/A | N/A | N/A | N/A | N/A | Single | R410A | Australia,New Zealand | 162191 | 47273 | 0 | Approved | Reverse Cycle | N/A | No | Class 20 | No | N/A | N/A | N/A | N/A | N/A | N/A | N/A | Available | N/A | N/A | http://www.hisense-vrf.com | 0 | N/A | 0 | 0 | AAC8287 | Yes | Variable output compressor | Inverter | No | - | 14000 | 3.55 | - | 1160 | 7000 | No | - | - | - | 3244.7 | 15078 | No | 1060.24 | 7539 | No | - | - | 16000 | 3.83 | 1350 | 8000 | No | - | - | Yes | 3268 | 10500 | No | - | - | No | - | - | - | - | - | No | - | - | No | - | - | No | - | -
AVW-54HJFHH2 | 0 | N/A | HISENSE | N/A | Non Ducted | vrf | N/A | Air | Air | China | 4.3 | N/A | 15.5 | N/A | N/A | N/A | N/A | N/A | 4.59 | 18 | Enthalpy Test Room | 3.3966 | 3.5985 | N/A | - | N/A | N/A | N/A | N/A | N/A | N/A | N/A | N/A | N/A | N/A | N/A | N/A | N/A | N/A | N/A | N/A | N/A | Single | R410A | Australia,New Zealand | 162192 | 47273 | 0 | Approved | Reverse Cycle | N/A | No | Class 20 | No | N/A | N/A | N/A | N/A | N/A | N/A | N/A | Available | N/A | N/A | http://www.hisense-vrf.com | 0 | N/A | 0 | 0 | AAC8289 | Yes | Variable output compressor | Inverter | No | - | 15500 | 4.3 | - | 1350 | 7750 | No | - | - | - | 3930.2 | 16693.5 | No | 1233.9 | 8346.75 | No | - | - | 18000 | 4.59 | 1600 | 9000 | No | - | - | Yes | 4400 | 12500 | No | - | - | No | - | - | - | - | - | - | - | - | No | - | - | No | - | -
AVW-76HKFHH2 | 0 | N/A | HISENSE | N/A | Non Ducted | vrf | N/A | Air | Air | China | 6.4 | N/A | 22.4 | N/A | N/A | N/A | N/A | N/A | 5.99 | 25 | Enthalpy Test Room | 3.5211 | 3.9865 | N/A | - | N/A | N/A | N/A | N/A | N/A | N/A | N/A | N/A | N/A | N/A | N/A | N/A | N/A | N/A | N/A | N/A | N/A | Single | R410A | Australia,New Zealand | 162194 | 47275 | 0 | Approved | Reverse Cycle | N/A | No | Class 20 | No | N/A | N/A | N/A | N/A | N/A | N/A | N/A | Available | N/A | N/A | http://www.hisense-vrf.com | 0 | N/A | 0 | 0 | AAC8292 | Yes | Variable output compressor | Inverter | No | - | 22400 | 6.4 | - | 1950 | 11200 | No | - | - | - | 5849.6 | 24124.8 | No | 1782.3 | 12062.4 | No | - | - | 25000 | 5.99 | 2150 | 12500 | No | - | - | Yes | 5400 | 16900 | No | - | - | No | - | - | - | - | - | No | - | - | No | - | - | No | - | -
AVW-96HKFHH2 | 0 | N/A | HISENSE | N/A | Non Ducted | vrf | N/A | Air | Air | China | 8.3 | N/A | 28 | N/A | N/A | N/A | N/A | N/A | 7.77 | 31.5 | Enthalpy Test Room | 3.2313 | 3.7295 | N/A | - | N/A | N/A | N/A | N/A | N/A | N/A | N/A | N/A | N/A | N/A | N/A | N/A | N/A | N/A | N/A | N/A | N/A | Three | R410A | Australia,New Zealand | 162199 | 47282 | 0 | Approved | Reverse Cycle | N/A | No | Class 20 | No | N/A | N/A | N/A | N/A | N/A | N/A | N/A | Available | N/A | N/A | http://www.hisense-vrf.com | 0 | N/A | 0 | 0 | AAC8295 | Yes | Variable output compressor | Inverter | No | - | 28000 | 8.3 | - | 2480 | 14000 | No | - | - | - | 7586.2 | 30156 | No | 2266.72 | 15078 | No | - | - | 31500 | 7.77 | 2850 | 15750 | No | - | - | Yes | 6300 | 19200 | No | - | - | No | - | - | - | - | - | No | - | - | No | - | - | No | - | -
AWV-41HJFHH2 | AVW-41HJFHH2series | N/A | HISENSE | N/A | Non Ducted | vrf | N/A | Air | Air | China | 2.88 | N/A | 12.1 | N/A | N/A | N/A | N/A | N/A | 3.17 | 14 | Enthalpy Test Room | 4.0249 | 4.1548 | N/A | - | N/A | N/A | N/A | N/A | N/A | N/A | N/A | N/A | N/A | N/A | N/A | N/A | N/A | N/A | N/A | N/A | N/A | Single | R410A | Australia,New Zealand | 160663 | 47265 | 0 | Approved | Reverse Cycle | N/A | No | Class 20 | No | N/A | N/A | N/A | N/A | N/A | N/A | N/A | Available | N/A | N/A | http://www.hisense-vrf.com | 0 | N/A | 0 | 0 | AAC8269 | Yes | Variable output compressor | Inverter | No | - | 12100 | 2.88 | - | 960 | 6050 | No | - | - | - | 2632.32 | 13031.7 | No | 877.44 | 6515.85 | No | - | - | 14000 | 3.17 | 1190 | 7000 | No | - | - | Yes | 3011 | 10050 | No | - | - | No | - | - | - | - | - | - | - | - | No | - | - | No | - | -
HAWG12KR | 0 | N/A | HISENSE | N/A | Non Ducted | Single Split System | Wall Hung | Air | Air | China | 0.81 | N/A | 3.5 | N/A | N/A | N/A | N/A | N/A | 0.83 | 3.7 | Calorimeter Room | 4.3337 | 4.4368 | N/A | - | N/A | N/A | N/A | N/A | N/A | N/A | N/A | N/A | N/A | N/A | N/A | N/A | N/A | N/A | N/A | N/A | N/A | Single | R32 | Australia,New Zealand | 159221 | 47138 | 0 | Approved | Reverse Cycle | N/A | Yes | Class 8 | Yes | N/A | N/A | N/A | N/A | N/A | N/A | N/A | Available | N/A | N/A | http://global.hisense.com | 0 | N/A | 0 | 0 | AAC8011 | Yes | Variable output compressor | Inverter | No | - | 3500 | 0.81 | - | 300 | 1750 | No | - | - | - | 740.34 | 3769.5 | Yes | 250 | 1800 | No | - | - | 3700 | 0.83 | 345 | 1850 | Yes | 240 | 1370 | Yes | 1290 | 3800 | No | - | - | No | - | - | - | - | - | No | - | - | No | - | - | No | - | -
HAWG18KR | 0 | N/A | HISENSE | N/A | Non Ducted | Single Split System | Wall Hung | Air | Air | China | 1.23 | N/A | 5 | N/A | N/A | N/A | N/A | N/A | 1.24 | 5.3 | Calorimeter Room | 4.2016 | 4.2437 | N/A | - | N/A | N/A | N/A | N/A | N/A | N/A | N/A | N/A | N/A | N/A | N/A | N/A | N/A | N/A | N/A | N/A | N/A | Single | R32 | Australia,New Zealand | 159226 | 47138 | 0 | Approved | Reverse Cycle | N/A | Yes | Class 9 | Yes | N/A | N/A | N/A | N/A | N/A | N/A | N/A | Available | N/A | N/A | http://global.hisense.com | 0 | N/A | 0 | 0 | AAC8013 | Yes | Variable output compressor | Inverter | No | - | 5000 | 1.23 | - | 440 | 2500 | No | - | - | - | 1124.22 | 5385 | Yes | 360 | 2750 | Yes | 235 | 1800 | 5300 | 1.24 | 475 | 2650 | No | - | - | Yes | 1630 | 4750 | No | - | - | No | - | - | - | - | - | No | - | - | No | - | - | No | - | -
HAWG24KR | 0 | N/A | HISENSE | N/A | Non Ducted | Single Split System | Wall Hung | Air | Air | China | 1.84 | N/A | 7.2 | N/A | N/A | N/A | N/A | N/A | 1.91 | 7.5 | Calorimeter Room | 3.9585 | 3.7986 | N/A | - | N/A | N/A | N/A | N/A | N/A | N/A | N/A | N/A | N/A | N/A | N/A | N/A | N/A | N/A | N/A | N/A | N/A | Single | R32 | Australia,New Zealand | 161665 | 47260 | 0 | Approved | Reverse Cycle | N/A | Yes | Class 9 | Yes | N/A | N/A | N/A | N/A | N/A | N/A | N/A | Available | N/A | N/A | http://global.hisense.com | 0 | N/A | 0 | 0 | AAC8257 | Yes | Variable output compressor | Inverter | No | - | 7200 | 1.84 | - | 730 | 3600 | No | - | - | - | 1681.76 | 7754.4 | Yes | 590 | 3850 | No | - | - | 7500 | 1.91 | 740 | 3750 | Yes | 490 | 2500 | Yes | 2730 | 7300 | No | - | - | No | - | - | - | - | - | No | - | - | No | - | - | No | - | -
HAWG9KR | 0 | N/A | HISENSE | N/A | Non Ducted | Single Split System | Floor/Ceiling | Air | Air | China | 0.52 | N/A | 2.5 | N/A | N/A | N/A | N/A | N/A | 0.67 | 3.2 | Calorimeter Room | 4.7758 | 4.7718 | N/A | - | N/A | N/A | N/A | N/A | N/A | N/A | N/A | N/A | N/A | N/A | N/A | N/A | N/A | N/A | N/A | N/A | N/A | Single | R32 | Australia,New Zealand | 159183 | 47133 | 0 | Approved | Reverse Cycle | N/A | Yes | Class 8 | Yes | N/A | N/A | N/A | N/A | N/A | N/A | N/A | Available | N/A | N/A | http://global.hisense.com | 0 | N/A | 0 | 0 | AAC8005 | Yes | Variable output compressor | Inverter | No | - | 2500 | 0.52 | - | 220 | 1250 | No | - | - | - | 475.28 | 2692.5 | Yes | 170 | 1280 | No | - | - | 3200 | 0.67 | 280 | 1600 | No | - | - | Yes | 960 | 3200 | No | - | - | No | - | - | - | - | - | No | - | - | No | - | - | No | - | -
HAWJ12KR | 0 | N/A | HISENSE | N/A | Non Ducted | Single Split System | Wall Hung | Air | Air | China | 0.9 | N/A | 3.5 | N/A | N/A | N/A | N/A | N/A | 0.89 | 3.8 | Calorimeter Room | 3.8086 | 4.2697 | N/A | - | N/A | N/A | N/A | N/A | N/A | N/A | N/A | N/A | N/A | N/A | N/A | N/A | N/A | N/A | N/A | N/A | N/A | Single | R32 | Australia,New Zealand | 143040 | 46343 | 0 | Approved | Reverse Cycle | N/A | Yes | Class 8 | Yes | N/A | N/A | N/A | N/A | N/A | N/A | N/A | Available | N/A | N/A | http://global.hisense.com | 0 | N/A | 0 | 0 | AAC6351 | Yes | Variable output compressor | Inverter | No | - | 3500 | 0.9 | - | 350 | 1750 | No | - | - | - | 822.6 | 3769.5 | Yes | 270 | 1800 | No | - | - | 3800 | 0.89 | 380 | 1900 | No | - | - | Yes | 1100 | 3400 | No | - | - | No | - | - | - | - | - | No | - | - | No | - | - | No | - | -
HAWJ18KR | 0 | N/A | HISENSE | N/A | Non Ducted | Single Split System | Wall Hung | Air | Air | China | 1.59 | N/A | 5.3 | N/A | N/A | N/A | N/A | N/A | 1.45 | 5.4 | Calorimeter Room | 3.3601 | 3.7393 | N/A | - | N/A | N/A | N/A | N/A | N/A | N/A | N/A | N/A | N/A | N/A | N/A | N/A | N/A | N/A | N/A | N/A | N/A | Single | R32 | Australia,New Zealand | 143300 | 46358 | 0 | Approved | Reverse Cycle | N/A | Yes | Class 9 | Yes | N/A | N/A | N/A | N/A | N/A | N/A | N/A | Available | N/A | N/A | http://global.hisense.com | 0 | N/A | 0 | 0 | AAC6379 | Yes | Variable output compressor | Inverter | No | - | 5300 | 1.59 | - | 610 | 2650 | No | - | - | - | 1453.26 | 5708.1 | Yes | 530 | 2900 | No | - | - | 5400 | 1.45 | 610 | 2700 | No | - | - | Yes | 1750 | 4600 | No | - | - | No | - | - | - | - | - | No | - | - | No | - | - | No | - | -
HAWJ24KR-O/HAWJ24KR-I | 0 | N/A | HISENSE | N/A | Non Ducted | Single Split System | Wall Hung | Air | Air | China | 2.15 | N/A | 7.1 | N/A | N/A | N/A | N/A | N/A | 2.1 | 7.2 | Calorimeter Room | 3.3243 | 3.4767 | N/A | - | N/A | N/A | N/A | N/A | N/A | N/A | N/A | N/A | N/A | N/A | N/A | N/A | N/A | N/A | N/A | N/A | N/A | Single | R32 | Australia,New Zealand | 143393 | 46362 | 0 | Approved | Reverse Cycle | N/A | Yes | Class 9 | Yes | N/A | N/A | N/A | N/A | N/A | N/A | N/A | Available | N/A | N/A | http://global.hisense.com | 0 | N/A | 0 | 0 | AAC6383 | Yes | Variable output compressor | Inverter | No | - | 7100 | 2.15 | - | 1000 | 3550 | No | - | - | - | 1965.1 | 7646.7 | Yes | 650 | 3800 | No | - | - | 7200 | 2.1 | 780 | 3600 | No | - | - | Yes | 2800 | 6400 | - | - | - | No | - | - | - | - | - | No | - | - | - | - | - | No | - | -
HAWJ24KRP | 0 | N/A | HISENSE | N/A | Non Ducted | Single Split System | Wall Hung | Air | Air | China | 2.15 | N/A | 7.1 | N/A | N/A | N/A | N/A | N/A | 2.1 | 7.2 | Calorimeter Room | 3.3276 | 3.7019 | N/A | - | N/A | N/A | N/A | N/A | N/A | N/A | N/A | N/A | N/A | N/A | N/A | N/A | N/A | N/A | N/A | N/A | N/A | Single | R32 | Australia,New Zealand | 157517 | 47049 | 0 | Approved | Reverse Cycle | N/A | Yes | Class 9 | Yes | N/A | N/A | N/A | N/A | N/A | N/A | N/A | Available | N/A | N/A | http://global.hisense.com | 0 | N/A | 0 | 0 | AAC7840 | Yes | Variable output compressor | Inverter | No | - | 7100 | 2.15 | - | 890 | 3550 | No | - | - | - | 1965.1 | 7646.7 | Yes | 580 | 3800 | No | - | - | 7200 | 2.1 | 760 | 3600 | No | - | - | Yes | 2900 | 6900 | No | - | - | No | - | - | - | - | - | No | - | - | No | - | - | No | - | -
HAWJ28KR | 0 | N/A | HISENSE | N/A | Non Ducted | Single Split System | Wall Hung | Air | Air | China | 2.46 | N/A | 8 | N/A | N/A | N/A | N/A | N/A | 2.46 | 8 | Calorimeter Room | 3.4336 | 3.4657 | N/A | - | N/A | N/A | N/A | N/A | N/A | N/A | N/A | N/A | N/A | N/A | N/A | N/A | N/A | N/A | N/A | N/A | N/A | Single | R32 | Australia,New Zealand | 143496 | 46362 | 0 | Approved | Reverse Cycle | N/A | Yes | Class 9 | Yes | N/A | N/A | N/A | N/A | N/A | N/A | N/A | Available | N/A | N/A | http://global.hisense.com | 0 | N/A | 0 | 0 | AAC6385 | Yes | Variable output compressor | Inverter | No | - | 8000 | 2.46 | - | 814 | 4000 | No | - | - | - | 2248.44 | 8616 | No | 743.996 | 4308 | No | - | - | 8000 | 2.46 | 805 | 4000 | Yes | 585 | 3000 | Yes | 2930 | 7400 | No | - | - | No | - | - | - | - | - | No | - | - | No | - | - | No | - | -
HAWJ9KR | 0 | N/A | HISENSE | N/A | Non Ducted | Single Split System | Wall Hung | Air | Air | China | 0.62 | N/A | 2.5 | N/A | N/A | N/A | N/A | N/A | 0.69 | 3.1 | Calorimeter Room | 4.047 | 4.553 | N/A | - | N/A | N/A | N/A | N/A | N/A | N/A | N/A | N/A | N/A | N/A | N/A | N/A | N/A | N/A | N/A | N/A | N/A | Single | R32 | Australia,New Zealand | 142990 | 46343 | 0 | Approved | Reverse Cycle | N/A | Yes | Class 8 | Yes | N/A | N/A | N/A | N/A | N/A | N/A | N/A | Available | N/A | N/A | http://global.hisense.com | 0 | N/A | 0 | 0 | AAC6350 | Yes | Variable output compressor | Inverter | No | - | 2500 | 0.62 | - | 220 | 1250 | No | - | - | - | 566.68 | 2692.5 | Yes | 180 | 1450 | No | - | - | 3100 | 0.69 | 280 | 1550 | No | - | - | Yes | 900 | 2700 | No | - | - | No | - | - | - | - | - | No | - | - | No | - | - | No | - | -
HAWV12KR | 0 | N/A | HISENSE | N/A | Non Ducted | Single Split System | Wall Hung | Air | Air | China | 0.81 | N/A | 3.5 | N/A | N/A | N/A | N/A | N/A | 0.99 | 4 | Calorimeter Room | 4.3516 | 4.1919 | N/A | - | N/A | N/A | N/A | N/A | N/A | N/A | N/A | N/A | N/A | N/A | N/A | N/A | N/A | N/A | N/A | N/A | N/A | Single | R32 | Australia,New Zealand | 142021 | 46309 | 0 | Approved | Reverse Cycle | N/A | No | Class 8 | No | N/A | N/A | N/A | N/A | N/A | N/A | N/A | Available | N/A | N/A | http://global.hisense.com | 0 | N/A | 0 | 0 | AAC6282 | Yes | Variable output compressor | Inverter | No | - | 3500 | 0.81 | - | 500 | 1750 | No | - | - | - | 740.34 | 3769.5 | Yes | 250 | 1800 | No | - | - | 4000 | 0.99 | 375 | 2000 | Yes | 240 | 1370 | Yes | 1290 | 3800 | No | - | - | No | - | - | - | - | - | No | - | - | No | - | - | No | - | -
HAWV12KRD | 0 | N/A | HISENSE | N/A | Non Ducted | Single Split System | Wall Hung | Air | Air | China | 0.81 | N/A | 3.5 | N/A | N/A | N/A | N/A | N/A | 0.83 | 3.7 | Calorimeter Room | 4.3516 | 4.3934 | N/A | - | N/A | N/A | N/A | N/A | N/A | N/A | N/A | N/A | N/A | N/A | N/A | N/A | N/A | N/A | N/A | N/A | N/A | Single | R32 | Australia,New Zealand | 156860 | 47019 | 0 | Approved | Reverse Cycle | N/A | Yes | Class 8 | Yes | N/A | N/A | N/A | N/A | N/A | N/A | N/A | Available | N/A | N/A | http://global.hisense.com | 0 | N/A | 0 | 0 | AAC7792 | Yes | Variable output compressor | Inverter | No | - | 3500 | 0.81 | - | 500 | 1750 | No | - | - | - | 740.34 | 3769.5 | Yes | 250 | 1800 | No | - | - | 3700 | 0.83 | 345 | 1850 | Yes | 240 | 1370 | Yes | 1290 | 3800 | No | - | - | No | - | - | - | - | - | No | - | - | No | - | - | No | - | -
HAWV18KR | 0 | N/A | HISENSE | N/A | Non Ducted | Single Split System | Wall Hung | Air | Air | China | 1.23 | N/A | 5 | N/A | N/A | N/A | N/A | N/A | 1.63 | 6.4 | Calorimeter Room | 4.2016 | 3.9957 | N/A | - | N/A | N/A | N/A | N/A | N/A | N/A | N/A | N/A | N/A | N/A | N/A | N/A | N/A | N/A | N/A | N/A | N/A | Single | R32 | Australia,New Zealand | 142030 | 46307 | 0 | Approved | Reverse Cycle | N/A | Yes | Class 9 | Yes | N/A | N/A | N/A | N/A | N/A | N/A | N/A | Available | N/A | N/A | http://global.hisense.com | 0 | N/A | 0 | 0 | AAC6281 | Yes | Variable output compressor | Inverter | No | - | 5000 | 1.23 | - | 440 | 2500 | No | - | - | - | 1124.22 | 5385 | Yes | 360 | 2750 | Yes | 235 | 1800 | 6400 | 1.63 | 600 | 3200 | Yes | 330 | 1700 | Yes | 1630 | 4750 | No | - | - | No | - | - | - | - | - | No | - | - | No | - | - | No | - | -
HAWV24KR | 0 | N/A | HISENSE | N/A | Non Ducted | Single Split System | Wall Hung | Air | Air | China | 2 | N/A | 7.1 | N/A | N/A | N/A | N/A | N/A | 2.2 | 7.7 | Calorimeter Room | 3.4673 | 3.4964 | N/A | - | N/A | N/A | N/A | N/A | N/A | N/A | N/A | N/A | N/A | N/A | N/A | N/A | N/A | N/A | N/A | N/A | N/A | Single | R32 | Australia,New Zealand | 142406 | 46313 | 0 | Approved | Reverse Cycle | N/A | Yes | Class 9 | Yes | N/A | N/A | N/A | N/A | N/A | N/A | N/A | Available | N/A | N/A | http://global.hisense.com | 0 | N/A | 0 | 0 | AAC6291 | Yes | Variable output compressor | Inverter | No | - | 7100 | 2 | - | 990 | 3600 | No | - | - | - | 1828 | 7646.7 | Yes | 610 | 3750 | No | - | - | 7700 | 2.2 | 850 | 3850 | No | - | - | Yes | 3150 | 7200 | No | - | - | No | - | - | - | - | - | No | - | - | No | - | - | No | - | -
HAWV28KR | 0 | N/A | HISENSE | N/A | Non Ducted | Single Split System | Wall Hung | Air | Air | China | 2.46 | N/A | 8 | N/A | N/A | N/A | N/A | N/A | 2.46 | 8 | Calorimeter Room | 3.4336 | 3.4657 | N/A | - | N/A | N/A | N/A | N/A | N/A | N/A | N/A | N/A | N/A | N/A | N/A | N/A | N/A | N/A | N/A | N/A | N/A | Single | R32 | Australia,New Zealand | 142404 | 46314 | 0 | Approved | Reverse Cycle | N/A | Yes | Class 9 | Yes | N/A | N/A | N/A | N/A | N/A | N/A | N/A | Available | N/A | N/A | http://global.hisense.com | 0 | N/A | 0 | 0 | AAC6292 | Yes | Variable output compressor | Inverter | No | - | 8000 | 2.46 | - | 814 | 4000 | No | - | - | - | 2248.44 | 8616 | No | 743.996 | 4308 | No | - | - | 8000 | 2.46 | 805 | 4000 | Yes | 585 | 3000 | Yes | 2930 | 7400 | No | - | - | No | - | - | - | - | - | No | - | - | No | - | - | No | - | -
HAWV9KR | 0 | N/A | HISENSE | N/A | Non Ducted | Single Split System | Wall Hung | Air | Air | China | 0.52 | N/A | 2.5 | N/A | N/A | N/A | N/A | N/A | 0.67 | 3.2 | Calorimeter Room | 4.7493 | 4.7303 | N/A | - | N/A | N/A | N/A | N/A | N/A | N/A | N/A | N/A | N/A | N/A | N/A | N/A | N/A | N/A | N/A | N/A | N/A | Single | R32 | Australia,New Zealand | 140467 | 46243 | 0 | Approved | Reverse Cycle | N/A | No | Class 8 | No | N/A | N/A | N/A | N/A | N/A | N/A | N/A | Available | N/A | N/A | http://global.hisense.com | 0 | N/A | 0 | 0 | AAC6201 | Yes | Variable output compressor | Inverter | No | - | 2500 | 0.52 | - | 440 | 1250 | No | - | - | - | 475.28 | 2692.5 | Yes | 170 | 1280 | No | - | - | 3200 | 0.67 | 280 | 1600 | No | - | - | Yes | 960 | 3200 | No | - | - | No | - | - | - | - | - | No | - | - | No | - | - | No | - | -
HAWV9KRD | 0 | N/A | HISENSE | N/A | Non Ducted | Single Split System | Wall Hung | Air | Air | China | 0.52 | N/A | 2.5 | N/A | N/A | N/A | N/A | N/A | 0.67 | 3.2 | Calorimeter Room | 4.7493 | 4.7931 | N/A | - | N/A | N/A | N/A | N/A | N/A | N/A | N/A | N/A | N/A | N/A | N/A | N/A | N/A | N/A | N/A | N/A | N/A | Single | R32 | Australia,New Zealand | 156796 | 47019 | 0 | Approved | Reverse Cycle | N/A | Yes | Class 8 | Yes | N/A | N/A | N/A | N/A | N/A | N/A | N/A | Available | N/A | N/A | http://global.hisense.com | 0 | N/A | 0 | 0 | AAC7791 | Yes | Variable output compressor | Inverter | No | - | 2500 | 0.52 | - | 440 | 1250 | No | - | - | - | 475.28 | 2692.5 | Yes | 170 | 1280 | No | - | - | 3200 | 0.67 | 280 | 1600 | No | - | - | Yes | 960 | 3200 | No | - | - | No | - | - | - | - | - | No | - | - | No | - | - | No | - | -
HSA50R | 0 | N/A | HISENSE | N/A | Non Ducted | Single Split System | Wall Hung | Air | Air | China | 1.23 | N/A | 5 | N/A | N/A | N/A | N/A | N/A | 1.63 | 6.4 | Calorimeter Room | 4.2016 | 3.9957 | N/A | - | N/A | N/A | N/A | N/A | N/A | N/A | N/A | N/A | N/A | N/A | N/A | N/A | N/A | N/A | N/A | N/A | N/A | Single | R32 | Australia,New Zealand | 131988 | 45901 | 0 | Approved | Reverse Cycle | N/A | Yes | Class 9 | Yes | N/A | N/A | N/A | N/A | N/A | N/A | N/A | Available | N/A | N/A | http://global.hisense.com | 0 | N/A | 0 | 0 | AAC5217 | Yes | Variable output compressor | Inverter | No | - | 5000 | 1.23 | - | 440 | 2500 | No | - | - | - | 1124.22 | 5385 | Yes | 360 | 2750 | Yes | 235 | 1800 | 6400 | 1.63 | 600 | 3200 | Yes | 330 | 1700 | Yes | 1630 | 4750 | No | - | - | No | - | - | - | - | - | No | - | - | No | - | - | No | - | -
HSA90R | 0 | N/A | HISENSE | N/A | Non Ducted | Single Split System | Wall Hung | Air | Air | China | 2.69 | N/A | 9 | N/A | N/A | N/A | N/A | N/A | 2.63 | 9.2 | Calorimeter Room | 3.3434 | 3.652 | N/A | - | N/A | N/A | N/A | N/A | N/A | N/A | N/A | N/A | N/A | N/A | N/A | N/A | N/A | N/A | N/A | N/A | N/A | Single | R32 | Australia,New Zealand | 133043 | 45936 | 0 | Approved | Reverse Cycle | N/A | Yes | Class 9 | Yes | N/A | N/A | N/A | N/A | N/A | N/A | N/A | Available | N/A | N/A | http://global.hisense.com | 0 | N/A | 0 | 0 | AAC5369 | Yes | Variable output compressor | Inverter | No | - | 9000 | 2.69 | - | 980 | 4500 | No | - | - | - | 2458.66 | 9693 | Yes | 830 | 4847 | Yes | 640 | 3900 | 9200 | 2.63 | 900 | 4600 | Yes | 585 | 3000 | Yes | 2750 | 7400 | No | - | - | No | - | - | - | - | - | No | - | - | No | - | - | No | - | -
PAS-2.0UFASNQ1 / PCI-2.0UFA1NQ | 0 | N/A | HITACHI | N/A | Non Ducted | Single Split System | Cassette | Air | Air | China | 1.16 | N/A | 5 | N/A | N/A | N/A | N/A | N/A | 1.28 | 6 | Enthalpy Test Room | 4.5702 | 4.9387 | N/A | - | N/A | N/A | N/A | N/A | N/A | N/A | N/A | N/A | N/A | N/A | N/A | N/A | N/A | N/A | N/A | N/A | N/A | Single | R32 | Australia,Fiji,New Zealand | 153461 | 47090 | 0 | Approved | Reverse Cycle | N/A | Yes | Class 9 | Yes | N/A | N/A | N/A | N/A | N/A | N/A | N/A | Available | N/A | N/A | 0 | http://www.hitachiaircon.com.au | N/A | 0 | 0 | AAC7930 | Yes | Variable output compressor | Inverter | No | - | 5000 | 1.16 | - | 350 | 2600 | No | - | - | - | 1060.24 | 5385 | No | 319.9 | 2800.2 | No | - | - | 6000 | 1.28 | 470 | 3000 | No | - | - | Yes | 1100 | 4500 | No | - | - | No | - | - | - | - | - | No | - | - | No | - | - | No | - | -
PAS-2.0UFASNQ1 / PPFC-2.0UFA1NQ | 0 | N/A | HITACHI | N/A | Non Ducted | Single Split System | Under ceiling | Air | Air | China | 1.28 | N/A | 5 | N/A | N/A | N/A | N/A | N/A | 1.5 | 6 | Enthalpy Test Room | 3.8709 | 3.894 | N/A | - | N/A | N/A | N/A | N/A | N/A | N/A | N/A | N/A | N/A | N/A | N/A | N/A | N/A | N/A | N/A | N/A | N/A | Single | R32 | Australia,Fiji,New Zealand | 158733 | 47126 | 0 | Approved | Reverse Cycle | N/A | Yes | Class 9 | Yes | N/A | N/A | N/A | N/A | N/A | N/A | N/A | Available | N/A | N/A | 0 | http://www.hitachiaircon.com.au | N/A | 0 | 0 | AAC7997 | Yes | Variable output compressor | Inverter | No | - | 5000 | 1.28 | - | 500 | 2700 | No | - | - | - | 1169.92 | 5385 | No | 457 | 2907.9 | No | - | - | 6000 | 1.5 | 590 | 3000 | No | - | - | Yes | 1300 | 3800 | No | - | - | No | - | - | - | - | - | No | - | - | No | - | - | No | - | -
PAS-2.0UFASNQ1 / PPIM-2.0UFA1NQ | 0 | N/A | HITACHI | N/A | Ducted | Single Split System | - | Air | Air | China | 1.28 | N/A | 5 | N/A | N/A | N/A | N/A | N/A | 1.451 | 6 | Enthalpy Test Room | 3.9498 | 4.0568 | N/A | - | N/A | N/A | N/A | N/A | N/A | N/A | N/A | N/A | N/A | N/A | N/A | N/A | N/A | N/A | N/A | N/A | N/A | Single | R32 | Australia,Fiji,New Zealand | 156582 | 47107 | 0 | Approved | Reverse Cycle | N/A | Yes | Class 10 | Yes | N/A | N/A | N/A | N/A | N/A | N/A | N/A | Available | N/A | N/A | 0 | http://www.hitachiaircon.com.au | N/A | 0 | 0 | AAC7982 | Yes | Variable output compressor | Inverter | No | - | 5000 | 1.28 | - | 500 | 2650 | No | - | - | - | 1169.92 | 5385 | No | 457 | 2854.05 | No | - | - | 6000 | 1.451 | 580 | 3180 | No | - | - | Yes | 1250 | 4400 | No | - | - | No | - | - | - | - | - | No | - | - | No | - | - | No | - | -
PAS-2.5UFASNQ1 / PCI-2.5UFA1NQ | 0 | N/A | HITACHI | N/A | Non Ducted | Single Split System | Cassette | Air | Air | China | 1.435 | N/A | 6 | N/A | N/A | N/A | N/A | N/A | 1.69 | 7.5 | Enthalpy Test Room | 4.2951 | 4.5206 | N/A | - | N/A | N/A | N/A | N/A | N/A | N/A | N/A | N/A | N/A | N/A | N/A | N/A | N/A | N/A | N/A | N/A | N/A | Single | R32 | Australia,Fiji,New Zealand | 156480 | 47090 | 0 | Approved | Reverse Cycle | N/A | Yes | Class 9 | Yes | N/A | N/A | N/A | N/A | N/A | N/A | N/A | Available | N/A | N/A | 0 | http://www.hitachiaircon.com.au | N/A | 0 | 0 | AAC7929 | Yes | Variable output compressor | Inverter | No | - | 6000 | 1.435 | - | 450 | 3100 | No | - | - | - | 1311.59 | 6462 | No | 411.3 | 3338.7 | No | - | - | 7500 | 1.69 | 640 | 4000 | No | - | - | Yes | 1500 | 5500 | No | - | - | No | - | - | - | - | - | No | - | - | No | - | - | No | - | -
PAS-2.5UFASNQ1 / PPFC-2.5UFA1NQ | 0 | N/A | HITACHI | N/A | Non Ducted | Single Split System | Under ceiling | Air | Air | China | 1.66 | N/A | 6 | N/A | N/A | N/A | N/A | N/A | 2.02 | 7.5 | Enthalpy Test Room | 3.6098 | 3.6769 | N/A | - | N/A | N/A | N/A | N/A | N/A | N/A | N/A | N/A | N/A | N/A | N/A | N/A | N/A | N/A | N/A | N/A | N/A | Single | R32 | Australia,Fiji,New Zealand | 158235 | 47126 | 0 | Approved | Reverse Cycle | N/A | Yes | Class 9 | Yes | N/A | N/A | N/A | N/A | N/A | N/A | N/A | Available | N/A | N/A | 0 | http://www.hitachiaircon.com.au | N/A | 0 | 0 | AAC7996 | Yes | Variable output compressor | Inverter | No | - | 6000 | 1.66 | - | 565 | 3000 | No | - | - | - | 1517.24 | 6462 | No | 516.41 | 3231 | No | - | - | 7500 | 2.02 | 720 | 3800 | No | - | - | Yes | 1600 | 5200 | No | - | - | No | - | - | - | - | - | No | - | - | No | - | - | No | - | -
PAS-2.5UFASNQ1 / PPIM-2.5UFA1NQ | 0 | N/A | HITACHI | N/A | Ducted | Single Split System | - | Air | Air | China | 1.58 | N/A | 6 | N/A | N/A | N/A | N/A | N/A | 2.06 | 7.5 | Enthalpy Test Room | 3.7394 | 3.6857 | N/A | - | N/A | N/A | N/A | N/A | N/A | N/A | N/A | N/A | N/A | N/A | N/A | N/A | N/A | N/A | N/A | N/A | N/A | Single | R32 | Australia,Fiji,New Zealand | 158549 | 47107 | 0 | Approved | Reverse Cycle | N/A | Yes | Class 10 | Yes | N/A | N/A | N/A | N/A | N/A | N/A | N/A | Available | N/A | N/A | 0 | http://www.hitachiaircon.com.au | N/A | 0 | 0 | AAC7985 | Yes | Variable output compressor | Inverter | No | - | 6000 | 1.58 | - | 580 | 3000 | No | - | - | - | 1444.12 | 6462 | No | 530.12 | 3231 | No | - | - | 7500 | 2.06 | 730 | 3800 | No | - | - | Yes | 1660 | 5400 | No | - | - | No | - | - | - | - | - | No | - | - | No | - | - | No | - | -
PAS-3.0UFASNQ1 / PCI-3.0UFA1NQ | 0 | N/A | HITACHI | N/A | Non Ducted | Single Split System | Cassette | Air | Air | China | 1.919 | N/A | 7.2 | N/A | N/A | N/A | N/A | N/A | 2 | 8.6 | Enthalpy Test Room | 3.8724 | 4.329 | N/A | - | N/A | N/A | N/A | N/A | N/A | N/A | N/A | N/A | N/A | N/A | N/A | N/A | N/A | N/A | N/A | N/A | N/A | Single | R32 | Australia,Fiji,New Zealand | 156488 | 47090 | 0 | Approved | Reverse Cycle | N/A | Yes | Class 9 | Yes | N/A | N/A | N/A | N/A | N/A | N/A | N/A | Available | N/A | N/A | 0 | http://www.hitachiaircon.com.au | N/A | 0 | 0 | AAC7928 | Yes | Variable output compressor | Inverter | No | - | 7200 | 1.919 | - | 590 | 3700 | No | - | - | - | 1753.966 | 7754.4 | No | 539.26 | 3984.9 | No | - | - | 8600 | 2 | 705 | 4530 | No | - | - | Yes | 1652 | 6000 | No | - | - | No | - | - | - | - | - | No | - | - | No | - | - | No | - | -
PAS-3.0UFASNQ1 / PPFC-3.0UFA1NQ | 0 | N/A | HITACHI | N/A | Non Ducted | Single Split System | Under ceiling | Air | Air | China | 2.06 | N/A | 7.2 | N/A | N/A | N/A | N/A | N/A | 2.2 | 8.6 | Enthalpy Test Room | 3.4826 | 3.9103 | N/A | - | N/A | N/A | N/A | N/A | N/A | N/A | N/A | N/A | N/A | N/A | N/A | N/A | N/A | N/A | N/A | N/A | N/A | Single | R32 | Australia,Fiji,New Zealand | 158734 | 47126 | 0 | Approved | Reverse Cycle | N/A | Yes | Class 9 | Yes | N/A | N/A | N/A | N/A | N/A | N/A | N/A | Available | N/A | N/A | 0 | http://www.hitachiaircon.com.au | N/A | 0 | 0 | AAC7998 | Yes | Variable output compressor | Inverter | No | - | 7200 | 2.06 | - | 720 | 3850 | No | - | - | - | 1882.84 | 7754.4 | No | 658.08 | 4146.45 | No | - | - | 8600 | 2.2 | 788 | 4600 | No | - | - | Yes | 1830 | 6000 | No | - | - | No | - | - | - | - | - | No | - | - | No | - | - | No | - | -
PAS-3.0UFASNQ1 / PPIH-3.0UFA1NQ | 0 | N/A | HITACHI | N/A | Ducted | Single Split System | - | Air | Air | China | 1.97 | N/A | 7.2 | N/A | N/A | N/A | N/A | N/A | 2.07 | 8.6 | Enthalpy Test Room | 3.7051 | 4.173 | N/A | - | N/A | N/A | N/A | N/A | N/A | N/A | N/A | N/A | N/A | N/A | N/A | N/A | N/A | N/A | N/A | N/A | N/A | Single | R32 | Australia,Fiji,New Zealand | 156563 | 47098 | 0 | Approved | Reverse Cycle | N/A | Yes | Class 10 | Yes | N/A | N/A | N/A | N/A | N/A | N/A | N/A | Available | N/A | N/A | 0 | http://www.hitachiaircon.com.au | N/A | 0 | 0 | AAC7959 | Yes | Variable output compressor | Inverter | No | - | 7200 | 1.97 | - | 640 | 3600 | No | - | - | - | 1800.58 | 7754.4 | No | 584.96 | 3877.2 | No | - | - | 8600 | 2.07 | 700 | 4400 | No | - | - | Yes | 1700 | 5700 | No | - | - | No | - | - | - | - | - | No | - | - | No | - | - | No | - | -
PAS-3.0UFASNQ1 / PPIM-3.0UFA1NQ | 0 | N/A | HITACHI | N/A | Ducted | Single Split System | - | Air | Air | China | 1.85 | N/A | 7.2 | N/A | N/A | N/A | N/A | N/A | 1.952 | 8.6 | Enthalpy Test Room | 3.8585 | 4.3206 | N/A | - | N/A | N/A | N/A | N/A | N/A | N/A | N/A | N/A | N/A | N/A | N/A | N/A | N/A | N/A | N/A | N/A | N/A | Single | R32 | Australia,Fiji,New Zealand | 158461 | 47107 | 0 | Approved | Reverse Cycle | N/A | Yes | Class 10 | Yes | N/A | N/A | N/A | N/A | N/A | N/A | N/A | Available | N/A | N/A | 0 | http://www.hitachiaircon.com.au | N/A | 0 | 0 | AAC7984 | Yes | Variable output compressor | Inverter | No | - | 7200 | 1.85 | - | 710 | 3600 | No | - | - | - | 1690.9 | 7754.4 | No | 648.94 | 3877.2 | No | - | - | 8600 | 1.952 | 780 | 4400 | No | - | - | Yes | 1680 | 6000 | No | - | - | No | - | - | - | - | - | No | - | - | No | - | - | No | - | -
PAS-4.0UFASMQ1 / PCI-4.0UFA1NQ | 0 | N/A | HITACHI | N/A | Non Ducted | Single Split System | Cassette | Air | Air | China | 2.63 | N/A | 10 | N/A | N/A | N/A | N/A | N/A | 2.6 | 11.5 | Enthalpy Test Room | 3.8673 | 4.3962 | N/A | - | N/A | N/A | N/A | N/A | N/A | N/A | N/A | N/A | N/A | N/A | N/A | N/A | N/A | N/A | N/A | N/A | N/A | Three | R32 | Australia,Fiji,New Zealand | 158308 | 47182 | 0 | Approved | Reverse Cycle | N/A | Yes | Class 11 | Yes | N/A | N/A | N/A | N/A | N/A | N/A | N/A | Available | N/A | N/A | 0 | http://www.hitachiaircon.com.au | N/A | 0 | 0 | AAC8080 | Yes | Variable output compressor | Inverter | No | - | 10000 | 2.63 | - | 950 | 5000 | No | - | - | - | 2403.82 | 10770 | No | 868.3 | 5385 | No | - | - | 11500 | 2.6 | 1010 | 5950 | No | - | - | Yes | 2170 | 7900 | No | - | - | No | - | - | - | - | - | No | - | - | No | - | - | No | - | -
PAS-4.0UFASMQ1 / PPFC-4.0UFA1NQ | 0 | N/A | HITACHI | N/A | Non Ducted | Single Split System | Under ceiling | Air | Air | China | 2.7 | N/A | 10 | N/A | N/A | N/A | N/A | N/A | 2.93 | 11.5 | Enthalpy Test Room | 3.7798 | 3.8499 | N/A | - | N/A | N/A | N/A | N/A | N/A | N/A | N/A | N/A | N/A | N/A | N/A | N/A | N/A | N/A | N/A | N/A | N/A | Three | R32 | Australia,Fiji,New Zealand | 159970 | 47182 | 0 | Approved | Reverse Cycle | N/A | Yes | Class 11 | Yes | N/A | N/A | N/A | N/A | N/A | N/A | N/A | Available | N/A | N/A | 0 | http://www.hitachiaircon.com.au | N/A | 0 | 0 | AAC8086 | Yes | Variable output compressor | Inverter | No | - | 10000 | 2.7 | - | 1000 | 5300 | No | - | - | - | 2467.8 | 10770 | No | 914 | 5708.1 | No | - | - | 11500 | 2.93 | 1090 | 6200 | No | - | - | Yes | 2470 | 8100 | No | - | - | No | - | - | - | - | - | No | - | - | No | - | - | No | - | -
PAS-4.0UFASMQ1 / PPIH-4.0UFA1NQ | 0 | N/A | HITACHI | N/A | Ducted | Single Split System | - | Air | Air | China | 2.63 | N/A | 10 | N/A | N/A | N/A | N/A | N/A | 3.2 | 12.5 | Enthalpy Test Room | 3.8975 | 3.9759 | N/A | - | N/A | N/A | N/A | N/A | N/A | N/A | N/A | N/A | N/A | N/A | N/A | N/A | N/A | N/A | N/A | N/A | N/A | Three | R32 | Australia,Fiji,New Zealand | 159975 | 47188 | 0 | Approved | Reverse Cycle | N/A | Yes | Class 11 | Yes | N/A | N/A | N/A | N/A | N/A | N/A | N/A | Available | N/A | N/A | 0 | http://www.hitachiaircon.com.au | N/A | 0 | 0 | AAC8091 | Yes | Variable output compressor | Inverter | No | - | 10000 | 2.63 | - | 1080 | 5300 | No | - | - | - | 2403.82 | 10770 | No | 987.12 | 5708.1 | No | - | - | 12500 | 3.2 | 1160 | 6400 | No | - | - | Yes | 2600 | 8500 | No | - | - | No | - | - | - | - | - | No | - | - | No | - | - | No | - | -
PAS-4.0UFASMQ1 / PPIM-4.0UFA1NQ | 0 | N/A | HITACHI | N/A | Ducted | Single Split System | - | Air | Air | China | 2.67 | N/A | 10 | N/A | N/A | N/A | N/A | N/A | 2.875 | 11.5 | Enthalpy Test Room | 3.9385 | 4.2047 | N/A | - | N/A | N/A | N/A | N/A | N/A | N/A | N/A | N/A | N/A | N/A | N/A | N/A | N/A | N/A | N/A | N/A | N/A | Three | R32 | Australia,Fiji,New Zealand | 159973 | 47182 | 0 | Approved | Reverse Cycle | N/A | Yes | Class 11 | Yes | N/A | N/A | N/A | N/A | N/A | N/A | N/A | Available | N/A | N/A | 0 | http://www.hitachiaircon.com.au | N/A | 0 | 0 | AAC8089 | Yes | Variable output compressor | Inverter | No | - | 10000 | 2.67 | - | 1050 | 5000 | No | - | - | - | 2440.38 | 10770 | No | 959.7 | 5385 | No | - | - | 11500 | 2.875 | 1080 | 5800 | No | - | - | Yes | 2300 | 7800 | No | - | - | No | - | - | - | - | - | No | - | - | No | - | - | No | - | -
PAS-4.0UFASNQ1 / PCI-4.0UFA1NQ | 0 | N/A | HITACHI | N/A | Non Ducted | Single Split System | Cassette | Air | Air | China | 2.5 | N/A | 10 | N/A | N/A | N/A | N/A | N/A | 2.6 | 11.5 | Enthalpy Test Room | 3.9723 | 4.3397 | N/A | - | N/A | N/A | N/A | N/A | N/A | N/A | N/A | N/A | N/A | N/A | N/A | N/A | N/A | N/A | N/A | N/A | N/A | Single | R32 | Australia,Fiji,New Zealand | 156493 | 47091 | 0 | Approved | Reverse Cycle | N/A | Yes | Class 11 | Yes | N/A | N/A | N/A | N/A | N/A | N/A | N/A | Available | N/A | N/A | 0 | http://www.hitachiaircon.com.au | N/A | 0 | 0 | AAC7935 | Yes | Variable output compressor | Inverter | No | - | 10000 | 2.5 | - | 888 | 5160 | No | - | - | - | 2285 | 10770 | No | 811.632 | 5557.32 | No | - | - | 11500 | 2.6 | 1090 | 6240 | No | - | - | Yes | 2270 | 7650 | No | - | - | No | - | - | - | - | - | No | - | - | No | - | - | No | - | -
PAS-4.0UFASNQ1 / PPFC-4.0UFA1NQ | 0 | N/A | HITACHI | N/A | Non Ducted | Single Split System | Under ceiling | Air | Air | China | 2.7 | N/A | 10 | N/A | N/A | N/A | N/A | N/A | 2.93 | 11.5 | Enthalpy Test Room | 3.7154 | 3.8746 | N/A | - | N/A | N/A | N/A | N/A | N/A | N/A | N/A | N/A | N/A | N/A | N/A | N/A | N/A | N/A | N/A | N/A | N/A | Single | R32 | Australia,Fiji,New Zealand | 158735 | 47126 | 0 | Approved | Reverse Cycle | N/A | Yes | Class 11 | Yes | N/A | N/A | N/A | N/A | N/A | N/A | N/A | Available | N/A | N/A | 0 | http://www.hitachiaircon.com.au | N/A | 0 | 0 | AAC7999 | Yes | Variable output compressor | Inverter | No | - | 10000 | 2.7 | - | 960 | 5100 | No | - | - | - | 2467.8 | 10770 | No | 877.44 | 5492.7 | No | - | - | 11500 | 2.93 | 1100 | 6000 | No | - | - | Yes | 2550 | 8600 | No | - | - | No | - | - | - | - | - | No | - | - | No | - | - | No | - | -
PAS-4.0UFASNQ1 / PPIH-4.0UFA1NQ | 0 | N/A | HITACHI | N/A | Ducted | Single Split System | - | Air | Air | China | 2.63 | N/A | 10 | N/A | N/A | N/A | N/A | N/A | 3.2 | 12.5 | Enthalpy Test Room | 3.8252 | 3.9292 | N/A | - | N/A | N/A | N/A | N/A | N/A | N/A | N/A | N/A | N/A | N/A | N/A | N/A | N/A | N/A | N/A | N/A | N/A | Single | R32 | Australia,Fiji,New Zealand | 156574 | 47098 | 0 | Approved | Reverse Cycle | N/A | Yes | Class 11 | Yes | N/A | N/A | N/A | N/A | N/A | N/A | N/A | Available | N/A | N/A | 0 | http://www.hitachiaircon.com.au | N/A | 0 | 0 | AAC7961 | Yes | Variable output compressor | Inverter | No | - | 10000 | 2.63 | - | 1040 | 5300 | No | - | - | - | 2403.82 | 10770 | No | 950.56 | 5708.1 | No | - | - | 12500 | 3.2 | 1220 | 6000 | No | - | - | Yes | 2600 | 8400 | No | - | - | No | - | - | - | - | - | No | - | - | No | - | - | No | - | -
PAS-4.0UFASNQ1 / PPIM-4.0UFA1NQ | 0 | N/A | HITACHI | N/A | Ducted | Single Split System | - | Air | Air | China | 2.432 | N/A | 10 | N/A | N/A | N/A | N/A | N/A | 2.88 | 11.5 | Enthalpy Test Room | 4.034 | 3.9781 | N/A | - | N/A | N/A | N/A | N/A | N/A | N/A | N/A | N/A | N/A | N/A | N/A | N/A | N/A | N/A | N/A | N/A | N/A | Single | R32 | Australia,Fiji,New Zealand | 158672 | 47118 | 0 | Approved | Reverse Cycle | N/A | Yes | Class 11 | Yes | N/A | N/A | N/A | N/A | N/A | N/A | N/A | Available | N/A | N/A | 0 | http://www.hitachiaircon.com.au | N/A | 0 | 0 | AAC7987 | Yes | Variable output compressor | Inverter | No | - | 10000 | 2.432 | - | 1000 | 5000 | No | - | - | - | 2222.848 | 10770 | No | 914 | 5385 | No | - | - | 11500 | 2.88 | 1020 | 5750 | No | - | - | Yes | 2350 | 7500 | No | - | - | No | - | - | - | - | - | No | - | - | No | - | - | No | - | -
PAS-5.0UFASMQ1 / PCI-5.0UFA1NQ | 0 | N/A | HITACHI | N/A | Non Ducted | Single Split System | Cassette | Air | Air | China | 3.38 | N/A | 12.5 | N/A | N/A | N/A | N/A | N/A | 3.41 | 14 | Enthalpy Test Room | 3.676 | 4.0782 | N/A | - | N/A | N/A | N/A | N/A | N/A | N/A | N/A | N/A | N/A | N/A | N/A | N/A | N/A | N/A | N/A | N/A | N/A | Three | R32 | Australia,Fiji,New Zealand | 158309 | 47182 | 0 | Approved | Reverse Cycle | N/A | Yes | Class 11 | Yes | N/A | N/A | N/A | N/A | N/A | N/A | N/A | Available | N/A | N/A | 0 | http://www.hitachiaircon.com.au | N/A | 0 | 0 | AAC8081 | Yes | Variable output compressor | Inverter | No | - | 12500 | 3.38 | - | 1180 | 6800 | No | - | - | - | 3089.32 | 13462.5 | No | 1078.52 | 7323.6 | No | - | - | 14000 | 3.41 | 1200 | 7000 | No | - | - | Yes | 2700 | 10000 | No | - | - | No | - | - | - | - | - | No | - | - | No | - | - | No | - | -
PAS-5.0UFASMQ1 / PPFC-5.0UFA1NQ | 0 | N/A | HITACHI | N/A | Non Ducted | Single Split System | Under ceiling | Air | Air | China | 3.87 | N/A | 12.5 | N/A | N/A | N/A | N/A | N/A | 3.92 | 14 | Enthalpy Test Room | 3.2459 | 3.5929 | N/A | - | N/A | N/A | N/A | N/A | N/A | N/A | N/A | N/A | N/A | N/A | N/A | N/A | N/A | N/A | N/A | N/A | N/A | Three | R32 | Australia,Fiji,New Zealand | 159969 | 47182 | 0 | Approved | Reverse Cycle | N/A | Yes | Class 11 | Yes | N/A | N/A | N/A | N/A | N/A | N/A | N/A | Available | N/A | N/A | 0 | http://www.hitachiaircon.com.au | N/A | 0 | 0 | AAC8085 | Yes | Variable output compressor | Inverter | No | - | 12500 | 3.87 | - | 1220 | 6250 | No | - | - | - | 3537.18 | 13462.5 | No | 1115.08 | 6731.25 | No | - | - | 14000 | 3.92 | 1320 | 7300 | No | - | - | Yes | 3050 | 9300 | No | - | - | No | - | - | - | - | - | No | - | - | No | - | - | No | - | -
PAS-5.0UFASMQ1 / PPIH-5.0UFA1NQ | 0 | N/A | HITACHI | N/A | Ducted | Single Split System | - | Air | Air | China | 3.29 | N/A | 12.5 | N/A | N/A | N/A | N/A | N/A | 3.22 | 14 | Enthalpy Test Room | 3.8188 | 4.4054 | N/A | - | N/A | N/A | N/A | N/A | N/A | N/A | N/A | N/A | N/A | N/A | N/A | N/A | N/A | N/A | N/A | N/A | N/A | Three | R32 | Australia,Fiji,New Zealand | 159974 | 47195 | 0 | Approved | Reverse Cycle | N/A | Yes | Class 11 | Yes | N/A | N/A | N/A | N/A | N/A | N/A | N/A | Available | N/A | N/A | 0 | http://www.hitachiaircon.com.au | N/A | 0 | 0 | AAC8102 | Yes | Variable output compressor | Inverter | No | - | 12500 | 3.29 | - | 1320 | 6400 | No | - | - | - | 3007.06 | 13462.5 | No | 1206.48 | 6892.8 | No | - | - | 14000 | 3.22 | 1400 | 7400 | No | - | - | Yes | 2900 | 10000 | No | - | - | No | - | - | - | - | - | No | - | - | No | - | - | No | - | -
PAS-5.0UFASMQ1 / PPIM-5.0UFA1NQ | 0 | N/A | HITACHI | N/A | Ducted | Single Split System | - | Air | Air | China | 3.292 | N/A | 12.5 | N/A | N/A | N/A | N/A | N/A | 3.59 | 14 | Enthalpy Test Room | 3.7253 | 3.9627 | N/A | - | N/A | N/A | N/A | N/A | N/A | N/A | N/A | N/A | N/A | N/A | N/A | N/A | N/A | N/A | N/A | N/A | N/A | Three | R32 | Australia,Fiji,New Zealand | 159972 | 47182 | 0 | Approved | Reverse Cycle | N/A | Yes | Class 11 | Yes | N/A | N/A | N/A | N/A | N/A | N/A | N/A | Available | N/A | N/A | 0 | http://www.hitachiaircon.com.au | N/A | 0 | 0 | AAC8088 | Yes | Variable output compressor | Inverter | No | - | 12500 | 3.292 | - | 1250 | 6500 | No | - | - | - | 3008.888 | 13462.5 | No | 1142.5 | 7000.5 | No | - | - | 14000 | 3.59 | 1350 | 7300 | No | - | - | Yes | 2900 | 10000 | No | - | - | No | - | - | - | - | - | No | - | - | No | - | - | No | - | -
PAS-5.0UFASNQ1 / PCI-5.0UFA1NQ | 0 | N/A | HITACHI | N/A | Non Ducted | Single Split System | Cassette | Air | Air | China | 3.38 | N/A | 12.5 | N/A | N/A | N/A | N/A | N/A | 3.41 | 14 | Enthalpy Test Room | 3.6334 | 4.073 | N/A | - | N/A | N/A | N/A | N/A | N/A | N/A | N/A | N/A | N/A | N/A | N/A | N/A | N/A | N/A | N/A | N/A | N/A | Single | R32 | Australia,Fiji,New Zealand | 156497 | 47098 | 0 | Approved | Reverse Cycle | N/A | Yes | Class 11 | Yes | N/A | N/A | N/A | N/A | N/A | N/A | N/A | Available | N/A | N/A | 0 | http://www.hitachiaircon.com.au | N/A | 0 | 0 | AAC7963 | Yes | Variable output compressor | Inverter | No | - | 12500 | 3.38 | - | 1150 | 6600 | No | - | - | - | 3089.32 | 13462.5 | No | 1051.1 | 7108.2 | No | - | - | 14000 | 3.41 | 1200 | 7000 | No | - | - | Yes | 2800 | 10000 | No | - | - | No | - | - | - | - | - | No | - | - | No | - | - | No | - | -
PAS-5.0UFASNQ1 / PPFC-5.0UFA1NQ | 0 | N/A | HITACHI | N/A | Non Ducted | Single Split System | Under ceiling | Air | Air | China | 3.87 | N/A | 12.5 | N/A | N/A | N/A | N/A | N/A | 3.92 | 14 | Enthalpy Test Room | 3.1703 | 3.5223 | N/A | - | N/A | N/A | N/A | N/A | N/A | N/A | N/A | N/A | N/A | N/A | N/A | N/A | N/A | N/A | N/A | N/A | N/A | Single | R32 | Australia,Fiji,New Zealand | 158736 | 47126 | 0 | Approved | Reverse Cycle | N/A | Yes | Class 11 | Yes | N/A | N/A | N/A | N/A | N/A | N/A | N/A | Available | N/A | N/A | 0 | http://www.hitachiaircon.com.au | N/A | 0 | 0 | AAC8000 | Yes | Variable output compressor | Inverter | No | - | 12500 | 3.87 | - | 1210 | 6450 | No | - | - | - | 3537.18 | 13462.5 | No | 1105.94 | 6946.65 | No | - | - | 14000 | 3.92 | 1390 | 7300 | No | - | - | Yes | 3150 | 10300 | No | - | - | No | - | - | - | - | - | No | - | - | No | - | - | No | - | -
PAS-5.0UFASNQ1 / PPIH-5.0UFA1NQ | 0 | N/A | HITACHI | N/A | Ducted | Single Split System | - | Air | Air | China | 3.29 | N/A | 12.5 | N/A | N/A | N/A | N/A | N/A | 3.22 | 14 | Enthalpy Test Room | 3.8618 | 4.4022 | N/A | - | N/A | N/A | N/A | N/A | N/A | N/A | N/A | N/A | N/A | N/A | N/A | N/A | N/A | N/A | N/A | N/A | N/A | Single | R32 | Australia,Fiji,New Zealand | 156580 | 47100 | 0 | Approved | Reverse Cycle | N/A | Yes | Class 11 | Yes | N/A | N/A | N/A | N/A | N/A | N/A | N/A | Unavailable | N/A | N/A | 0 | http://www.hitachiaircon.com.au | N/A | 0 | 0 | AAC7967 | Yes | Variable output compressor | Inverter | No | - | 12500 | 3.29 | - | 1230 | 6500 | No | - | - | - | 3007.06 | 13462.5 | No | 1124.22 | 7000.5 | No | - | - | 14000 | 3.22 | 1400 | 7300 | No | - | - | Yes | 2700 | 9500 | No | - | - | No | - | - | - | - | - | No | - | - | No | - | - | No | - | -
PAS-5.0UFASNQ1 / PPIH-5.0UFA1NQ | 0 | N/A | HITACHI | N/A | Ducted | Single Split System | - | Air | Air | China | 3.29 | N/A | 12.5 | N/A | N/A | N/A | N/A | N/A | 3.22 | 14 | Enthalpy Test Room | 3.8618 | 4.4022 | N/A | - | N/A | N/A | N/A | N/A | N/A | N/A | N/A | N/A | N/A | N/A | N/A | N/A | N/A | N/A | N/A | N/A | N/A | Single | R32 | Australia,Fiji,New Zealand | 160182 | 47198 | 0 | Approved | Reverse Cycle | N/A | Yes | Class 11 | Yes | N/A | N/A | N/A | N/A | N/A | N/A | N/A | Available | N/A | N/A | 0 | http://www.hitachiaircon.com.au | N/A | 0 | 0 | AAC8128 | Yes | Variable output compressor | Inverter | No | - | 12500 | 3.29 | - | 1230 | 6500 | No | - | - | - | 3007.06 | 13462.5 | No | 1124.22 | 7000.5 | No | - | - | 14000 | 3.22 | 1400 | 7300 | No | - | - | Yes | 2850 | 10000 | No | - | - | No | - | - | - | - | - | No | - | - | No | - | - | No | - | -
PAS-5.0UFASNQ1 / PPIM-5.0UFA1NQ | 0 | N/A | HITACHI | N/A | Ducted | Single Split System | - | Air | Air | China | 3.292 | N/A | 12.5 | N/A | N/A | N/A | N/A | N/A | 3.59 | 14 | Enthalpy Test Room | 3.7285 | 3.9271 | N/A | - | N/A | N/A | N/A | N/A | N/A | N/A | N/A | N/A | N/A | N/A | N/A | N/A | N/A | N/A | N/A | N/A | N/A | Single | R32 | Australia,Fiji,New Zealand | 158673 | 47118 | 0 | Approved | Reverse Cycle | N/A | Yes | Class 11 | Yes | N/A | N/A | N/A | N/A | N/A | N/A | N/A | Available | N/A | N/A | 0 | http://www.hitachiaircon.com.au | N/A | 0 | 0 | AAC7986 | Yes | Variable output compressor | Inverter | No | - | 12500 | 3.292 | - | 1250 | 6700 | No | - | - | - | 3008.888 | 13462.5 | No | 1142.5 | 7215.9 | No | - | - | 14000 | 3.59 | 1350 | 7500 | No | - | - | Yes | 2900 | 9950 | No | - | - | No | - | - | - | - | - | No | - | - | No | - | - | No | - | -
PAS-6.0UFASMQ1 / PCI-6.0UFA1NQ | 0 | N/A | HITACHI | N/A | Non Ducted | Single Split System | Cassette | Air | Air | China | 4 | N/A | 14 | N/A | N/A | N/A | N/A | N/A | 4.2 | 16 | Enthalpy Test Room | 3.5027 | 3.7868 | N/A | - | N/A | N/A | N/A | N/A | N/A | N/A | N/A | N/A | N/A | N/A | N/A | N/A | N/A | N/A | N/A | N/A | N/A | Three | R32 | Australia,Fiji,New Zealand | 158310 | 47182 | 0 | Approved | Reverse Cycle | N/A | Yes | Class 11 | Yes | N/A | N/A | N/A | N/A | N/A | N/A | N/A | Available | N/A | N/A | 0 | http://www.hitachiaircon.com.au | N/A | 0 | 0 | AAC8082 | Yes | Variable output compressor | Inverter | No | - | 14000 | 4 | - | 1350 | 7400 | No | - | - | - | 3656 | 15078 | No | 1233.9 | 7969.8 | No | - | - | 16000 | 4.2 | 1400 | 8200 | No | - | - | Yes | 3300 | 10800 | No | - | - | No | - | - | - | - | - | No | - | - | No | - | - | No | - | -
PAS-6.0UFASMQ1 / PPFC-6.0UFA1NQ | 0 | N/A | HITACHI | N/A | Non Ducted | Single Split System | Under ceiling | Air | Air | China | 4.2 | N/A | 14 | N/A | N/A | N/A | N/A | N/A | 4.5 | 16 | Enthalpy Test Room | 3.5138 | 3.5409 | N/A | - | N/A | N/A | N/A | N/A | N/A | N/A | N/A | N/A | N/A | N/A | N/A | N/A | N/A | N/A | N/A | N/A | N/A | Three | R32 | Australia,Fiji,New Zealand | 159968 | 47182 | 0 | Approved | Reverse Cycle | N/A | Yes | Class 11 | Yes | N/A | N/A | N/A | N/A | N/A | N/A | N/A | Available | N/A | N/A | 0 | http://www.hitachiaircon.com.au | N/A | 0 | 0 | AAC8084 | Yes | Variable output compressor | Inverter | No | - | 14000 | 4.2 | - | 1250 | 7500 | No | - | - | - | 3838.8 | 15078 | No | 1142.5 | 8077.5 | No | - | - | 16000 | 4.5 | 1680 | 8200 | No | - | - | Yes | 3500 | 11300 | No | - | - | No | - | - | - | - | - | No | - | - | No | - | - | No | - | -
PAS-6.0UFASMQ1 / PPIH-6.0UFA1NQ | 0 | N/A | HITACHI | N/A | Ducted | Single Split System | - | Air | Air | China | 3.78 | N/A | 14 | N/A | N/A | N/A | N/A | N/A | 3.98 | 16.5 | Enthalpy Test Room | 3.6652 | 4.1774 | N/A | - | N/A | N/A | N/A | N/A | N/A | N/A | N/A | N/A | N/A | N/A | N/A | N/A | N/A | N/A | N/A | N/A | N/A | Three | R32 | Australia,Fiji,New Zealand | 159976 | 47190 | 0 | Approved | Reverse Cycle | N/A | Yes | Class 11 | Yes | N/A | N/A | N/A | N/A | N/A | N/A | N/A | Available | N/A | N/A | 0 | http://www.hitachiaircon.com.au | N/A | 0 | 0 | AAC8093 | Yes | Variable output compressor | Inverter | No | - | 14000 | 3.78 | - | 1570 | 7300 | No | - | - | - | 3454.92 | 15078 | No | 1434.98 | 7862.1 | No | - | - | 16500 | 3.98 | 1760 | 8500 | No | - | - | Yes | 3250 | 11400 | No | - | - | No | - | - | - | - | - | No | - | - | No | - | - | No | - | -
PAS-6.0UFASMQ1 / PPIM-6.0UFA1NQ | 0 | N/A | HITACHI | N/A | Ducted | Single Split System | - | Air | Air | China | 4.18 | N/A | 14 | N/A | N/A | N/A | N/A | N/A | 4.32 | 16 | Enthalpy Test Room | 3.5156 | 3.8352 | N/A | - | N/A | N/A | N/A | N/A | N/A | N/A | N/A | N/A | N/A | N/A | N/A | N/A | N/A | N/A | N/A | N/A | N/A | Three | R32 | Australia,Fiji,New Zealand | 159971 | 47182 | 0 | Approved | Reverse Cycle | N/A | Yes | Class 11 | Yes | N/A | N/A | N/A | N/A | N/A | N/A | N/A | Available | N/A | N/A | 0 | http://www.hitachiaircon.com.au | N/A | 0 | 0 | AAC8087 | Yes | Variable output compressor | Inverter | No | - | 14000 | 4.18 | - | 1420 | 7000 | No | - | - | - | 3820.52 | 15078 | No | 1297.88 | 7539 | No | - | - | 16000 | 4.32 | 1650 | 8600 | No | - | - | Yes | 3400 | 11000 | No | - | - | No | - | - | - | - | - | No | - | - | No | - | - | No | - | -
PAS-6.0UFASNQ1 / PCI-6.0UFA1NQ | 0 | N/A | HITACHI | N/A | Non Ducted | Single Split System | Cassette | Air | Air | China | 4 | N/A | 14 | N/A | N/A | N/A | N/A | N/A | 4.2 | 16 | Enthalpy Test Room | 3.501 | 3.8 | N/A | - | N/A | N/A | N/A | N/A | N/A | N/A | N/A | N/A | N/A | N/A | N/A | N/A | N/A | N/A | N/A | N/A | N/A | Single | R32 | Australia,Fiji,New Zealand | 156499 | 47103 | 0 | Approved | Reverse Cycle | N/A | Yes | Class 11 | Yes | N/A | N/A | N/A | N/A | N/A | N/A | N/A | Available | N/A | N/A | 0 | http://www.hitachiaircon.com.au | N/A | 0 | 0 | AAC7970 | Yes | Variable output compressor | Inverter | No | - | 14000 | 4 | - | 1350 | 7200 | No | - | - | - | 3656 | 15078 | No | 1233.9 | 7754.4 | No | - | - | 16000 | 4.2 | 1400 | 8000 | No | - | - | Yes | 3350 | 11400 | No | - | - | No | - | - | - | - | - | No | - | - | No | - | - | No | - | -
PAS-6.0UFASNQ1 / PPFC-6.0UFA1NQ | 0 | N/A | HITACHI | N/A | Non Ducted | Single Split System | Under ceiling | Air | Air | China | 4.35 | N/A | 14 | N/A | N/A | N/A | N/A | N/A | 4.5 | 16 | Enthalpy Test Room | 3.1699 | 3.5526 | N/A | - | N/A | N/A | N/A | N/A | N/A | N/A | N/A | N/A | N/A | N/A | N/A | N/A | N/A | N/A | N/A | N/A | N/A | Single | R32 | Australia,Fiji,New Zealand | 158737 | 47126 | 0 | Approved | Reverse Cycle | N/A | Yes | Class 11 | Yes | N/A | N/A | N/A | N/A | N/A | N/A | N/A | Available | N/A | N/A | 0 | http://www.hitachiaircon.com.au | N/A | 0 | 0 | AAC8001 | Yes | Variable output compressor | Inverter | No | - | 14000 | 4.35 | - | 1500 | 7300 | No | - | - | - | 3975.9 | 15078 | No | 1371 | 7862.1 | No | - | - | 16000 | 4.5 | 1760 | 8550 | No | - | - | Yes | 3380 | 11200 | No | - | - | No | - | - | - | - | - | No | - | - | No | - | - | No | - | -
PAS-6.0UFASNQ1 / PPIH-6.0UFA1NQ | 0 | N/A | HITACHI | N/A | Ducted | Single Split System | - | Air | Air | China | 3.78 | N/A | 14 | N/A | N/A | N/A | N/A | N/A | 3.98 | 16.5 | Enthalpy Test Room | 3.6998 | 4.1794 | N/A | - | N/A | N/A | N/A | N/A | N/A | N/A | N/A | N/A | N/A | N/A | N/A | N/A | N/A | N/A | N/A | N/A | N/A | Single | R32 | Australia,Fiji,New Zealand | 156581 | 47098 | 0 | Approved | Reverse Cycle | N/A | Yes | Class 11 | Yes | N/A | N/A | N/A | N/A | N/A | N/A | N/A | Available | N/A | N/A | 0 | http://www.hitachiaircon.com.au | N/A | 0 | 0 | AAC7960 | Yes | Variable output compressor | Inverter | No | - | 14000 | 3.78 | - | 1550 | 7000 | No | - | - | - | 3454.92 | 15078 | No | 1416.7 | 7539 | No | - | - | 16500 | 3.98 | 1700 | 8500 | No | - | - | Yes | 3300 | 11500 | No | - | - | No | - | - | - | - | - | No | - | - | No | - | - | No | - | -
PAS-6.0UFASNQ1 / PPIM-6.0UFA1NQ | 0 | N/A | HITACHI | N/A | Ducted | Single Split System | - | Air | Air | China | 4.18 | N/A | 14 | N/A | N/A | N/A | N/A | N/A | 4.32 | 16 | Enthalpy Test Room | 3.5224 | 3.7922 | N/A | - | N/A | N/A | N/A | N/A | N/A | N/A | N/A | N/A | N/A | N/A | N/A | N/A | N/A | N/A | N/A | N/A | N/A | Single | R32 | Australia,Fiji,New Zealand | 158674 | 47107 | 0 | Approved | Reverse Cycle | N/A | Yes | Class 11 | Yes | N/A | N/A | N/A | N/A | N/A | N/A | N/A | Available | N/A | N/A | 0 | http://www.hitachiaircon.com.au | N/A | 0 | 0 | AAC7981 | Yes | Variable output compressor | Inverter | No | - | 14000 | 4.18 | - | 1400 | 7000 | No | - | - | - | 3820.52 | 15078 | No | 1279.6 | 7539 | No | - | - | 16000 | 4.32 | 1600 | 8400 | No | - | - | Yes | 3750 | 12000 | No | - | - | No | - | - | - | - | - | No | - | - | No | - | - | No | - | -
PAS-6.5UFASMQ1 / PCI-6.5UFA1NQ | 0 | N/A | HITACHI | N/A | Non Ducted | Single Split System | Cassette | Air | Air | China | 5.028 | N/A | 16 | N/A | N/A | N/A | N/A | N/A | 5 | 18 | Enthalpy Test Room | 3.2936 | 3.5778 | N/A | - | N/A | N/A | N/A | N/A | N/A | N/A | N/A | N/A | N/A | N/A | N/A | N/A | N/A | N/A | N/A | N/A | N/A | Three | R32 | Australia,Fiji,New Zealand | 158311 | 47182 | 0 | Approved | Reverse Cycle | N/A | Yes | Class 11 | Yes | N/A | N/A | N/A | N/A | N/A | N/A | N/A | Available | N/A | N/A | 0 | http://www.hitachiaircon.com.au | N/A | 0 | 0 | AAC8083 | Yes | Variable output compressor | Inverter | No | - | 16000 | 5.028 | - | 1540 | 8400 | No | - | - | - | 4595.592 | 17232 | No | 1407.56 | 9046.8 | No | - | - | 18000 | 5 | 1480 | 9000 | No | - | - | Yes | 4000 | 13500 | No | - | - | No | - | - | - | - | - | No | - | - | No | - | - | No | - | -
PAS-6.5UFASMQ1 / PPIH-6.5UFA1NQ | 0 | N/A | HITACHI | N/A | Ducted | Single Split System | - | Air | Air | China | 4.93 | N/A | 16 | N/A | N/A | N/A | N/A | N/A | 4.62 | 18 | Enthalpy Test Room | 3.2357 | 3.8887 | N/A | - | N/A | N/A | N/A | N/A | N/A | N/A | N/A | N/A | N/A | N/A | N/A | N/A | N/A | N/A | N/A | N/A | N/A | Three | R32 | Australia,Fiji,New Zealand | 159977 | 47188 | 0 | Approved | Reverse Cycle | N/A | Yes | Class 11 | Yes | N/A | N/A | N/A | N/A | N/A | N/A | N/A | Available | N/A | N/A | 0 | http://www.hitachiaircon.com.au | N/A | 0 | 0 | AAC8092 | Yes | Variable output compressor | Inverter | No | - | 16000 | 4.93 | - | 1570 | 8200 | No | - | - | - | 4506.02 | 17232 | No | 1434.98 | 8831.4 | No | - | - | 18000 | 4.62 | 1820 | 9300 | No | - | - | Yes | 3850 | 12500 | No | - | - | No | - | - | - | - | - | No | - | - | No | - | - | No | - | -
PAS-6.5UFASNQ1 / PCI-6.5UFA1NQ | 0 | N/A | HITACHI | N/A | Non Ducted | Single Split System | Cassette | Air | Air | China | 4.8 | N/A | 16 | N/A | N/A | N/A | N/A | N/A | 5 | 18 | Enthalpy Test Room | 3.2639 | 3.5975 | N/A | - | N/A | N/A | N/A | N/A | N/A | N/A | N/A | N/A | N/A | N/A | N/A | N/A | N/A | N/A | N/A | N/A | N/A | Single | R32 | Australia,Fiji,New Zealand | 156501 | 47090 | 0 | Approved | Reverse Cycle | N/A | Yes | Class 11 | Yes | N/A | N/A | N/A | N/A | N/A | N/A | N/A | Available | N/A | N/A | 0 | http://www.hitachiaircon.com.au | N/A | 0 | 0 | AAC7931 | Yes | Variable output compressor | Inverter | No | - | 16000 | 4.8 | - | 1500 | 8000 | No | - | - | - | 4387.2 | 17232 | No | 1371 | 8616 | No | - | - | 18000 | 5 | 1635 | 9330 | No | - | - | Yes | 3900 | 13030 | No | - | - | No | - | - | - | - | - | No | - | - | No | - | - | No | - | -
PAS-6.5UFASNQ1 / PPIH-6.5UFA1NQ | 0 | N/A | HITACHI | N/A | Ducted | Single Split System | - | Air | Air | China | 4.93 | N/A | 16 | N/A | N/A | N/A | N/A | N/A | 4.62 | 18 | Enthalpy Test Room | 3.2348 | 3.8887 | N/A | - | N/A | N/A | N/A | N/A | N/A | N/A | N/A | N/A | N/A | N/A | N/A | N/A | N/A | N/A | N/A | N/A | N/A | Single | R32 | Australia,Fiji,New Zealand | 158462 | 47098 | 0 | Approved | Reverse Cycle | N/A | Yes | Class 11 | Yes | N/A | N/A | N/A | N/A | N/A | N/A | N/A | Available | N/A | N/A | 0 | http://www.hitachiaircon.com.au | N/A | 0 | 0 | AAC7962 | Yes | Variable output compressor | Inverter | No | - | 16000 | 4.93 | - | 1800 | 8200 | No | - | - | - | 4506.02 | 17232 | No | 1645.2 | 8831.4 | No | - | - | 18000 | 4.62 | 1850 | 9200 | No | - | - | Yes | 3900 | 12500 | No | - | - | No | - | - | - | - | - | No | - | - | No | - | - | No | - | -
RAC-DJ25PHAT/RAK-DJ25PHAT | 0 | N/A | HITACHI | N/A | Non Ducted | Single Split System | Wall Hung | Air | Air | China | 0.52 | N/A | 2.5 | N/A | N/A | N/A | N/A | N/A | 0.66 | 3.2 | Calorimeter Room | 5.1386 | 4.8717 | N/A | - | N/A | N/A | N/A | N/A | N/A | N/A | N/A | N/A | N/A | N/A | N/A | N/A | N/A | N/A | N/A | N/A | N/A | Single | R32 | Australia,New Zealand | 150072 | 46649 | 0 | Approved | Reverse Cycle | N/A | Yes | Class 8 | Yes | N/A | N/A | N/A | N/A | N/A | N/A | N/A | Available | N/A | N/A | 0 | http://www.hitachiaircon.com.au | N/A | 0 | 0 | AAC7016 | Yes | Variable output compressor | Inverter | No | - | 2500 | 0.52 | - | 231 | 1250 | Yes | 185 | 790 | - | 475.28 | 2692.5 | Yes | 160 | 1350 | - | 120 | 890 | 3200 | 0.66 | 270 | 1600 | No | - | - | Yes | 920 | 3200 | No | - | - | No | - | - | - | - | - | No | - | - | No | - | - | No | - | -
RAC-DJ35PHAT/RAK-DJ35PHAT | 0 | N/A | HITACHI | N/A | Non Ducted | Single Split System | Wall Hung | Air | Air | China | 0.89 | N/A | 3.5 | N/A | N/A | N/A | N/A | N/A | 0.88 | 4 | Calorimeter Room | 3.97 | 4.6215 | N/A | - | N/A | N/A | N/A | N/A | N/A | N/A | N/A | N/A | N/A | N/A | N/A | N/A | N/A | N/A | N/A | N/A | N/A | Single | R32 | Australia,New Zealand | 150073 | 46650 | 0 | Approved | Reverse Cycle | N/A | Yes | Class 8 | Yes | N/A | N/A | N/A | N/A | N/A | N/A | N/A | Available | N/A | N/A | 0 | http://www.hitachiaircon.com.au | N/A | 0 | 0 | AAC7022 | Yes | Variable output compressor | Inverter | No | - | 3500 | 0.89 | - | 350 | 1750 | Yes | 195 | 790 | - | 813.46 | 3769.5 | Yes | 240 | 1790 | - | 131 | 1000 | 4000 | 0.88 | 350 | 2000 | No | - | - | Yes | 1310 | 4000 | No | - | - | No | - | - | - | - | - | No | - | - | No | - | - | No | - | -
RAC-DJ50PHAT/RAK-DJ50PHAT | 0 | N/A | HITACHI | N/A | Non Ducted | Single Split System | Wall Hung | Air | Air | China | 1.415 | N/A | 5 | N/A | N/A | N/A | N/A | N/A | 1.415 | 5.3 | Calorimeter Room | 3.5798 | 3.7771 | N/A | - | N/A | N/A | N/A | N/A | N/A | N/A | N/A | N/A | N/A | N/A | N/A | N/A | N/A | N/A | N/A | N/A | N/A | Single | R32 | Australia,New Zealand | 150074 | 46649 | 0 | Approved | Reverse Cycle | N/A | Yes | Class 9 | Yes | N/A | N/A | N/A | N/A | N/A | N/A | N/A | Available | N/A | N/A | 0 | http://www.hitachiaircon.com.au | N/A | 0 | 0 | AAC7015 | Yes | Variable output compressor | Inverter | No | - | 5000 | 1.415 | - | 500 | 2500 | Yes | 290 | 1450 | - | 1293.31 | 5385 | Yes | 410 | 2650 | - | 221 | 1650 | 5300 | 1.415 | 520 | 2650 | No | - | - | Yes | 1900 | 5300 | No | - | - | No | - | - | - | - | - | No | - | - | No | - | - | No | - | -
RAC-DJ60PHAT/RAK-DJ60PHAT | 0 | N/A | HITACHI | N/A | Non Ducted | Single Split System | Wall Hung | Air | Air | China | 1.8 | N/A | 6 | N/A | N/A | N/A | N/A | N/A | 1.83 | 7 | Calorimeter Room | 3.4182 | 3.7018 | N/A | - | N/A | N/A | N/A | N/A | N/A | N/A | N/A | N/A | N/A | N/A | N/A | N/A | N/A | N/A | N/A | N/A | N/A | Single | R32 | Australia,New Zealand | 152557 | 46798 | 0 | Approved | Reverse Cycle | N/A | Yes | Class 9 | Yes | N/A | N/A | N/A | N/A | N/A | N/A | N/A | Unavailable | N/A | N/A | 0 | http://www.hitachiaircon.com.au | N/A | 0 | 0 | AAC7259 | Yes | Variable output compressor | Inverter | No | - | 6000 | 1.8 | - | 588.6 | 3000 | Yes | 252.4 | 1073.3 | - | 1645.2 | 6462 | Yes | 484.4 | 3180 | - | 235.7 | 1866.8 | 7000 | 1.83 | 700 | 3600 | No | - | - | Yes | 2537.3 | 5976.7 | No | - | - | No | - | - | - | - | - | No | - | - | No | - | - | No | - | -
RAC-DJ60PHAT/RAK-DJ60PHAT | 0 | N/A | HITACHI | N/A | Non Ducted | Single Split System | Wall Hung | Air | Air | China | 1.8 | N/A | 6 | N/A | N/A | N/A | N/A | N/A | 1.88 | 7 | Calorimeter Room | 3.4182 | 3.7057 | N/A | - | N/A | N/A | N/A | N/A | N/A | N/A | N/A | N/A | N/A | N/A | N/A | N/A | N/A | N/A | N/A | N/A | N/A | Single | R32 | Australia,New Zealand | 153998 | 46880 | 0 | Approved | Reverse Cycle | N/A | Yes | Class 9 | Yes | N/A | N/A | N/A | N/A | N/A | N/A | N/A | Available | N/A | N/A | 0 | http://www.hitachiaircon.com.au | N/A | 0 | 0 | AAC7473 | Yes | Variable output compressor | Inverter | No | - | 6000 | 1.8 | - | 590 | 3000 | Yes | 260 | 1080 | - | 1645.2 | 6462 | Yes | 484 | 3180 | - | 235 | 1870 | 7000 | 1.88 | 650 | 3500 | No | - | - | Yes | 2530 | 5980 | No | - | - | No | - | - | - | - | - | No | - | - | No | - | - | No | - | -
RAC-DJ70PHAT/RAK-DJ70PHAT | 0 | N/A | HITACHI | N/A | Non Ducted | Single Split System | Wall Hung | Air | Air | China | 2.16 | N/A | 7 | N/A | N/A | N/A | N/A | N/A | 2.15 | 8 | Calorimeter Room | 3.2728 | 3.7591 | N/A | - | N/A | N/A | N/A | N/A | N/A | N/A | N/A | N/A | N/A | N/A | N/A | N/A | N/A | N/A | N/A | N/A | N/A | Single | R32 | Australia,New Zealand | 153539 | 46854 | 0 | Approved | Reverse Cycle | N/A | Yes | Class 9 | Yes | N/A | N/A | N/A | N/A | N/A | N/A | N/A | Available | N/A | N/A | 0 | http://www.hitachiaircon.com.au | N/A | 0 | 0 | AAC7415 | Yes | Variable output compressor | Inverter | No | - | 7000 | 2.16 | - | 718 | 3500 | Yes | 548 | 2800 | - | 1974.24 | 7539 | Yes | 640 | 4000 | - | 350 | 2700 | 8000 | 2.15 | 700 | 4000 | Yes | 270 | 1650 | Yes | 2200 | 6000 | No | - | - | No | - | - | - | - | - | No | - | - | No | - | - | No | - | -
RAC-E25YHAB/RAS-E25YHAB | 0 | N/A | HITACHI | N/A | Non Ducted | Single Split System | Wall Hung | Air | Air | China | 0.55 | N/A | 2.5 | N/A | N/A | N/A | N/A | N/A | 0.68 | 3.2 | Calorimeter Room | 4.9103 | 4.7669 | N/A | - | N/A | N/A | N/A | N/A | N/A | N/A | N/A | N/A | N/A | N/A | N/A | N/A | N/A | N/A | N/A | N/A | N/A | Single | R32 | Australia,New Zealand | 126982 | 45895 | 0 | Approved | Reverse Cycle | N/A | No | Class 8 | No | N/A | N/A | N/A | N/A | N/A | N/A | N/A | Available | N/A | N/A | 0 | http://www.hitachiaircon.com.au | N/A | 0 | 0 | AAC5191 | Yes | Variable output compressor | Inverter | No | - | 2500 | 0.55 | - | 240 | 1300 | No | - | - | - | 502.7 | 2692.5 | No | 219.36 | 1400.1 | No | - | - | 3200 | 0.68 | 295 | 1600 | No | - | - | Yes | 1020 | 3200 | No | - | - | No | - | - | - | - | - | No | - | - | No | - | - | No | - | -
RAC-E35YHAB/RAS-E35YHAB | 0 | N/A | HITACHI | N/A | Non Ducted | Single Split System | Wall Hung | Air | Air | China | 0.91 | N/A | 3.5 | N/A | N/A | N/A | N/A | N/A | 0.93 | 4 | Calorimeter Room | 3.8959 | 4.4004 | N/A | - | N/A | N/A | N/A | N/A | N/A | N/A | N/A | N/A | N/A | N/A | N/A | N/A | N/A | N/A | N/A | N/A | N/A | Single | R32 | Australia,New Zealand | 128710 | 45895 | 0 | Approved | Reverse Cycle | N/A | No | Class 8 | No | N/A | N/A | N/A | N/A | N/A | N/A | N/A | Available | N/A | N/A | 0 | http://www.hitachiaircon.com.au | N/A | 0 | 0 | AAC5192 | Yes | Variable output compressor | Inverter | No | - | 3500 | 0.91 | - | 350 | 1800 | No | - | - | - | 831.74 | 3769.5 | No | 319.9 | 1938.6 | No | - | - | 4000 | 0.93 | 360 | 2000 | No | - | - | Yes | 1330 | 4000 | No | - | - | No | - | - | - | - | - | No | - | - | No | - | - | No | - | -
RAC-E50YHAB/RAS-E50YHAB | 0 | N/A | HITACHI | N/A | Non Ducted | Single Split System | Wall Hung | Air | Air | China | 1.38 | N/A | 5 | N/A | N/A | N/A | N/A | N/A | 1.36 | 5.3 | Calorimeter Room | 3.5867 | 3.9162 | N/A | - | N/A | N/A | N/A | N/A | N/A | N/A | N/A | N/A | N/A | N/A | N/A | N/A | N/A | N/A | N/A | N/A | N/A | Single | R32 | Australia,New Zealand | 132274 | 45922 | 0 | Approved | Reverse Cycle | N/A | No | Class 9 | No | N/A | N/A | N/A | N/A | N/A | N/A | N/A | Available | N/A | N/A | 0 | http://www.hitachiaircon.com.au | N/A | 0 | 0 | AAC5305 | Yes | Variable output compressor | Inverter | No | - | 5000 | 1.38 | - | 500 | 2500 | No | - | - | - | 1261.32 | 5385 | No | 457 | 2692.5 | No | - | - | 5300 | 1.36 | 570 | 2650 | No | - | - | Yes | 1850 | 5200 | No | - | - | No | - | - | - | - | - | No | - | - | No | - | - | No | - | -
RAC-E50YHAC/RAS-E50YHAC | 0 | N/A | HITACHI | 1.1 | Non Ducted | Single Split System | Wall Hung | Air | Air | Malaysia | 1.3 | 3.9 | 5 | 230 | N/A | N/A | N/A | 300 | 1.55 | 6.2 | Calorimeter Room | 3.8846 | 3.9905 | Yes | - | N/A | 3 | 3 | N/A | N/A | N/A | N/A | N/A | 3.4986 | 4.0286 | N/A | N/A | 2.4972 | 3.5572 | 2 | 3.5 | Calorimeter Room | Single | R32 | New Zealand | 139136 | 80907 | 0 | Approved | Reverse Cycle | 900 | Yes | Class 9 | Yes | N/A | Yes | N/A | N/A | N/A | 170-000-214 | 3.5242 | Available | N/A | N/A | 0 | http://www.hitachiaircon.com.au | Yes | 0 | https://reg.energyrating.gov.au/static/common/images/star_ratings_2014/aircon_rating_2_3.5.png | ZAC0756 | Yes | Variable output compressor | Inverter | No | - | 5000 | 1.3 | - | 450 | 2500 | No | - | - | - | - | - | No | - | - | No | - | - | 6200 | 1.55 | 630 | 3300 | No | - | - | Yes | 2030 | 5700 | No | - | - | No | - | - | - | - | - | No | - | - | No | - | - | No | - | -
RAC-E60YHAB/RAS-E60YHAB | 0 | N/A | HITACHI | N/A | Non Ducted | Single Split System | Wall Hung | Air | Air | Malaysia | 1.8 | N/A | 6 | N/A | N/A | N/A | N/A | N/A | 1.83 | 7 | Calorimeter Room | 3.4696 | 3.7073 | N/A | - | N/A | N/A | N/A | N/A | N/A | N/A | N/A | N/A | N/A | N/A | N/A | N/A | N/A | N/A | N/A | N/A | N/A | Single | R32 | Australia,Fiji,New Zealand | 133161 | 45952 | 0 | Approved | Reverse Cycle | N/A | No | Class 9 | No | N/A | N/A | N/A | N/A | N/A | N/A | N/A | Available | N/A | N/A | 0 | http://www.hitachiaircon.com.au | N/A | 0 | 0 | AAC5426 | Yes | Variable output compressor | Inverter | No | - | 6000 | 1.8 | - | 600 | 3000 | No | - | - | - | 1645.2 | 6462 | No | 548.4 | 3231 | No | - | - | 7000 | 1.83 | 700 | 3600 | No | - | - | Yes | 2100 | 5700 | No | - | - | No | - | - | - | - | - | No | - | - | No | - | - | No | - | -
RAC-E70YHAB/RAS-E70YHAB | 0 | N/A | HITACHI | N/A | Non Ducted | Single Split System | Wall Hung | Air | Air | Malaysia | 2.05 | N/A | 7 | N/A | N/A | N/A | N/A | N/A | 1.98 | 8 | Calorimeter Room | 3.4323 | 3.9721 | N/A | - | N/A | N/A | N/A | N/A | N/A | N/A | N/A | N/A | N/A | N/A | N/A | N/A | N/A | N/A | N/A | N/A | N/A | Single | R32 | Australia,Fiji,New Zealand | 133164 | 45965 | 0 | Approved | Reverse Cycle | N/A | No | Class 9 | No | N/A | N/A | N/A | N/A | N/A | N/A | N/A | Available | N/A | N/A | 0 | http://www.hitachiaircon.com.au | N/A | 0 | 0 | AAC5454 | Yes | Variable output compressor | Inverter | No | - | 7000 | 2.05 | - | 650 | 3500 | No | - | - | - | 1873.7 | 7539 | No | 594.1 | 3769.5 | No | - | - | 8000 | 1.98 | 750 | 4000 | No | - | - | Yes | 2350 | 5800 | No | - | - | No | - | - | - | - | - | No | - | - | No | - | - | No | - | -
RAC-E80YHAB/RAS-E80YHAB | 0 | N/A | HITACHI | N/A | Non Ducted | Single Split System | Wall Hung | Air | Air | Malaysia | 2.45 | N/A | 8 | N/A | N/A | N/A | N/A | N/A | 2.37 | 9 | Calorimeter Room | 3.3226 | 3.7499 | N/A | - | N/A | N/A | N/A | N/A | N/A | N/A | N/A | N/A | N/A | N/A | N/A | N/A | N/A | N/A | N/A | N/A | N/A | Single | R32 | Australia,Fiji,New Zealand | 133242 | 45965 | 0 | Approved | Reverse Cycle | N/A | No | Class 9 | No | N/A | N/A | N/A | N/A | N/A | N/A | N/A | Available | N/A | N/A | 0 | http://www.hitachiaircon.com.au | N/A | 0 | 0 | AAC5455 | Yes | Variable output compressor | Inverter | No | - | 8000 | 2.45 | - | 780 | 4000 | No | - | - | - | 2239.3 | 8616 | No | 712.92 | 4308 | No | - | - | 9000 | 2.37 | 850 | 4500 | No | - | - | Yes | 2400 | 6000 | No | - | - | No | - | - | - | - | - | No | - | - | No | - | - | No | - | -
RAC-P25YHAB/RAS-P25YHAB | 0 | N/A | HITACHI | N/A | Non Ducted | Single Split System | Wall Hung | Air | Air | China,India | 0.48 | N/A | 2.5 | N/A | N/A | N/A | N/A | N/A | 0.62 | 3.3 | Calorimeter Room | 5.501 | 5.388 | N/A | - | N/A | N/A | N/A | N/A | N/A | N/A | N/A | N/A | N/A | N/A | N/A | N/A | N/A | N/A | N/A | N/A | N/A | Single | R32 | Australia,New Zealand | 142979 | 46351 | 0 | Approved | Reverse Cycle | N/A | No | Class 8 | No | N/A | N/A | N/A | N/A | N/A | N/A | N/A | Available | N/A | N/A | 0 | http://www.hitachiaircon.com.au | N/A | 0 | 0 | AAC6362 | Yes | Variable output compressor | Inverter | No | - | 2500 | 0.48 | - | 210 | 1250 | Yes | 185 | 1000 | - | 438.72 | 2692.5 | Yes | 170 | 1350 | - | 150 | 1300 | 3300 | 0.62 | 275 | 1650 | No | - | - | Yes | 890 | 3300 | No | - | - | No | - | - | - | - | - | No | - | - | No | - | - | No | - | -
RAC-P35YHAB/RAS-P35YHAB | 0 | N/A | HITACHI | N/A | Non Ducted | Single Split System | Wall Hung | Air | Air | China,India | 0.75 | N/A | 3.5 | N/A | N/A | N/A | N/A | N/A | 0.88 | 4.3 | Calorimeter Room | 4.5335 | 4.7545 | N/A | - | N/A | N/A | N/A | N/A | N/A | N/A | N/A | N/A | N/A | N/A | N/A | N/A | N/A | N/A | N/A | N/A | N/A | Single | R32 | Australia,New Zealand | 142980 | 46351 | 0 | Approved | Reverse Cycle | N/A | No | Class 8 | No | N/A | N/A | N/A | N/A | N/A | N/A | N/A | Available | N/A | N/A | 0 | http://www.hitachiaircon.com.au | N/A | 0 | 0 | AAC6361 | Yes | Variable output compressor | Inverter | No | - | 3500 | 0.75 | - | 300 | 1750 | Yes | 220 | 1000 | - | 685.5 | 3769.5 | Yes | 230 | 1900 | - | 150 | 1300 | 4300 | 0.88 | 340 | 2150 | No | - | - | Yes | 1270 | 4300 | No | - | - | No | - | - | - | - | - | No | - | - | No | - | - | No | - | -
RAC-P50YHAB/RAS-P50YHAB | 0 | N/A | HITACHI | N/A | Non Ducted | Single Split System | Wall Hung | Air | Air | China,India | 1.32 | N/A | 5 | N/A | N/A | N/A | N/A | N/A | 1.39 | 6 | Calorimeter Room | 3.9386 | 4.2804 | N/A | - | N/A | N/A | N/A | N/A | N/A | N/A | N/A | N/A | N/A | N/A | N/A | N/A | N/A | N/A | N/A | N/A | N/A | Single | R32 | Australia,New Zealand | 142981 | 46351 | 0 | Approved | Reverse Cycle | N/A | No | Class 9 | No | N/A | N/A | N/A | N/A | N/A | N/A | N/A | Available | N/A | N/A | 0 | http://www.hitachiaircon.com.au | N/A | 0 | 0 | AAC6363 | Yes | Variable output compressor | Inverter | No | - | 5000 | 1.32 | - | 490 | 2620 | Yes | 290 | 1550 | - | 1206.48 | 5385 | Yes | 420 | 2620 | - | 220 | 1650 | 6000 | 1.39 | 560 | 3000 | No | - | - | Yes | 2160 | 6000 | No | - | - | No | - | - | - | - | - | No | - | - | No | - | - | No | - | -
RAC-S25YHAB/RAS-S25YHAB | 0 | N/A | HITACHI | 0.15 | Non Ducted | Single Split System | Wall Hung | Air | Air | China | 0.49 | 2.35 | 2.5 | 230 | 3.4281 | 3.219 | 0.939 | 280 | 0.63 | 3.2 | Calorimeter Room | 5.0969 | 5.1983 | Yes | - | N/A | 0.7703 | 0.7703 | N/A | N/A | N/A | N/A | N/A | 5.0697 | 5.1759 | N/A | N/A | 5.6394 | 5.8517 | 5.5 | 5.5 | Calorimeter Room | Single | R32 | Australia,Fiji,New Zealand | 154759 | 46937 | 0 | Approved | Reverse Cycle | 780 | Yes | Class 8 | Yes | N/A | Yes | N/A | N/A | N/A | 170-000-203 | 5.0969 | Available | N/A | N/A | 0 | http://www.hitachiaircon.com.au | Yes | 0 | https://reg.energyrating.gov.au/static/common/images/star_ratings_2014/aircon_rating_5.5_5.5.png | AAC7614 | Yes | Variable output compressor | Inverter | No | - | 2500 | 0.49 | - | 240 | 1350 | No | - | - | - | 447.86 | 2692.5 | No | 219.36 | 1453.95 | No | - | - | 3200 | 0.63 | 280 | 1700 | No | - | - | Yes | 915 | 3200 | No | - | - | No | - | - | - | - | - | No | - | - | No | - | - | No | - | -
RAC-S35YHAB/RAS-S35YHAB | 0 | N/A | HITACHI | 0.75 | Non Ducted | Single Split System | Wall Hung | Air | Air | China | 0.83 | 2.75 | 3.5 | 230 | 3.2296 | 3.769 | 1.167 | 280 | 0.77 | 3.8 | Calorimeter Room | 4.1195 | 4.8438 | Yes | - | N/A | 0.7703 | 0.7703 | N/A | N/A | N/A | N/A | N/A | 4.1069 | 4.8274 | N/A | N/A | 3.7137 | 5.1548 | 3.5 | 5 | Calorimeter Room | Single | R32 | Australia,Fiji,New Zealand | 154760 | 46930 | 0 | Approved | Reverse Cycle | 780 | Yes | Class 8 | Yes | N/A | Yes | N/A | N/A | N/A | 170-000-203 | 4.1195 | Available | N/A | N/A | 0 | http://www.hitachiaircon.com.au | Yes | 0 | https://reg.energyrating.gov.au/static/common/images/star_ratings_2014/aircon_rating_3.5_5.png | AAC7589 | Yes | Variable output compressor | Inverter | No | - | 3500 | 0.83 | - | 300 | 1750 | No | - | - | - | 758.62 | 3769.5 | No | 274.2 | 1884.75 | No | - | - | 3800 | 0.77 | 330 | 1900 | No | - | - | Yes | 1185 | 3800 | No | - | - | No | - | - | - | - | - | No | - | - | No | - | - | No | - | -
RAC-S50YHAB/RAS-S50YHAB | 0 | N/A | HITACHI | 0.74 | Non Ducted | Single Split System | Wall Hung | Air | Air | Malaysia | 1.16 | 4.26 | 5 | 260 | N/A | N/A | N/A | 300 | 1.4 | 6 | Calorimeter Room | 4.6355 | 4.4698 | Yes | - | N/A | 3 | 3 | N/A | N/A | N/A | N/A | N/A | 4.2844 | 4.3816 | N/A | N/A | 4.0687 | 4.2633 | 4 | 4 | Calorimeter Room | Single | R32 | Australia,Fiji,New Zealand | 154761 | 46932 | 0 | Approved | Reverse Cycle | 1100 | Yes | Class 9 | Yes | N/A | Yes | N/A | N/A | N/A | 170-000-214 | 4.3216 | Available | N/A | N/A | 0 | http://www.hitachiaircon.com.au | Yes | 0 | https://reg.energyrating.gov.au/static/common/images/star_ratings_2014/aircon_rating_4_4.png | AAC7600 | Yes | Variable output compressor | Inverter | No | - | 5000 | 1.16 | - | 440 | 2500 | No | - | - | - | 1060.24 | 5385 | No | 402.16 | 2692.5 | No | - | - | 6000 | 1.4 | 560 | 3000 | No | - | - | Yes | 2000 | 5800 | No | - | - | No | - | - | - | - | - | No | - | - | No | - | - | No | - | -
RAC-S60YHAB/RAS-S60YHAB | 0 | N/A | HITACHI | 0.91 | Non Ducted | Single Split System | Wall Hung | Air | Air | Malaysia | 1.58 | 5.09 | 6 | 260 | N/A | N/A | N/A | 300 | 1.73 | 7 | Calorimeter Room | 4.0512 | 3.9965 | Yes | - | N/A | 3 | 3 | N/A | N/A | N/A | N/A | N/A | 3.8164 | 4.1554 | N/A | N/A | 3.1329 | 3.8107 | 3 | 3.5 | Calorimeter Room | Single | R32 | Australia,Fiji,New Zealand | 154762 | 46930 | 0 | Approved | Reverse Cycle | 1100 | Yes | Class 9 | Yes | N/A | Yes | N/A | N/A | N/A | 170-000-214 | 3.8416 | Available | N/A | N/A | 0 | http://www.hitachiaircon.com.au | Yes | 0 | https://reg.energyrating.gov.au/static/common/images/star_ratings_2014/aircon_rating_3_3.5.png | AAC7588 | Yes | Variable output compressor | Inverter | No | - | 6000 | 1.58 | - | 500 | 3000 | No | - | - | - | 1444.12 | 6462 | No | 457 | 3231 | No | - | - | 7000 | 1.73 | 580 | 3500 | No | - | - | Yes | 2000 | 5800 | No | - | - | No | - | - | - | - | - | No | - | - | No | - | - | No | - | -
RAC-S70YHAB/RAS-S70YHAB | 0 | N/A | HITACHI | 1.55 | Non Ducted | Single Split System | Wall Hung | Air | Air | Malaysia | 1.98 | 5.45 | 7 | 260 | N/A | N/A | N/A | 300 | 1.98 | 8 | Calorimeter Room | 3.5729 | 4.0633 | Yes | - | N/A | 3 | 3 | N/A | N/A | N/A | N/A | N/A | 3.5094 | 4.0425 | N/A | N/A | 2.5188 | 3.5851 | 2.5 | 3.5 | Calorimeter Room | Single | R32 | Australia,Fiji,New Zealand | 154763 | 46930 | 0 | Approved | Reverse Cycle | 1100 | Yes | Class 9 | Yes | N/A | Yes | N/A | N/A | N/A | 170-000-214 | 3.5272 | Available | N/A | N/A | 0 | http://www.hitachiaircon.com.au | Yes | 0 | https://reg.energyrating.gov.au/static/common/images/star_ratings_2014/aircon_rating_2.5_3.5.png | AAC7592 | Yes | Variable output compressor | Inverter | No | - | 7000 | 1.98 | - | 690 | 3650 | No | - | - | - | 1809.72 | 7539 | No | 630.66 | 3931.05 | No | - | - | 8000 | 1.98 | 670 | 4000 | No | - | - | Yes | 1850 | 5800 | No | - | - | No | - | - | - | - | - | No | - | - | No | - | - | No | - | -
RAC-S80YHAB/RAS-S80YHAB | 0 | N/A | HITACHI | 1.88 | Non Ducted | Single Split System | Wall Hung | Air | Air | Malaysia | 2.45 | 6.12 | 8 | 260 | N/A | N/A | N/A | 300 | 2.37 | 9 | Calorimeter Room | 3.328 | 3.922 | Yes | - | N/A | 3 | 3 | N/A | N/A | N/A | N/A | N/A | 3.4063 | 3.905 | N/A | N/A | 2.3125 | 3.31 | 2 | 3 | Calorimeter Room | Single | R32 | Australia,Fiji,New Zealand | 154764 | 46930 | 0 | Approved | Reverse Cycle | 1100 | Yes | Class 9 | Yes | N/A | Yes | N/A | N/A | N/A | 170-000-214 | 3.421 | Available | N/A | N/A | 0 | http://www.hitachiaircon.com.au | Yes | 0 | https://reg.energyrating.gov.au/static/common/images/star_ratings_2014/aircon_rating_2_3.png | AAC7593 | Yes | Variable output compressor | Inverter | No | - | 8000 | 2.45 | - | 730 | 4000 | No | - | - | - | 2239.3 | 8616 | No | 667.22 | 4308 | No | - | - | 9000 | 2.37 | 750 | 4500 | No | - | - | Yes | 1850 | 5800 | No | - | - | No | - | - | - | - | - | No | - | - | No | - | - | No | - | -
RAC-S80YHAC/RAS-S80YHAC | 0 | N/A | HITACHI | 1.88 | Non Ducted | Single Split System | Wall Hung | Air | Air | Malaysia | 2.45 | 6.12 | 8 | 260 | N/A | N/A | N/A | 300 | 2.37 | 9 | Calorimeter Room | 3.2369 | 3.8843 | Yes | - | N/A | 3 | 3 | N/A | N/A | N/A | N/A | N/A | 3.4063 | 3.905 | N/A | N/A | 2.3125 | 3.31 | 2 | 3 | Calorimeter Room | Single | R32 | Australia,Fiji,New Zealand | 159146 | 47135 | 0 | Approved | Reverse Cycle | 1100 | Yes | Class 9 | Yes | N/A | Yes | N/A | N/A | N/A | 170-000-214 | 3.421 | Available | N/A | N/A | 0 | http://www.hitachiaircon.com.au | Yes | 0 | https://reg.energyrating.gov.au/static/common/images/star_ratings_2014/aircon_rating_2_3.png | AAC8008 | Yes | Variable output compressor | Inverter | No | - | 8000 | 2.45 | - | 780 | 4000 | Yes | 530 | 2350 | - | 2239.3 | 8616 | Yes | 610 | 4230 | - | 281 | 1430 | 9000 | 2.37 | 855 | 4850 | Yes | 312 | 1820 | Yes | 2060 | 6400 | No | - | - | No | - | - | - | - | - | No | - | - | No | - | - | No | - | -
RAC-VJ25PHAT/RAK-VJ25PHAT | 0 | N/A | HITACHI | N/A | Non Ducted | Single Split System | Wall Hung | Air | Air | China | 0.485 | N/A | 2.5 | N/A | N/A | N/A | N/A | N/A | 0.62 | 3.2 | Calorimeter Room | 4.9822 | 5.2351 | N/A | - | N/A | N/A | N/A | N/A | N/A | N/A | N/A | N/A | N/A | N/A | N/A | N/A | N/A | N/A | N/A | N/A | N/A | Single | R32 | Australia,New Zealand | 150075 | 46650 | 0 | Approved | Reverse Cycle | N/A | Yes | Class 8 | Yes | N/A | N/A | N/A | N/A | N/A | N/A | N/A | Available | N/A | N/A | 0 | http://www.hitachiaircon.com.au | N/A | 0 | 0 | AAC7023 | Yes | Variable output compressor | Inverter | No | - | 2500 | 0.485 | - | 260 | 1250 | Yes | 245 | 1000 | - | 443.29 | 2692.5 | Yes | 170 | 1350 | - | 145 | 1260 | 3200 | 0.62 | 268 | 1600 | No | - | - | Yes | 980 | 3400 | No | - | - | No | - | - | - | - | - | No | - | - | No | - | - | No | - | -
RAC-VJ35PHAT/RAK-VJ35PHAT | 0 | N/A | HITACHI | N/A | Non Ducted | Single Split System | Wall Hung | Air | Air | China | 0.825 | N/A | 3.5 | N/A | N/A | N/A | N/A | N/A | 0.765 | 3.8 | Calorimeter Room | 4.4118 | 4.9593 | N/A | - | N/A | N/A | N/A | N/A | N/A | N/A | N/A | N/A | N/A | N/A | N/A | N/A | N/A | N/A | N/A | N/A | N/A | Single | R32 | Australia,New Zealand | 150076 | 46649 | 0 | Approved | Reverse Cycle | N/A | Yes | Class 8 | Yes | N/A | N/A | N/A | N/A | N/A | N/A | N/A | Unavailable | N/A | N/A | 0 | http://www.hitachiaircon.com.au | N/A | 0 | 0 | AAC7014 | Yes | Variable output compressor | Inverter | No | - | 3500 | 0.825 | - | 330 | 1750 | Yes | 245 | 1000 | - | 754.05 | 3769.5 | Yes | 235 | 1850 | - | 170 | 1400 | 3800 | 0.765 | 322 | 1900 | No | - | - | Yes | 1110 | 3800 | No | - | - | No | - | - | - | - | - | No | - | - | No | - | - | No | - | -
RAC-VJ35PHAT/RAK-VJ35PHAT | 0 | N/A | HITACHI | N/A | Non Ducted | Single Split System | Wall Hung | Air | Air | China | 0.825 | N/A | 3.5 | N/A | N/A | N/A | N/A | N/A | 0.765 | 3.8 | Calorimeter Room | 4.4118 | 4.9593 | N/A | - | N/A | N/A | N/A | N/A | N/A | N/A | N/A | N/A | N/A | N/A | N/A | N/A | N/A | N/A | N/A | N/A | N/A | Single | R32 | Australia,New Zealand | 152851 | 46812 | 0 | Approved | Reverse Cycle | N/A | Yes | Class 8 | Yes | N/A | N/A | N/A | N/A | N/A | N/A | N/A | Available | N/A | N/A | 0 | http://www.hitachiaircon.com.au | N/A | 0 | 0 | AAC7318 | Yes | Variable output compressor | Inverter | No | - | 3500 | 0.825 | - | 330 | 1750 | Yes | 245 | 1000 | - | 754.05 | 3769.5 | Yes | 235 | 1850 | - | 170 | 1400 | 3800 | 0.765 | 322 | 1900 | No | - | - | Yes | 1110 | 4000 | No | - | - | No | - | - | - | - | - | No | - | - | No | - | - | No | - | -
RAC-VJ50PHAT/RAK-VJ50PHAT | 0 | N/A | HITACHI | N/A | Non Ducted | Single Split System | Wall Hung | Air | Air | China | 1.235 | N/A | 5 | N/A | N/A | N/A | N/A | N/A | 1.53 | 6 | Calorimeter Room | 3.921 | 4.0069 | N/A | - | N/A | N/A | N/A | N/A | N/A | N/A | N/A | N/A | N/A | N/A | N/A | N/A | N/A | N/A | N/A | N/A | N/A | Single | R32 | Australia,Fiji,New Zealand | 158105 | 47083 | 0 | Approved | Reverse Cycle | N/A | Yes | Class 9 | Yes | N/A | N/A | N/A | N/A | N/A | N/A | N/A | Available | N/A | N/A | 0 | http://www.hitachiaircon.com.au | N/A | 0 | 0 | AAC7907 | Yes | Variable output compressor | Inverter | No | - | 5000 | 1.235 | - | 450 | 2500 | Yes | 260 | 880 | - | 1128.79 | 5385 | Yes | 325 | 2690 | - | 202 | 1800 | 6000 | 1.53 | 560 | 3000 | No | - | - | Yes | 2100 | 5800 | No | - | - | No | - | - | - | - | - | No | - | - | No | - | - | No | - | -
RAC-VJ60PHAT/RAK-VJ60PHAT | 0 | N/A | HITACHI | N/A | Non Ducted | Single Split System | Wall Hung | Air | Air | Malaysia | 1.7 | N/A | 6 | N/A | N/A | N/A | N/A | N/A | 1.8 | 7 | Calorimeter Room | 3.6077 | 3.8308 | N/A | - | N/A | N/A | N/A | N/A | N/A | N/A | N/A | N/A | N/A | N/A | N/A | N/A | N/A | N/A | N/A | N/A | N/A | Single | R32 | Australia,Fiji,New Zealand | 158136 | 47085 | 0 | Approved | Reverse Cycle | N/A | Yes | Class 9 | Yes | N/A | N/A | N/A | N/A | N/A | N/A | N/A | Available | N/A | N/A | 0 | http://www.hitachiaircon.com.au | N/A | 0 | 0 | AAC7911 | Yes | Variable output compressor | Inverter | No | - | 6000 | 1.7 | - | 570 | 3000 | Yes | 250 | 1100 | - | 1553.8 | 6462 | Yes | 415 | 3000 | - | 200 | 1800 | 7000 | 1.8 | 587 | 3600 | No | - | - | Yes | 2200 | 6000 | No | - | - | No | - | - | - | - | - | No | - | - | No | - | - | No | - | -
RAC-VJ70PHAT/RAK-VJ70PHAT | 0 | N/A | HITACHI | N/A | Non Ducted | Single Split System | Wall Hung | Air | Air | Malaysia | 2.14 | N/A | 7 | N/A | N/A | N/A | N/A | N/A | 2.09 | 8 | Calorimeter Room | 3.3436 | 3.7287 | N/A | - | N/A | N/A | N/A | N/A | N/A | N/A | N/A | N/A | N/A | N/A | N/A | N/A | N/A | N/A | N/A | N/A | N/A | Single | R32 | Australia,Fiji,New Zealand | 158106 | 47082 | 0 | Approved | Reverse Cycle | N/A | Yes | Class 9 | Yes | N/A | N/A | N/A | N/A | N/A | N/A | N/A | Available | N/A | N/A | 0 | http://www.hitachiaircon.com.au | N/A | 0 | 0 | AAC7906 | Yes | Variable output compressor | Inverter | No | - | 7000 | 2.14 | - | 730 | 3500 | Yes | 570 | 2700 | - | 1955.96 | 7539 | Yes | 590 | 4050 | - | 335 | 2950 | 8000 | 2.09 | 655 | 4000 | Yes | 270 | 1680 | Yes | 2050 | 6000 | No | - | - | No | - | - | - | - | - | No | - | - | No | - | - | No | - | -
RAS-080HNCELW | 0 | N/A | HITACHI | N/A | Non Ducted | vrf | N/A | Air | Air | China,Japan | 6.11 | N/A | 22.4 | N/A | N/A | N/A | N/A | N/A | 5.68 | 25 | Enthalpy Test Room | 3.499 | 4.2536 | N/A | - | N/A | N/A | N/A | N/A | N/A | N/A | N/A | N/A | N/A | N/A | N/A | N/A | N/A | N/A | N/A | N/A | N/A | Three | R410A | Australia,New Zealand | 136502 | 46100 | 0 | Approved | Reverse Cycle | N/A | Yes | Class 20 | Yes | N/A | N/A | N/A | N/A | N/A | N/A | N/A | Available | N/A | N/A | 0 | http://www.hitachiaircon.com.au | N/A | 0 | 0 | AAC5846 | Yes | Variable output compressor | Inverter | No | - | 22400 | 6.11 | - | 2129 | 11200 | No | - | - | - | 5584.54 | 24124.8 | No | 1945.906 | 12062.4 | No | - | - | 25000 | 5.68 | 2160 | 12500 | No | - | - | Yes | 8915 | 22322 | No | - | - | No | - | - | - | - | - | No | - | - | No | - | - | No | - | -
RAS-080RNCBLW | 0 | N/A | HITACHI | N/A | Non Ducted | vrf | N/A | Air | Air | China | 4.5 | N/A | 22.4 | N/A | N/A | N/A | N/A | N/A | 5.26 | 25 | Enthalpy Test Room | 4.7771 | 4.5278 | N/A | - | N/A | N/A | N/A | N/A | N/A | N/A | N/A | N/A | N/A | N/A | N/A | N/A | N/A | N/A | N/A | N/A | N/A | Three | R410A | Australia,New Zealand | 150850 | 46792 | 0 | Approved | Reverse Cycle | N/A | Yes | Class 20 | Yes | N/A | N/A | N/A | N/A | N/A | N/A | N/A | Available | N/A | N/A | 0 | http://www.hitachiaircon.com.au | N/A | 0 | 0 | AAC7255 | Yes | Variable output compressor | Inverter | No | - | 22400 | 4.5 | - | 1860 | 11200 | No | - | - | - | 4113 | 24124.8 | No | 1700.04 | 12062.4 | No | - | - | 25000 | 5.26 | 2130 | 12500 | No | - | - | Yes | 5770 | 18990 | No | - | - | No | - | - | - | - | - | No | - | - | No | - | - | No | - | -
RAS-080RNCCLW | 0 | N/A | HITACHI | N/A | Non Ducted | vrf | N/A | Air | Air | China | 4.53 | N/A | 22.4 | N/A | N/A | N/A | N/A | N/A | 5.32 | 25 | Enthalpy Test Room | 5.125 | 4.9289 | N/A | - | N/A | N/A | N/A | N/A | N/A | N/A | N/A | N/A | N/A | N/A | N/A | N/A | N/A | N/A | N/A | N/A | N/A | Three | R410A | Australia,New Zealand | 151033 | 46813 | 0 | Approved | Reverse Cycle | N/A | Yes | Class 20 | Yes | N/A | N/A | N/A | N/A | N/A | N/A | N/A | Available | N/A | N/A | 0 | http://www.hitachiaircon.com.au | N/A | 0 | 0 | AAC7322 | Yes | Variable output compressor | Inverter | No | - | 22400 | 4.53 | - | 1930 | 11200 | No | - | - | - | 4140.42 | 24124.8 | No | 1764.02 | 12062.4 | No | - | - | 25000 | 5.32 | 2020 | 12500 | No | - | - | Yes | 5420 | 18680 | No | - | - | No | - | - | - | - | - | No | - | - | No | - | - | No | - | -
RAS-100HNCELW | 0 | N/A | HITACHI | N/A | Non Ducted | vrf | N/A | Air | Air | China,Japan | 8.13 | N/A | 28 | N/A | N/A | N/A | N/A | N/A | 7.7 | 31.5 | Enthalpy Test Room | 3.281 | 3.9456 | N/A | - | N/A | N/A | N/A | N/A | N/A | N/A | N/A | N/A | N/A | N/A | N/A | N/A | N/A | N/A | N/A | N/A | N/A | Three | R410A | Australia,New Zealand | 136512 | 46100 | 0 | Approved | Reverse Cycle | N/A | Yes | Class 20 | Yes | N/A | N/A | N/A | N/A | N/A | N/A | N/A | Available | N/A | N/A | 0 | http://www.hitachiaircon.com.au | N/A | 0 | 0 | AAC5847 | Yes | Variable output compressor | Inverter | No | - | 28000 | 8.13 | - | 2627 | 14000 | No | - | - | - | 7430.82 | 30156 | No | 2401.078 | 15078 | No | - | - | 31500 | 7.7 | 2927 | 15750 | No | - | - | Yes | 12012 | 28125 | No | - | - | No | - | - | - | - | - | No | - | - | No | - | - | No | - | -
RAS-100RNCBLW | 0 | N/A | HITACHI | N/A | Non Ducted | vrf | N/A | Air | Air | China | 6.11 | N/A | 28 | N/A | N/A | N/A | N/A | N/A | 6.84 | 31.5 | Enthalpy Test Room | 4.3949 | 4.3651 | N/A | - | N/A | N/A | N/A | N/A | N/A | N/A | N/A | N/A | N/A | N/A | N/A | N/A | N/A | N/A | N/A | N/A | N/A | Three | R410A | Australia,New Zealand | 151025 | 46813 | 0 | Approved | Reverse Cycle | N/A | Yes | Class 20 | Yes | N/A | N/A | N/A | N/A | N/A | N/A | N/A | Available | N/A | N/A | 0 | http://www.hitachiaircon.com.au | N/A | 0 | 0 | AAC7319 | Yes | Variable output compressor | Inverter | No | - | 28000 | 6.11 | - | 2360 | 14000 | No | - | - | - | 5584.54 | 30156 | No | 2157.04 | 15078 | No | - | - | 31500 | 6.84 | 2660 | 15750 | No | - | - | Yes | 7500 | 23990 | No | - | - | No | - | - | - | - | - | No | - | - | No | - | - | No | - | -
RAS-100RNCCLW | 0 | N/A | HITACHI | N/A | Non Ducted | vrf | N/A | Air | Air | China | 6.58 | N/A | 28 | N/A | N/A | N/A | N/A | N/A | 6.91 | 31.5 | Enthalpy Test Room | 4.0537 | 4.3348 | N/A | - | N/A | N/A | N/A | N/A | N/A | N/A | N/A | N/A | N/A | N/A | N/A | N/A | N/A | N/A | N/A | N/A | N/A | Three | R410A | Australia,New Zealand | 151034 | 46813 | 0 | Approved | Reverse Cycle | N/A | Yes | Class 20 | Yes | N/A | N/A | N/A | N/A | N/A | N/A | N/A | Available | N/A | N/A | 0 | http://www.hitachiaircon.com.au | N/A | 0 | 0 | AAC7329 | Yes | Variable output compressor | Inverter | No | - | 28000 | 6.58 | - | 2510 | 14000 | No | - | - | - | 6014.12 | 30156 | No | 2294.14 | 15078 | No | - | - | 31500 | 6.91 | 2690 | 15750 | No | - | - | Yes | 7840 | 22550 | No | - | - | No | - | - | - | - | - | No | - | - | No | - | - | No | - | -
RAS-120HNCELW | 0 | N/A | HITACHI | N/A | Non Ducted | vrf | N/A | Air | Air | China,Japan | 9.64 | N/A | 33.5 | N/A | N/A | N/A | N/A | N/A | 10.55 | 37.5 | Enthalpy Test Room | 3.3172 | 3.4222 | N/A | - | N/A | N/A | N/A | N/A | N/A | N/A | N/A | N/A | N/A | N/A | N/A | N/A | N/A | N/A | N/A | N/A | N/A | Three | R410A | Australia,New Zealand | 136528 | 46100 | 0 | Approved | Reverse Cycle | N/A | Yes | Class 20 | Yes | N/A | N/A | N/A | N/A | N/A | N/A | N/A | Available | N/A | N/A | 0 | http://www.hitachiaircon.com.au | N/A | 0 | 0 | AAC5848 | Yes | Variable output compressor | Inverter | No | No | 33500 | 9.64 | - | 3058 | 16750 | No | - | - | - | 8810.96 | 36079.5 | No | 2795.012 | 18039.75 | No | - | - | 37500 | 10.55 | 3309 | 18750 | No | - | - | Yes | 14280 | 33483 | No | - | - | No | - | - | - | - | - | No | - | - | No | - | - | No | - | -
RAS-120RNCBLW | 0 | N/A | HITACHI | N/A | Non Ducted | vrf | N/A | Air | Air | China | 7.44 | N/A | 33.5 | N/A | N/A | N/A | N/A | N/A | 8.18 | 37.5 | Enthalpy Test Room | 4.2889 | 4.3424 | N/A | - | N/A | N/A | N/A | N/A | N/A | N/A | N/A | N/A | N/A | N/A | N/A | N/A | N/A | N/A | N/A | N/A | N/A | Three | R410A | Australia,New Zealand | 151026 | 46813 | 0 | Approved | Reverse Cycle | N/A | Yes | Class 20 | Yes | N/A | N/A | N/A | N/A | N/A | N/A | N/A | Available | N/A | N/A | 0 | http://www.hitachiaircon.com.au | N/A | 0 | 0 | AAC7328 | Yes | Variable output compressor | Inverter | No | No | 33500 | 7.44 | - | 2940 | 16750 | No | - | - | - | 6800.16 | 36079.5 | No | 2687.16 | 18039.75 | No | - | - | 37500 | 8.18 | 3150 | 18750 | No | - | - | Yes | 12270 | 32270 | No | - | - | No | - | - | - | - | - | No | - | - | No | - | - | No | - | -
RAS-120RNCCLW | 0 | N/A | HITACHI | N/A | Non Ducted | vrf | N/A | Air | Air | China | 8.38 | N/A | 33.5 | N/A | N/A | N/A | N/A | N/A | 8.8 | 37.5 | Enthalpy Test Room | 3.8497 | 4.0327 | N/A | - | N/A | N/A | N/A | N/A | N/A | N/A | N/A | N/A | N/A | N/A | N/A | N/A | N/A | N/A | N/A | N/A | N/A | Three | R410A | Australia,New Zealand | 151035 | 46813 | 0 | Approved | Reverse Cycle | N/A | Yes | Class 20 | Yes | N/A | N/A | N/A | N/A | N/A | N/A | N/A | Available | N/A | N/A | 0 | http://www.hitachiaircon.com.au | N/A | 0 | 0 | AAC7323 | Yes | Variable output compressor | Inverter | No | No | 33500 | 8.38 | - | 3050 | 16750 | No | - | - | - | 7659.32 | 36079.5 | No | 2787.7 | 18039.75 | No | - | - | 37500 | 8.8 | 3460 | 18750 | No | - | - | Yes | 9240 | 24580 | No | - | - | No | - | - | - | - | - | No | - | - | No | - | - | No | - | -
RAS-140HNCELW | 0 | N/A | HITACHI | N/A | Non Ducted | vrf | N/A | Air | Air | China,Japan | 12.45 | N/A | 40 | N/A | N/A | N/A | N/A | N/A | 11.15 | 45 | Enthalpy Test Room | 3.1415 | 3.9214 | N/A | - | N/A | N/A | N/A | N/A | N/A | N/A | N/A | N/A | N/A | N/A | N/A | N/A | N/A | N/A | N/A | N/A | N/A | Three | R410A | Australia,New Zealand | 136529 | 46103 | 0 | Approved | Reverse Cycle | N/A | Yes | Class 21 | Yes | N/A | N/A | N/A | N/A | N/A | N/A | N/A | Available | N/A | N/A | 0 | http://www.hitachiaircon.com.au | N/A | 0 | 0 | AAC5855 | Yes | Variable output compressor | Inverter | No | No | 40000 | 12.45 | - | 4209 | 20000 | No | - | - | - | 11379.3 | 43080 | No | 3847.026 | 21540 | No | - | - | 45000 | 11.15 | 3925 | 22500 | No | - | - | Yes | 17921 | 40179 | No | - | - | No | - | - | - | - | - | No | - | - | No | - | - | No | - | -
RAS-140RNCBLW | 0 | N/A | HITACHI | N/A | Non Ducted | vrf | N/A | Air | Air | China | 9.15 | N/A | 40 | N/A | N/A | N/A | N/A | N/A | 10.37 | 45 | Enthalpy Test Room | 4.136 | 4.1568 | N/A | - | N/A | N/A | N/A | N/A | N/A | N/A | N/A | N/A | N/A | N/A | N/A | N/A | N/A | N/A | N/A | N/A | N/A | Three | R410A | Australia,New Zealand | 151028 | 46792 | 0 | Approved | Reverse Cycle | N/A | Yes | Class 21 | Yes | N/A | N/A | N/A | N/A | N/A | N/A | N/A | Available | N/A | N/A | 0 | http://www.hitachiaircon.com.au | N/A | 0 | 0 | AAC7256 | Yes | Variable output compressor | Inverter | No | No | 40000 | 9.15 | - | 3470 | 20000 | No | - | - | - | 8363.1 | 43080 | No | 3171.58 | 21540 | No | - | - | 45000 | 10.37 | 4210 | 22500 | No | - | - | Yes | 11780 | 33780 | No | - | - | No | - | - | - | - | - | No | - | - | No | - | - | No | - | -
RAS-140RNCCLW | 0 | N/A | HITACHI | N/A | Non Ducted | vrf | N/A | Air | Air | China | 10.08 | N/A | 40 | N/A | N/A | N/A | N/A | N/A | 10.58 | 45 | Enthalpy Test Room | 3.7416 | 4.0986 | N/A | - | N/A | N/A | N/A | N/A | N/A | N/A | N/A | N/A | N/A | N/A | N/A | N/A | N/A | N/A | N/A | N/A | N/A | Three | R410A | Australia,New Zealand | 151037 | 46813 | 0 | Approved | Reverse Cycle | N/A | Yes | Class 21 | Yes | N/A | N/A | N/A | N/A | N/A | N/A | N/A | Available | N/A | N/A | 0 | http://www.hitachiaircon.com.au | N/A | 0 | 0 | AAC7324 | Yes | Variable output compressor | Inverter | No | - | 40000 | 10.08 | - | 3790 | 20000 | No | - | - | - | 9213.12 | 43080 | No | 3464.06 | 21540 | No | - | - | 45000 | 10.58 | 5660 | 22500 | No | - | - | Yes | 14760 | 36910 | No | - | - | No | - | - | - | - | - | No | - | - | No | - | - | No | - | -
RAS-160HNCELW | 0 | N/A | HITACHI | N/A | Non Ducted | vrf | N/A | Air | Air | China,Japan | 14.32 | N/A | 45 | N/A | N/A | N/A | N/A | N/A | 14.46 | 50 | Enthalpy Test Room | 2.9972 | 3.3497 | N/A | - | N/A | N/A | N/A | N/A | N/A | N/A | N/A | N/A | N/A | N/A | N/A | N/A | N/A | N/A | N/A | N/A | N/A | Three | R410A | Australia,New Zealand | 136531 | 46104 | 0 | Approved | Reverse Cycle | N/A | Yes | Class 21 | Yes | N/A | N/A | N/A | N/A | N/A | N/A | N/A | Available | N/A | N/A | 0 | http://www.hitachiaircon.com.au | N/A | 0 | 0 | AAC5856 | Yes | Variable output compressor | Inverter | No | No | 45000 | 14.32 | - | 5197 | 22500 | No | - | - | - | 13088.48 | 48465 | No | 4750.058 | 24232.5 | No | - | - | 50000 | 14.46 | 4930 | 25000 | No | - | - | Yes | 19563 | 44643 | No | - | - | No | - | - | - | - | - | No | - | - | No | - | - | No | - | -
RAS-160HNCELWP | 0 | N/A | HITACHI | N/A | Non Ducted | vrf | N/A | Air | Air | China,Japan | 12.22 | N/A | 44.8 | N/A | N/A | N/A | N/A | N/A | 11.36 | 50 | Enthalpy Test Room | 3.499 | 4.2536 | N/A | - | N/A | N/A | N/A | N/A | N/A | N/A | N/A | N/A | N/A | N/A | N/A | N/A | N/A | N/A | N/A | N/A | N/A | Three | R410A | Australia,New Zealand | 137385 | 46159 | 0 | Approved | Reverse Cycle | N/A | Yes | Class 21 | Yes | N/A | N/A | N/A | N/A | N/A | N/A | N/A | Available | N/A | N/A | 0 | http://www.hitachiaircon.com.au | N/A | 0 | 0 | AAC6002 | Yes | Variable output compressor | Inverter | No | No | 44800 | 12.22 | - | 4258 | 22400 | No | - | - | - | 11169.08 | 48249.6 | No | 3891.812 | 24124.8 | No | - | - | 50000 | 11.36 | 4320 | 25000 | No | - | - | Yes | 17830 | 44643 | No | - | - | No | - | - | - | - | - | No | - | - | No | - | - | No | - | -
RAS-160RNCBLW | 0 | N/A | HITACHI | N/A | Non Ducted | vrf | N/A | Air | Air | China | 10.61 | N/A | 45 | N/A | N/A | N/A | N/A | N/A | 12.45 | 47.5 | Enthalpy Test Room | 4.0082 | 3.7305 | N/A | - | N/A | N/A | N/A | N/A | N/A | N/A | N/A | N/A | N/A | N/A | N/A | N/A | N/A | N/A | N/A | N/A | N/A | Three | R410A | Australia,New Zealand | 151029 | 46813 | 0 | Approved | Reverse Cycle | N/A | Yes | Class 21 | Yes | N/A | N/A | N/A | N/A | N/A | N/A | N/A | Available | N/A | N/A | 0 | http://www.hitachiaircon.com.au | N/A | 0 | 0 | AAC7320 | Yes | Variable output compressor | Inverter | No | No | 45000 | 10.61 | - | 3800 | 22500 | No | - | - | - | 9697.54 | 48465 | No | 3473.2 | 24232.5 | No | - | - | 47500 | 12.45 | 4750 | 23750 | No | - | - | Yes | 14020 | 36990 | No | - | - | No | - | - | - | - | - | No | - | - | No | - | - | No | - | -
RAS-160RNCCLW | 0 | N/A | HITACHI | N/A | Non Ducted | vrf | N/A | Air | Air | China | 12.18 | N/A | 45 | N/A | N/A | N/A | N/A | N/A | 13.33 | 50 | Enthalpy Test Room | 3.5373 | 3.8925 | N/A | - | N/A | N/A | N/A | N/A | N/A | N/A | N/A | N/A | N/A | N/A | N/A | N/A | N/A | N/A | N/A | N/A | N/A | Three | R410A | Australia,New Zealand | 151038 | 46813 | 0 | Approved | Reverse Cycle | N/A | Yes | Class 21 | Yes | N/A | N/A | N/A | N/A | N/A | N/A | N/A | Available | N/A | N/A | 0 | http://www.hitachiaircon.com.au | N/A | 0 | 0 | AAC7330 | Yes | Variable output compressor | Inverter | No | No | 45000 | 12.18 | - | 4080 | 22500 | No | - | - | - | 11132.52 | 48465 | No | 3729.12 | 24232.5 | No | - | - | 50000 | 13.33 | 4550 | 25000 | No | - | - | Yes | 14060 | 38040 | No | - | - | No | - | - | - | - | - | No | - | - | No | - | - | No | - | -
RAS-180HNCELW* | 0 | N/A | HITACHI | N/A | Non Ducted | vrf | N/A | Air | Air | China,Japan | 14.24 | N/A | 50.4 | N/A | N/A | N/A | N/A | N/A | 13.38 | 56.5 | Enthalpy Test Room | 3.3744 | 4.0762 | N/A | - | N/A | N/A | N/A | N/A | N/A | N/A | N/A | N/A | N/A | N/A | N/A | N/A | N/A | N/A | N/A | N/A | N/A | Three | R410A | Australia,New Zealand | 137807 | 46159 | 0 | Approved | Reverse Cycle | N/A | Yes | Class 21 | Yes | N/A | N/A | N/A | N/A | N/A | N/A | N/A | Available | N/A | N/A | 0 | http://www.hitachiaircon.com.au | N/A | 0 | 0 | AAC6003 | Yes | Variable output compressor | Inverter | No | No | 50400 | 14.24 | - | 4756 | 25200 | No | - | - | - | 13015.36 | 54280.8 | No | 4346.984 | 27140.4 | No | - | - | 56500 | 13.38 | 5087 | 28250 | No | - | - | Yes | 20927 | 50447 | No | - | - | No | - | - | - | - | - | No | - | - | No | - | - | No | - | -
RAS-180RNCBLW | 0 | N/A | HITACHI | N/A | Non Ducted | vrf | N/A | Air | Air | China | 11.66 | N/A | 50.4 | N/A | N/A | N/A | N/A | N/A | 12.46 | 56 | Enthalpy Test Room | 4.0983 | 4.258 | N/A | - | N/A | N/A | N/A | N/A | N/A | N/A | N/A | N/A | N/A | N/A | N/A | N/A | N/A | N/A | N/A | N/A | N/A | Three | R410A | Australia,New Zealand | 151031 | 46813 | 0 | Approved | Reverse Cycle | N/A | Yes | Class 21 | Yes | N/A | N/A | N/A | N/A | N/A | N/A | N/A | Available | N/A | N/A | 0 | http://www.hitachiaircon.com.au | N/A | 0 | 0 | AAC7321 | Yes | Variable output compressor | Inverter | No | No | 50400 | 11.66 | - | 4430 | 25200 | No | - | - | - | 10657.24 | 54280.8 | No | 4049.02 | 27140.4 | No | - | - | 56000 | 12.46 | 5020 | 28000 | No | - | - | Yes | 16650 | 44630 | No | - | - | No | - | - | - | - | - | No | - | - | No | - | - | No | - | -
RAS-180RNCCLW | 0 | N/A | HITACHI | N/A | Non Ducted | vrf | N/A | Air | Air | China | 13.17 | N/A | 50.4 | N/A | N/A | N/A | N/A | N/A | 15.01 | 56 | Enthalpy Test Room | 3.7038 | 3.5808 | N/A | - | N/A | N/A | N/A | N/A | N/A | N/A | N/A | N/A | N/A | N/A | N/A | N/A | N/A | N/A | N/A | N/A | N/A | Three | R410A | Australia,New Zealand | 151039 | 46813 | 0 | Approved | Reverse Cycle | N/A | Yes | Class 21 | Yes | N/A | N/A | N/A | N/A | N/A | N/A | N/A | Available | N/A | N/A | 0 | http://www.hitachiaircon.com.au | N/A | 0 | 0 | AAC7325 | Yes | Variable output compressor | Inverter | No | No | 50400 | 13.17 | - | 4850 | 25200 | No | - | - | - | 12037.38 | 54280.8 | No | 4432.9 | 27140.4 | No | - | - | 56000 | 15.01 | 4410 | 28000 | No | - | - | Yes | 15920 | 41950 | No | - | - | No | - | - | - | - | - | No | - | - | No | - | - | No | - | -
RAS-200HNCELWP | 0 | N/A | HITACHI | N/A | Non Ducted | vrf | N/A | Air | Air | China,Japan | 15.75 | N/A | 55.9 | N/A | N/A | N/A | N/A | N/A | 16.23 | 62.5 | Enthalpy Test Room | 3.3878 | 3.7125 | N/A | - | N/A | N/A | N/A | N/A | N/A | N/A | N/A | N/A | N/A | N/A | N/A | N/A | N/A | N/A | N/A | N/A | N/A | Three | R410A | Australia,New Zealand | 137835 | 46159 | 0 | Approved | Reverse Cycle | N/A | Yes | Class 21 | Yes | N/A | N/A | N/A | N/A | N/A | N/A | N/A | Available | N/A | N/A | 0 | http://www.hitachiaircon.com.au | N/A | 0 | 0 | AAC6004 | Yes | Variable output compressor | Inverter | No | No | 55900 | 15.75 | - | 5187 | 27950 | No | - | - | - | 14395.5 | 60204.3 | No | 4740.918 | 30102.15 | No | - | - | 62500 | 16.23 | 5469 | 31250 | No | - | - | Yes | 23195 | 55804 | No | - | - | No | - | - | - | - | - | No | - | - | No | - | - | No | - | -
RAS-200HNCELWS | 0 | N/A | HITACHI | N/A | Non Ducted | vrf | N/A | Air | Air | China,Japan | 16.26 | N/A | 56 | N/A | N/A | N/A | N/A | N/A | 15.4 | 63 | Enthalpy Test Room | 3.281 | 3.9456 | N/A | - | N/A | N/A | N/A | N/A | N/A | N/A | N/A | N/A | N/A | N/A | N/A | N/A | N/A | N/A | N/A | N/A | N/A | Three | R410A | Australia,New Zealand | 137842 | 46153 | 0 | Approved | Reverse Cycle | N/A | Yes | Class 21 | Yes | N/A | N/A | N/A | N/A | N/A | N/A | N/A | Available | N/A | N/A | 0 | http://www.hitachiaircon.com.au | N/A | 0 | 0 | AAC5981 | Yes | Variable output compressor | Inverter | No | No | 56000 | 16.26 | - | 5254 | 28000 | No | - | - | - | 14861.64 | 60312 | No | 4802.156 | 30156 | No | - | - | 63000 | 15.4 | 5854 | 31500 | No | - | - | Yes | 24024 | 56250 | No | - | - | No | - | - | - | - | - | No | - | - | No | - | - | No | - | -
RAS-200RNCBLW | 0 | N/A | HITACHI | N/A | Non Ducted | vrf | N/A | Air | Air | China | 13.3 | N/A | 56 | N/A | N/A | N/A | N/A | N/A | 14.17 | 63 | Enthalpy Test Room | 4.0015 | 4.2037 | N/A | - | N/A | N/A | N/A | N/A | N/A | N/A | N/A | N/A | N/A | N/A | N/A | N/A | N/A | N/A | N/A | N/A | N/A | Three | R410A | Australia,New Zealand | 151032 | 46792 | 0 | Approved | Reverse Cycle | N/A | Yes | Class 21 | Yes | N/A | N/A | N/A | N/A | N/A | N/A | N/A | Available | N/A | N/A | 0 | http://www.hitachiaircon.com.au | N/A | 0 | 0 | AAC7257 | Yes | Variable output compressor | Inverter | No | No | 56000 | 13.3 | - | 5070 | 28000 | No | - | - | - | 12156.2 | 60312 | No | 4633.98 | 30156 | No | - | - | 63000 | 14.17 | 5540 | 31500 | No | - | - | Yes | 18530 | 48300 | No | - | - | No | - | - | - | - | - | No | - | - | No | - | - | No | - | -
RAS-200RNCCLW | 0 | N/A | HITACHI | N/A | Non Ducted | vrf | N/A | Air | Air | China | 13.44 | N/A | 56 | N/A | N/A | N/A | N/A | N/A | 14.36 | 63 | Enthalpy Test Room | 3.9277 | 4.5469 | N/A | - | N/A | N/A | N/A | N/A | N/A | N/A | N/A | N/A | N/A | N/A | N/A | N/A | N/A | N/A | N/A | N/A | N/A | Three | R410A | Australia,New Zealand | 151041 | 46813 | 0 | Approved | Reverse Cycle | N/A | Yes | Class 21 | Yes | N/A | N/A | N/A | N/A | N/A | N/A | N/A | Available | N/A | N/A | 0 | http://www.hitachiaircon.com.au | N/A | 0 | 0 | AAC7326 | Yes | Variable output compressor | Inverter | No | No | 56000 | 13.44 | - | 4970 | 28000 | No | - | - | - | 12284.16 | 60312 | No | 4542.58 | 30156 | No | - | - | 63000 | 14.36 | 5870 | 31500 | No | - | - | Yes | 15230 | 41980 | No | - | - | No | - | - | - | - | - | No | - | - | No | - | - | No | - | -
RAS-220HNCELW* | 0 | N/A | HITACHI | N/A | Non Ducted | vrf | N/A | Air | Air | China,Japan | 17.77 | N/A | 61.5 | N/A | N/A | N/A | N/A | N/A | 18.25 | 69 | Enthalpy Test Room | 3.3006 | 3.6428 | N/A | - | N/A | N/A | N/A | N/A | N/A | N/A | N/A | N/A | N/A | N/A | N/A | N/A | N/A | N/A | N/A | N/A | N/A | Three | R410A | Australia,New Zealand | 137841 | 46159 | 0 | Approved | Reverse Cycle | N/A | Yes | Class 21 | Yes | N/A | N/A | N/A | N/A | N/A | N/A | N/A | Available | N/A | N/A | 0 | http://www.hitachiaircon.com.au | N/A | 0 | 0 | AAC6005 | Yes | Variable output compressor | Inverter | No | No | 61500 | 17.77 | - | 5685 | 30750 | No | - | - | - | 16241.78 | 66235.5 | No | 5196.09 | 33117.75 | No | - | - | 69000 | 18.25 | 6236 | 34500 | No | - | - | Yes | 26292 | 61608 | No | - | - | No | - | - | - | - | - | No | - | - | No | - | - | No | - | -
RAS-220RNCCLW | 0 | N/A | HITACHI | N/A | Non Ducted | vrf | N/A | Air | Air | China | 15.76 | N/A | 61.5 | N/A | N/A | N/A | N/A | N/A | 19.14 | 69 | Enthalpy Test Room | 3.6759 | 3.4148 | N/A | - | N/A | N/A | N/A | N/A | N/A | N/A | N/A | N/A | N/A | N/A | N/A | N/A | N/A | N/A | N/A | N/A | N/A | Three | R410A | Australia,New Zealand | 151042 | 46813 | 0 | Approved | Reverse Cycle | N/A | Yes | Class 21 | Yes | N/A | N/A | N/A | N/A | N/A | N/A | N/A | Available | N/A | N/A | 0 | http://www.hitachiaircon.com.au | N/A | 0 | 0 | AAC7331 | Yes | Variable output compressor | Inverter | No | No | 61500 | 15.76 | - | 5540 | 30750 | No | - | - | - | 14404.64 | 66235.5 | No | 5063.56 | 33117.75 | No | - | - | 69000 | 19.14 | 6470 | 34500 | No | - | - | Yes | 18360 | 44950 | No | - | - | No | - | - | - | - | - | No | - | - | No | - | - | No | - | -
RAS-240RNCCLW | 0 | N/A | HITACHI | 8660 | Non Ducted | vrf | N/A | Air | Air | China | 18830 | 58340 | 67 | N/A | N/A | N/A | N/A | N/A | 23520 | 77.5 | Enthalpy Test Room | 3.3691 | 3.143 | N/A | - | N/A | N/A | N/A | N/A | N/A | N/A | N/A | N/A | N/A | N/A | N/A | N/A | N/A | N/A | N/A | N/A | N/A | Three-phase | R410A | Australia,New Zealand | 151043 | 46813 | 0 | Approved | Reverse Cycle | N/A | Yes | Class 27 | Yes | N/A | N/A | N/A | N/A | N/A | N/A | N/A | Available | N/A | N/A | 0 | http://www.hitachiaircon.com.au | N/A | 0 | 0 | AAC7327 | Yes | Variable output compressor | Inverter | No | No | 67000 | 18830 | - | 6340 | 33500 | No | - | - | - | - | - | No | - | - | No | - | - | 77500 | 23520 | 8230 | 38750 | No | - | - | Yes | 19160 | 49140 | No | - | - | No | - | - | - | - | - | No | - | - | No | - | - | No | - | -
RAS-3HVNC | 0 | N/A | HITACHI | N/A | Non Ducted | vrf | N/A | Air | Air | Japan | 1.722 | N/A | 7.1 | N/A | N/A | N/A | N/A | N/A | 2.153 | 8 | Enthalpy Test Room | 4.1869 | 3.9831 | N/A | - | N/A | N/A | N/A | N/A | N/A | N/A | N/A | N/A | N/A | N/A | N/A | N/A | N/A | N/A | N/A | N/A | N/A | Single | R410A | Australia,New Zealand | 134204 | 46058 | 0 | Approved | Reverse Cycle | N/A | Yes | Class 19 | Yes | N/A | N/A | N/A | N/A | N/A | N/A | N/A | Available | N/A | N/A | 0 | http://www.hitachiaircon.com.au | N/A | 0 | 0 | AAC5739 | Yes | Variable output compressor | Inverter | No | - | 7100 | 1.722 | - | 401 | 3319 | No | - | - | - | 1573.908 | 7646.7 | No | 366.514 | 3574.563 | No | - | - | 8000 | 2.153 | 710 | 4000 | No | - | - | Yes | 1929 | 7143 | No | - | - | No | - | - | - | - | - | No | - | - | No | - | - | No | - | -
RAS-3HVNC/RCI-3.0FSRP | 0 | N/A | HITACHI | N/A | Non Ducted | Single Split System | Cassette | Air | Air | Japan | 2.08 | N/A | 7.1 | N/A | N/A | N/A | N/A | N/A | 2.17 | 8 | Enthalpy Test Room | 3.4707 | 3.9507 | N/A | - | N/A | N/A | N/A | N/A | N/A | N/A | N/A | N/A | N/A | N/A | N/A | N/A | N/A | N/A | N/A | N/A | N/A | Single | R410A | Australia,New Zealand | 134803 | 46153 | 0 | Approved | Reverse Cycle | N/A | Yes | Class 9 | Yes | N/A | N/A | N/A | N/A | N/A | N/A | N/A | Available | N/A | N/A | 0 | http://www.hitachiaircon.com.au | N/A | 0 | 0 | AAC5962 | Yes | Variable output compressor | Inverter | No | - | 7100 | 2.08 | - | 419 | 3319 | No | - | - | - | 1901.12 | 7646.7 | No | 382.966 | 3574.563 | No | - | - | 8000 | 2.17 | 704 | 4000 | No | - | - | Yes | 1917 | 7143 | No | - | - | No | - | - | - | - | - | No | - | - | No | - | - | No | - | -
RAS-4HVNC1/RCI-4.0FSRP | 0 | N/A | HITACHI | N/A | Non Ducted | Single Split System | Cassette | Air | Air | Japan | 2.747 | N/A | 10 | N/A | N/A | N/A | N/A | N/A | 2.451 | 11.2 | Enthalpy Test Room | 3.6805 | 4.6823 | N/A | - | N/A | N/A | N/A | N/A | N/A | N/A | N/A | N/A | N/A | N/A | N/A | N/A | N/A | N/A | N/A | N/A | N/A | Single | R410A | Australia,New Zealand | 134806 | 46152 | 0 | Approved | Reverse Cycle | N/A | Yes | Class 11 | Yes | N/A | N/A | N/A | N/A | N/A | N/A | N/A | Available | N/A | N/A | 0 | http://www.hitachiaircon.com.au | N/A | 0 | 0 | AAC5950 | Yes | Variable output compressor | Inverter | No | - | 10000 | 2.747 | - | 713 | 4675 | No | - | - | - | 2510.758 | 10770 | No | 651.682 | 5034.975 | No | - | - | 11200 | 2.451 | 880 | 5600 | No | - | - | Yes | 3388 | 10000 | No | - | - | No | - | - | - | - | - | No | - | - | No | - | - | No | - | -
RAS-5HVNC1/RCI-5.0FSRP | 0 | N/A | HITACHI | N/A | Non Ducted | Single Split System | Cassette | Air | Air | Japan | 3.709 | N/A | 12.5 | N/A | N/A | N/A | N/A | N/A | 3.599 | 14 | Enthalpy Test Room | 3.2958 | 4.0051 | N/A | - | N/A | N/A | N/A | N/A | N/A | N/A | N/A | N/A | N/A | N/A | N/A | N/A | N/A | N/A | N/A | N/A | N/A | Single | R410A | Australia,New Zealand | 134807 | 46154 | 0 | Approved | Reverse Cycle | N/A | Yes | Class 11 | Yes | N/A | N/A | N/A | N/A | N/A | N/A | N/A | Available | N/A | N/A | 0 | http://www.hitachiaircon.com.au | N/A | 0 | 0 | AAC5989 | Yes | Variable output compressor | Inverter | No | - | 12500 | 3.709 | - | 1094 | 5844 | No | - | - | - | 3390.026 | 13462.5 | No | 999.916 | 6293.988 | No | - | - | 14000 | 3.599 | 1157 | 7000 | No | - | - | Yes | 3735 | 12500 | No | - | - | No | - | - | - | - | - | No | - | - | No | - | - | No | - | -
RAS-6HVNC1/RCI-6.0FSRP | 0 | N/A | HITACHI | N/A | Non Ducted | Single Split System | Cassette | Air | Air | Japan | 3.988 | N/A | 13 | N/A | N/A | N/A | N/A | N/A | 4.494 | 16 | Enthalpy Test Room | 3.1619 | 3.6211 | N/A | 92.7616 | N/A | N/A | N/A | N/A | N/A | N/A | N/A | N/A | N/A | N/A | N/A | N/A | N/A | N/A | N/A | N/A | N/A | Single | R410A | Australia,New Zealand | 134809 | 46154 | 0 | Approved | Reverse Cycle | N/A | Yes | Class 11 | Yes | N/A | N/A | N/A | N/A | N/A | N/A | N/A | Available | N/A | N/A | 0 | http://www.hitachiaircon.com.au | N/A | 0 | 0 | AAC5993 | Yes | Variable output compressor | Inverter | No | - | 13000 | 3.988 | - | 1005 | 6078 | No | - | - | - | 3645.032 | 14001 | No | 918.57 | 6546.006 | No | - | - | 16000 | 4.494 | 1338 | 8005 | No | - | - | Yes | 4636 | 14286 | No | - | - | No | - | - | - | - | - | No | - | - | No | - | - | No | - | -
RAS-8FSXNS | 0 | N/A | HITACHI | 2.88 | Non Ducted | vrf | N/A | Air | Air | Japan | 5.32 | 19.52 | 22.4 | N/A | N/A | N/A | N/A | N/A | 5.144 | 25 | Enthalpy Test Room | 4.0308 | 4.5825 | Yes | - | N/A | 122 | 128 | N/A | N/A | N/A | N/A | N/A | 3.6382 | 4.1691 | N/A | N/A | N/A | N/A | N/A | N/A | Enthalpy Test Room | Three | R410A | Australia,New Zealand | 151673 | 46741 | 0 | Approved | Reverse Cycle | N/A | Yes | Class 20 | Yes | N/A | N/A | Yes | N/A | N/A | N/A | 3.914 | Available | N/A | N/A | 0 | http://www.hitachiaircon.com.au | Yes | 0 | 0 | AAC7214 | Yes | Variable output compressor | Inverter | No | - | 22400 | 5.32 | - | 2230 | 11200 | No | - | - | - | 4862.48 | 24124.8 | No | 2038.22 | 12062.4 | No | - | - | 25000 | 5.144 | 2550 | 12500 | No | - | - | No | - | - | - | 6564 | 24273 | No | - | - | - | - | - | - | - | - | No | - | - | No | - | -
HYSSAC26PW* | HYSSAC26PW* | N/A | HYUNDAI | N/A | Non Ducted | Single Split System | Wall Hung | Air | Air | China | 0.595 | N/A | 2.64 | N/A | N/A | N/A | N/A | N/A | 0.985 | 4.05 | Calorimeter Room | 4.3349 | 3.8501 | N/A | - | N/A | N/A | N/A | N/A | N/A | N/A | N/A | N/A | N/A | N/A | N/A | N/A | N/A | N/A | N/A | N/A | N/A | Single | R32 | Australia,Fiji,New Zealand | 155977 | 46977 | 0 | Approved | Reverse Cycle | N/A | Yes | Class 8 | Yes | N/A | N/A | N/A | N/A | N/A | N/A | N/A | Available | N/A | N/A | 0 | 0 | N/A | 0 | 0 | AAC7703 | Yes | Variable output compressor | Inverter | No | - | 2640 | 0.595 | - | 445 | 1450 | No | - | - | - | 543.83 | 2843.28 | Yes | 170 | 1280 | No | - | - | 4050 | 0.985 | 345 | 1930 | No | - | - | No | - | - | - | 1450 | 3500 | No | - | - | - | - | - | - | - | - | No | - | - | No | - | -
HYSSAC26PWA | HYSSAC26PW* | N/A | HYUNDAI | N/A | Non Ducted | Single Split System | Wall Hung | Air | Air | China | 0.595 | N/A | 2.64 | N/A | N/A | N/A | N/A | N/A | 0.985 | 4.05 | Calorimeter Room | 4.3349 | 3.8501 | N/A | - | N/A | N/A | N/A | N/A | N/A | N/A | N/A | N/A | N/A | N/A | N/A | N/A | N/A | N/A | N/A | N/A | N/A | Single | R32 | Australia,Fiji,New Zealand | 155977 | 46977 | 0 | Approved | Reverse Cycle | N/A | Yes | Class 8 | Yes | N/A | N/A | N/A | N/A | N/A | N/A | N/A | Available | N/A | N/A | 0 | 0 | N/A | 0 | 0 | AAC7703 | Yes | Variable output compressor | Inverter | No | - | 2640 | 0.595 | - | 445 | 1450 | No | - | - | - | 543.83 | 2843.28 | Yes | 170 | 1280 | No | - | - | 4050 | 0.985 | 345 | 1930 | No | - | - | No | - | - | - | 1450 | 3500 | No | - | - | - | - | - | - | - | - | No | - | - | No | - | -
HYSSAC26PWB | HYSSAC26PW* | N/A | HYUNDAI | N/A | Non Ducted | Single Split System | Wall Hung | Air | Air | China | 0.595 | N/A | 2.64 | N/A | N/A | N/A | N/A | N/A | 0.985 | 4.05 | Calorimeter Room | 4.3349 | 3.8501 | N/A | - | N/A | N/A | N/A | N/A | N/A | N/A | N/A | N/A | N/A | N/A | N/A | N/A | N/A | N/A | N/A | N/A | N/A | Single | R32 | Australia,Fiji,New Zealand | 155977 | 46977 | 0 | Approved | Reverse Cycle | N/A | Yes | Class 8 | Yes | N/A | N/A | N/A | N/A | N/A | N/A | N/A | Available | N/A | N/A | 0 | 0 | N/A | 0 | 0 | AAC7703 | Yes | Variable output compressor | Inverter | No | - | 2640 | 0.595 | - | 445 | 1450 | No | - | - | - | 543.83 | 2843.28 | Yes | 170 | 1280 | No | - | - | 4050 | 0.985 | 345 | 1930 | No | - | - | No | - | - | - | 1450 | 3500 | No | - | - | - | - | - | - | - | - | No | - | - | No | - | -
HYSSAC26PWC | HYSSAC26PW* | N/A | HYUNDAI | N/A | Non Ducted | Single Split System | Wall Hung | Air | Air | China | 0.595 | N/A | 2.64 | N/A | N/A | N/A | N/A | N/A | 0.985 | 4.05 | Calorimeter Room | 4.3349 | 3.8501 | N/A | - | N/A | N/A | N/A | N/A | N/A | N/A | N/A | N/A | N/A | N/A | N/A | N/A | N/A | N/A | N/A | N/A | N/A | Single | R32 | Australia,Fiji,New Zealand | 155977 | 46977 | 0 | Approved | Reverse Cycle | N/A | Yes | Class 8 | Yes | N/A | N/A | N/A | N/A | N/A | N/A | N/A | Available | N/A | N/A | 0 | 0 | N/A | 0 | 0 | AAC7703 | Yes | Variable output compressor | Inverter | No | - | 2640 | 0.595 | - | 445 | 1450 | No | - | - | - | 543.83 | 2843.28 | Yes | 170 | 1280 | No | - | - | 4050 | 0.985 | 345 | 1930 | No | - | - | No | - | - | - | 1450 | 3500 | No | - | - | - | - | - | - | - | - | No | - | - | No | - | -
HYSSAC26PWD | HYSSAC26PW* | N/A | HYUNDAI | N/A | Non Ducted | Single Split System | Wall Hung | Air | Air | China | 0.595 | N/A | 2.64 | N/A | N/A | N/A | N/A | N/A | 0.985 | 4.05 | Calorimeter Room | 4.3349 | 3.8501 | N/A | - | N/A | N/A | N/A | N/A | N/A | N/A | N/A | N/A | N/A | N/A | N/A | N/A | N/A | N/A | N/A | N/A | N/A | Single | R32 | Australia,Fiji,New Zealand | 155977 | 46977 | 0 | Approved | Reverse Cycle | N/A | Yes | Class 8 | Yes | N/A | N/A | N/A | N/A | N/A | N/A | N/A | Available | N/A | N/A | 0 | 0 | N/A | 0 | 0 | AAC7703 | Yes | Variable output compressor | Inverter | No | - | 2640 | 0.595 | - | 445 | 1450 | No | - | - | - | 543.83 | 2843.28 | Yes | 170 | 1280 | No | - | - | 4050 | 0.985 | 345 | 1930 | No | - | - | No | - | - | - | 1450 | 3500 | No | - | - | - | - | - | - | - | - | No | - | - | No | - | -
HYSSAC35PW* | HYSSAC35PW* | N/A | HYUNDAI | N/A | Non Ducted | Single Split System | Wall Hung | Air | Air | China | 0.8 | N/A | 3.5 | N/A | N/A | N/A | N/A | N/A | 1.07 | 4.5 | Calorimeter Room | 4.3234 | 4.2021 | N/A | - | N/A | N/A | N/A | N/A | N/A | N/A | N/A | N/A | N/A | N/A | N/A | N/A | N/A | N/A | N/A | N/A | N/A | Single | R32 | Australia,Fiji,New Zealand | 139843 | 46219 | 0 | Approved | Reverse Cycle | N/A | Yes | Class 8 | Yes | N/A | N/A | N/A | N/A | N/A | N/A | N/A | Available | N/A | N/A | 0 | 0 | N/A | 0 | 0 | AAC6169 | Yes | Variable output compressor | Inverter | No | - | 3500 | 0.8 | - | 390 | 1800 | No | - | - | - | 731.2 | 3769.5 | Yes | 225 | 1700 | No | - | - | 4500 | 1.07 | 420 | 2260 | No | - | - | No | - | - | - | 1590 | 4300 | No | - | - | - | - | - | - | - | - | No | - | - | No | - | -
HYSSAC35PWA | HYSSAC35PW* | N/A | HYUNDAI | N/A | Non Ducted | Single Split System | Wall Hung | Air | Air | China | 0.8 | N/A | 3.5 | N/A | N/A | N/A | N/A | N/A | 1.07 | 4.5 | Calorimeter Room | 4.3234 | 4.2021 | N/A | - | N/A | N/A | N/A | N/A | N/A | N/A | N/A | N/A | N/A | N/A | N/A | N/A | N/A | N/A | N/A | N/A | N/A | Single | R32 | Australia,Fiji,New Zealand | 139843 | 46219 | 0 | Approved | Reverse Cycle | N/A | Yes | Class 8 | Yes | N/A | N/A | N/A | N/A | N/A | N/A | N/A | Available | N/A | N/A | 0 | 0 | N/A | 0 | 0 | AAC6169 | Yes | Variable output compressor | Inverter | No | - | 3500 | 0.8 | - | 390 | 1800 | No | - | - | - | 731.2 | 3769.5 | Yes | 225 | 1700 | No | - | - | 4500 | 1.07 | 420 | 2260 | No | - | - | No | - | - | - | 1590 | 4300 | No | - | - | - | - | - | - | - | - | No | - | - | No | - | -
HYSSAC35PWB | HYSSAC35PW* | N/A | HYUNDAI | N/A | Non Ducted | Single Split System | Wall Hung | Air | Air | China | 0.8 | N/A | 3.5 | N/A | N/A | N/A | N/A | N/A | 1.07 | 4.5 | Calorimeter Room | 4.3234 | 4.2021 | N/A | - | N/A | N/A | N/A | N/A | N/A | N/A | N/A | N/A | N/A | N/A | N/A | N/A | N/A | N/A | N/A | N/A | N/A | Single | R32 | Australia,Fiji,New Zealand | 139843 | 46219 | 0 | Approved | Reverse Cycle | N/A | Yes | Class 8 | Yes | N/A | N/A | N/A | N/A | N/A | N/A | N/A | Available | N/A | N/A | 0 | 0 | N/A | 0 | 0 | AAC6169 | Yes | Variable output compressor | Inverter | No | - | 3500 | 0.8 | - | 390 | 1800 | No | - | - | - | 731.2 | 3769.5 | Yes | 225 | 1700 | No | - | - | 4500 | 1.07 | 420 | 2260 | No | - | - | No | - | - | - | 1590 | 4300 | No | - | - | - | - | - | - | - | - | No | - | - | No | - | -
HYSSAC35PWC | HYSSAC35PW* | N/A | HYUNDAI | N/A | Non Ducted | Single Split System | Wall Hung | Air | Air | China | 0.8 | N/A | 3.5 | N/A | N/A | N/A | N/A | N/A | 1.07 | 4.5 | Calorimeter Room | 4.3234 | 4.2021 | N/A | - | N/A | N/A | N/A | N/A | N/A | N/A | N/A | N/A | N/A | N/A | N/A | N/A | N/A | N/A | N/A | N/A | N/A | Single | R32 | Australia,Fiji,New Zealand | 139843 | 46219 | 0 | Approved | Reverse Cycle | N/A | Yes | Class 8 | Yes | N/A | N/A | N/A | N/A | N/A | N/A | N/A | Available | N/A | N/A | 0 | 0 | N/A | 0 | 0 | AAC6169 | Yes | Variable output compressor | Inverter | No | - | 3500 | 0.8 | - | 390 | 1800 | No | - | - | - | 731.2 | 3769.5 | Yes | 225 | 1700 | No | - | - | 4500 | 1.07 | 420 | 2260 | No | - | - | No | - | - | - | 1590 | 4300 | No | - | - | - | - | - | - | - | - | No | - | - | No | - | -
HYSSAC35PWD | HYSSAC35PW* | N/A | HYUNDAI | N/A | Non Ducted | Single Split System | Wall Hung | Air | Air | China | 0.8 | N/A | 3.5 | N/A | N/A | N/A | N/A | N/A | 1.07 | 4.5 | Calorimeter Room | 4.3234 | 4.2021 | N/A | - | N/A | N/A | N/A | N/A | N/A | N/A | N/A | N/A | N/A | N/A | N/A | N/A | N/A | N/A | N/A | N/A | N/A | Single | R32 | Australia,Fiji,New Zealand | 139843 | 46219 | 0 | Approved | Reverse Cycle | N/A | Yes | Class 8 | Yes | N/A | N/A | N/A | N/A | N/A | N/A | N/A | Available | N/A | N/A | 0 | 0 | N/A | 0 | 0 | AAC6169 | Yes | Variable output compressor | Inverter | No | - | 3500 | 0.8 | - | 390 | 1800 | No | - | - | - | 731.2 | 3769.5 | Yes | 225 | 1700 | No | - | - | 4500 | 1.07 | 420 | 2260 | No | - | - | No | - | - | - | 1590 | 4300 | No | - | - | - | - | - | - | - | - | No | - | - | No | - | -
HYSSAC52PW* | HYSSAC52PW* | N/A | HYUNDAI | N/A | Non Ducted | Single Split System | Wall Hung | Air | Air | China | 1.4 | N/A | 5.2 | N/A | N/A | N/A | N/A | N/A | 1.2 | 5.2 | Calorimeter Room | 3.6011 | 4.1987 | N/A | - | N/A | N/A | N/A | N/A | N/A | N/A | N/A | N/A | N/A | N/A | N/A | N/A | N/A | N/A | N/A | N/A | N/A | Single | R32 | Australia,Fiji,New Zealand | 139844 | 46222 | 0 | Approved | Reverse Cycle | N/A | Yes | Class 9 | Yes | N/A | N/A | N/A | N/A | N/A | N/A | N/A | Available | N/A | N/A | 0 | 0 | N/A | 0 | 0 | AAC6170 | Yes | Variable output compressor | Inverter | No | - | 5200 | 1.4 | - | 560 | 2500 | No | - | - | - | 1279.6 | 5600.4 | Yes | 400 | 2600 | No | - | - | 5200 | 1.2 | 510 | 2600 | No | - | - | No | - | - | - | 1810 | 5300 | No | - | - | - | - | - | - | - | - | No | - | - | No | - | -
HYSSAC52PWA | HYSSAC52PW* | N/A | HYUNDAI | N/A | Non Ducted | Single Split System | Wall Hung | Air | Air | China | 1.4 | N/A | 5.2 | N/A | N/A | N/A | N/A | N/A | 1.2 | 5.2 | Calorimeter Room | 3.6011 | 4.1987 | N/A | - | N/A | N/A | N/A | N/A | N/A | N/A | N/A | N/A | N/A | N/A | N/A | N/A | N/A | N/A | N/A | N/A | N/A | Single | R32 | Australia,Fiji,New Zealand | 139844 | 46222 | 0 | Approved | Reverse Cycle | N/A | Yes | Class 9 | Yes | N/A | N/A | N/A | N/A | N/A | N/A | N/A | Available | N/A | N/A | 0 | 0 | N/A | 0 | 0 | AAC6170 | Yes | Variable output compressor | Inverter | No | - | 5200 | 1.4 | - | 560 | 2500 | No | - | - | - | 1279.6 | 5600.4 | Yes | 400 | 2600 | No | - | - | 5200 | 1.2 | 510 | 2600 | No | - | - | No | - | - | - | 1810 | 5300 | No | - | - | - | - | - | - | - | - | No | - | - | No | - | -
HYSSAC52PWB | HYSSAC52PW* | N/A | HYUNDAI | N/A | Non Ducted | Single Split System | Wall Hung | Air | Air | China | 1.4 | N/A | 5.2 | N/A | N/A | N/A | N/A | N/A | 1.2 | 5.2 | Calorimeter Room | 3.6011 | 4.1987 | N/A | - | N/A | N/A | N/A | N/A | N/A | N/A | N/A | N/A | N/A | N/A | N/A | N/A | N/A | N/A | N/A | N/A | N/A | Single | R32 | Australia,Fiji,New Zealand | 139844 | 46222 | 0 | Approved | Reverse Cycle | N/A | Yes | Class 9 | Yes | N/A | N/A | N/A | N/A | N/A | N/A | N/A | Available | N/A | N/A | 0 | 0 | N/A | 0 | 0 | AAC6170 | Yes | Variable output compressor | Inverter | No | - | 5200 | 1.4 | - | 560 | 2500 | No | - | - | - | 1279.6 | 5600.4 | Yes | 400 | 2600 | No | - | - | 5200 | 1.2 | 510 | 2600 | No | - | - | No | - | - | - | 1810 | 5300 | No | - | - | - | - | - | - | - | - | No | - | - | No | - | -
HYSSAC52PWC | HYSSAC52PW* | N/A | HYUNDAI | N/A | Non Ducted | Single Split System | Wall Hung | Air | Air | China | 1.4 | N/A | 5.2 | N/A | N/A | N/A | N/A | N/A | 1.2 | 5.2 | Calorimeter Room | 3.6011 | 4.1987 | N/A | - | N/A | N/A | N/A | N/A | N/A | N/A | N/A | N/A | N/A | N/A | N/A | N/A | N/A | N/A | N/A | N/A | N/A | Single | R32 | Australia,Fiji,New Zealand | 139844 | 46222 | 0 | Approved | Reverse Cycle | N/A | Yes | Class 9 | Yes | N/A | N/A | N/A | N/A | N/A | N/A | N/A | Available | N/A | N/A | 0 | 0 | N/A | 0 | 0 | AAC6170 | Yes | Variable output compressor | Inverter | No | - | 5200 | 1.4 | - | 560 | 2500 | No | - | - | - | 1279.6 | 5600.4 | Yes | 400 | 2600 | No | - | - | 5200 | 1.2 | 510 | 2600 | No | - | - | No | - | - | - | 1810 | 5300 | No | - | - | - | - | - | - | - | - | No | - | - | No | - | -
HYSSAC52PWD | HYSSAC52PW* | N/A | HYUNDAI | N/A | Non Ducted | Single Split System | Wall Hung | Air | Air | China | 1.4 | N/A | 5.2 | N/A | N/A | N/A | N/A | N/A | 1.2 | 5.2 | Calorimeter Room | 3.6011 | 4.1987 | N/A | - | N/A | N/A | N/A | N/A | N/A | N/A | N/A | N/A | N/A | N/A | N/A | N/A | N/A | N/A | N/A | N/A | N/A | Single | R32 | Australia,Fiji,New Zealand | 139844 | 46222 | 0 | Approved | Reverse Cycle | N/A | Yes | Class 9 | Yes | N/A | N/A | N/A | N/A | N/A | N/A | N/A | Available | N/A | N/A | 0 | 0 | N/A | 0 | 0 | AAC6170 | Yes | Variable output compressor | Inverter | No | - | 5200 | 1.4 | - | 560 | 2500 | No | - | - | - | 1279.6 | 5600.4 | Yes | 400 | 2600 | No | - | - | 5200 | 1.2 | 510 | 2600 | No | - | - | No | - | - | - | 1810 | 5300 | No | - | - | - | - | - | - | - | - | No | - | - | No | - | -
HYSSAC72PW* | HYSSAC72PW* | N/A | HYUNDAI | N/A | Non Ducted | Single Split System | Wall Hung | Air | Air | China | 1.9 | N/A | 7.2 | N/A | N/A | N/A | N/A | N/A | 1.7 | 7.2 | Calorimeter Room | 3.5574 | 4.0042 | N/A | - | N/A | N/A | N/A | N/A | N/A | N/A | N/A | N/A | N/A | N/A | N/A | N/A | N/A | N/A | N/A | N/A | N/A | Single | R32 | Australia,Fiji,New Zealand | 139856 | 46218 | 0 | Approved | Reverse Cycle | N/A | Yes | Class 9 | Yes | N/A | N/A | N/A | N/A | N/A | N/A | N/A | Available | N/A | N/A | 0 | 0 | N/A | 0 | 0 | AAC6168 | Yes | Variable output compressor | Inverter | No | - | 7200 | 1.9 | - | 750 | 3700 | No | - | - | - | 1736.6 | 7754.4 | Yes | 580 | 3700 | No | - | - | 7200 | 1.7 | 690 | 3700 | No | - | - | No | - | - | - | 2100 | 6200 | No | - | - | - | - | - | - | - | - | No | - | - | No | - | -
HYSSAC72PWA | HYSSAC72PW* | N/A | HYUNDAI | N/A | Non Ducted | Single Split System | Wall Hung | Air | Air | China | 1.9 | N/A | 7.2 | N/A | N/A | N/A | N/A | N/A | 1.7 | 7.2 | Calorimeter Room | 3.5574 | 4.0042 | N/A | - | N/A | N/A | N/A | N/A | N/A | N/A | N/A | N/A | N/A | N/A | N/A | N/A | N/A | N/A | N/A | N/A | N/A | Single | R32 | Australia,Fiji,New Zealand | 139856 | 46218 | 0 | Approved | Reverse Cycle | N/A | Yes | Class 9 | Yes | N/A | N/A | N/A | N/A | N/A | N/A | N/A | Available | N/A | N/A | 0 | 0 | N/A | 0 | 0 | AAC6168 | Yes | Variable output compressor | Inverter | No | - | 7200 | 1.9 | - | 750 | 3700 | No | - | - | - | 1736.6 | 7754.4 | Yes | 580 | 3700 | No | - | - | 7200 | 1.7 | 690 | 3700 | No | - | - | No | - | - | - | 2100 | 6200 | No | - | - | - | - | - | - | - | - | No | - | - | No | - | -
HYSSAC72PWB | HYSSAC72PW* | N/A | HYUNDAI | N/A | Non Ducted | Single Split System | Wall Hung | Air | Air | China | 1.9 | N/A | 7.2 | N/A | N/A | N/A | N/A | N/A | 1.7 | 7.2 | Calorimeter Room | 3.5574 | 4.0042 | N/A | - | N/A | N/A | N/A | N/A | N/A | N/A | N/A | N/A | N/A | N/A | N/A | N/A | N/A | N/A | N/A | N/A | N/A | Single | R32 | Australia,Fiji,New Zealand | 139856 | 46218 | 0 | Approved | Reverse Cycle | N/A | Yes | Class 9 | Yes | N/A | N/A | N/A | N/A | N/A | N/A | N/A | Available | N/A | N/A | 0 | 0 | N/A | 0 | 0 | AAC6168 | Yes | Variable output compressor | Inverter | No | - | 7200 | 1.9 | - | 750 | 3700 | No | - | - | - | 1736.6 | 7754.4 | Yes | 580 | 3700 | No | - | - | 7200 | 1.7 | 690 | 3700 | No | - | - | No | - | - | - | 2100 | 6200 | No | - | - | - | - | - | - | - | - | No | - | - | No | - | -
HYSSAC72PWC | HYSSAC72PW* | N/A | HYUNDAI | N/A | Non Ducted | Single Split System | Wall Hung | Air | Air | China | 1.9 | N/A | 7.2 | N/A | N/A | N/A | N/A | N/A | 1.7 | 7.2 | Calorimeter Room | 3.5574 | 4.0042 | N/A | - | N/A | N/A | N/A | N/A | N/A | N/A | N/A | N/A | N/A | N/A | N/A | N/A | N/A | N/A | N/A | N/A | N/A | Single | R32 | Australia,Fiji,New Zealand | 139856 | 46218 | 0 | Approved | Reverse Cycle | N/A | Yes | Class 9 | Yes | N/A | N/A | N/A | N/A | N/A | N/A | N/A | Available | N/A | N/A | 0 | 0 | N/A | 0 | 0 | AAC6168 | Yes | Variable output compressor | Inverter | No | - | 7200 | 1.9 | - | 750 | 3700 | No | - | - | - | 1736.6 | 7754.4 | Yes | 580 | 3700 | No | - | - | 7200 | 1.7 | 690 | 3700 | No | - | - | No | - | - | - | 2100 | 6200 | No | - | - | - | - | - | - | - | - | No | - | - | No | - | -
HYSSAC72PWD | HYSSAC72PW* | N/A | HYUNDAI | N/A | Non Ducted | Single Split System | Wall Hung | Air | Air | China | 1.9 | N/A | 7.2 | N/A | N/A | N/A | N/A | N/A | 1.7 | 7.2 | Calorimeter Room | 3.5574 | 4.0042 | N/A | - | N/A | N/A | N/A | N/A | N/A | N/A | N/A | N/A | N/A | N/A | N/A | N/A | N/A | N/A | N/A | N/A | N/A | Single | R32 | Australia,Fiji,New Zealand | 139856 | 46218 | 0 | Approved | Reverse Cycle | N/A | Yes | Class 9 | Yes | N/A | N/A | N/A | N/A | N/A | N/A | N/A | Available | N/A | N/A | 0 | 0 | N/A | 0 | 0 | AAC6168 | Yes | Variable output compressor | Inverter | No | - | 7200 | 1.9 | - | 750 | 3700 | No | - | - | - | 1736.6 | 7754.4 | Yes | 580 | 3700 | No | - | - | 7200 | 1.7 | 690 | 3700 | No | - | - | No | - | - | - | 2100 | 6200 | No | - | - | - | - | - | - | - | - | No | - | - | No | - | -
HYSSAC75T* | HYSSAC75T* | N/A | HYUNDAI | N/A | Non Ducted | Single Split System | Wall Hung | Air | Air | China | 2.03 | N/A | 7.55 | N/A | N/A | N/A | N/A | N/A | 2.235 | 8.45 | Calorimeter Room | 3.7258 | 3.7808 | N/A | - | N/A | N/A | N/A | N/A | N/A | N/A | N/A | N/A | N/A | N/A | N/A | N/A | N/A | N/A | N/A | N/A | N/A | Single | R32 | Australia,Fiji,New Zealand | 130075 | 45848 | 0 | Approved | Reverse Cycle | N/A | Yes | Class 9 | Yes | N/A | N/A | N/A | N/A | N/A | N/A | N/A | Available | N/A | N/A | 0 | 0 | N/A | 0 | 0 | AAC5004 | Yes | Variable output compressor | Inverter | No | - | 7550 | 2.03 | - | 770 | 3845 | No | - | - | - | 1855.42 | 8131.35 | No | 703.78 | 4141.065 | No | - | - | 8450 | 2.235 | 845 | 4250 | No | - | - | No | - | - | - | 2425 | 7200 | No | - | - | - | - | - | - | - | - | No | - | - | No | - | -
HYSSAC75TA | HYSSAC75T* | N/A | HYUNDAI | N/A | Non Ducted | Single Split System | Wall Hung | Air | Air | China | 2.03 | N/A | 7.55 | N/A | N/A | N/A | N/A | N/A | 2.235 | 8.45 | Calorimeter Room | 3.7258 | 3.7808 | N/A | - | N/A | N/A | N/A | N/A | N/A | N/A | N/A | N/A | N/A | N/A | N/A | N/A | N/A | N/A | N/A | N/A | N/A | Single | R32 | Australia,Fiji,New Zealand | 130075 | 45848 | 0 | Approved | Reverse Cycle | N/A | Yes | Class 9 | Yes | N/A | N/A | N/A | N/A | N/A | N/A | N/A | Available | N/A | N/A | 0 | 0 | N/A | 0 | 0 | AAC5004 | Yes | Variable output compressor | Inverter | No | - | 7550 | 2.03 | - | 770 | 3845 | No | - | - | - | 1855.42 | 8131.35 | No | 703.78 | 4141.065 | No | - | - | 8450 | 2.235 | 845 | 4250 | No | - | - | No | - | - | - | 2425 | 7200 | No | - | - | - | - | - | - | - | - | No | - | - | No | - | -
HYSSAC75TB | HYSSAC75T* | N/A | HYUNDAI | N/A | Non Ducted | Single Split System | Wall Hung | Air | Air | China | 2.03 | N/A | 7.55 | N/A | N/A | N/A | N/A | N/A | 2.235 | 8.45 | Calorimeter Room | 3.7258 | 3.7808 | N/A | - | N/A | N/A | N/A | N/A | N/A | N/A | N/A | N/A | N/A | N/A | N/A | N/A | N/A | N/A | N/A | N/A | N/A | Single | R32 | Australia,Fiji,New Zealand | 130075 | 45848 | 0 | Approved | Reverse Cycle | N/A | Yes | Class 9 | Yes | N/A | N/A | N/A | N/A | N/A | N/A | N/A | Available | N/A | N/A | 0 | 0 | N/A | 0 | 0 | AAC5004 | Yes | Variable output compressor | Inverter | No | - | 7550 | 2.03 | - | 770 | 3845 | No | - | - | - | 1855.42 | 8131.35 | No | 703.78 | 4141.065 | No | - | - | 8450 | 2.235 | 845 | 4250 | No | - | - | No | - | - | - | 2425 | 7200 | No | - | - | - | - | - | - | - | - | No | - | - | No | - | -
HYSSAC75TC | HYSSAC75T* | N/A | HYUNDAI | N/A | Non Ducted | Single Split System | Wall Hung | Air | Air | China | 2.03 | N/A | 7.55 | N/A | N/A | N/A | N/A | N/A | 2.235 | 8.45 | Calorimeter Room | 3.7258 | 3.7808 | N/A | - | N/A | N/A | N/A | N/A | N/A | N/A | N/A | N/A | N/A | N/A | N/A | N/A | N/A | N/A | N/A | N/A | N/A | Single | R32 | Australia,Fiji,New Zealand | 130075 | 45848 | 0 | Approved | Reverse Cycle | N/A | Yes | Class 9 | Yes | N/A | N/A | N/A | N/A | N/A | N/A | N/A | Available | N/A | N/A | 0 | 0 | N/A | 0 | 0 | AAC5004 | Yes | Variable output compressor | Inverter | No | - | 7550 | 2.03 | - | 770 | 3845 | No | - | - | - | 1855.42 | 8131.35 | No | 703.78 | 4141.065 | No | - | - | 8450 | 2.235 | 845 | 4250 | No | - | - | No | - | - | - | 2425 | 7200 | No | - | - | - | - | - | - | - | - | No | - | - | No | - | -
HYSSAC75TD | HYSSAC75T* | N/A | HYUNDAI | N/A | Non Ducted | Single Split System | Wall Hung | Air | Air | China | 2.03 | N/A | 7.55 | N/A | N/A | N/A | N/A | N/A | 2.235 | 8.45 | Calorimeter Room | 3.7258 | 3.7808 | N/A | - | N/A | N/A | N/A | N/A | N/A | N/A | N/A | N/A | N/A | N/A | N/A | N/A | N/A | N/A | N/A | N/A | N/A | Single | R32 | Australia,Fiji,New Zealand | 130075 | 45848 | 0 | Approved | Reverse Cycle | N/A | Yes | Class 9 | Yes | N/A | N/A | N/A | N/A | N/A | N/A | N/A | Available | N/A | N/A | 0 | 0 | N/A | 0 | 0 | AAC5004 | Yes | Variable output compressor | Inverter | No | - | 7550 | 2.03 | - | 770 | 3845 | No | - | - | - | 1855.42 | 8131.35 | No | 703.78 | 4141.065 | No | - | - | 8450 | 2.235 | 845 | 4250 | No | - | - | No | - | - | - | 2425 | 7200 | No | - | - | - | - | - | - | - | - | No | - | - | No | - | -
HYSSAC84T* | HYSSAC84T* | N/A | HYUNDAI | N/A | Non Ducted | Single Split System | Wall Hung | Air | Air | China | 2.55 | N/A | 8.45 | N/A | N/A | N/A | N/A | N/A | 2.385 | 8.75 | Calorimeter Room | 3.3279 | 3.6608 | N/A | - | N/A | N/A | N/A | N/A | N/A | N/A | N/A | N/A | N/A | N/A | N/A | N/A | N/A | N/A | N/A | N/A | N/A | Single | R32 | Australia,Fiji,New Zealand | 130076 | 45838 | 0 | Approved | Reverse Cycle | N/A | Yes | Class 9 | Yes | N/A | N/A | N/A | N/A | N/A | N/A | N/A | Available | N/A | N/A | 0 | 0 | N/A | 0 | 0 | AAC4954 | Yes | Variable output compressor | Inverter | No | - | 8450 | 2.55 | - | 940 | 4400 | No | - | - | - | 2330.7 | 9100.65 | No | 859.16 | 4738.8 | No | - | - | 8750 | 2.385 | 905 | 4450 | No | - | - | No | - | - | - | 2795 | 8500 | No | - | - | - | - | - | - | - | - | No | - | - | No | - | -
HYSSAC84TA | HYSSAC84T* | N/A | HYUNDAI | N/A | Non Ducted | Single Split System | Wall Hung | Air | Air | China | 2.55 | N/A | 8.45 | N/A | N/A | N/A | N/A | N/A | 2.385 | 8.75 | Calorimeter Room | 3.3279 | 3.6608 | N/A | - | N/A | N/A | N/A | N/A | N/A | N/A | N/A | N/A | N/A | N/A | N/A | N/A | N/A | N/A | N/A | N/A | N/A | Single | R32 | Australia,Fiji,New Zealand | 130076 | 45838 | 0 | Approved | Reverse Cycle | N/A | Yes | Class 9 | Yes | N/A | N/A | N/A | N/A | N/A | N/A | N/A | Available | N/A | N/A | 0 | 0 | N/A | 0 | 0 | AAC4954 | Yes | Variable output compressor | Inverter | No | - | 8450 | 2.55 | - | 940 | 4400 | No | - | - | - | 2330.7 | 9100.65 | No | 859.16 | 4738.8 | No | - | - | 8750 | 2.385 | 905 | 4450 | No | - | - | No | - | - | - | 2795 | 8500 | No | - | - | - | - | - | - | - | - | No | - | - | No | - | -
HYSSAC84TB | HYSSAC84T* | N/A | HYUNDAI | N/A | Non Ducted | Single Split System | Wall Hung | Air | Air | China | 2.55 | N/A | 8.45 | N/A | N/A | N/A | N/A | N/A | 2.385 | 8.75 | Calorimeter Room | 3.3279 | 3.6608 | N/A | - | N/A | N/A | N/A | N/A | N/A | N/A | N/A | N/A | N/A | N/A | N/A | N/A | N/A | N/A | N/A | N/A | N/A | Single | R32 | Australia,Fiji,New Zealand | 130076 | 45838 | 0 | Approved | Reverse Cycle | N/A | Yes | Class 9 | Yes | N/A | N/A | N/A | N/A | N/A | N/A | N/A | Available | N/A | N/A | 0 | 0 | N/A | 0 | 0 | AAC4954 | Yes | Variable output compressor | Inverter | No | - | 8450 | 2.55 | - | 940 | 4400 | No | - | - | - | 2330.7 | 9100.65 | No | 859.16 | 4738.8 | No | - | - | 8750 | 2.385 | 905 | 4450 | No | - | - | No | - | - | - | 2795 | 8500 | No | - | - | - | - | - | - | - | - | No | - | - | No | - | -
HYSSAC84TC | HYSSAC84T* | N/A | HYUNDAI | N/A | Non Ducted | Single Split System | Wall Hung | Air | Air | China | 2.55 | N/A | 8.45 | N/A | N/A | N/A | N/A | N/A | 2.385 | 8.75 | Calorimeter Room | 3.3279 | 3.6608 | N/A | - | N/A | N/A | N/A | N/A | N/A | N/A | N/A | N/A | N/A | N/A | N/A | N/A | N/A | N/A | N/A | N/A | N/A | Single | R32 | Australia,Fiji,New Zealand | 130076 | 45838 | 0 | Approved | Reverse Cycle | N/A | Yes | Class 9 | Yes | N/A | N/A | N/A | N/A | N/A | N/A | N/A | Available | N/A | N/A | 0 | 0 | N/A | 0 | 0 | AAC4954 | Yes | Variable output compressor | Inverter | No | - | 8450 | 2.55 | - | 940 | 4400 | No | - | - | - | 2330.7 | 9100.65 | No | 859.16 | 4738.8 | No | - | - | 8750 | 2.385 | 905 | 4450 | No | - | - | No | - | - | - | 2795 | 8500 | No | - | - | - | - | - | - | - | - | No | - | - | No | - | -
HYSSAC84TD | HYSSAC84T* | N/A | HYUNDAI | N/A | Non Ducted | Single Split System | Wall Hung | Air | Air | China | 2.55 | N/A | 8.45 | N/A | N/A | N/A | N/A | N/A | 2.385 | 8.75 | Calorimeter Room | 3.3279 | 3.6608 | N/A | - | N/A | N/A | N/A | N/A | N/A | N/A | N/A | N/A | N/A | N/A | N/A | N/A | N/A | N/A | N/A | N/A | N/A | Single | R32 | Australia,Fiji,New Zealand | 130076 | 45838 | 0 | Approved | Reverse Cycle | N/A | Yes | Class 9 | Yes | N/A | N/A | N/A | N/A | N/A | N/A | N/A | Available | N/A | N/A | 0 | 0 | N/A | 0 | 0 | AAC4954 | Yes | Variable output compressor | Inverter | No | - | 8450 | 2.55 | - | 940 | 4400 | No | - | - | - | 2330.7 | 9100.65 | No | 859.16 | 4738.8 | No | - | - | 8750 | 2.385 | 905 | 4450 | No | - | - | No | - | - | - | 2795 | 8500 | No | - | - | - | - | - | - | - | - | No | - | - | No | - | -
HYSSAC88PW* | HYSSAC88PW* | N/A | HYUNDAI | N/A | Non Ducted | Single Split System | Wall Hung | Air | Air | China | 2.5 | N/A | 8.8 | N/A | N/A | N/A | N/A | N/A | 2.25 | 8.8 | Calorimeter Room | 3.6215 | 4.047 | N/A | - | N/A | N/A | N/A | N/A | N/A | N/A | N/A | N/A | N/A | N/A | N/A | N/A | N/A | N/A | N/A | N/A | N/A | Single | R32 | Australia,Fiji,New Zealand | 155155 | 46937 | 0 | Approved | Reverse Cycle | N/A | Yes | Class 9 | Yes | N/A | N/A | N/A | N/A | N/A | N/A | N/A | Available | N/A | N/A | 0 | 0 | N/A | 0 | 0 | AAC7612 | Yes | Variable output compressor | Inverter | No | - | 8800 | 2.5 | - | 830 | 4300 | No | - | - | - | 2285 | 9477.6 | Yes | 740 | 4500 | No | - | - | 8800 | 2.25 | 840 | 4250 | No | - | - | No | - | - | - | 2700 | 7500 | No | - | - | - | - | - | - | - | - | No | - | - | No | - | -
HYSSAC88PWA | HYSSAC88PW* | N/A | HYUNDAI | N/A | Non Ducted | Single Split System | Wall Hung | Air | Air | China | 2.5 | N/A | 8.8 | N/A | N/A | N/A | N/A | N/A | 2.25 | 8.8 | Calorimeter Room | 3.6215 | 4.047 | N/A | - | N/A | N/A | N/A | N/A | N/A | N/A | N/A | N/A | N/A | N/A | N/A | N/A | N/A | N/A | N/A | N/A | N/A | Single | R32 | Australia,Fiji,New Zealand | 155155 | 46937 | 0 | Approved | Reverse Cycle | N/A | Yes | Class 9 | Yes | N/A | N/A | N/A | N/A | N/A | N/A | N/A | Available | N/A | N/A | 0 | 0 | N/A | 0 | 0 | AAC7612 | Yes | Variable output compressor | Inverter | No | - | 8800 | 2.5 | - | 830 | 4300 | No | - | - | - | 2285 | 9477.6 | Yes | 740 | 4500 | No | - | - | 8800 | 2.25 | 840 | 4250 | No | - | - | No | - | - | - | 2700 | 7500 | No | - | - | - | - | - | - | - | - | No | - | - | No | - | -
HYSSAC88PWB | HYSSAC88PW* | N/A | HYUNDAI | N/A | Non Ducted | Single Split System | Wall Hung | Air | Air | China | 2.5 | N/A | 8.8 | N/A | N/A | N/A | N/A | N/A | 2.25 | 8.8 | Calorimeter Room | 3.6215 | 4.047 | N/A | - | N/A | N/A | N/A | N/A | N/A | N/A | N/A | N/A | N/A | N/A | N/A | N/A | N/A | N/A | N/A | N/A | N/A | Single | R32 | Australia,Fiji,New Zealand | 155155 | 46937 | 0 | Approved | Reverse Cycle | N/A | Yes | Class 9 | Yes | N/A | N/A | N/A | N/A | N/A | N/A | N/A | Available | N/A | N/A | 0 | 0 | N/A | 0 | 0 | AAC7612 | Yes | Variable output compressor | Inverter | No | - | 8800 | 2.5 | - | 830 | 4300 | No | - | - | - | 2285 | 9477.6 | Yes | 740 | 4500 | No | - | - | 8800 | 2.25 | 840 | 4250 | No | - | - | No | - | - | - | 2700 | 7500 | No | - | - | - | - | - | - | - | - | No | - | - | No | - | -
HYSSAC88PWC | HYSSAC88PW* | N/A | HYUNDAI | N/A | Non Ducted | Single Split System | Wall Hung | Air | Air | China | 2.5 | N/A | 8.8 | N/A | N/A | N/A | N/A | N/A | 2.25 | 8.8 | Calorimeter Room | 3.6215 | 4.047 | N/A | - | N/A | N/A | N/A | N/A | N/A | N/A | N/A | N/A | N/A | N/A | N/A | N/A | N/A | N/A | N/A | N/A | N/A | Single | R32 | Australia,Fiji,New Zealand | 155155 | 46937 | 0 | Approved | Reverse Cycle | N/A | Yes | Class 9 | Yes | N/A | N/A | N/A | N/A | N/A | N/A | N/A | Available | N/A | N/A | 0 | 0 | N/A | 0 | 0 | AAC7612 | Yes | Variable output compressor | Inverter | No | - | 8800 | 2.5 | - | 830 | 4300 | No | - | - | - | 2285 | 9477.6 | Yes | 740 | 4500 | No | - | - | 8800 | 2.25 | 840 | 4250 | No | - | - | No | - | - | - | 2700 | 7500 | No | - | - | - | - | - | - | - | - | No | - | - | No | - | -
HYSSAC88PWD | HYSSAC88PW* | N/A | HYUNDAI | N/A | Non Ducted | Single Split System | Wall Hung | Air | Air | China | 2.5 | N/A | 8.8 | N/A | N/A | N/A | N/A | N/A | 2.25 | 8.8 | Calorimeter Room | 3.6215 | 4.047 | N/A | - | N/A | N/A | N/A | N/A | N/A | N/A | N/A | N/A | N/A | N/A | N/A | N/A | N/A | N/A | N/A | N/A | N/A | Single | R32 | Australia,Fiji,New Zealand | 155155 | 46937 | 0 | Approved | Reverse Cycle | N/A | Yes | Class 9 | Yes | N/A | N/A | N/A | N/A | N/A | N/A | N/A | Available | N/A | N/A | 0 | 0 | N/A | 0 | 0 | AAC7612 | Yes | Variable output compressor | Inverter | No | - | 8800 | 2.5 | - | 830 | 4300 | No | - | - | - | 2285 | 9477.6 | Yes | 740 | 4500 | No | - | - | 8800 | 2.25 | 840 | 4250 | No | - | - | No | - | - | - | 2700 | 7500 | No | - | - | - | - | - | - | - | - | No | - | - | No | - | -
AU-V190W/N4-G01 | 0 | N/A | iCongo | N/A | Ducted | vrf | N/A | Air | Air | China | 3.59 | N/A | 19 | N/A | N/A | N/A | N/A | N/A | 4.45 | 23.32 | Enthalpy Test Room | 5.0328 | 4.8126 | N/A | - | N/A | N/A | N/A | N/A | N/A | N/A | N/A | N/A | N/A | N/A | N/A | N/A | N/A | N/A | N/A | N/A | N/A | Single | R32 | Australia,New Zealand | 159072 | 47133 | 0 | Approved | Reverse Cycle | N/A | Yes | Class 20 | Yes | N/A | N/A | N/A | N/A | N/A | N/A | N/A | Available | N/A | N/A | http://www.ecomatters.com.au/ | https://www.chigogroup.com/ | N/A | 0 | 0 | AAC8003 | Yes | Variable output compressor | Inverter | No | - | 19000 | 3.59 | - | 1410 | 9550 | No | - | - | - | 3281.26 | 20463 | No | 1288.74 | 10285.35 | No | - | - | 23320 | 4.45 | 1776 | 11500 | Yes | 1222 | 7860 | Yes | 7260 | 24500 | No | - | - | No | - | - | - | - | - | No | - | - | No | - | - | No | - | -
AU-V215W/N4-G01 | 0 | N/A | iCongo | N/A | Ducted | vrf | N/A | Air | Air | China | 4.25 | N/A | 21.5 | N/A | N/A | N/A | N/A | N/A | 5.25 | 26.15 | Enthalpy Test Room | 4.8981 | 4.5697 | N/A | - | N/A | N/A | N/A | N/A | N/A | N/A | N/A | N/A | N/A | N/A | N/A | N/A | N/A | N/A | N/A | N/A | N/A | Single | R32 | Australia,New Zealand | 158997 | 47133 | 0 | Approved | Reverse Cycle | N/A | Yes | Class 20 | Yes | N/A | N/A | N/A | N/A | N/A | N/A | N/A | Available | N/A | N/A | http://www.ecomatters.com.au/ | https://www.chigogroup.com/ | N/A | 0 | 0 | AAC8004 | Yes | Variable output compressor | Inverter | No | - | 21500 | 4.25 | - | 1580 | 10800 | No | - | - | - | 3884.5 | 23155.5 | No | 1444.12 | 11631.6 | No | - | - | 26150 | 5.25 | 2080 | 13150 | Yes | 1225 | 7860 | Yes | 7260 | 24500 | No | - | - | No | - | - | - | - | - | No | - | - | No | - | - | No | - | -
FC-72MSZKE | 0 | N/A | Infinite | N/A | Non Ducted | Single Split System | Wall Hung | Air | Air | China | 1.915 | N/A | 7.2 | N/A | N/A | N/A | N/A | N/A | 1.71 | 7.2 | Calorimeter Room | 3.7083 | 4.2029 | N/A | - | N/A | N/A | N/A | N/A | N/A | N/A | N/A | N/A | N/A | N/A | N/A | N/A | N/A | N/A | N/A | N/A | N/A | Single | R32 | Australia | 162400 | 47274 | 0 | Approved | Reverse Cycle | N/A | Yes | Class 9 | Yes | N/A | N/A | N/A | N/A | N/A | N/A | N/A | Available | N/A | N/A | http://www.stratton.global | 0 | N/A | 0 | 0 | AAC8291 | Yes | Multi-stage | - | No | - | 7200 | 1.915 | Yes | 755.6 | 3750 | No | - | - | No | 1750.31 | 7754.4 | - | 550 | 3720 | No | - | - | 7200 | 1.71 | 680 | 3750 | No | - | - | No | - | - | - | 2050 | 6500 | No | - | - | - | - | - | - | - | - | No | - | - | No | - | -
CZMO12IC3II | 0 | N/A | Innova 2.0 | 0.69 | Non Ducted | Unitary double duct wall mounted | - | Air | Air | Italy | 0.72 | 1.4 | 2.35 | 165 | N/A | N/A | N/A | 555 | 0.68 | 2.35 | Calorimeter Room | 3.2152 | 3.4635 | Yes | - | N/A | 1 | 1 | N/A | N/A | N/A | N/A | N/A | 3.2407 | 3.2222 | N/A | N/A | 1.9814 | 1.9444 | 1.5 | 1.5 | Calorimeter Room | Single | R410A | Australia,New Zealand | 152575 | 46911 | 0 | Approved | Reverse Cycle | 1030 | No | Class 1 | No | N/A | N/A | N/A | N/A | N/A | N/A | 3.2578 | Available | N/A | N/A | http://www.innovaenergie.com/ | 0 | Yes | 0 | https://reg.energyrating.gov.au/static/common/images/star_ratings_2014/aircon_rating_1.5_1.5.png | AAC7556 | Yes | Variable output compressor | Inverter | No | - | 2350 | 0.72 | - | 345 | 1250 | No | - | - | - | 658.08 | 2530.95 | No | 315.33 | 1346.25 | No | - | - | 2350 | 0.68 | 370 | 1250 | No | - | - | No | - | - | - | 720 | 1900 | No | - | - | - | - | - | - | - | - | Yes | 825 | 1400 | No | - | -
AW026-O/AW026-I | 0 | N/A | iZone | N/A | Non Ducted | Single Split System | Wall Hung | Air | Air | China | 0.52 | N/A | 2.5 | N/A | N/A | N/A | N/A | N/A | 0.67 | 3.2 | Calorimeter Room | 4.8912 | 4.7019 | N/A | - | N/A | N/A | N/A | N/A | N/A | N/A | N/A | N/A | N/A | N/A | N/A | N/A | N/A | N/A | N/A | N/A | N/A | Single | R32 | Australia,Fiji,New Zealand | 138620 | 46183 | 0 | Approved | Reverse Cycle | N/A | Yes | Class 8 | Yes | N/A | N/A | N/A | N/A | N/A | N/A | N/A | Available | N/A | N/A | https://izone.com.au/ | https://izone.com.au/ | N/A | 0 | 0 | AAC6070 | Yes | Variable output compressor | Inverter | No | - | 2500 | 0.52 | - | 250 | 1240 | Yes | 215 | 1070 | - | 475.28 | 2692.5 | Yes | 180 | 1270 | - | 160 | 1170 | 3200 | 0.67 | 280 | 1650 | Yes | 220 | 1280 | Yes | 950 | 2520 | No | - | - | No | - | - | - | - | - | No | - | - | No | - | - | No | - | -
AW035-O/AW035-I | 0 | N/A | iZone | N/A | Non Ducted | Single Split System | Wall Hung | Air | Air | China | 0.82 | N/A | 3.5 | N/A | N/A | N/A | N/A | N/A | 0.94 | 4 | Calorimeter Room | 4.2771 | 4.2731 | N/A | - | N/A | N/A | N/A | N/A | N/A | N/A | N/A | N/A | N/A | N/A | N/A | N/A | N/A | N/A | N/A | N/A | N/A | Single | R32 | Australia,Fiji,New Zealand | 138621 | 46184 | 0 | Approved | Reverse Cycle | N/A | Yes | Class 8 | Yes | N/A | N/A | N/A | N/A | N/A | N/A | N/A | Available | N/A | N/A | https://izone.com.au/ | https://izone.com.au/ | N/A | 0 | 0 | AAC6084 | Yes | Variable output compressor | Inverter | No | - | 3500 | 0.82 | - | 370 | 1850 | Yes | 205 | 970 | - | 749.48 | 3769.5 | Yes | 240 | 1800 | - | 140 | 1100 | 4000 | 0.94 | 360 | 2000 | Yes | 230 | 1230 | Yes | 1125 | 3560 | No | - | - | No | - | - | - | - | - | No | - | - | No | - | - | No | - | -
AW050-O/AW050-I | 0 | N/A | iZone | N/A | Non Ducted | Single Split System | Wall Hung | Air | Air | China | 1.24 | N/A | 5 | N/A | N/A | N/A | N/A | N/A | 1.45 | 6 | Calorimeter Room | 4.2523 | 4.1961 | N/A | - | N/A | N/A | N/A | N/A | N/A | N/A | N/A | N/A | N/A | N/A | N/A | N/A | N/A | N/A | N/A | N/A | N/A | Single | R32 | Australia,Fiji,New Zealand | 138622 | 46184 | 0 | Approved | Reverse Cycle | N/A | Yes | Class 9 | Yes | N/A | N/A | N/A | N/A | N/A | N/A | N/A | Available | N/A | N/A | https://izone.com.au/ | https://izone.com.au/ | N/A | 0 | 0 | AAC6083 | Yes | Variable output compressor | Inverter | No | - | 5000 | 1.24 | - | 505 | 2700 | Yes | 470 | 2530 | - | 1133.36 | 5385 | No | 461.57 | 2907.9 | - | 360 | 2625 | 6000 | 1.45 | 470 | 2750 | Yes | 275 | 1450 | Yes | 1430 | 4360 | No | - | - | No | - | - | - | - | - | No | - | - | No | - | - | No | - | -
AW070-O/AW070-I | 0 | N/A | iZone | N/A | Non Ducted | Single Split System | Wall Hung | Air | Air | China | 2.02 | N/A | 7.1 | N/A | N/A | N/A | N/A | N/A | 2.27 | 8 | Calorimeter Room | 3.5678 | 3.7941 | N/A | - | N/A | N/A | N/A | N/A | N/A | N/A | N/A | N/A | N/A | N/A | N/A | N/A | N/A | N/A | N/A | N/A | N/A | Single | R32 | Australia,Fiji,New Zealand | 138625 | 46188 | 0 | Approved | Reverse Cycle | N/A | Yes | Class 9 | Yes | N/A | N/A | N/A | N/A | N/A | N/A | N/A | Available | N/A | N/A | https://izone.com.au/ | https://izone.com.au/ | N/A | 0 | 0 | AAC6089 | Yes | Variable output compressor | Inverter | No | - | 7100 | 2.02 | - | 810 | 3900 | Yes | 715 | 3450 | - | 1846.28 | 7646.7 | Yes | 645 | 3900 | - | 520 | 3300 | 8000 | 2.27 | 790 | 4200 | Yes | 450 | 2500 | Yes | 2550 | 6100 | No | - | - | No | - | - | - | - | - | No | - | - | No | - | - | No | - | -
AW090-O/AW090-I | 0 | N/A | iZone | N/A | Non Ducted | Single Split System | Wall Hung | Air | Air | China | 2.57 | N/A | 9 | N/A | N/A | N/A | N/A | N/A | 2.855 | 10 | Calorimeter Room | 3.8343 | 3.7949 | N/A | - | N/A | N/A | N/A | N/A | N/A | N/A | N/A | N/A | N/A | N/A | N/A | N/A | N/A | N/A | N/A | N/A | N/A | Single | R32 | Australia,Fiji,New Zealand | 138626 | 46184 | 0 | Approved | Reverse Cycle | N/A | Yes | Class 9 | Yes | N/A | N/A | N/A | N/A | N/A | N/A | N/A | Available | N/A | N/A | https://izone.com.au/ | https://izone.com.au/ | N/A | 0 | 0 | AAC6082 | Yes | Variable output compressor | Inverter | No | - | 9000 | 2.57 | - | 940 | 4700 | Yes | 820 | 4110 | - | 2348.98 | 9693 | No | 859.16 | 5061.9 | - | 515 | 3600 | 10000 | 2.855 | 890 | 4800 | Yes | 500 | 2500 | Yes | 3275 | 8250 | No | - | - | No | - | - | - | - | - | No | - | - | No | - | - | No | - | -
KCI36 / KCI36 | 0 | N/A | Kaden | N/A | Non Ducted | Single Split System | Cassette | Air | Air | China | 2.63 | N/A | 10.5 | N/A | N/A | N/A | N/A | N/A | 2.7 | 11 | Calorimeter Room | 3.9943 | 4.1015 | N/A | - | N/A | N/A | N/A | N/A | N/A | N/A | N/A | N/A | N/A | N/A | N/A | N/A | N/A | N/A | N/A | N/A | N/A | Single | R32 | Australia,Fiji,New Zealand | 151492 | 46726 | 0 | Approved | Reverse Cycle | N/A | Yes | Class 11 | Yes | N/A | N/A | N/A | N/A | N/A | N/A | N/A | Available | N/A | N/A | http://www.reece.com.au/ | 0 | N/A | 0 | 0 | AAC7195 | Yes | Variable output compressor | Inverter | No | - | 10500 | 2.63 | - | 1330 | 5210 | Yes | 725 | 3760 | - | 2403.82 | 11308.5 | Yes | 770 | 5330 | - | 460 | 3720 | 11000 | 2.7 | 1050 | 5355 | Yes | 540 | 2760 | Yes | 6000 | 14800 | No | - | - | No | - | - | - | - | - | No | - | - | No | - | - | No | - | -
KD24 | 0 | N/A | Kaden | N/A | Ducted | Single Split System | - | Air | Air | China | 2.12 | N/A | 7 | N/A | N/A | N/A | N/A | N/A | 2.4 | 8 | Calorimeter Room | 3.4846 | 3.5784 | N/A | - | N/A | N/A | N/A | N/A | N/A | N/A | N/A | N/A | N/A | N/A | N/A | N/A | N/A | N/A | N/A | N/A | N/A | Single | R410A | Australia | 163694 | 47334 | 0 | Approved | Reverse Cycle | N/A | Yes | Class 10 | Yes | N/A | N/A | N/A | N/A | N/A | N/A | N/A | Available | N/A | N/A | http://www.midea.com/global/ | 0 | N/A | 0 | 0 | AAC8374 | Yes | Variable output compressor | Inverter | No | - | 7000 | 2.12 | - | 860 | 3500 | No | - | - | - | 1937.68 | 7539 | No | 786.04 | 3769.5 | No | - | - | 8000 | 2.4 | 840 | 4000 | No | - | - | No | - | - | - | 2300 | 6200 | No | - | - | - | - | - | - | - | - | No | - | - | No | - | -
KD24 / KCS24 | 0 | N/A | Kaden | N/A | Non Ducted | Single Split System | Cassette | Air | Air | China | 2.1 | N/A | 7 | N/A | N/A | N/A | N/A | N/A | 2.05 | 7.5 | Calorimeter Room | 3.5161 | 3.8943 | N/A | - | N/A | N/A | N/A | N/A | N/A | N/A | N/A | N/A | N/A | N/A | N/A | N/A | N/A | N/A | N/A | N/A | N/A | Single | R410A | Australia,Fiji,New Zealand | 133156 | 45949 | 0 | Approved | Reverse Cycle | N/A | No | Class 9 | No | N/A | N/A | N/A | N/A | N/A | N/A | N/A | Available | N/A | N/A | http://www.reece.com.au/ | 0 | N/A | 0 | 0 | AAC5417 | Yes | Variable output compressor | Inverter | No | - | 7000 | 2.1 | - | 980 | 3500 | Yes | 430 | 2110 | - | 1919.4 | 7539 | Yes | 460 | 3300 | - | 260 | 2150 | 7500 | 2.05 | 700 | 3800 | Yes | 330 | 1850 | Yes | 2680 | 6200 | No | - | - | No | - | - | - | - | - | No | - | - | No | - | - | No | - | -
KD36 | 0 | N/A | Kaden | N/A | Ducted | Single Split System | - | Air | Air | China | 3.18 | N/A | 10.5 | N/A | N/A | N/A | N/A | N/A | 3.18 | 10 | Calorimeter Room | 3.3311 | 3.2194 | N/A | - | N/A | N/A | N/A | N/A | N/A | N/A | N/A | N/A | N/A | N/A | N/A | N/A | N/A | N/A | N/A | N/A | N/A | Single | R410A | Australia | 163681 | 47334 | 0 | Approved | Reverse Cycle | N/A | Yes | Class 11 | Yes | N/A | N/A | N/A | N/A | N/A | N/A | N/A | Available | N/A | N/A | http://www.midea.com/global/ | 0 | N/A | 0 | 0 | AAC8375 | Yes | Variable output compressor | Inverter | No | - | 10500 | 3.18 | - | 1590 | 5000 | No | - | - | - | 2906.52 | 11308.5 | No | 1453.26 | 5385 | No | - | - | 10000 | 3.18 | 1050 | 5200 | No | - | - | No | - | - | - | 2750 | 7150 | No | - | - | - | - | - | - | - | - | No | - | - | No | - | -
KD36 / KCS36 | 0 | N/A | Kaden | N/A | Non Ducted | Single Split System | Cassette | Air | Air | China | 3.18 | N/A | 10.5 | N/A | N/A | N/A | N/A | N/A | 2.8 | 10.5 | Calorimeter Room | 3.321 | 3.8211 | N/A | - | N/A | N/A | N/A | N/A | N/A | N/A | N/A | N/A | N/A | N/A | N/A | N/A | N/A | N/A | N/A | N/A | N/A | Single | R410A | Australia,Fiji,New Zealand | 130802 | 45952 | 0 | Approved | Reverse Cycle | N/A | No | Class 11 | No | N/A | N/A | N/A | N/A | N/A | N/A | N/A | Available | N/A | N/A | http://www.reece.com.au/ | 0 | N/A | 0 | 0 | AAC5427 | Yes | Variable output compressor | Inverter | No | - | 10500 | 3.18 | - | 1320 | 5200 | Yes | 630 | 2030 | - | 2906.52 | 11308.5 | Yes | 850 | 4900 | - | 450 | 3000 | 10500 | 2.8 | 1000 | 5000 | Yes | 425 | 1980 | Yes | 3690 | 8200 | No | - | - | No | - | - | - | - | - | No | - | - | No | - | - | No | - | -
KD42 | 0 | N/A | Kaden | N/A | Ducted | Single Split System | - | Air | Air | China | 3.79 | N/A | 13 | N/A | N/A | N/A | N/A | N/A | 3.9 | 15 | Calorimeter Room | 3.2749 | 3.6645 | N/A | - | N/A | N/A | N/A | N/A | N/A | N/A | N/A | N/A | N/A | N/A | N/A | N/A | N/A | N/A | N/A | N/A | N/A | Single | R410A | Australia | 163696 | 47334 | 0 | Approved | Reverse Cycle | N/A | Yes | Class 11 | Yes | N/A | N/A | N/A | N/A | N/A | N/A | N/A | Available | N/A | N/A | http://www.midea.com/global/ | 0 | N/A | 0 | 0 | AAC8373 | Yes | Variable output compressor | Inverter | No | - | 13000 | 3.79 | - | 1600 | 6000 | No | - | - | - | 3464.06 | 14001 | No | 1462.4 | 6462 | No | - | - | 15000 | 3.9 | 1430 | 6900 | No | - | - | No | - | - | - | 3950 | 11700 | No | - | - | - | - | - | - | - | - | No | - | - | No | - | -
KD42 / KCS42 | 0 | N/A | Kaden | N/A | Non Ducted | Single Split System | Cassette | Air | Air | China | 3.79 | N/A | 12.5 | N/A | N/A | N/A | N/A | N/A | 3.85 | 13 | Calorimeter Room | 3.2483 | 3.6898 | N/A | - | N/A | N/A | N/A | N/A | N/A | N/A | N/A | N/A | N/A | N/A | N/A | N/A | N/A | N/A | N/A | N/A | N/A | Single | R410A | Australia,Fiji,New Zealand | 130897 | 45949 | 0 | Approved | Reverse Cycle | N/A | No | Class 11 | No | N/A | N/A | N/A | N/A | N/A | N/A | N/A | Available | N/A | N/A | http://www.reece.com.au/ | 0 | N/A | 0 | 0 | AAC5415 | Yes | Variable output compressor | Inverter | No | - | 12500 | 3.79 | - | 1380 | 6300 | Yes | 740 | 2170 | - | 3464.06 | 13462.5 | Yes | 1010 | 6280 | - | 535 | 3600 | 13000 | 3.85 | 1330 | 6500 | Yes | 530 | 2620 | Yes | 4960 | 13500 | No | - | - | No | - | - | - | - | - | No | - | - | No | - | - | No | - | -
KD48 | 0 | N/A | Kaden | N/A | Ducted | Single Split System | - | Air | Air | China | 4.25 | N/A | 14.5 | N/A | N/A | N/A | N/A | N/A | 4.5 | 17 | Calorimeter Room | 3.3746 | 3.6056 | N/A | - | N/A | N/A | N/A | N/A | N/A | N/A | N/A | N/A | N/A | N/A | N/A | N/A | N/A | N/A | N/A | N/A | N/A | Single | R410A | Australia | 163697 | 47334 | 0 | Approved | Reverse Cycle | N/A | Yes | Class 11 | Yes | N/A | N/A | N/A | N/A | N/A | N/A | N/A | Available | N/A | N/A | http://www.midea.com/global/ | 0 | N/A | 0 | 0 | AAC8372 | Yes | Variable output compressor | Inverter | No | - | 14500 | 4.25 | - | 1950 | 7250 | No | - | - | - | 3884.5 | 15616.5 | No | 1782.3 | 7808.25 | No | - | - | 17000 | 4.5 | 1790 | 8500 | No | - | - | No | - | - | - | 4400 | 11500 | No | - | - | - | - | - | - | - | - | No | - | - | No | - | -
KD48 / KCS48 | 0 | N/A | Kaden | N/A | Non Ducted | Single Split System | Cassette | Air | Air | China | 4.25 | N/A | 14 | N/A | N/A | N/A | N/A | N/A | 3.95 | 14.5 | Calorimeter Room | 3.3827 | 3.7806 | N/A | - | N/A | N/A | N/A | N/A | N/A | N/A | N/A | N/A | N/A | N/A | N/A | N/A | N/A | N/A | N/A | N/A | N/A | Single | R410A | Australia,Fiji,New Zealand | 129402 | 45949 | 0 | Approved | Reverse Cycle | N/A | No | Class 11 | No | N/A | N/A | N/A | N/A | N/A | N/A | N/A | Available | N/A | N/A | http://www.reece.com.au/ | 0 | N/A | 0 | 0 | AAC5416 | Yes | Variable output compressor | Inverter | No | - | 14000 | 4.25 | - | 1600 | 7000 | Yes | 900 | 3200 | - | 3884.5 | 15078 | No | 1462.4 | 7539 | - | 620 | 4200 | 14500 | 3.95 | 1420 | 7000 | Yes | 600 | 2950 | Yes | 4565 | 11600 | No | - | - | No | - | - | - | - | - | No | - | - | No | - | - | No | - | -
KDI24 / KDI24 | 0 | N/A | Kaden | N/A | Ducted | Single Split System | - | Air | Air | China | 2.1 | N/A | 7.3 | N/A | N/A | N/A | N/A | N/A | 1.8 | 7.5 | Calorimeter Room | 3.535 | 4.222 | N/A | - | N/A | N/A | N/A | N/A | N/A | N/A | N/A | N/A | N/A | N/A | N/A | N/A | N/A | N/A | N/A | N/A | N/A | Single | R32 | Australia,Fiji,New Zealand | 151475 | 46725 | 0 | Approved | Reverse Cycle | N/A | Yes | Class 10 | Yes | N/A | N/A | N/A | N/A | N/A | N/A | N/A | Available | N/A | N/A | http://www.reece.com.au/ | 0 | N/A | 0 | 0 | AAC7191 | Yes | Variable output compressor | Inverter | No | - | 7300 | 2.1 | - | 1070 | 3500 | Yes | 540 | 2380 | - | 1919.4 | 7862.1 | Yes | 595 | 3500 | - | 260 | 1845 | 7500 | 1.8 | 710 | 3610 | Yes | 360 | 1790 | Yes | 2680 | 7520 | No | - | - | No | - | - | - | - | - | No | - | - | No | - | - | No | - | -
KDI36 / KDI36 | 0 | N/A | Kaden | N/A | Ducted | Single Split System | - | Air | Air | China | 3.1 | N/A | 10.5 | N/A | N/A | N/A | N/A | N/A | 2.7 | 11.5 | Calorimeter Room | 3.2653 | 4.1732 | N/A | - | N/A | N/A | N/A | N/A | N/A | N/A | N/A | N/A | N/A | N/A | N/A | N/A | N/A | N/A | N/A | N/A | N/A | Single | R32 | Australia,Fiji,New Zealand | 151479 | 46725 | 0 | Approved | Reverse Cycle | N/A | Yes | Class 11 | Yes | N/A | N/A | N/A | N/A | N/A | N/A | N/A | Available | N/A | N/A | http://www.reece.com.au/ | 0 | N/A | 0 | 0 | AAC7192 | Yes | Variable output compressor | Inverter | No | - | 10500 | 3.1 | - | 1830 | 5150 | Yes | 735 | 2670 | - | 2833.4 | 11308.5 | Yes | 850 | 5180 | - | 350 | 2500 | 11500 | 2.7 | 1120 | 5750 | Yes | 480 | 2470 | Yes | 3300 | 9780 | No | - | - | No | - | - | - | - | - | No | - | - | No | - | - | No | - | -
KDI42 / KCI42 | 0 | N/A | Kaden | N/A | Non Ducted | Single Split System | Cassette | Air | Air | China | 3.39 | N/A | 12.5 | N/A | N/A | N/A | N/A | N/A | 3.42 | 13 | Calorimeter Room | 3.6874 | 3.8138 | N/A | - | N/A | N/A | N/A | N/A | N/A | N/A | N/A | N/A | N/A | N/A | N/A | N/A | N/A | N/A | N/A | N/A | N/A | Single | R32 | Australia,Fiji,New Zealand | 151493 | 46726 | 0 | Approved | Reverse Cycle | N/A | Yes | Class 11 | Yes | N/A | N/A | N/A | N/A | N/A | N/A | N/A | Available | N/A | N/A | http://www.reece.com.au/ | 0 | N/A | 0 | 0 | AAC7200 | Yes | Variable output compressor | Inverter | No | - | 12500 | 3.39 | - | 1655 | 5950 | Yes | 725 | 3760 | - | 3098.46 | 13462.5 | Yes | 935 | 6060 | - | 460 | 3720 | 13000 | 3.42 | 1240 | 6155 | Yes | 540 | 2760 | Yes | 5780 | 14800 | No | - | - | No | - | - | - | - | - | No | - | - | No | - | - | No | - | -
KDI42 / KDI42 | 0 | N/A | Kaden | N/A | Ducted | Single Split System | - | Air | Air | China | 3.65 | N/A | 12.5 | N/A | N/A | N/A | N/A | N/A | 3.15 | 13 | Calorimeter Room | 3.4167 | 4.1296 | N/A | - | N/A | N/A | N/A | N/A | N/A | N/A | N/A | N/A | N/A | N/A | N/A | N/A | N/A | N/A | N/A | N/A | N/A | Single | R32 | Australia,Fiji,New Zealand | 151480 | 46725 | 0 | Approved | Reverse Cycle | N/A | Yes | Class 11 | Yes | N/A | N/A | N/A | N/A | N/A | N/A | N/A | Available | N/A | N/A | http://www.reece.com.au/ | 0 | N/A | 0 | 0 | AAC7193 | Yes | Variable output compressor | Inverter | No | - | 12500 | 3.65 | - | 1580 | 6445 | Yes | 1010 | 3200 | - | 3336.1 | 13462.5 | Yes | 990 | 6050 | - | 540 | 3700 | 13000 | 3.15 | 1340 | 6720 | Yes | 540 | 2810 | Yes | 5540 | 14720 | No | - | - | No | - | - | - | - | - | No | - | - | No | - | - | No | - | -
KDI48 / KCI48 | 0 | N/A | Kaden | N/A | Non Ducted | Single Split System | Cassette | Air | Air | China | 4.25 | N/A | 14 | N/A | N/A | N/A | N/A | N/A | 4.05 | 14.5 | Calorimeter Room | 3.2865 | 3.5922 | N/A | - | N/A | N/A | N/A | N/A | N/A | N/A | N/A | N/A | N/A | N/A | N/A | N/A | N/A | N/A | N/A | N/A | N/A | Single | R32 | Australia,Fiji,New Zealand | 151494 | 46726 | 0 | Approved | Reverse Cycle | N/A | Yes | Class 11 | Yes | N/A | N/A | N/A | N/A | N/A | N/A | N/A | Available | N/A | N/A | http://www.reece.com.au/ | 0 | N/A | 0 | 0 | AAC7196 | Yes | Variable output compressor | Inverter | No | - | 14000 | 4.25 | - | 1800 | 7075 | Yes | 750 | 3580 | - | 3884.5 | 15078 | Yes | 1090 | 7365 | - | 475 | 3520 | 14500 | 4.05 | 1380 | 7220 | Yes | 545 | 3070 | Yes | 4270 | 12500 | No | - | - | No | - | - | - | - | - | No | - | - | No | - | - | No | - | -
KDI48 / KDI48 | 0 | N/A | Kaden | N/A | Ducted | Single Split System | - | Air | Air | China | 4.2 | N/A | 14 | N/A | N/A | N/A | N/A | N/A | 3.46 | 14 | Calorimeter Room | 3.324 | 4.0445 | N/A | - | N/A | N/A | N/A | N/A | N/A | N/A | N/A | N/A | N/A | N/A | N/A | N/A | N/A | N/A | N/A | N/A | N/A | Single | R32 | Australia,Fiji,New Zealand | 151481 | 46732 | 0 | Approved | Reverse Cycle | N/A | Yes | Class 11 | Yes | N/A | N/A | N/A | N/A | N/A | N/A | N/A | Available | N/A | N/A | http://www.reece.com.au/ | 0 | N/A | 0 | 0 | AAC7203 | Yes | Variable output compressor | Inverter | No | - | 14000 | 4.2 | - | 1730 | 6550 | Yes | 890 | 3210 | - | 3838.8 | 15078 | Yes | 1095 | 7100 | - | 530 | 3770 | 14000 | 3.46 | 1300 | 6500 | Yes | 560 | 2800 | Yes | 5060 | 14150 | No | - | - | No | - | - | - | - | - | No | - | - | No | - | - | No | - | -
KDI60 / KDI60 | 0 | N/A | Kaden | N/A | Ducted | Single Split System | - | Air | Air | China | 5.25 | N/A | 17 | N/A | N/A | N/A | N/A | N/A | 4.55 | 18 | Calorimeter Room | 3.271 | 3.9234 | N/A | - | N/A | N/A | N/A | N/A | N/A | N/A | N/A | N/A | N/A | N/A | N/A | N/A | N/A | N/A | N/A | N/A | N/A | Single | R32 | Australia,Fiji,New Zealand | 151490 | 46725 | 0 | Approved | Reverse Cycle | N/A | Yes | Class 11 | Yes | N/A | N/A | N/A | N/A | N/A | N/A | N/A | Available | N/A | N/A | http://www.reece.com.au/ | 0 | N/A | 0 | 0 | AAC7194 | Yes | Variable output compressor | Inverter | No | - | 17000 | 5.25 | - | 2720 | 8030 | Yes | 1100 | 4490 | - | 4798.5 | 18309 | Yes | 1355 | 8125 | - | 645 | 4050 | 18000 | 4.55 | 1720 | 8670 | Yes | 780 | 4130 | Yes | 4950 | 14510 | No | - | - | No | - | - | - | - | - | No | - | - | No | - | - | No | - | -
KM24 | 0 | N/A | Kaden | N/A | Non Ducted | fixed | N/A | Air | Air | China | 2 | N/A | 7.3 | N/A | N/A | N/A | N/A | N/A | 1.72 | 7.3 | Enthalpy Test Room | 3.6559 | 4.2368 | N/A | - | N/A | N/A | N/A | N/A | N/A | N/A | N/A | N/A | N/A | N/A | N/A | N/A | N/A | N/A | N/A | N/A | N/A | Single | R32 | Australia,Fiji,New Zealand | 149865 | 46659 | 0 | Approved | Reverse Cycle | N/A | Yes | Class 19 | Yes | N/A | N/A | N/A | N/A | N/A | N/A | N/A | Available | N/A | N/A | http://www.reece.com.au/ | 0 | N/A | 0 | 0 | AAC7067 | Yes | Variable output compressor | Inverter | No | - | 7300 | 2 | - | 815 | 3600 | Yes | 665 | 3000 | - | 1828 | 7862.1 | Yes | 500 | 3575 | - | 380 | 2870 | 7300 | 1.72 | 690 | 3420 | Yes | 395 | 2000 | Yes | 2790 | 8000 | No | - | - | No | - | - | - | - | - | No | - | - | No | - | - | No | - | -
KM28 | 0 | N/A | Kaden | N/A | Non Ducted | fixed | N/A | Air | Air | China | 2.34 | N/A | 8.5 | N/A | N/A | N/A | N/A | N/A | 2.1 | 8.7 | Enthalpy Test Room | 3.6298 | 4.14 | N/A | - | N/A | N/A | N/A | N/A | N/A | N/A | N/A | N/A | N/A | N/A | N/A | N/A | N/A | N/A | N/A | N/A | N/A | Single | R32 | Australia,Fiji,New Zealand | 150096 | 46655 | 0 | Approved | Reverse Cycle | N/A | Yes | Class 19 | Yes | N/A | N/A | N/A | N/A | N/A | N/A | N/A | Available | N/A | N/A | http://www.reece.com.au/ | 0 | N/A | 0 | 0 | AAC7032 | Yes | Variable output compressor | Inverter | No | - | 8500 | 2.34 | - | 975 | 4200 | Yes | 625 | 2770 | - | 2138.76 | 9154.5 | Yes | 520 | 3930 | - | 350 | 2720 | 8700 | 2.1 | 870 | 4380 | Yes | 480 | 2525 | Yes | 2635 | 8080 | No | - | - | No | - | - | - | - | - | No | - | - | No | - | - | No | - | -
KM36 | 0 | N/A | Kaden | N/A | Non Ducted | fixed | N/A | Air | Air | New Zealand | 3.15 | N/A | 11 | N/A | N/A | N/A | N/A | N/A | 2.95 | 11.5 | Enthalpy Test Room | 3.4714 | 3.9089 | N/A | - | N/A | N/A | N/A | N/A | N/A | N/A | N/A | N/A | N/A | N/A | N/A | N/A | N/A | N/A | N/A | N/A | N/A | Single | R32 | Australia,Fiji,New Zealand | 150099 | 46666 | 0 | Approved | Reverse Cycle | N/A | Yes | Class 20 | Yes | N/A | N/A | N/A | N/A | N/A | N/A | N/A | Available | N/A | N/A | http://www.reece.com.au/ | 0 | N/A | 0 | 0 | AAC7078 | Yes | Variable output compressor | Inverter | No | - | 11000 | 3.15 | - | 1310 | 5470 | Yes | 555 | 2525 | - | 2879.1 | 11847 | Yes | 800 | 5500 | - | 450 | 3330 | 11500 | 2.95 | 1190 | 5500 | Yes | 595 | 2460 | Yes | 3510 | 9620 | No | - | - | No | - | - | - | - | - | No | - | - | No | - | - | No | - | -
KM46 | 0 | N/A | Kaden | N/A | Non Ducted | fixed | N/A | Air | Air | China | 3.55 | N/A | 12 | N/A | N/A | N/A | N/A | N/A | 3.15 | 12 | Enthalpy Test Room | 3.329 | 3.8553 | N/A | - | N/A | N/A | N/A | N/A | N/A | N/A | N/A | N/A | N/A | N/A | N/A | N/A | N/A | N/A | N/A | N/A | N/A | Single | R32 | Australia,Fiji,New Zealand | 150100 | 46656 | 0 | Approved | Reverse Cycle | N/A | Yes | Class 20 | Yes | N/A | N/A | N/A | N/A | N/A | N/A | N/A | Available | N/A | N/A | http://www.reece.com.au/ | 0 | N/A | 0 | 0 | AAC7034 | Yes | Variable output compressor | Inverter | No | - | 12000 | 3.55 | - | 1395 | 5770 | Yes | 560 | 2530 | - | 3244.7 | 12924 | Yes | 870 | 5865 | - | 450 | 3330 | 12000 | 3.15 | 1275 | 5850 | Yes | 595 | 2460 | Yes | 3510 | 9620 | No | - | - | No | - | - | - | - | - | No | - | - | No | - | - | No | - | -
KS09 | 0 | N/A | KADEN | 0.1 | Non Ducted | Single Split System | Wall Hung | Air | Air | China | 0.6 | 2.5 | 2.6 | 193 | N/A | N/A | N/A | 302 | 0.65 | 2.8 | Calorimeter Room | 4.8151 | 4.4455 | Yes | - | N/A | 1 | 1 | N/A | N/A | N/A | N/A | N/A | 4.3697 | 4.4257 | N/A | N/A | 4.2394 | 4.3513 | 4 | 4 | Calorimeter Room | Single | R410A | Australia,Fiji,New Zealand | 147438 | 46587 | 0 | Approved | Reverse Cycle | 805 | No | Class 8 | No | Yes | N/A | Yes | Yes | Yes | N/A | 4.3946 | Available | N/A | N/A | http://www.midea.com/global/ | https://www.metalflex.com.au/products/brands/kaden/ | Yes | 0 | https://reg.energyrating.gov.au/static/common/images/star_ratings_2014/aircon_rating_4_4.png | AAC6827 | Yes | Variable output compressor | Inverter | No | - | 2600 | 0.6 | - | 235 | 1300 | Yes | 170 | 760 | - | 548.4 | 2800.2 | Yes | 170 | 1270 | - | 135 | 1000 | 2800 | 0.65 | 280 | 1400 | Yes | 210 | 920 | Yes | 990 | 3200 | No | - | - | No | - | - | - | - | - | No | - | - | No | - | - | No | - | -
KS12 | 0 | N/A | KADEN | 0.26 | Non Ducted | Single Split System | Wall Hung | Air | Air | China | 0.87 | 3.24 | 3.5 | 222 | N/A | N/A | N/A | 964 | 0.87 | 3.8 | Calorimeter Room | 4.2262 | 4.4764 | Yes | - | N/A | 1 | 1 | N/A | N/A | N/A | N/A | N/A | 4.0644 | 4.3369 | N/A | N/A | 3.6288 | 4.1738 | 3.5 | 4 | Calorimeter Room | Single | R410A | Australia,Fiji,New Zealand | 148517 | 46593 | 0 | Approved | Reverse Cycle | 325 | No | Class 8 | No | Yes | N/A | Yes | Yes | Yes | N/A | 4.0804 | Available | N/A | N/A | http://www.midea.com/global/ | https://www.metalflex.com.au/products/brands/kaden/ | Yes | 0 | https://reg.energyrating.gov.au/static/common/images/star_ratings_2014/aircon_rating_3.5_4.png | AAC6839 | Yes | Variable output compressor | Inverter | No | - | 3500 | 0.87 | - | 325 | 1780 | Yes | 240 | 1290 | - | 795.18 | 3769.5 | No | 297.05 | 1917.06 | - | 200 | 1520 | 3800 | 0.87 | 345 | 1900 | Yes | 200 | 1000 | Yes | 955 | 3200 | No | - | - | No | - | - | - | - | - | No | - | - | No | - | - | No | - | -
KS18 | 0 | N/A | KADEN | N/A | Non Ducted | Single Split System | Wall Hung | Air | Air | China | 1.35 | N/A | 5 | N/A | N/A | N/A | N/A | N/A | 1.35 | 5.1 | Calorimeter Room | 3.6674 | 3.7546 | N/A | - | N/A | N/A | N/A | N/A | N/A | N/A | N/A | N/A | N/A | N/A | N/A | N/A | N/A | N/A | N/A | N/A | N/A | Single | R410A | Australia,Fiji,New Zealand | 148144 | 46585 | 0 | Approved | Reverse Cycle | N/A | No | Class 9 | No | N/A | N/A | N/A | N/A | N/A | N/A | N/A | Available | N/A | N/A | http://www.midea.com/global/ | https://www.metalflex.com.au/products/brands/kaden/ | N/A | 0 | 0 | AAC6823 | Yes | Variable output compressor | Inverter | No | - | 5000 | 1.35 | - | 555 | 2500 | Yes | 420 | 1640 | - | 1233.9 | 5385 | No | 507.27 | 2692.5 | - | 285 | 1860 | 5100 | 1.35 | 550 | 2700 | Yes | 265 | 1360 | Yes | 1300 | 4510 | No | - | - | No | - | - | - | - | - | No | - | - | No | - | - | No | - | -
KS24 | 0 | N/A | KADEN | 1.3 | Non Ducted | Single Split System | Wall Hung | Air | Air | China | 1.98 | 5.7 | 7 | 232 | N/A | N/A | N/A | 342 | 2.1 | 7.5 | Calorimeter Room | 3.4532 | 3.5162 | Yes | - | N/A | 1 | 1 | N/A | N/A | N/A | N/A | N/A | 3.5016 | 3.6323 | N/A | N/A | 2.5032 | 2.7645 | 2.5 | 2.5 | Calorimeter Room | Single | R410A | Australia,Fiji,New Zealand | 148501 | 46593 | 0 | Approved | Reverse Cycle | 1106 | No | Class 9 | No | Yes | N/A | Yes | Yes | Yes | N/A | 3.5076 | Available | N/A | N/A | http://www.midea.com/global/ | https://www.metalflex.com.au/products/brands/kaden/ | Yes | 0 | https://reg.energyrating.gov.au/static/common/images/star_ratings_2014/aircon_rating_2.5_2.5.png | AAC6838 | Yes | Variable output compressor | Inverter | No | - | 7000 | 1.98 | - | 850 | 3650 | Yes | 710 | 2670 | - | 1809.72 | 7539 | Yes | 670 | 3855 | - | 390 | 2340 | 7500 | 2.1 | 830 | 3880 | Yes | 425 | 1915 | Yes | 3040 | 6785 | No | - | - | No | - | - | - | - | - | No | - | - | No | - | - | No | - | -
KS28 | 0 | N/A | KADEN | N/A | Non Ducted | Single Split System | Wall Hung | Air | Air | China | 2.4 | N/A | 8 | N/A | N/A | N/A | N/A | N/A | 2.4 | 8.1 | Calorimeter Room | 3.2695 | 3.2986 | N/A | - | N/A | N/A | N/A | N/A | N/A | N/A | N/A | N/A | N/A | N/A | N/A | N/A | N/A | N/A | N/A | N/A | N/A | Single | R410A | Australia,Fiji,New Zealand | 148148 | 46585 | 0 | Approved | Reverse Cycle | N/A | No | Class 9 | No | N/A | N/A | N/A | N/A | N/A | N/A | N/A | Available | N/A | N/A | http://www.midea.com/global/ | https://www.metalflex.com.au/products/brands/kaden/ | N/A | 0 | 0 | AAC6822 | Yes | Variable output compressor | Inverter | No | - | 8000 | 2.4 | - | 910 | 4000 | Yes | 760 | 3125 | - | 2193.6 | 8616 | No | 831.74 | 4308 | - | 510 | 3070 | 8100 | 2.4 | 980 | 4050 | Yes | 500 | 2280 | Yes | 2975 | 7020 | No | - | - | No | - | - | - | - | - | No | - | - | No | - | - | No | - | -
KSI06 | 0 | N/A | Kaden | N/A | Non Ducted | Single Split System | Wall Hung | Air | Air | China | 0.43 | N/A | 2 | N/A | N/A | N/A | N/A | N/A | 0.46 | 2.25 | Calorimeter Room | 4.6975 | 4.8242 | N/A | - | N/A | N/A | N/A | N/A | N/A | N/A | N/A | N/A | N/A | N/A | N/A | N/A | N/A | N/A | N/A | N/A | N/A | Single | R32 | Australia,Fiji,New Zealand | 136112 | 46070 | 0 | Approved | Reverse Cycle | N/A | Yes | Class 8 | Yes | N/A | N/A | N/A | N/A | N/A | N/A | N/A | Available | N/A | N/A | http://www.reece.com.au/ | 0 | N/A | 0 | 0 | AAC5786 | Yes | Variable output compressor | Inverter | No | - | 2000 | 0.43 | - | 200 | 1000 | Yes | 165 | 745 | - | 393.02 | 2154 | Yes | 140 | 1180 | - | 110 | 915 | 2250 | 0.46 | 200 | 1100 | Yes | 155 | 860 | Yes | 940 | 2850 | No | - | - | No | - | - | - | - | - | No | - | - | No | - | - | No | - | -
KSI09 | 0 | N/A | Kaden | N/A | Non Ducted | Single Split System | Wall Hung | Air | Air | China | 0.59 | N/A | 2.6 | N/A | N/A | N/A | N/A | N/A | 0.6 | 2.7 | Calorimeter Room | 4.4196 | 4.4678 | N/A | - | N/A | N/A | N/A | N/A | N/A | N/A | N/A | N/A | N/A | N/A | N/A | N/A | N/A | N/A | N/A | N/A | N/A | Single | R32 | Australia,Fiji,New Zealand | 136117 | 46070 | 0 | Approved | Reverse Cycle | N/A | Yes | Class 8 | Yes | N/A | N/A | N/A | N/A | N/A | N/A | N/A | Available | N/A | N/A | http://www.reece.com.au/ | 0 | N/A | 0 | 0 | AAC5785 | Yes | Variable output compressor | Inverter | No | - | 2600 | 0.59 | - | 240 | 1300 | Yes | 164 | 745 | - | 539.26 | 2800.2 | Yes | 180 | 1390 | - | 110 | 915 | 2700 | 0.6 | 250 | 1355 | Yes | 155 | 860 | Yes | 940 | 2850 | No | - | - | No | - | - | - | - | - | No | - | - | No | - | - | No | - | -
KSI12 | 0 | N/A | Kaden | N/A | Non Ducted | Single Split System | Wall Hung | Air | Air | China | 0.82 | N/A | 3.55 | N/A | N/A | N/A | N/A | N/A | 0.92 | 4 | Calorimeter Room | 4.2683 | 4.4312 | N/A | - | N/A | N/A | N/A | N/A | N/A | N/A | N/A | N/A | N/A | N/A | N/A | N/A | N/A | N/A | N/A | N/A | Calorimeter Room | Single | R32 | Australia,Fiji,New Zealand | 133777 | 46070 | 0 | Approved | Reverse Cycle | N/A | Yes | Class 8 | Yes | N/A | N/A | N/A | N/A | N/A | N/A | N/A | Available | N/A | N/A | http://www.reece.com.au/ | 0 | N/A | 0 | 0 | AAC5784 | Yes | Variable output compressor | Inverter | No | - | 3550 | 0.82 | - | 330 | 1800 | Yes | 170 | 800 | - | 749.48 | 3823.35 | Yes | 230 | 1730 | - | 140 | 1160 | 4000 | 0.92 | 340 | 2000 | Yes | 160 | 965 | Yes | 1020 | 3190 | No | - | - | No | - | - | - | - | - | No | - | - | No | - | - | No | - | -
KSI18 | 0 | N/A | Kaden | N/A | Non Ducted | Single Split System | Wall Hung | Air | Air | China | 1.3 | N/A | 5 | N/A | N/A | N/A | N/A | N/A | 1.35 | 5.2 | Calorimeter Room | 3.9219 | 3.9543 | N/A | - | N/A | N/A | N/A | N/A | N/A | N/A | N/A | N/A | N/A | N/A | N/A | N/A | N/A | N/A | N/A | N/A | N/A | Single | R32 | Australia,Fiji,New Zealand | 136119 | 46071 | 0 | Approved | Reverse Cycle | N/A | Yes | Class 9 | Yes | N/A | N/A | N/A | N/A | N/A | N/A | N/A | Available | N/A | N/A | http://www.reece.com.au/ | 0 | N/A | 0 | 0 | AAC5789 | Yes | Variable output compressor | Inverter | No | - | 5000 | 1.3 | - | 535 | 2600 | Yes | 495 | 2350 | - | 1188.2 | 5385 | Yes | 395 | 2730 | - | 320 | 2340 | 5200 | 1.35 | 530 | 2600 | Yes | 460 | 2310 | Yes | 1755 | 4700 | No | - | - | No | - | - | - | - | - | No | - | - | No | - | - | No | - | -
KSI24 | 0 | N/A | Kaden | N/A | Non Ducted | Single Split System | Wall Hung | Air | Air | China | 1.95 | N/A | 7 | N/A | N/A | N/A | N/A | N/A | 1.95 | 7.5 | Calorimeter Room | 3.5783 | 3.8353 | N/A | - | N/A | N/A | N/A | N/A | N/A | N/A | N/A | N/A | N/A | N/A | N/A | N/A | N/A | N/A | N/A | N/A | N/A | Single | R32 | Australia,Fiji,New Zealand | 136120 | 46070 | 0 | Approved | Reverse Cycle | N/A | Yes | Class 9 | Yes | N/A | N/A | N/A | N/A | N/A | N/A | N/A | Available | N/A | N/A | http://www.reece.com.au/ | 0 | N/A | 0 | 0 | AAC5787 | Yes | Variable output compressor | Inverter | No | - | 7000 | 1.95 | - | 740 | 3600 | Yes | 710 | 3360 | - | 1782.3 | 7539 | Yes | 625 | 3920 | - | 500 | 3280 | 7500 | 1.95 | 740 | 3800 | Yes | 415 | 2130 | Yes | 2860 | 6320 | No | - | - | No | - | - | - | - | - | No | - | - | No | - | - | No | - | -
KSI24 | 0 | N/A | Kaden | N/A | Non Ducted | Single Split System | Wall Hung | Air | Air | China | 1.95 | N/A | 7 | N/A | N/A | N/A | N/A | N/A | 2 | 7.5 | Calorimeter Room | 3.5343 | 3.7415 | N/A | - | N/A | N/A | N/A | N/A | N/A | N/A | N/A | N/A | N/A | N/A | N/A | N/A | N/A | N/A | N/A | N/A | N/A | Single | R32 | Australia,Fiji,New Zealand | 156364 | 46991 | 0 | Approved | Reverse Cycle | N/A | Yes | Class 9 | Yes | N/A | N/A | N/A | N/A | N/A | N/A | N/A | Available | N/A | N/A | http://www.reece.com.au/ | 0 | N/A | 0 | 0 | AAC7731 | Yes | Variable output compressor | Inverter | No | - | 7000 | 1.95 | - | 740 | 3630 | Yes | 700 | 3430 | - | 1782.3 | 7539 | Yes | 620 | 3860 | - | 490 | 3260 | 7500 | 2 | 800 | 4020 | Yes | 470 | 2390 | Yes | 2980 | 7780 | No | - | - | No | - | - | - | - | - | No | - | - | No | - | - | No | - | -
KSI28 | 0 | N/A | Kaden | N/A | Non Ducted | Single Split System | Wall Hung | Air | Air | China | 2.35 | N/A | 8 | N/A | N/A | N/A | N/A | N/A | 2.25 | 8.5 | Calorimeter Room | 3.42 | 3.7006 | N/A | - | N/A | N/A | N/A | N/A | N/A | N/A | N/A | N/A | N/A | N/A | N/A | N/A | N/A | N/A | N/A | N/A | N/A | Single | R32 | Australia,Fiji,New Zealand | 136121 | 46071 | 0 | Approved | Reverse Cycle | N/A | Yes | Class 9 | Yes | N/A | N/A | N/A | N/A | N/A | N/A | N/A | Available | N/A | N/A | http://www.reece.com.au/ | 0 | N/A | 0 | 0 | AAC5788 | Yes | Variable output compressor | Inverter | No | - | 8000 | 2.35 | - | 885 | 4100 | Yes | 780 | 3790 | - | 2147.9 | 8616 | Yes | 690 | 4250 | - | 500 | 3280 | 8500 | 2.25 | 800 | 4100 | Yes | 415 | 2130 | Yes | 2860 | 6320 | No | - | - | No | - | - | - | - | - | No | - | - | No | - | - | No | - | -
KSI28 | 0 | N/A | Kaden | N/A | Non Ducted | Single Split System | Wall Hung | Air | Air | China | 2.22 | N/A | 7.6 | N/A | N/A | N/A | N/A | N/A | 2.43 | 8.5 | Calorimeter Room | 3.4136 | 3.5193 | N/A | - | N/A | N/A | N/A | N/A | N/A | N/A | N/A | N/A | N/A | N/A | N/A | N/A | N/A | N/A | N/A | N/A | N/A | Single | R32 | Australia,Fiji,New Zealand | 156365 | 46995 | 0 | Approved | Reverse Cycle | N/A | Yes | Class 9 | Yes | N/A | N/A | N/A | N/A | N/A | N/A | N/A | Available | N/A | N/A | http://www.reece.com.au/ | 0 | N/A | 0 | 0 | AAC7754 | Yes | Variable output compressor | Inverter | No | - | 7600 | 2.22 | - | 900 | 4100 | Yes | 780 | 3800 | - | 2029.08 | 8185.2 | Yes | 690 | 4170 | - | 490 | 3260 | 8500 | 2.43 | 800 | 4020 | Yes | 470 | 2390 | Yes | 2980 | 7780 | No | - | - | No | - | - | - | - | - | No | - | - | No | - | - | No | - | -
KASHSAC26T* | KASHSAC26T* | N/A | KOGAN | N/A | Non Ducted | Single Split System | Wall Hung | Air | Air | China | 0.595 | N/A | 2.64 | N/A | N/A | N/A | N/A | N/A | 0.985 | 4.05 | Calorimeter Room | 4.3349 | 3.8501 | N/A | - | N/A | N/A | N/A | N/A | N/A | N/A | N/A | N/A | N/A | N/A | N/A | N/A | N/A | N/A | N/A | N/A | N/A | Single | R32 | Australia,Fiji,New Zealand | 161911 | 47261 | 0 | Approved | Reverse Cycle | N/A | Yes | Class 8 | Yes | N/A | N/A | N/A | N/A | N/A | N/A | N/A | Available | N/A | N/A | 0 | 0 | N/A | 0 | 0 | AAC8261 | Yes | Variable output compressor | Inverter | No | - | 2640 | 0.595 | - | 445 | 1450 | No | - | - | - | 543.83 | 2843.28 | Yes | 170 | 1280 | No | - | - | 4050 | 0.985 | 345 | 1930 | No | - | - | No | - | - | - | 1450 | 3500 | No | - | - | - | - | - | - | - | - | No | - | - | No | - | -
KASHSAC26TA | KASHSAC26T* | N/A | KOGAN | N/A | Non Ducted | Single Split System | Wall Hung | Air | Air | China | 0.595 | N/A | 2.64 | N/A | N/A | N/A | N/A | N/A | 0.985 | 4.05 | Calorimeter Room | 4.3349 | 3.8501 | N/A | - | N/A | N/A | N/A | N/A | N/A | N/A | N/A | N/A | N/A | N/A | N/A | N/A | N/A | N/A | N/A | N/A | N/A | Single | R32 | Australia,Fiji,New Zealand | 161911 | 47261 | 0 | Approved | Reverse Cycle | N/A | Yes | Class 8 | Yes | N/A | N/A | N/A | N/A | N/A | N/A | N/A | Available | N/A | N/A | 0 | 0 | N/A | 0 | 0 | AAC8261 | Yes | Variable output compressor | Inverter | No | - | 2640 | 0.595 | - | 445 | 1450 | No | - | - | - | 543.83 | 2843.28 | Yes | 170 | 1280 | No | - | - | 4050 | 0.985 | 345 | 1930 | No | - | - | No | - | - | - | 1450 | 3500 | No | - | - | - | - | - | - | - | - | No | - | - | No | - | -
KASHSAC26TB | KASHSAC26T* | N/A | KOGAN | N/A | Non Ducted | Single Split System | Wall Hung | Air | Air | China | 0.595 | N/A | 2.64 | N/A | N/A | N/A | N/A | N/A | 0.985 | 4.05 | Calorimeter Room | 4.3349 | 3.8501 | N/A | - | N/A | N/A | N/A | N/A | N/A | N/A | N/A | N/A | N/A | N/A | N/A | N/A | N/A | N/A | N/A | N/A | N/A | Single | R32 | Australia,Fiji,New Zealand | 161911 | 47261 | 0 | Approved | Reverse Cycle | N/A | Yes | Class 8 | Yes | N/A | N/A | N/A | N/A | N/A | N/A | N/A | Available | N/A | N/A | 0 | 0 | N/A | 0 | 0 | AAC8261 | Yes | Variable output compressor | Inverter | No | - | 2640 | 0.595 | - | 445 | 1450 | No | - | - | - | 543.83 | 2843.28 | Yes | 170 | 1280 | No | - | - | 4050 | 0.985 | 345 | 1930 | No | - | - | No | - | - | - | 1450 | 3500 | No | - | - | - | - | - | - | - | - | No | - | - | No | - | -
KASHSAC26TC | KASHSAC26T* | N/A | KOGAN | N/A | Non Ducted | Single Split System | Wall Hung | Air | Air | China | 0.595 | N/A | 2.64 | N/A | N/A | N/A | N/A | N/A | 0.985 | 4.05 | Calorimeter Room | 4.3349 | 3.8501 | N/A | - | N/A | N/A | N/A | N/A | N/A | N/A | N/A | N/A | N/A | N/A | N/A | N/A | N/A | N/A | N/A | N/A | N/A | Single | R32 | Australia,Fiji,New Zealand | 161911 | 47261 | 0 | Approved | Reverse Cycle | N/A | Yes | Class 8 | Yes | N/A | N/A | N/A | N/A | N/A | N/A | N/A | Available | N/A | N/A | 0 | 0 | N/A | 0 | 0 | AAC8261 | Yes | Variable output compressor | Inverter | No | - | 2640 | 0.595 | - | 445 | 1450 | No | - | - | - | 543.83 | 2843.28 | Yes | 170 | 1280 | No | - | - | 4050 | 0.985 | 345 | 1930 | No | - | - | No | - | - | - | 1450 | 3500 | No | - | - | - | - | - | - | - | - | No | - | - | No | - | -
KASHSAC26TD | KASHSAC26T* | N/A | KOGAN | N/A | Non Ducted | Single Split System | Wall Hung | Air | Air | China | 0.595 | N/A | 2.64 | N/A | N/A | N/A | N/A | N/A | 0.985 | 4.05 | Calorimeter Room | 4.3349 | 3.8501 | N/A | - | N/A | N/A | N/A | N/A | N/A | N/A | N/A | N/A | N/A | N/A | N/A | N/A | N/A | N/A | N/A | N/A | N/A | Single | R32 | Australia,Fiji,New Zealand | 161911 | 47261 | 0 | Approved | Reverse Cycle | N/A | Yes | Class 8 | Yes | N/A | N/A | N/A | N/A | N/A | N/A | N/A | Available | N/A | N/A | 0 | 0 | N/A | 0 | 0 | AAC8261 | Yes | Variable output compressor | Inverter | No | - | 2640 | 0.595 | - | 445 | 1450 | No | - | - | - | 543.83 | 2843.28 | Yes | 170 | 1280 | No | - | - | 4050 | 0.985 | 345 | 1930 | No | - | - | No | - | - | - | 1450 | 3500 | No | - | - | - | - | - | - | - | - | No | - | - | No | - | -
KASHSAC26U* | KASHSAC26U* | N/A | KOGAN | N/A | Non Ducted | Single Split System | Wall Hung | Air | Air | China | 0.67 | N/A | 2.64 | N/A | N/A | N/A | N/A | N/A | 0.67 | 2.9 | Calorimeter Room | 4.0318 | 4.3671 | N/A | - | N/A | N/A | N/A | N/A | N/A | N/A | N/A | N/A | N/A | N/A | N/A | N/A | N/A | N/A | N/A | N/A | N/A | Single | R32 | Australia,Fiji,New Zealand | 149828 | 46644 | 0 | Approved | Reverse Cycle | N/A | Yes | Class 8 | Yes | N/A | N/A | N/A | N/A | N/A | N/A | N/A | Available | N/A | N/A | https://www.auxgroup.com/China | 0 | N/A | 0 | 0 | AAC7011 | Yes | Variable output compressor | Inverter | No | - | 2640 | 0.67 | - | 320 | 1320 | Yes | 250 | 1150 | - | 612.38 | 2843.28 | Yes | 160 | 1300 | - | 120 | 900 | 2900 | 0.67 | 260 | 1450 | Yes | 200 | 1100 | No | - | - | - | 970 | 3000 | No | - | - | - | - | - | - | - | - | No | - | - | No | - | -
KASHSAC26UA | KASHSAC26U* | N/A | KOGAN | N/A | Non Ducted | Single Split System | Wall Hung | Air | Air | China | 0.67 | N/A | 2.64 | N/A | N/A | N/A | N/A | N/A | 0.67 | 2.9 | Calorimeter Room | 4.0318 | 4.3671 | N/A | - | N/A | N/A | N/A | N/A | N/A | N/A | N/A | N/A | N/A | N/A | N/A | N/A | N/A | N/A | N/A | N/A | N/A | Single | R32 | Australia,Fiji,New Zealand | 149828 | 46644 | 0 | Approved | Reverse Cycle | N/A | Yes | Class 8 | Yes | N/A | N/A | N/A | N/A | N/A | N/A | N/A | Available | N/A | N/A | https://www.auxgroup.com/China | 0 | N/A | 0 | 0 | AAC7011 | Yes | Variable output compressor | Inverter | No | - | 2640 | 0.67 | - | 320 | 1320 | Yes | 250 | 1150 | - | 612.38 | 2843.28 | Yes | 160 | 1300 | - | 120 | 900 | 2900 | 0.67 | 260 | 1450 | Yes | 200 | 1100 | No | - | - | - | 970 | 3000 | No | - | - | - | - | - | - | - | - | No | - | - | No | - | -
KASHSAC26UB | KASHSAC26U* | N/A | KOGAN | N/A | Non Ducted | Single Split System | Wall Hung | Air | Air | China | 0.67 | N/A | 2.64 | N/A | N/A | N/A | N/A | N/A | 0.67 | 2.9 | Calorimeter Room | 4.0318 | 4.3671 | N/A | - | N/A | N/A | N/A | N/A | N/A | N/A | N/A | N/A | N/A | N/A | N/A | N/A | N/A | N/A | N/A | N/A | N/A | Single | R32 | Australia,Fiji,New Zealand | 149828 | 46644 | 0 | Approved | Reverse Cycle | N/A | Yes | Class 8 | Yes | N/A | N/A | N/A | N/A | N/A | N/A | N/A | Available | N/A | N/A | https://www.auxgroup.com/China | 0 | N/A | 0 | 0 | AAC7011 | Yes | Variable output compressor | Inverter | No | - | 2640 | 0.67 | - | 320 | 1320 | Yes | 250 | 1150 | - | 612.38 | 2843.28 | Yes | 160 | 1300 | - | 120 | 900 | 2900 | 0.67 | 260 | 1450 | Yes | 200 | 1100 | No | - | - | - | 970 | 3000 | No | - | - | - | - | - | - | - | - | No | - | - | No | - | -
KASHSAC26UC | KASHSAC26U* | N/A | KOGAN | N/A | Non Ducted | Single Split System | Wall Hung | Air | Air | China | 0.67 | N/A | 2.64 | N/A | N/A | N/A | N/A | N/A | 0.67 | 2.9 | Calorimeter Room | 4.0318 | 4.3671 | N/A | - | N/A | N/A | N/A | N/A | N/A | N/A | N/A | N/A | N/A | N/A | N/A | N/A | N/A | N/A | N/A | N/A | N/A | Single | R32 | Australia,Fiji,New Zealand | 149828 | 46644 | 0 | Approved | Reverse Cycle | N/A | Yes | Class 8 | Yes | N/A | N/A | N/A | N/A | N/A | N/A | N/A | Available | N/A | N/A | https://www.auxgroup.com/China | 0 | N/A | 0 | 0 | AAC7011 | Yes | Variable output compressor | Inverter | No | - | 2640 | 0.67 | - | 320 | 1320 | Yes | 250 | 1150 | - | 612.38 | 2843.28 | Yes | 160 | 1300 | - | 120 | 900 | 2900 | 0.67 | 260 | 1450 | Yes | 200 | 1100 | No | - | - | - | 970 | 3000 | No | - | - | - | - | - | - | - | - | No | - | - | No | - | -
KASHSAC35T* | KASHSAC35T* | N/A | KOGAN | N/A | Non Ducted | Single Split System | Wall Hung | Air | Air | China | 0.8 | N/A | 3.5 | N/A | N/A | N/A | N/A | N/A | 1.07 | 4.5 | Calorimeter Room | 4.3234 | 4.2021 | N/A | - | N/A | N/A | N/A | N/A | N/A | N/A | N/A | N/A | N/A | N/A | N/A | N/A | N/A | N/A | N/A | N/A | N/A | Single | R32 | Australia,Fiji,New Zealand | 161984 | 47261 | 0 | Approved | Reverse Cycle | N/A | Yes | Class 8 | Yes | N/A | N/A | N/A | N/A | N/A | N/A | N/A | Available | N/A | N/A | 0 | 0 | N/A | 0 | 0 | AAC8262 | Yes | Variable output compressor | Inverter | No | - | 3500 | 0.8 | - | 390 | 1800 | No | - | - | - | 731.2 | 3769.5 | Yes | 225 | 1700 | No | - | - | 4500 | 1.07 | 420 | 2260 | No | - | - | No | - | - | - | 1590 | 4300 | No | - | - | - | - | - | - | - | - | No | - | - | No | - | -
KASHSAC35TA | KASHSAC35T* | N/A | KOGAN | N/A | Non Ducted | Single Split System | Wall Hung | Air | Air | China | 0.8 | N/A | 3.5 | N/A | N/A | N/A | N/A | N/A | 1.07 | 4.5 | Calorimeter Room | 4.3234 | 4.2021 | N/A | - | N/A | N/A | N/A | N/A | N/A | N/A | N/A | N/A | N/A | N/A | N/A | N/A | N/A | N/A | N/A | N/A | N/A | Single | R32 | Australia,Fiji,New Zealand | 161984 | 47261 | 0 | Approved | Reverse Cycle | N/A | Yes | Class 8 | Yes | N/A | N/A | N/A | N/A | N/A | N/A | N/A | Available | N/A | N/A | 0 | 0 | N/A | 0 | 0 | AAC8262 | Yes | Variable output compressor | Inverter | No | - | 3500 | 0.8 | - | 390 | 1800 | No | - | - | - | 731.2 | 3769.5 | Yes | 225 | 1700 | No | - | - | 4500 | 1.07 | 420 | 2260 | No | - | - | No | - | - | - | 1590 | 4300 | No | - | - | - | - | - | - | - | - | No | - | - | No | - | -
KASHSAC35TB | KASHSAC35T* | N/A | KOGAN | N/A | Non Ducted | Single Split System | Wall Hung | Air | Air | China | 0.8 | N/A | 3.5 | N/A | N/A | N/A | N/A | N/A | 1.07 | 4.5 | Calorimeter Room | 4.3234 | 4.2021 | N/A | - | N/A | N/A | N/A | N/A | N/A | N/A | N/A | N/A | N/A | N/A | N/A | N/A | N/A | N/A | N/A | N/A | N/A | Single | R32 | Australia,Fiji,New Zealand | 161984 | 47261 | 0 | Approved | Reverse Cycle | N/A | Yes | Class 8 | Yes | N/A | N/A | N/A | N/A | N/A | N/A | N/A | Available | N/A | N/A | 0 | 0 | N/A | 0 | 0 | AAC8262 | Yes | Variable output compressor | Inverter | No | - | 3500 | 0.8 | - | 390 | 1800 | No | - | - | - | 731.2 | 3769.5 | Yes | 225 | 1700 | No | - | - | 4500 | 1.07 | 420 | 2260 | No | - | - | No | - | - | - | 1590 | 4300 | No | - | - | - | - | - | - | - | - | No | - | - | No | - | -
KASHSAC35TC | KASHSAC35T* | N/A | KOGAN | N/A | Non Ducted | Single Split System | Wall Hung | Air | Air | China | 0.8 | N/A | 3.5 | N/A | N/A | N/A | N/A | N/A | 1.07 | 4.5 | Calorimeter Room | 4.3234 | 4.2021 | N/A | - | N/A | N/A | N/A | N/A | N/A | N/A | N/A | N/A | N/A | N/A | N/A | N/A | N/A | N/A | N/A | N/A | N/A | Single | R32 | Australia,Fiji,New Zealand | 161984 | 47261 | 0 | Approved | Reverse Cycle | N/A | Yes | Class 8 | Yes | N/A | N/A | N/A | N/A | N/A | N/A | N/A | Available | N/A | N/A | 0 | 0 | N/A | 0 | 0 | AAC8262 | Yes | Variable output compressor | Inverter | No | - | 3500 | 0.8 | - | 390 | 1800 | No | - | - | - | 731.2 | 3769.5 | Yes | 225 | 1700 | No | - | - | 4500 | 1.07 | 420 | 2260 | No | - | - | No | - | - | - | 1590 | 4300 | No | - | - | - | - | - | - | - | - | No | - | - | No | - | -
KASHSAC35TD | KASHSAC35T* | N/A | KOGAN | N/A | Non Ducted | Single Split System | Wall Hung | Air | Air | China | 0.8 | N/A | 3.5 | N/A | N/A | N/A | N/A | N/A | 1.07 | 4.5 | Calorimeter Room | 4.3234 | 4.2021 | N/A | - | N/A | N/A | N/A | N/A | N/A | N/A | N/A | N/A | N/A | N/A | N/A | N/A | N/A | N/A | N/A | N/A | N/A | Single | R32 | Australia,Fiji,New Zealand | 161984 | 47261 | 0 | Approved | Reverse Cycle | N/A | Yes | Class 8 | Yes | N/A | N/A | N/A | N/A | N/A | N/A | N/A | Available | N/A | N/A | 0 | 0 | N/A | 0 | 0 | AAC8262 | Yes | Variable output compressor | Inverter | No | - | 3500 | 0.8 | - | 390 | 1800 | No | - | - | - | 731.2 | 3769.5 | Yes | 225 | 1700 | No | - | - | 4500 | 1.07 | 420 | 2260 | No | - | - | No | - | - | - | 1590 | 4300 | No | - | - | - | - | - | - | - | - | No | - | - | No | - | -
KASHSAC35U* | KASHSAC35U* | N/A | KOGAN | N/A | Non Ducted | Single Split System | Wall Hung | Air | Air | China | 0.94 | N/A | 3.5 | N/A | N/A | N/A | N/A | N/A | 1.08 | 4 | Calorimeter Room | 3.82 | 3.7671 | N/A | - | N/A | N/A | N/A | N/A | N/A | N/A | N/A | N/A | N/A | N/A | N/A | N/A | N/A | N/A | N/A | N/A | N/A | Single | R32 | Australia,Fiji,New Zealand | 154823 | 46931 | 0 | Approved | Reverse Cycle | N/A | Yes | Class 8 | Yes | N/A | N/A | N/A | N/A | N/A | N/A | N/A | Available | N/A | N/A | https://www.auxgroup.com/China | 0 | N/A | 0 | 0 | AAC7596 | Yes | Variable output compressor | Inverter | No | - | 3500 | 0.94 | - | 400 | 1750 | Yes | 260 | 1190 | - | 859.16 | 3769.5 | Yes | 230 | 1720 | - | 140 | 1080 | 4000 | 1.08 | 400 | 2000 | Yes | 210 | 1150 | No | - | - | - | 970 | 2940 | No | - | - | - | - | - | - | - | - | No | - | - | No | - | -
KASHSAC35UA | KASHSAC35U* | N/A | KOGAN | N/A | Non Ducted | Single Split System | Wall Hung | Air | Air | China | 0.94 | N/A | 3.5 | N/A | N/A | N/A | N/A | N/A | 1.08 | 4 | Calorimeter Room | 3.82 | 3.7671 | N/A | - | N/A | N/A | N/A | N/A | N/A | N/A | N/A | N/A | N/A | N/A | N/A | N/A | N/A | N/A | N/A | N/A | N/A | Single | R32 | Australia,Fiji,New Zealand | 154823 | 46931 | 0 | Approved | Reverse Cycle | N/A | Yes | Class 8 | Yes | N/A | N/A | N/A | N/A | N/A | N/A | N/A | Available | N/A | N/A | https://www.auxgroup.com/China | 0 | N/A | 0 | 0 | AAC7596 | Yes | Variable output compressor | Inverter | No | - | 3500 | 0.94 | - | 400 | 1750 | Yes | 260 | 1190 | - | 859.16 | 3769.5 | Yes | 230 | 1720 | - | 140 | 1080 | 4000 | 1.08 | 400 | 2000 | Yes | 210 | 1150 | No | - | - | - | 970 | 2940 | No | - | - | - | - | - | - | - | - | No | - | - | No | - | -
KASHSAC35UB | KASHSAC35U* | N/A | KOGAN | N/A | Non Ducted | Single Split System | Wall Hung | Air | Air | China | 0.94 | N/A | 3.5 | N/A | N/A | N/A | N/A | N/A | 1.08 | 4 | Calorimeter Room | 3.82 | 3.7671 | N/A | - | N/A | N/A | N/A | N/A | N/A | N/A | N/A | N/A | N/A | N/A | N/A | N/A | N/A | N/A | N/A | N/A | N/A | Single | R32 | Australia,Fiji,New Zealand | 154823 | 46931 | 0 | Approved | Reverse Cycle | N/A | Yes | Class 8 | Yes | N/A | N/A | N/A | N/A | N/A | N/A | N/A | Available | N/A | N/A | https://www.auxgroup.com/China | 0 | N/A | 0 | 0 | AAC7596 | Yes | Variable output compressor | Inverter | No | - | 3500 | 0.94 | - | 400 | 1750 | Yes | 260 | 1190 | - | 859.16 | 3769.5 | Yes | 230 | 1720 | - | 140 | 1080 | 4000 | 1.08 | 400 | 2000 | Yes | 210 | 1150 | No | - | - | - | 970 | 2940 | No | - | - | - | - | - | - | - | - | No | - | - | No | - | -
KASHSAC35UC | KASHSAC35U* | N/A | KOGAN | N/A | Non Ducted | Single Split System | Wall Hung | Air | Air | China | 0.94 | N/A | 3.5 | N/A | N/A | N/A | N/A | N/A | 1.08 | 4 | Calorimeter Room | 3.82 | 3.7671 | N/A | - | N/A | N/A | N/A | N/A | N/A | N/A | N/A | N/A | N/A | N/A | N/A | N/A | N/A | N/A | N/A | N/A | N/A | Single | R32 | Australia,Fiji,New Zealand | 154823 | 46931 | 0 | Approved | Reverse Cycle | N/A | Yes | Class 8 | Yes | N/A | N/A | N/A | N/A | N/A | N/A | N/A | Available | N/A | N/A | https://www.auxgroup.com/China | 0 | N/A | 0 | 0 | AAC7596 | Yes | Variable output compressor | Inverter | No | - | 3500 | 0.94 | - | 400 | 1750 | Yes | 260 | 1190 | - | 859.16 | 3769.5 | Yes | 230 | 1720 | - | 140 | 1080 | 4000 | 1.08 | 400 | 2000 | Yes | 210 | 1150 | No | - | - | - | 970 | 2940 | No | - | - | - | - | - | - | - | - | No | - | - | No | - | -
KASHSAC52U* | KASHSAC52U* | N/A | KOGAN | N/A | Non Ducted | Single Split System | Wall Hung | Air | Air | China | 1.63 | N/A | 5.3 | N/A | N/A | N/A | N/A | N/A | 1.56 | 5.3 | Calorimeter Room | 3.2658 | 3.9712 | N/A | - | N/A | N/A | N/A | N/A | N/A | N/A | N/A | N/A | N/A | N/A | N/A | N/A | N/A | N/A | N/A | N/A | N/A | Single | R32 | Australia,Fiji,New Zealand | 154775 | 46928 | 0 | Approved | Reverse Cycle | N/A | Yes | Class 9 | Yes | N/A | N/A | N/A | N/A | N/A | N/A | N/A | Available | N/A | N/A | https://www.auxgroup.com/China | 0 | N/A | 0 | 0 | AAC7578 | Yes | Variable output compressor | Inverter | No | - | 5300 | 1.63 | - | 600 | 2650 | Yes | 400 | 1800 | - | 1489.82 | 5708.1 | Yes | 410 | 2650 | - | 230 | 1500 | 5300 | 1.56 | 490 | 2650 | Yes | 270 | 1360 | No | - | - | - | 1900 | 5200 | No | - | - | - | - | - | - | - | - | No | - | - | No | - | -
KASHSAC52UA | KASHSAC52U* | N/A | KOGAN | N/A | Non Ducted | Single Split System | Wall Hung | Air | Air | China | 1.63 | N/A | 5.3 | N/A | N/A | N/A | N/A | N/A | 1.56 | 5.3 | Calorimeter Room | 3.2658 | 3.9712 | N/A | - | N/A | N/A | N/A | N/A | N/A | N/A | N/A | N/A | N/A | N/A | N/A | N/A | N/A | N/A | N/A | N/A | N/A | Single | R32 | Australia,Fiji,New Zealand | 154775 | 46928 | 0 | Approved | Reverse Cycle | N/A | Yes | Class 9 | Yes | N/A | N/A | N/A | N/A | N/A | N/A | N/A | Available | N/A | N/A | https://www.auxgroup.com/China | 0 | N/A | 0 | 0 | AAC7578 | Yes | Variable output compressor | Inverter | No | - | 5300 | 1.63 | - | 600 | 2650 | Yes | 400 | 1800 | - | 1489.82 | 5708.1 | Yes | 410 | 2650 | - | 230 | 1500 | 5300 | 1.56 | 490 | 2650 | Yes | 270 | 1360 | No | - | - | - | 1900 | 5200 | No | - | - | - | - | - | - | - | - | No | - | - | No | - | -
KASHSAC52UB | KASHSAC52U* | N/A | KOGAN | N/A | Non Ducted | Single Split System | Wall Hung | Air | Air | China | 1.63 | N/A | 5.3 | N/A | N/A | N/A | N/A | N/A | 1.56 | 5.3 | Calorimeter Room | 3.2658 | 3.9712 | N/A | - | N/A | N/A | N/A | N/A | N/A | N/A | N/A | N/A | N/A | N/A | N/A | N/A | N/A | N/A | N/A | N/A | N/A | Single | R32 | Australia,Fiji,New Zealand | 154775 | 46928 | 0 | Approved | Reverse Cycle | N/A | Yes | Class 9 | Yes | N/A | N/A | N/A | N/A | N/A | N/A | N/A | Available | N/A | N/A | https://www.auxgroup.com/China | 0 | N/A | 0 | 0 | AAC7578 | Yes | Variable output compressor | Inverter | No | - | 5300 | 1.63 | - | 600 | 2650 | Yes | 400 | 1800 | - | 1489.82 | 5708.1 | Yes | 410 | 2650 | - | 230 | 1500 | 5300 | 1.56 | 490 | 2650 | Yes | 270 | 1360 | No | - | - | - | 1900 | 5200 | No | - | - | - | - | - | - | - | - | No | - | - | No | - | -
KASHSAC52UC | KASHSAC52U* | N/A | KOGAN | N/A | Non Ducted | Single Split System | Wall Hung | Air | Air | China | 1.63 | N/A | 5.3 | N/A | N/A | N/A | N/A | N/A | 1.56 | 5.3 | Calorimeter Room | 3.2658 | 3.9712 | N/A | - | N/A | N/A | N/A | N/A | N/A | N/A | N/A | N/A | N/A | N/A | N/A | N/A | N/A | N/A | N/A | N/A | N/A | Single | R32 | Australia,Fiji,New Zealand | 154775 | 46928 | 0 | Approved | Reverse Cycle | N/A | Yes | Class 9 | Yes | N/A | N/A | N/A | N/A | N/A | N/A | N/A | Available | N/A | N/A | https://www.auxgroup.com/China | 0 | N/A | 0 | 0 | AAC7578 | Yes | Variable output compressor | Inverter | No | - | 5300 | 1.63 | - | 600 | 2650 | Yes | 400 | 1800 | - | 1489.82 | 5708.1 | Yes | 410 | 2650 | - | 230 | 1500 | 5300 | 1.56 | 490 | 2650 | Yes | 270 | 1360 | No | - | - | - | 1900 | 5200 | No | - | - | - | - | - | - | - | - | No | - | - | No | - | -
KASHSAC70T* | KASHSAC70T* | N/A | KOGAN | N/A | Non Ducted | Single Split System | Wall Hung | Air | Air | China | 2.01 | N/A | 7 | N/A | N/A | N/A | N/A | N/A | 2.09 | 7 | Calorimeter Room | 3.408 | 3.3036 | N/A | - | N/A | N/A | N/A | N/A | N/A | N/A | N/A | N/A | N/A | N/A | N/A | N/A | N/A | N/A | N/A | N/A | N/A | Single | R32 | Australia,Fiji,New Zealand | 161990 | 47261 | 0 | Approved | Reverse Cycle | N/A | Yes | Class 9 | Yes | N/A | N/A | N/A | N/A | N/A | N/A | N/A | Available | N/A | N/A | 0 | 0 | N/A | 0 | 0 | AAC8263 | Yes | Variable output compressor | Inverter | No | - | 7000 | 2.01 | - | 740 | 3400 | No | - | - | - | 1837.14 | 7539 | Yes | 600 | 3500 | No | - | - | 7000 | 2.09 | 680 | 3500 | No | - | - | No | - | - | - | 2300 | 6000 | No | - | - | - | - | - | - | - | - | No | - | - | No | - | -
KASHSAC70TA | KASHSAC70T* | N/A | KOGAN | N/A | Non Ducted | Single Split System | Wall Hung | Air | Air | China | 2.01 | N/A | 7 | N/A | N/A | N/A | N/A | N/A | 2.09 | 7 | Calorimeter Room | 3.408 | 3.3036 | N/A | - | N/A | N/A | N/A | N/A | N/A | N/A | N/A | N/A | N/A | N/A | N/A | N/A | N/A | N/A | N/A | N/A | N/A | Single | R32 | Australia,Fiji,New Zealand | 161990 | 47261 | 0 | Approved | Reverse Cycle | N/A | Yes | Class 9 | Yes | N/A | N/A | N/A | N/A | N/A | N/A | N/A | Available | N/A | N/A | 0 | 0 | N/A | 0 | 0 | AAC8263 | Yes | Variable output compressor | Inverter | No | - | 7000 | 2.01 | - | 740 | 3400 | No | - | - | - | 1837.14 | 7539 | Yes | 600 | 3500 | No | - | - | 7000 | 2.09 | 680 | 3500 | No | - | - | No | - | - | - | 2300 | 6000 | No | - | - | - | - | - | - | - | - | No | - | - | No | - | -
KASHSAC70TB | KASHSAC70T* | N/A | KOGAN | N/A | Non Ducted | Single Split System | Wall Hung | Air | Air | China | 2.01 | N/A | 7 | N/A | N/A | N/A | N/A | N/A | 2.09 | 7 | Calorimeter Room | 3.408 | 3.3036 | N/A | - | N/A | N/A | N/A | N/A | N/A | N/A | N/A | N/A | N/A | N/A | N/A | N/A | N/A | N/A | N/A | N/A | N/A | Single | R32 | Australia,Fiji,New Zealand | 161990 | 47261 | 0 | Approved | Reverse Cycle | N/A | Yes | Class 9 | Yes | N/A | N/A | N/A | N/A | N/A | N/A | N/A | Available | N/A | N/A | 0 | 0 | N/A | 0 | 0 | AAC8263 | Yes | Variable output compressor | Inverter | No | - | 7000 | 2.01 | - | 740 | 3400 | No | - | - | - | 1837.14 | 7539 | Yes | 600 | 3500 | No | - | - | 7000 | 2.09 | 680 | 3500 | No | - | - | No | - | - | - | 2300 | 6000 | No | - | - | - | - | - | - | - | - | No | - | - | No | - | -
KASHSAC70TC | KASHSAC70T* | N/A | KOGAN | N/A | Non Ducted | Single Split System | Wall Hung | Air | Air | China | 2.01 | N/A | 7 | N/A | N/A | N/A | N/A | N/A | 2.09 | 7 | Calorimeter Room | 3.408 | 3.3036 | N/A | - | N/A | N/A | N/A | N/A | N/A | N/A | N/A | N/A | N/A | N/A | N/A | N/A | N/A | N/A | N/A | N/A | N/A | Single | R32 | Australia,Fiji,New Zealand | 161990 | 47261 | 0 | Approved | Reverse Cycle | N/A | Yes | Class 9 | Yes | N/A | N/A | N/A | N/A | N/A | N/A | N/A | Available | N/A | N/A | 0 | 0 | N/A | 0 | 0 | AAC8263 | Yes | Variable output compressor | Inverter | No | - | 7000 | 2.01 | - | 740 | 3400 | No | - | - | - | 1837.14 | 7539 | Yes | 600 | 3500 | No | - | - | 7000 | 2.09 | 680 | 3500 | No | - | - | No | - | - | - | 2300 | 6000 | No | - | - | - | - | - | - | - | - | No | - | - | No | - | -
KASHSAC70TD | KASHSAC70T* | N/A | KOGAN | N/A | Non Ducted | Single Split System | Wall Hung | Air | Air | China | 2.01 | N/A | 7 | N/A | N/A | N/A | N/A | N/A | 2.09 | 7 | Calorimeter Room | 3.408 | 3.3036 | N/A | - | N/A | N/A | N/A | N/A | N/A | N/A | N/A | N/A | N/A | N/A | N/A | N/A | N/A | N/A | N/A | N/A | N/A | Single | R32 | Australia,Fiji,New Zealand | 161990 | 47261 | 0 | Approved | Reverse Cycle | N/A | Yes | Class 9 | Yes | N/A | N/A | N/A | N/A | N/A | N/A | N/A | Available | N/A | N/A | 0 | 0 | N/A | 0 | 0 | AAC8263 | Yes | Variable output compressor | Inverter | No | - | 7000 | 2.01 | - | 740 | 3400 | No | - | - | - | 1837.14 | 7539 | Yes | 600 | 3500 | No | - | - | 7000 | 2.09 | 680 | 3500 | No | - | - | No | - | - | - | 2300 | 6000 | No | - | - | - | - | - | - | - | - | No | - | - | No | - | -
KASHSAC72U* | KASHSAC72U* | N/A | KOGAN | N/A | Non Ducted | Single Split System | Wall Hung | Air | Air | China | 2.15 | N/A | 7.04 | N/A | N/A | N/A | N/A | N/A | 2.45 | 8.2 | Calorimeter Room | 3.3449 | 3.2518 | N/A | - | N/A | N/A | N/A | N/A | N/A | N/A | N/A | N/A | N/A | N/A | N/A | N/A | N/A | N/A | N/A | N/A | N/A | Single | R32 | Australia,Fiji,New Zealand | 149825 | 46644 | 0 | Approved | Reverse Cycle | N/A | Yes | Class 9 | Yes | N/A | N/A | N/A | N/A | N/A | N/A | N/A | Available | N/A | N/A | https://www.auxgroup.com/China | 0 | N/A | 0 | 0 | AAC7010 | Yes | Variable output compressor | Inverter | No | - | 7040 | 2.15 | - | 960 | 3600 | Yes | 480 | 1600 | - | 1965.1 | 7582.08 | Yes | 580 | 3500 | - | 370 | 2300 | 8200 | 2.45 | 800 | 4200 | Yes | 370 | 1600 | No | - | - | - | 1980 | 5900 | No | - | - | - | - | - | - | - | - | No | - | - | No | - | -
KASHSAC72UA | KASHSAC72U* | N/A | KOGAN | N/A | Non Ducted | Single Split System | Wall Hung | Air | Air | China | 2.15 | N/A | 7.04 | N/A | N/A | N/A | N/A | N/A | 2.45 | 8.2 | Calorimeter Room | 3.3449 | 3.2518 | N/A | - | N/A | N/A | N/A | N/A | N/A | N/A | N/A | N/A | N/A | N/A | N/A | N/A | N/A | N/A | N/A | N/A | N/A | Single | R32 | Australia,Fiji,New Zealand | 149825 | 46644 | 0 | Approved | Reverse Cycle | N/A | Yes | Class 9 | Yes | N/A | N/A | N/A | N/A | N/A | N/A | N/A | Available | N/A | N/A | https://www.auxgroup.com/China | 0 | N/A | 0 | 0 | AAC7010 | Yes | Variable output compressor | Inverter | No | - | 7040 | 2.15 | - | 960 | 3600 | Yes | 480 | 1600 | - | 1965.1 | 7582.08 | Yes | 580 | 3500 | - | 370 | 2300 | 8200 | 2.45 | 800 | 4200 | Yes | 370 | 1600 | No | - | - | - | 1980 | 5900 | No | - | - | - | - | - | - | - | - | No | - | - | No | - | -
KASHSAC72UB | KASHSAC72U* | N/A | KOGAN | N/A | Non Ducted | Single Split System | Wall Hung | Air | Air | China | 2.15 | N/A | 7.04 | N/A | N/A | N/A | N/A | N/A | 2.45 | 8.2 | Calorimeter Room | 3.3449 | 3.2518 | N/A | - | N/A | N/A | N/A | N/A | N/A | N/A | N/A | N/A | N/A | N/A | N/A | N/A | N/A | N/A | N/A | N/A | N/A | Single | R32 | Australia,Fiji,New Zealand | 149825 | 46644 | 0 | Approved | Reverse Cycle | N/A | Yes | Class 9 | Yes | N/A | N/A | N/A | N/A | N/A | N/A | N/A | Available | N/A | N/A | https://www.auxgroup.com/China | 0 | N/A | 0 | 0 | AAC7010 | Yes | Variable output compressor | Inverter | No | - | 7040 | 2.15 | - | 960 | 3600 | Yes | 480 | 1600 | - | 1965.1 | 7582.08 | Yes | 580 | 3500 | - | 370 | 2300 | 8200 | 2.45 | 800 | 4200 | Yes | 370 | 1600 | No | - | - | - | 1980 | 5900 | No | - | - | - | - | - | - | - | - | No | - | - | No | - | -
KASHSAC72UC | KASHSAC72U* | N/A | KOGAN | N/A | Non Ducted | Single Split System | Wall Hung | Air | Air | China | 2.15 | N/A | 7.04 | N/A | N/A | N/A | N/A | N/A | 2.45 | 8.2 | Calorimeter Room | 3.3449 | 3.2518 | N/A | - | N/A | N/A | N/A | N/A | N/A | N/A | N/A | N/A | N/A | N/A | N/A | N/A | N/A | N/A | N/A | N/A | N/A | Single | R32 | Australia,Fiji,New Zealand | 149825 | 46644 | 0 | Approved | Reverse Cycle | N/A | Yes | Class 9 | Yes | N/A | N/A | N/A | N/A | N/A | N/A | N/A | Available | N/A | N/A | https://www.auxgroup.com/China | 0 | N/A | 0 | 0 | AAC7010 | Yes | Variable output compressor | Inverter | No | - | 7040 | 2.15 | - | 960 | 3600 | Yes | 480 | 1600 | - | 1965.1 | 7582.08 | Yes | 580 | 3500 | - | 370 | 2300 | 8200 | 2.45 | 800 | 4200 | Yes | 370 | 1600 | No | - | - | - | 1980 | 5900 | No | - | - | - | - | - | - | - | - | No | - | - | No | - | -
KASHSAC80T* | KASHSAC80T* | N/A | KOGAN | N/A | Non Ducted | Single Split System | Wall Hung | Air | Air | China | 2.3 | N/A | 8.2 | N/A | N/A | N/A | N/A | N/A | 2.3 | 8.5 | Calorimeter Room | 3.5346 | 3.7519 | N/A | - | N/A | N/A | N/A | N/A | N/A | N/A | N/A | N/A | N/A | N/A | N/A | N/A | N/A | N/A | N/A | N/A | N/A | Single | R32 | Australia,Fiji,New Zealand | 150127 | 46666 | 0 | Approved | Reverse Cycle | N/A | Yes | Class 9 | Yes | N/A | N/A | N/A | N/A | N/A | N/A | N/A | Available | N/A | N/A | 0 | 0 | N/A | 0 | 0 | AAC7077 | Yes | Variable output compressor | Inverter | No | - | 8200 | 2.3 | - | 810 | 4200 | No | - | - | - | 2102.2 | 8831.4 | Yes | 650 | 4250 | No | - | - | 8500 | 2.3 | 750 | 4200 | No | - | - | No | - | - | - | 3000 | 7900 | No | - | - | - | - | - | - | - | - | No | - | - | No | - | -
KASHSAC80TA | KASHSAC80T* | N/A | KOGAN | N/A | Non Ducted | Single Split System | Wall Hung | Air | Air | China | 2.3 | N/A | 8.2 | N/A | N/A | N/A | N/A | N/A | 2.3 | 8.5 | Calorimeter Room | 3.5346 | 3.7519 | N/A | - | N/A | N/A | N/A | N/A | N/A | N/A | N/A | N/A | N/A | N/A | N/A | N/A | N/A | N/A | N/A | N/A | N/A | Single | R32 | Australia,Fiji,New Zealand | 150127 | 46666 | 0 | Approved | Reverse Cycle | N/A | Yes | Class 9 | Yes | N/A | N/A | N/A | N/A | N/A | N/A | N/A | Available | N/A | N/A | 0 | 0 | N/A | 0 | 0 | AAC7077 | Yes | Variable output compressor | Inverter | No | - | 8200 | 2.3 | - | 810 | 4200 | No | - | - | - | 2102.2 | 8831.4 | Yes | 650 | 4250 | No | - | - | 8500 | 2.3 | 750 | 4200 | No | - | - | No | - | - | - | 3000 | 7900 | No | - | - | - | - | - | - | - | - | No | - | - | No | - | -
KASHSAC80TB | KASHSAC80T* | N/A | KOGAN | N/A | Non Ducted | Single Split System | Wall Hung | Air | Air | China | 2.3 | N/A | 8.2 | N/A | N/A | N/A | N/A | N/A | 2.3 | 8.5 | Calorimeter Room | 3.5346 | 3.7519 | N/A | - | N/A | N/A | N/A | N/A | N/A | N/A | N/A | N/A | N/A | N/A | N/A | N/A | N/A | N/A | N/A | N/A | N/A | Single | R32 | Australia,Fiji,New Zealand | 150127 | 46666 | 0 | Approved | Reverse Cycle | N/A | Yes | Class 9 | Yes | N/A | N/A | N/A | N/A | N/A | N/A | N/A | Available | N/A | N/A | 0 | 0 | N/A | 0 | 0 | AAC7077 | Yes | Variable output compressor | Inverter | No | - | 8200 | 2.3 | - | 810 | 4200 | No | - | - | - | 2102.2 | 8831.4 | Yes | 650 | 4250 | No | - | - | 8500 | 2.3 | 750 | 4200 | No | - | - | No | - | - | - | 3000 | 7900 | No | - | - | - | - | - | - | - | - | No | - | - | No | - | -
KASHSAC80TC | KASHSAC80T* | N/A | KOGAN | N/A | Non Ducted | Single Split System | Wall Hung | Air | Air | China | 2.3 | N/A | 8.2 | N/A | N/A | N/A | N/A | N/A | 2.3 | 8.5 | Calorimeter Room | 3.5346 | 3.7519 | N/A | - | N/A | N/A | N/A | N/A | N/A | N/A | N/A | N/A | N/A | N/A | N/A | N/A | N/A | N/A | N/A | N/A | N/A | Single | R32 | Australia,Fiji,New Zealand | 150127 | 46666 | 0 | Approved | Reverse Cycle | N/A | Yes | Class 9 | Yes | N/A | N/A | N/A | N/A | N/A | N/A | N/A | Available | N/A | N/A | 0 | 0 | N/A | 0 | 0 | AAC7077 | Yes | Variable output compressor | Inverter | No | - | 8200 | 2.3 | - | 810 | 4200 | No | - | - | - | 2102.2 | 8831.4 | Yes | 650 | 4250 | No | - | - | 8500 | 2.3 | 750 | 4200 | No | - | - | No | - | - | - | 3000 | 7900 | No | - | - | - | - | - | - | - | - | No | - | - | No | - | -
KASHSAC80TD | KASHSAC80T* | N/A | KOGAN | N/A | Non Ducted | Single Split System | Wall Hung | Air | Air | China | 2.3 | N/A | 8.2 | N/A | N/A | N/A | N/A | N/A | 2.3 | 8.5 | Calorimeter Room | 3.5346 | 3.7519 | N/A | - | N/A | N/A | N/A | N/A | N/A | N/A | N/A | N/A | N/A | N/A | N/A | N/A | N/A | N/A | N/A | N/A | N/A | Single | R32 | Australia,Fiji,New Zealand | 150127 | 46666 | 0 | Approved | Reverse Cycle | N/A | Yes | Class 9 | Yes | N/A | N/A | N/A | N/A | N/A | N/A | N/A | Available | N/A | N/A | 0 | 0 | N/A | 0 | 0 | AAC7077 | Yes | Variable output compressor | Inverter | No | - | 8200 | 2.3 | - | 810 | 4200 | No | - | - | - | 2102.2 | 8831.4 | Yes | 650 | 4250 | No | - | - | 8500 | 2.3 | 750 | 4200 | No | - | - | No | - | - | - | 3000 | 7900 | No | - | - | - | - | - | - | - | - | No | - | - | No | - | -
KASVWAC30Y* | KASVWAC30Y* | N/A | KOGAN | N/A | Non Ducted | Window Wall | - | Air | Air | China | 1 | N/A | 3.08 | N/A | N/A | N/A | N/A | N/A | 0.95 | 3.22 | Calorimeter Room | 3.0949 | 3.3447 | N/A | 86.9 | N/A | N/A | N/A | N/A | N/A | N/A | N/A | N/A | N/A | N/A | N/A | N/A | N/A | N/A | N/A | N/A | N/A | Single | R32 | Australia,Fiji,New Zealand | 160276 | 47203 | 0 | Approved | Reverse Cycle | N/A | No | Class 5 | No | N/A | N/A | N/A | N/A | N/A | N/A | N/A | Available | N/A | N/A | 0 | 0 | N/A | 0 | 0 | AAC8146 | Yes | Variable output compressor | Inverter | No | - | 3080 | 1 | - | 460 | 1630 | No | - | - | - | 914 | 3317.16 | No | 420.44 | 1755.51 | Yes | 210 | 1070 | 3220 | 0.95 | 430 | 1680 | Yes | 250 | 1150 | No | - | - | - | 980 | 2200 | No | - | - | - | - | - | - | - | - | No | - | - | No | - | -
KASVWAC30YA | KASVWAC30Y* | N/A | KOGAN | N/A | Non Ducted | Window Wall | - | Air | Air | China | 1 | N/A | 3.08 | N/A | N/A | N/A | N/A | N/A | 0.95 | 3.22 | Calorimeter Room | 3.0949 | 3.3447 | N/A | 86.9 | N/A | N/A | N/A | N/A | N/A | N/A | N/A | N/A | N/A | N/A | N/A | N/A | N/A | N/A | N/A | N/A | N/A | Single | R32 | Australia,Fiji,New Zealand | 160276 | 47203 | 0 | Approved | Reverse Cycle | N/A | No | Class 5 | No | N/A | N/A | N/A | N/A | N/A | N/A | N/A | Available | N/A | N/A | 0 | 0 | N/A | 0 | 0 | AAC8146 | Yes | Variable output compressor | Inverter | No | - | 3080 | 1 | - | 460 | 1630 | No | - | - | - | 914 | 3317.16 | No | 420.44 | 1755.51 | Yes | 210 | 1070 | 3220 | 0.95 | 430 | 1680 | Yes | 250 | 1150 | No | - | - | - | 980 | 2200 | No | - | - | - | - | - | - | - | - | No | - | - | No | - | -
KASVWAC30YB | KASVWAC30Y* | N/A | KOGAN | N/A | Non Ducted | Window Wall | - | Air | Air | China | 1 | N/A | 3.08 | N/A | N/A | N/A | N/A | N/A | 0.95 | 3.22 | Calorimeter Room | 3.0949 | 3.3447 | N/A | 86.9 | N/A | N/A | N/A | N/A | N/A | N/A | N/A | N/A | N/A | N/A | N/A | N/A | N/A | N/A | N/A | N/A | N/A | Single | R32 | Australia,Fiji,New Zealand | 160276 | 47203 | 0 | Approved | Reverse Cycle | N/A | No | Class 5 | No | N/A | N/A | N/A | N/A | N/A | N/A | N/A | Available | N/A | N/A | 0 | 0 | N/A | 0 | 0 | AAC8146 | Yes | Variable output compressor | Inverter | No | - | 3080 | 1 | - | 460 | 1630 | No | - | - | - | 914 | 3317.16 | No | 420.44 | 1755.51 | Yes | 210 | 1070 | 3220 | 0.95 | 430 | 1680 | Yes | 250 | 1150 | No | - | - | - | 980 | 2200 | No | - | - | - | - | - | - | - | - | No | - | - | No | - | -
KASVWAC30YC | KASVWAC30Y* | N/A | KOGAN | N/A | Non Ducted | Window Wall | - | Air | Air | China | 1 | N/A | 3.08 | N/A | N/A | N/A | N/A | N/A | 0.95 | 3.22 | Calorimeter Room | 3.0949 | 3.3447 | N/A | 86.9 | N/A | N/A | N/A | N/A | N/A | N/A | N/A | N/A | N/A | N/A | N/A | N/A | N/A | N/A | N/A | N/A | N/A | Single | R32 | Australia,Fiji,New Zealand | 160276 | 47203 | 0 | Approved | Reverse Cycle | N/A | No | Class 5 | No | N/A | N/A | N/A | N/A | N/A | N/A | N/A | Available | N/A | N/A | 0 | 0 | N/A | 0 | 0 | AAC8146 | Yes | Variable output compressor | Inverter | No | - | 3080 | 1 | - | 460 | 1630 | No | - | - | - | 914 | 3317.16 | No | 420.44 | 1755.51 | Yes | 210 | 1070 | 3220 | 0.95 | 430 | 1680 | Yes | 250 | 1150 | No | - | - | - | 980 | 2200 | No | - | - | - | - | - | - | - | - | No | - | - | No | - | -
KASVWAC30YD | KASVWAC30Y* | N/A | KOGAN | N/A | Non Ducted | Window Wall | - | Air | Air | China | 1 | N/A | 3.08 | N/A | N/A | N/A | N/A | N/A | 0.95 | 3.22 | Calorimeter Room | 3.0949 | 3.3447 | N/A | 86.9 | N/A | N/A | N/A | N/A | N/A | N/A | N/A | N/A | N/A | N/A | N/A | N/A | N/A | N/A | N/A | N/A | N/A | Single | R32 | Australia,Fiji,New Zealand | 160276 | 47203 | 0 | Approved | Reverse Cycle | N/A | No | Class 5 | No | N/A | N/A | N/A | N/A | N/A | N/A | N/A | Available | N/A | N/A | 0 | 0 | N/A | 0 | 0 | AAC8146 | Yes | Variable output compressor | Inverter | No | - | 3080 | 1 | - | 460 | 1630 | No | - | - | - | 914 | 3317.16 | No | 420.44 | 1755.51 | Yes | 210 | 1070 | 3220 | 0.95 | 430 | 1680 | Yes | 250 | 1150 | No | - | - | - | 980 | 2200 | No | - | - | - | - | - | - | - | - | No | - | - | No | - | -
KAVWAC26Y* | KAVWAC26Y* | N/A | KOGAN | N/A | Non Ducted | Window Wall | - | Air | Air | China | 0.87 | N/A | 2.6 | N/A | N/A | N/A | N/A | N/A | 0.9 | 2.9 | Calorimeter Room | 2.9936 | 3.2867 | N/A | 92.8 | N/A | N/A | N/A | N/A | N/A | N/A | N/A | N/A | N/A | N/A | N/A | N/A | N/A | N/A | N/A | N/A | N/A | Single | R410A | Australia,Fiji,New Zealand | 149268 | 46634 | 0 | Approved | Reverse Cycle | N/A | No | Class 5 | No | N/A | N/A | N/A | N/A | N/A | N/A | N/A | Available | N/A | N/A | 0 | 0 | N/A | 0 | 0 | AAC6921 | Yes | Variable output compressor | Inverter | No | - | 2600 | 0.87 | - | 400 | 1370 | Yes | 200 | 660 | - | 795.18 | 2800.2 | Yes | 370 | 1480 | - | 170 | 840 | 2900 | 0.9 | 350 | 1560 | Yes | 200 | 940 | No | - | - | - | 940 | 2100 | No | - | - | - | - | - | - | - | - | No | - | - | No | - | -
KAVWAC26YA | KAVWAC26Y* | N/A | KOGAN | N/A | Non Ducted | Window Wall | - | Air | Air | China | 0.87 | N/A | 2.6 | N/A | N/A | N/A | N/A | N/A | 0.9 | 2.9 | Calorimeter Room | 2.9936 | 3.2867 | N/A | 92.8 | N/A | N/A | N/A | N/A | N/A | N/A | N/A | N/A | N/A | N/A | N/A | N/A | N/A | N/A | N/A | N/A | N/A | Single | R410A | Australia,Fiji,New Zealand | 149268 | 46634 | 0 | Approved | Reverse Cycle | N/A | No | Class 5 | No | N/A | N/A | N/A | N/A | N/A | N/A | N/A | Available | N/A | N/A | 0 | 0 | N/A | 0 | 0 | AAC6921 | Yes | Variable output compressor | Inverter | No | - | 2600 | 0.87 | - | 400 | 1370 | Yes | 200 | 660 | - | 795.18 | 2800.2 | Yes | 370 | 1480 | - | 170 | 840 | 2900 | 0.9 | 350 | 1560 | Yes | 200 | 940 | No | - | - | - | 940 | 2100 | No | - | - | - | - | - | - | - | - | No | - | - | No | - | -
KAVWAC26YB | KAVWAC26Y* | N/A | KOGAN | N/A | Non Ducted | Window Wall | - | Air | Air | China | 0.87 | N/A | 2.6 | N/A | N/A | N/A | N/A | N/A | 0.9 | 2.9 | Calorimeter Room | 2.9936 | 3.2867 | N/A | 92.8 | N/A | N/A | N/A | N/A | N/A | N/A | N/A | N/A | N/A | N/A | N/A | N/A | N/A | N/A | N/A | N/A | N/A | Single | R410A | Australia,Fiji,New Zealand | 149268 | 46634 | 0 | Approved | Reverse Cycle | N/A | No | Class 5 | No | N/A | N/A | N/A | N/A | N/A | N/A | N/A | Available | N/A | N/A | 0 | 0 | N/A | 0 | 0 | AAC6921 | Yes | Variable output compressor | Inverter | No | - | 2600 | 0.87 | - | 400 | 1370 | Yes | 200 | 660 | - | 795.18 | 2800.2 | Yes | 370 | 1480 | - | 170 | 840 | 2900 | 0.9 | 350 | 1560 | Yes | 200 | 940 | No | - | - | - | 940 | 2100 | No | - | - | - | - | - | - | - | - | No | - | - | No | - | -
KAVWAC26YC | KAVWAC26Y* | N/A | KOGAN | N/A | Non Ducted | Window Wall | - | Air | Air | China | 0.87 | N/A | 2.6 | N/A | N/A | N/A | N/A | N/A | 0.9 | 2.9 | Calorimeter Room | 2.9936 | 3.2867 | N/A | 92.8 | N/A | N/A | N/A | N/A | N/A | N/A | N/A | N/A | N/A | N/A | N/A | N/A | N/A | N/A | N/A | N/A | N/A | Single | R410A | Australia,Fiji,New Zealand | 149268 | 46634 | 0 | Approved | Reverse Cycle | N/A | No | Class 5 | No | N/A | N/A | N/A | N/A | N/A | N/A | N/A | Available | N/A | N/A | 0 | 0 | N/A | 0 | 0 | AAC6921 | Yes | Variable output compressor | Inverter | No | - | 2600 | 0.87 | - | 400 | 1370 | Yes | 200 | 660 | - | 795.18 | 2800.2 | Yes | 370 | 1480 | - | 170 | 840 | 2900 | 0.9 | 350 | 1560 | Yes | 200 | 940 | No | - | - | - | 940 | 2100 | No | - | - | - | - | - | - | - | - | No | - | - | No | - | -
KAWFSAC52U* | KAWFSAC52U* | N/A | KOGAN | N/A | Non Ducted | Single Split System | Wall Hung | Air | Air | China | 1.28 | N/A | 5.2 | N/A | N/A | N/A | N/A | N/A | 1.26 | 5.2 | Calorimeter Room | 3.9809 | 4.3622 | N/A | - | N/A | N/A | N/A | N/A | N/A | N/A | N/A | N/A | N/A | N/A | N/A | N/A | N/A | N/A | N/A | N/A | N/A | Single | R32 | Australia,Fiji,New Zealand | 133480 | 45960 | 0 | Approved | Reverse Cycle | N/A | Yes | Class 9 | Yes | N/A | N/A | N/A | N/A | N/A | N/A | N/A | Available | N/A | N/A | https://www.auxgroup.com/China | 0 | N/A | 0 | 0 | AAC5451 | Yes | Variable output compressor | Inverter | No | - | 5200 | 1.28 | - | 470 | 2600 | Yes | 340 | 1650 | - | 1169.92 | 5600.4 | Yes | 370 | 2600 | - | 220 | 1650 | 5200 | 1.26 | 450 | 2400 | No | - | - | No | - | - | - | 1800 | 5200 | No | - | - | - | - | - | - | - | - | No | - | - | No | - | -
KAWFSAC52UA | KAWFSAC52U* | N/A | KOGAN | N/A | Non Ducted | Single Split System | Wall Hung | Air | Air | China | 1.28 | N/A | 5.2 | N/A | N/A | N/A | N/A | N/A | 1.26 | 5.2 | Calorimeter Room | 3.9809 | 4.3622 | N/A | - | N/A | N/A | N/A | N/A | N/A | N/A | N/A | N/A | N/A | N/A | N/A | N/A | N/A | N/A | N/A | N/A | N/A | Single | R32 | Australia,Fiji,New Zealand | 133480 | 45960 | 0 | Approved | Reverse Cycle | N/A | Yes | Class 9 | Yes | N/A | N/A | N/A | N/A | N/A | N/A | N/A | Available | N/A | N/A | https://www.auxgroup.com/China | 0 | N/A | 0 | 0 | AAC5451 | Yes | Variable output compressor | Inverter | No | - | 5200 | 1.28 | - | 470 | 2600 | Yes | 340 | 1650 | - | 1169.92 | 5600.4 | Yes | 370 | 2600 | - | 220 | 1650 | 5200 | 1.26 | 450 | 2400 | No | - | - | No | - | - | - | 1800 | 5200 | No | - | - | - | - | - | - | - | - | No | - | - | No | - | -
KAWFSAC52UB | KAWFSAC52U* | N/A | KOGAN | N/A | Non Ducted | Single Split System | Wall Hung | Air | Air | China | 1.28 | N/A | 5.2 | N/A | N/A | N/A | N/A | N/A | 1.26 | 5.2 | Calorimeter Room | 3.9809 | 4.3622 | N/A | - | N/A | N/A | N/A | N/A | N/A | N/A | N/A | N/A | N/A | N/A | N/A | N/A | N/A | N/A | N/A | N/A | N/A | Single | R32 | Australia,Fiji,New Zealand | 133480 | 45960 | 0 | Approved | Reverse Cycle | N/A | Yes | Class 9 | Yes | N/A | N/A | N/A | N/A | N/A | N/A | N/A | Available | N/A | N/A | https://www.auxgroup.com/China | 0 | N/A | 0 | 0 | AAC5451 | Yes | Variable output compressor | Inverter | No | - | 5200 | 1.28 | - | 470 | 2600 | Yes | 340 | 1650 | - | 1169.92 | 5600.4 | Yes | 370 | 2600 | - | 220 | 1650 | 5200 | 1.26 | 450 | 2400 | No | - | - | No | - | - | - | 1800 | 5200 | No | - | - | - | - | - | - | - | - | No | - | - | No | - | -
KAWFSAC52UC | KAWFSAC52U* | N/A | KOGAN | N/A | Non Ducted | Single Split System | Wall Hung | Air | Air | China | 1.28 | N/A | 5.2 | N/A | N/A | N/A | N/A | N/A | 1.26 | 5.2 | Calorimeter Room | 3.9809 | 4.3622 | N/A | - | N/A | N/A | N/A | N/A | N/A | N/A | N/A | N/A | N/A | N/A | N/A | N/A | N/A | N/A | N/A | N/A | N/A | Single | R32 | Australia,Fiji,New Zealand | 133480 | 45960 | 0 | Approved | Reverse Cycle | N/A | Yes | Class 9 | Yes | N/A | N/A | N/A | N/A | N/A | N/A | N/A | Available | N/A | N/A | https://www.auxgroup.com/China | 0 | N/A | 0 | 0 | AAC5451 | Yes | Variable output compressor | Inverter | No | - | 5200 | 1.28 | - | 470 | 2600 | Yes | 340 | 1650 | - | 1169.92 | 5600.4 | Yes | 370 | 2600 | - | 220 | 1650 | 5200 | 1.26 | 450 | 2400 | No | - | - | No | - | - | - | 1800 | 5200 | No | - | - | - | - | - | - | - | - | No | - | - | No | - | -
KAWFSAC70U* | KAWFSAC70U* | N/A | KOGAN | N/A | Non Ducted | Single Split System | Wall Hung | Air | Air | China | 2 | N/A | 7.04 | N/A | N/A | N/A | N/A | N/A | 2.4 | 8.2 | Calorimeter Room | 3.6667 | 3.6388 | N/A | - | N/A | N/A | N/A | N/A | N/A | N/A | N/A | N/A | N/A | N/A | N/A | N/A | N/A | N/A | N/A | N/A | N/A | Single | R32 | Australia,Fiji,New Zealand | 130643 | 45851 | 0 | Approved | Reverse Cycle | N/A | Yes | Class 9 | Yes | N/A | N/A | N/A | N/A | N/A | N/A | N/A | Available | N/A | N/A | https://www.auxgroup.com/China | 0 | N/A | 0 | 0 | AAC5007 | Yes | Variable output compressor | Inverter | No | - | 7040 | 2 | - | 790 | 3800 | No | - | - | - | 1828 | 7582.08 | Yes | 550 | 3700 | Yes | 400 | 2900 | 8200 | 2.4 | 890 | 4300 | Yes | 400 | 2300 | No | - | - | - | 2250 | 6200 | No | - | - | - | - | - | - | - | - | No | - | - | No | - | -
KAWFSAC70UA | KAWFSAC70U* | N/A | KOGAN | N/A | Non Ducted | Single Split System | Wall Hung | Air | Air | China | 2 | N/A | 7.04 | N/A | N/A | N/A | N/A | N/A | 2.4 | 8.2 | Calorimeter Room | 3.6667 | 3.6388 | N/A | - | N/A | N/A | N/A | N/A | N/A | N/A | N/A | N/A | N/A | N/A | N/A | N/A | N/A | N/A | N/A | N/A | N/A | Single | R32 | Australia,Fiji,New Zealand | 130643 | 45851 | 0 | Approved | Reverse Cycle | N/A | Yes | Class 9 | Yes | N/A | N/A | N/A | N/A | N/A | N/A | N/A | Available | N/A | N/A | https://www.auxgroup.com/China | 0 | N/A | 0 | 0 | AAC5007 | Yes | Variable output compressor | Inverter | No | - | 7040 | 2 | - | 790 | 3800 | No | - | - | - | 1828 | 7582.08 | Yes | 550 | 3700 | Yes | 400 | 2900 | 8200 | 2.4 | 890 | 4300 | Yes | 400 | 2300 | No | - | - | - | 2250 | 6200 | No | - | - | - | - | - | - | - | - | No | - | - | No | - | -
KAWFSAC70UB | KAWFSAC70U* | N/A | KOGAN | N/A | Non Ducted | Single Split System | Wall Hung | Air | Air | China | 2 | N/A | 7.04 | N/A | N/A | N/A | N/A | N/A | 2.4 | 8.2 | Calorimeter Room | 3.6667 | 3.6388 | N/A | - | N/A | N/A | N/A | N/A | N/A | N/A | N/A | N/A | N/A | N/A | N/A | N/A | N/A | N/A | N/A | N/A | N/A | Single | R32 | Australia,Fiji,New Zealand | 130643 | 45851 | 0 | Approved | Reverse Cycle | N/A | Yes | Class 9 | Yes | N/A | N/A | N/A | N/A | N/A | N/A | N/A | Available | N/A | N/A | https://www.auxgroup.com/China | 0 | N/A | 0 | 0 | AAC5007 | Yes | Variable output compressor | Inverter | No | - | 7040 | 2 | - | 790 | 3800 | No | - | - | - | 1828 | 7582.08 | Yes | 550 | 3700 | Yes | 400 | 2900 | 8200 | 2.4 | 890 | 4300 | Yes | 400 | 2300 | No | - | - | - | 2250 | 6200 | No | - | - | - | - | - | - | - | - | No | - | - | No | - | -
KAWFSAC70UC | KAWFSAC70U* | N/A | KOGAN | N/A | Non Ducted | Single Split System | Wall Hung | Air | Air | China | 2 | N/A | 7.04 | N/A | N/A | N/A | N/A | N/A | 2.4 | 8.2 | Calorimeter Room | 3.6667 | 3.6388 | N/A | - | N/A | N/A | N/A | N/A | N/A | N/A | N/A | N/A | N/A | N/A | N/A | N/A | N/A | N/A | N/A | N/A | N/A | Single | R32 | Australia,Fiji,New Zealand | 130643 | 45851 | 0 | Approved | Reverse Cycle | N/A | Yes | Class 9 | Yes | N/A | N/A | N/A | N/A | N/A | N/A | N/A | Available | N/A | N/A | https://www.auxgroup.com/China | 0 | N/A | 0 | 0 | AAC5007 | Yes | Variable output compressor | Inverter | No | - | 7040 | 2 | - | 790 | 3800 | No | - | - | - | 1828 | 7582.08 | Yes | 550 | 3700 | Yes | 400 | 2900 | 8200 | 2.4 | 890 | 4300 | Yes | 400 | 2300 | No | - | - | - | 2250 | 6200 | No | - | - | - | - | - | - | - | - | No | - | - | No | - | -
KAWFSAC80U* | KAWFSAC80U* | N/A | KOGAN | N/A | Non Ducted | Single Split System | Wall Hung | Air | Air | China | 2.4 | N/A | 8 | N/A | N/A | N/A | N/A | N/A | 2.55 | 8.4 | Calorimeter Room | 3.3539 | 3.45 | N/A | - | N/A | N/A | N/A | N/A | N/A | N/A | N/A | N/A | N/A | N/A | N/A | N/A | N/A | N/A | N/A | N/A | N/A | Single | R32 | Australia,Fiji,New Zealand | 130644 | 45852 | 0 | Approved | Reverse Cycle | N/A | Yes | Class 9 | Yes | N/A | N/A | N/A | N/A | N/A | N/A | N/A | Available | N/A | N/A | https://www.auxgroup.com/China | 0 | N/A | 0 | 0 | AAC5010 | Yes | Variable output compressor | Inverter | No | - | 8000 | 2.4 | - | 880 | 3800 | No | - | - | - | 2193.6 | 8616 | Yes | 750 | 4100 | Yes | 270 | 1600 | 8400 | 2.55 | 940 | 4350 | Yes | 310 | 1360 | No | - | - | - | 3000 | 7300 | No | - | - | - | - | - | - | - | - | No | - | - | No | - | -
KAWFSAC80UA | KAWFSAC80U* | N/A | KOGAN | N/A | Non Ducted | Single Split System | Wall Hung | Air | Air | China | 2.4 | N/A | 8 | N/A | N/A | N/A | N/A | N/A | 2.55 | 8.4 | Calorimeter Room | 3.3539 | 3.45 | N/A | - | N/A | N/A | N/A | N/A | N/A | N/A | N/A | N/A | N/A | N/A | N/A | N/A | N/A | N/A | N/A | N/A | N/A | Single | R32 | Australia,Fiji,New Zealand | 130644 | 45852 | 0 | Approved | Reverse Cycle | N/A | Yes | Class 9 | Yes | N/A | N/A | N/A | N/A | N/A | N/A | N/A | Available | N/A | N/A | https://www.auxgroup.com/China | 0 | N/A | 0 | 0 | AAC5010 | Yes | Variable output compressor | Inverter | No | - | 8000 | 2.4 | - | 880 | 3800 | No | - | - | - | 2193.6 | 8616 | Yes | 750 | 4100 | Yes | 270 | 1600 | 8400 | 2.55 | 940 | 4350 | Yes | 310 | 1360 | No | - | - | - | 3000 | 7300 | No | - | - | - | - | - | - | - | - | No | - | - | No | - | -
KAWFSAC80UB | KAWFSAC80U* | N/A | KOGAN | N/A | Non Ducted | Single Split System | Wall Hung | Air | Air | China | 2.4 | N/A | 8 | N/A | N/A | N/A | N/A | N/A | 2.55 | 8.4 | Calorimeter Room | 3.3539 | 3.45 | N/A | - | N/A | N/A | N/A | N/A | N/A | N/A | N/A | N/A | N/A | N/A | N/A | N/A | N/A | N/A | N/A | N/A | N/A | Single | R32 | Australia,Fiji,New Zealand | 130644 | 45852 | 0 | Approved | Reverse Cycle | N/A | Yes | Class 9 | Yes | N/A | N/A | N/A | N/A | N/A | N/A | N/A | Available | N/A | N/A | https://www.auxgroup.com/China | 0 | N/A | 0 | 0 | AAC5010 | Yes | Variable output compressor | Inverter | No | - | 8000 | 2.4 | - | 880 | 3800 | No | - | - | - | 2193.6 | 8616 | Yes | 750 | 4100 | Yes | 270 | 1600 | 8400 | 2.55 | 940 | 4350 | Yes | 310 | 1360 | No | - | - | - | 3000 | 7300 | No | - | - | - | - | - | - | - | - | No | - | - | No | - | -
KAWFSAC80UC | KAWFSAC80U* | N/A | KOGAN | N/A | Non Ducted | Single Split System | Wall Hung | Air | Air | China | 2.4 | N/A | 8 | N/A | N/A | N/A | N/A | N/A | 2.55 | 8.4 | Calorimeter Room | 3.3539 | 3.45 | N/A | - | N/A | N/A | N/A | N/A | N/A | N/A | N/A | N/A | N/A | N/A | N/A | N/A | N/A | N/A | N/A | N/A | N/A | Single | R32 | Australia,Fiji,New Zealand | 130644 | 45852 | 0 | Approved | Reverse Cycle | N/A | Yes | Class 9 | Yes | N/A | N/A | N/A | N/A | N/A | N/A | N/A | Available | N/A | N/A | https://www.auxgroup.com/China | 0 | N/A | 0 | 0 | AAC5010 | Yes | Variable output compressor | Inverter | No | - | 8000 | 2.4 | - | 880 | 3800 | No | - | - | - | 2193.6 | 8616 | Yes | 750 | 4100 | Yes | 270 | 1600 | 8400 | 2.55 | 940 | 4350 | Yes | 310 | 1360 | No | - | - | - | 3000 | 7300 | No | - | - | - | - | - | - | - | - | No | - | - | No | - | -
LNINVC025V4/LNINVE025V4 | 0 | N/A | LENNOX | N/A | Non Ducted | Single Split System | Wall Hung | Air | Air | China | 0.595 | N/A | 2.5 | N/A | N/A | N/A | N/A | N/A | 0.75 | 3 | Calorimeter Room | 4.2673 | 4.1736 | N/A | - | N/A | N/A | N/A | N/A | N/A | N/A | N/A | N/A | N/A | N/A | N/A | N/A | N/A | N/A | N/A | N/A | N/A | Single | R410A | Australia,New Zealand | 130356 | 45852 | 0 | Approved | Reverse Cycle | N/A | Yes | Class 8 | Yes | N/A | N/A | N/A | N/A | N/A | N/A | N/A | Available | N/A | N/A | http://www.gree.com/ | http://www.lennoxaus.com.au | N/A | 0 | 0 | AAC5015 | Yes | Variable output compressor | Inverter | No | - | 2500 | 0.595 | - | 230 | 1250 | No | - | - | - | 543.83 | 2692.5 | Yes | 185 | 1300 | No | - | - | 3000 | 0.75 | 280 | 1580 | No | - | - | Yes | 1200 | 3200 | No | - | - | No | - | - | - | - | - | No | - | - | No | - | - | No | - | -
LNINVC035V4/LNINVE035V4 | 0 | N/A | LENNOX | N/A | Non Ducted | Single Split System | Wall Hung | Air | Air | China | 0.915 | N/A | 3.4 | N/A | N/A | N/A | N/A | N/A | 1.07 | 4 | Calorimeter Room | 3.6089 | 3.6903 | N/A | - | N/A | N/A | N/A | N/A | N/A | N/A | N/A | N/A | N/A | N/A | N/A | N/A | N/A | N/A | N/A | N/A | N/A | Single | R410A | Australia,New Zealand | 130363 | 45852 | 0 | Approved | Reverse Cycle | N/A | Yes | Class 8 | Yes | N/A | N/A | N/A | N/A | N/A | N/A | N/A | Available | N/A | N/A | http://www.gree.com/ | http://www.lennoxaus.com.au | N/A | 0 | 0 | AAC5013 | Yes | Variable output compressor | Inverter | No | - | 3400 | 0.915 | - | 330 | 1700 | No | - | - | - | 836.31 | 3661.8 | No | 301.62 | 1830.9 | No | - | - | 4000 | 1.07 | 360 | 1900 | No | - | - | Yes | 1500 | 3700 | No | - | - | No | - | - | - | - | - | No | - | - | No | - | - | No | - | -
LNINVC052V4/LNINVE052V4 | 0 | N/A | LENNOX | N/A | Non Ducted | Single Split System | Wall Hung | Air | Air | China | 1.46 | N/A | 5.275 | N/A | N/A | N/A | N/A | N/A | 1.49 | 5.6 | Calorimeter Room | 3.4852 | 3.6201 | N/A | - | N/A | N/A | N/A | N/A | N/A | N/A | N/A | N/A | N/A | N/A | N/A | N/A | N/A | N/A | N/A | N/A | N/A | Single | R410A | Australia,New Zealand | 130378 | 45852 | 0 | Approved | Reverse Cycle | N/A | Yes | Class 9 | Yes | N/A | N/A | N/A | N/A | N/A | N/A | N/A | Available | N/A | N/A | http://www.gree.com/ | http://www.lennoxaus.com.au | N/A | 0 | 0 | AAC5016 | Yes | Variable output compressor | Inverter | No | - | 5275 | 1.46 | - | 506 | 2550 | No | - | - | - | 1334.44 | 5681.175 | No | 462.484 | 2746.35 | No | - | - | 5600 | 1.49 | 553 | 2700 | No | - | - | Yes | 1960 | 5020 | No | - | - | No | - | - | - | - | - | No | - | - | No | - | - | No | - | -
LNINVC071V4/LNINVE071V4 | 0 | N/A | LENNOX | 0.71 | Non Ducted | Single Split System | Wall Hung | Air | Air | China | 2.119 | 6.39 | 7.1 | N/A | N/A | N/A | N/A | N/A | 2.461 | 8 | Calorimeter Room | 3.3877 | 3.3926 | Yes | - | N/A | 4.6 | 4.6 | N/A | N/A | N/A | N/A | N/A | 3.3566 | 3.3069 | N/A | N/A | 2.2133 | 2.1139 | 2 | 2 | Calorimeter Room | Single | R410A | Australia,New Zealand | 127436 | 45748 | 0 | Approved | Reverse Cycle | N/A | Yes | Class 9 | Yes | Yes | N/A | Yes | Yes | Yes | N/A | 3.3816 | Available | N/A | N/A | http://www.gree.com/ | http://www.lennoxaus.com.au | Yes | 0 | https://reg.energyrating.gov.au/static/common/images/star_ratings_2014/aircon_rating_2_2.png | AAC4704 | Yes | Variable output compressor | Inverter | No | - | 7100 | 2.119 | - | 750 | 3600 | Yes | 490 | 2100 | - | 1936.766 | 7646.7 | Yes | 620 | 3800 | - | 370 | 2300 | 8000 | 2.461 | 840 | 3800 | No | - | - | Yes | 3050 | 7100 | No | - | - | No | - | - | - | - | - | No | - | - | No | - | - | No | - | -
LNINVC085V4/LNINVE085V4 | 0 | N/A | LENNOX | 2.3 | Non Ducted | Single Split System | Wall Hung | Air | Air | China | 2.656 | 6.2 | 8.5 | N/A | N/A | N/A | N/A | N/A | 2.727 | 9 | Calorimeter Room | 3.4663 | 3.285 | Yes | - | N/A | 5.54 | 5.54 | 4.9906 | N/A | N/A | N/A | N/A | 3.182 | 3.3986 | N/A | N/A | 1.864 | 2.2971 | 1.5 | 2 | Calorimeter Room | Single | R410A | Australia,New Zealand | 127437 | 45748 | 0 | Approved | Reverse Cycle | N/A | Yes | Class 9 | Yes | Yes | N/A | Yes | Yes | Yes | N/A | 3.2056 | Available | N/A | N/A | http://www.gree.com/ | http://www.lennoxaus.com.au | Yes | 0 | https://reg.energyrating.gov.au/static/common/images/star_ratings_2014/aircon_rating_1.5_2.png | AAC4691 | Yes | Variable output compressor | Inverter | No | - | 8500 | 2.656 | - | 862 | 4322 | Yes | 531 | 1817 | - | 2427.584 | 9154.5 | Yes | 639 | 4200 | - | 441 | 3332 | 9000 | 2.727 | 850 | 4083 | Yes | 454 | 2334 | Yes | 3129 | 7845 | No | - | - | No | - | - | - | - | - | Yes | 3763 | 8018 | No | - | - | No | - | -
A3UW18GFA4 | UHXM55MA | N/A | LG | N/A | Non Ducted | vrf | N/A | Air | Air | South Korea | 1.295 | N/A | 5.34 | N/A | N/A | N/A | N/A | N/A | 1.45 | 6.3 | Enthalpy Test Room | 4.1414 | 4.5038 | N/A | - | N/A | N/A | N/A | N/A | N/A | N/A | N/A | N/A | N/A | N/A | N/A | N/A | N/A | N/A | N/A | N/A | N/A | Single | R410A | Australia,New Zealand | 135761 | 46076 | 0 | Approved | Reverse Cycle | N/A | No | Class 19 | No | N/A | N/A | N/A | N/A | N/A | N/A | N/A | Available | N/A | N/A | 0 | 0 | N/A | 0 | 0 | AAC5790 | Yes | Variable output compressor | Inverter | No | - | 5340 | 1.295 | - | 437 | 2670 | No | - | - | - | 1183.63 | 5751.18 | No | 399.418 | 2875.59 | No | - | - | 6300 | 1.45 | 660 | 3150 | No | - | - | Yes | 1580 | 4300 | No | - | - | No | - | - | - | - | - | No | - | - | No | - | - | No | - | -
A4UW24GFA4 | UHXM70MA | N/A | LG | N/A | Non Ducted | vrf | N/A | Air | Air | South Korea | 1.685 | N/A | 7 | N/A | N/A | N/A | N/A | N/A | 1.948 | 7.954 | Enthalpy Test Room | 4.4406 | 4.0855 | N/A | - | N/A | N/A | N/A | N/A | N/A | N/A | N/A | N/A | N/A | N/A | N/A | N/A | N/A | N/A | N/A | N/A | N/A | Single | R410A | Australia,New Zealand | 135765 | 46076 | 0 | Approved | Reverse Cycle | N/A | No | Class 19 | No | N/A | N/A | N/A | N/A | N/A | N/A | N/A | Available | N/A | N/A | 0 | 0 | N/A | 0 | 0 | AAC5791 | Yes | Variable output compressor | Inverter | No | - | 7000 | 1.685 | - | 610 | 3500 | No | - | - | - | 1540.09 | 7539 | No | 557.54 | 3769.5 | No | - | - | 7954 | 1.948 | 760 | 3900 | No | - | - | Yes | 1850 | 5600 | No | - | - | No | - | - | - | - | - | No | - | - | No | - | - | No | - | -
ARUB060GSS4 | 0 | N/A | LG | N/A | Non Ducted | vrf | N/A | Air | Air | South Korea | 3.97 | N/A | 15.5 | N/A | N/A | N/A | N/A | N/A | 4.1 | 18 | Enthalpy Test Room | 3.9705 | 4.4974 | N/A | - | N/A | N/A | N/A | N/A | N/A | N/A | N/A | N/A | N/A | N/A | N/A | N/A | N/A | N/A | N/A | N/A | N/A | Single | R410A | Australia,New Zealand | 155459 | 46951 | 0 | Approved | Reverse Cycle | N/A | Yes | Class 20 | Yes | N/A | N/A | N/A | N/A | N/A | N/A | N/A | Available | N/A | N/A | 0 | 0 | N/A | 0 | 0 | AAC7631 | Yes | Variable output compressor | Inverter | No | - | 15500 | 3.97 | - | 1985 | 7750 | No | - | - | - | 3628.58 | 16693.5 | No | 1814.29 | 8346.75 | No | - | - | 18000 | 4.1 | 2050 | 9000 | No | - | - | Yes | 1950 | 7450 | No | - | - | No | - | - | - | - | - | No | - | - | No | - | - | No | - | -
ARUM080LTE5 | 0 | N/A | LG | N/A | Non Ducted | vrf | N/A | Air | Air | South Korea | 4.566 | N/A | 22.4 | N/A | N/A | N/A | N/A | N/A | 5.066 | 25.2 | Enthalpy Test Room | 5.0522 | 5.1549 | N/A | - | N/A | N/A | N/A | N/A | N/A | N/A | N/A | N/A | N/A | N/A | N/A | N/A | N/A | N/A | N/A | N/A | N/A | Three | R410A | Australia,New Zealand | 154845 | 46936 | 0 | Approved | Reverse Cycle | N/A | No | Class 20 | No | N/A | N/A | N/A | N/A | N/A | N/A | N/A | Available | N/A | N/A | 0 | 0 | N/A | 0 | 0 | AAC7610 | Yes | Variable output compressor | Inverter | No | - | 22400 | 4.566 | - | 2283 | 11200 | No | - | - | - | 4173.324 | 24124.8 | No | 2086.662 | 12062.4 | No | - | - | 25200 | 5.066 | 2533 | 12600 | No | - | - | Yes | 13500 | 28000 | No | - | - | No | - | - | - | - | - | No | - | - | No | - | - | No | - | -
ARUM100LTE5 | 0 | N/A | LG | N/A | Non Ducted | vrf | N/A | Air | Air | South Korea | 6.144 | N/A | 28 | N/A | N/A | N/A | N/A | N/A | 6.264 | 31.5 | Enthalpy Test Room | 4.6284 | 5.1171 | N/A | - | N/A | N/A | N/A | N/A | N/A | N/A | N/A | N/A | N/A | N/A | N/A | N/A | N/A | N/A | N/A | N/A | N/A | Three | R410A | Australia,New Zealand | 136991 | 46149 | 0 | Approved | Reverse Cycle | N/A | No | Class 20 | No | N/A | N/A | N/A | N/A | N/A | N/A | N/A | Available | N/A | N/A | 0 | 0 | N/A | 0 | 0 | AAC5948 | Yes | Variable output compressor | Inverter | No | - | 28000 | 6.144 | - | 3244 | 14000 | No | - | - | - | 5615.616 | 30156 | No | 2965.016 | 15078 | No | - | - | 31500 | 6.264 | 3304 | 15750 | No | - | - | Yes | 11260 | 27000 | No | - | - | No | - | - | - | - | - | No | - | - | No | - | - | No | - | -
ARUM120LTE5 | 0 | N/A | LG | N/A | Non Ducted | vrf | N/A | Air | Air | South Korea | 8.078 | N/A | 33.6 | N/A | N/A | N/A | N/A | N/A | 8.758 | 37.8 | Enthalpy Test Room | 4.5564 | 4.634 | N/A | - | N/A | N/A | N/A | N/A | N/A | N/A | N/A | N/A | N/A | N/A | N/A | N/A | N/A | N/A | N/A | N/A | N/A | Three | R410A | Australia,New Zealand | 152394 | 46798 | 0 | Approved | Reverse Cycle | N/A | No | Class 20 | No | N/A | N/A | N/A | N/A | N/A | N/A | N/A | Available | N/A | N/A | 0 | 0 | N/A | 0 | 0 | AAC7262 | Yes | Variable output compressor | Inverter | No | No | 33600 | 8.078 | - | 3909 | 16800 | No | - | - | - | 7383.292 | 36187.2 | No | 3572.826 | 18093.6 | No | - | - | 37800 | 8.758 | 4215 | 18900 | No | - | - | Yes | 8850 | 24500 | No | - | - | No | - | - | - | - | - | No | - | - | No | - | - | No | - | -
ARUM140LTE5 | 0 | N/A | LG | N/A | Non Ducted | vrf | N/A | Air | Air | South Korea | 9.21 | N/A | 39.2 | N/A | N/A | N/A | N/A | N/A | 10.25 | 44.1 | Enthalpy Test Room | 4.5736 | 4.5857 | N/A | - | N/A | N/A | N/A | N/A | N/A | N/A | N/A | N/A | N/A | N/A | N/A | N/A | N/A | N/A | N/A | N/A | N/A | Three | R410A | Australia,New Zealand | 136999 | 46138 | 0 | Approved | Reverse Cycle | N/A | No | Class 21 | No | N/A | N/A | N/A | N/A | N/A | N/A | N/A | Available | N/A | N/A | 0 | 0 | N/A | 0 | 0 | AAC5923 | Yes | Variable output compressor | Inverter | No | No | 39200 | 9.21 | - | 4946 | 19600 | No | - | - | - | 8417.94 | 42218.4 | No | 4520.644 | 21109.2 | No | - | - | 44100 | 10.25 | 5466 | 22050 | No | - | - | Yes | 15201 | 31500 | No | - | - | No | - | - | - | - | - | No | - | - | No | - | - | No | - | -
ARUM160LTE5 | 0 | N/A | LG | N/A | Non Ducted | vrf | N/A | Air | Air | South Korea | 10.955 | N/A | 44.8 | N/A | N/A | N/A | N/A | N/A | 12.935 | 50.4 | Enthalpy Test Room | 4.517 | 4.2102 | N/A | - | N/A | N/A | N/A | N/A | N/A | N/A | N/A | N/A | N/A | N/A | N/A | N/A | N/A | N/A | N/A | N/A | N/A | Three | R410A | Australia,New Zealand | 154846 | 46925 | 0 | Approved | Reverse Cycle | N/A | No | Class 21 | No | N/A | N/A | N/A | N/A | N/A | N/A | N/A | Available | N/A | N/A | 0 | 0 | N/A | 0 | 0 | AAC7574 | Yes | Variable output compressor | Inverter | No | - | 44800 | 10.955 | - | 5477 | 22400 | No | - | - | - | 10012.87 | 48249.6 | No | 5005.978 | 24124.8 | No | - | - | 50400 | 12.935 | 6467 | 25200 | No | - | - | Yes | 12780 | 31740 | No | - | - | No | - | - | - | - | - | No | - | - | No | - | - | No | - | -
ARUM180LTE5 | 0 | N/A | LG | N/A | Non Ducted | vrf | N/A | Air | Air | South Korea | 10.383 | N/A | 50.4 | N/A | N/A | N/A | N/A | N/A | 12.493 | 56.7 | Enthalpy Test Room | 4.9696 | 4.6377 | N/A | - | N/A | N/A | N/A | N/A | N/A | N/A | N/A | N/A | N/A | N/A | N/A | N/A | N/A | N/A | N/A | N/A | N/A | Three | R410A | Australia,New Zealand | 154848 | 46925 | 0 | Approved | Reverse Cycle | N/A | No | Class 21 | No | N/A | N/A | N/A | N/A | N/A | N/A | N/A | Available | N/A | N/A | 0 | 0 | N/A | 0 | 0 | AAC7573 | Yes | Variable output compressor | Inverter | No | - | 50400 | 10.383 | - | 5192 | 25200 | No | - | - | - | 9490.062 | 54280.8 | No | 4745.488 | 27140.4 | No | - | - | 56700 | 12.493 | 6247 | 28350 | No | - | - | Yes | 18600 | 40500 | No | - | - | No | - | - | - | - | - | No | - | - | No | - | - | No | - | -
ARUM200LTE5 | 0 | N/A | LG | N/A | Non Ducted | vrf | N/A | Air | Air | South Korea | 12.075 | N/A | 56 | N/A | N/A | N/A | N/A | N/A | 15.25 | 63 | Enthalpy Test Room | 4.8745 | 4.4137 | N/A | - | N/A | N/A | N/A | N/A | N/A | N/A | N/A | N/A | N/A | N/A | N/A | N/A | N/A | N/A | N/A | N/A | N/A | Three | R410A | Australia,New Zealand | 154907 | 46930 | 0 | Approved | Reverse Cycle | N/A | No | Class 21 | No | N/A | N/A | N/A | N/A | N/A | N/A | N/A | Available | N/A | N/A | 0 | 0 | N/A | 0 | 0 | AAC7587 | Yes | Variable output compressor | Inverter | No | - | 56000 | 12.075 | - | 6037 | 28000 | No | - | - | - | 11036.55 | 60312 | No | 5517.818 | 30156 | No | - | - | 63000 | 15.25 | 7625 | 31500 | No | - | - | Yes | 21800 | 45400 | No | - | - | No | - | - | - | - | - | No | - | - | No | - | - | No | - | -
ARUM220LTE5 | 0 | N/A | LG | N/A | Non Ducted | vrf | N/A | Air | Air | South Korea | 14.729 | N/A | 61.6 | N/A | N/A | N/A | N/A | N/A | 17.342 | 69.3 | Enthalpy Test Room | 4.2888 | 4.0603 | N/A | - | N/A | N/A | N/A | N/A | N/A | N/A | N/A | N/A | N/A | N/A | N/A | N/A | N/A | N/A | N/A | N/A | N/A | Three | R410A | Australia,New Zealand | 154956 | 46930 | 0 | Approved | Reverse Cycle | N/A | No | Class 21 | No | N/A | N/A | N/A | N/A | N/A | N/A | N/A | Available | N/A | N/A | 0 | 0 | N/A | 0 | 0 | AAC7586 | Yes | Variable output compressor | Inverter | No | - | 61600 | 14.729 | - | 7365 | 30800 | No | - | - | - | 13462.306 | 66343.2 | No | 6731.61 | 33171.6 | No | - | - | 69300 | 17.342 | 8671 | 34650 | No | - | - | Yes | 21800 | 46800 | No | - | - | No | - | - | - | - | - | No | - | - | No | - | - | No | - | -
ARUM240LTE5 | 0 | N/A | LG | 1400 | Non Ducted | vrf | N/A | Air | Air | South Korea | 17090 | 65800 | 67.2 | N/A | N/A | N/A | N/A | N/A | 19980 | 74.3 | Enthalpy Test Room | 4.0433 | 3.8394 | N/A | - | N/A | N/A | N/A | N/A | N/A | N/A | N/A | N/A | N/A | N/A | N/A | N/A | N/A | N/A | N/A | N/A | N/A | Three-phase | R410A | Australia,New Zealand | 147714 | 46660 | 0 | Approved | Reverse Cycle | N/A | No | Class 27 | No | N/A | N/A | N/A | N/A | N/A | N/A | N/A | Available | N/A | N/A | 0 | 0 | N/A | 0 | 0 | AAC6804 | Yes | Variable output compressor | Inverter | No | No | 67200 | 17090 | - | 8550 | 33600 | No | - | - | - | - | - | No | - | - | No | - | - | 74300 | 19980 | 9990 | 37150 | No | - | - | Yes | 27500 | 57950 | No | - | - | No | - | - | - | - | - | No | - | - | No | - | - | No | - | -
ARUM260LTE5 | 0 | N/A | LG | 1600 | Non Ducted | vrf | N/A | Air | Air | South Korea | 19210 | 71200 | 72.8 | N/A | N/A | N/A | N/A | N/A | 20330 | 74.3 | Enthalpy Test Room | 3.8251 | 3.7421 | N/A | - | N/A | N/A | N/A | N/A | N/A | N/A | N/A | N/A | N/A | N/A | N/A | N/A | N/A | N/A | N/A | N/A | N/A | Three-phase | R410A | Australia,New Zealand | 147717 | 46660 | 0 | Approved | Reverse Cycle | N/A | No | Class 27 | No | N/A | N/A | N/A | N/A | N/A | N/A | N/A | Available | N/A | N/A | 0 | 0 | N/A | 0 | 0 | AAC6790 | Yes | Variable output compressor | Inverter | No | No | 72800 | 19210 | - | 9610 | 36400 | No | - | - | - | - | - | No | - | - | No | - | - | 74300 | 20330 | 10170 | 37150 | No | - | - | Yes | 27990 | 57950 | No | - | - | No | - | - | - | - | - | No | - | - | No | - | - | No | - | -
ARUN040GSS0 | 0 | N/A | LG | N/A | Non Ducted | vrf | N/A | Air | Air | South Korea | 3.052 | N/A | 12.1 | N/A | N/A | N/A | N/A | N/A | 3.012 | 12.5 | Enthalpy Test Room | 4.0747 | 4.3955 | N/A | - | N/A | N/A | N/A | N/A | N/A | N/A | N/A | N/A | N/A | N/A | N/A | N/A | N/A | N/A | N/A | N/A | N/A | Single | R410A | Australia,New Zealand | 126623 | 45748 | 0 | Approved | Reverse Cycle | N/A | No | Class 20 | No | N/A | N/A | N/A | N/A | N/A | N/A | N/A | Available | N/A | N/A | 0 | 0 | N/A | 0 | 0 | AAC4540 | Yes | Variable output compressor | Inverter | No | - | 12100 | 3.052 | - | 1526 | 6050 | No | - | - | - | 2789.528 | 13031.7 | No | 1394.764 | 6515.85 | No | - | - | 12500 | 3.012 | 1506 | 6250 | No | - | - | Yes | 1202 | 4690 | No | - | - | No | - | - | - | - | - | No | - | - | No | - | - | No | - | -
ARUN040GSS5 | 0 | N/A | LG | N/A | Non Ducted | vrf | N/A | Air | Air | South Korea | 3.4 | N/A | 12.1 | N/A | N/A | N/A | N/A | N/A | 3.24 | 12.5 | Enthalpy Test Room | 3.9546 | 4.5956 | N/A | - | N/A | N/A | N/A | N/A | N/A | N/A | N/A | N/A | N/A | N/A | N/A | N/A | N/A | N/A | N/A | N/A | N/A | Single | R410A | Australia,New Zealand | 135180 | 46049 | 0 | Approved | Reverse Cycle | N/A | No | Class 20 | No | N/A | N/A | N/A | N/A | N/A | N/A | N/A | Available | N/A | N/A | 0 | 0 | N/A | 0 | 0 | AAC5732 | Yes | Variable output compressor | Inverter | No | - | 12100 | 3.4 | - | 1700 | 6050 | No | - | - | - | 3107.6 | 13031.7 | No | 1553.8 | 6515.85 | No | - | - | 12500 | 3.24 | 1620 | 6250 | No | - | - | Yes | 2800 | 8000 | No | - | - | No | - | - | - | - | - | No | - | - | No | - | - | No | - | -
ARUN050GSS0 | 0 | N/A | LG | N/A | Non Ducted | vrf | N/A | Air | Air | South Korea | 3.484 | N/A | 14 | N/A | N/A | N/A | N/A | N/A | 3.624 | 16 | Enthalpy Test Room | 4.3605 | 4.6392 | N/A | - | N/A | N/A | N/A | N/A | N/A | N/A | N/A | N/A | N/A | N/A | N/A | N/A | N/A | N/A | N/A | N/A | N/A | Single | R410A | Australia,New Zealand | 127014 | 45748 | 0 | Approved | Reverse Cycle | N/A | No | Class 20 | No | N/A | N/A | N/A | N/A | N/A | N/A | N/A | Available | N/A | N/A | 0 | 0 | N/A | 0 | 0 | AAC4527 | Yes | Variable output compressor | Inverter | No | - | 14000 | 3.484 | - | 1742 | 7000 | No | - | - | - | 3184.376 | 15078 | No | 1592.188 | 7539 | No | - | - | 16000 | 3.624 | 1812 | 8000 | No | - | - | Yes | 1424 | 6000 | No | - | - | No | - | - | - | - | - | No | - | - | No | - | - | No | - | -
ARUN050GSS5 | 0 | N/A | LG | N/A | Non Ducted | vrf | N/A | Air | Air | South Korea | 3.67 | N/A | 14 | N/A | N/A | N/A | N/A | N/A | 3.82 | 16 | Enthalpy Test Room | 4.0295 | 4.339 | N/A | - | N/A | N/A | N/A | N/A | N/A | N/A | N/A | N/A | N/A | N/A | N/A | N/A | N/A | N/A | N/A | N/A | N/A | Single | R410A | Australia,New Zealand | 135181 | 46044 | 0 | Approved | Reverse Cycle | N/A | No | Class 20 | No | N/A | N/A | N/A | N/A | N/A | N/A | N/A | Available | N/A | N/A | 0 | 0 | N/A | 0 | 0 | AAC5665 | Yes | Variable output compressor | Inverter | No | - | 14000 | 3.67 | - | 1835 | 7000 | No | - | - | - | 3354.38 | 15078 | No | 1677.19 | 7539 | No | - | - | 16000 | 3.82 | 1910 | 8000 | No | - | - | Yes | 3187 | 8700 | No | - | - | No | - | - | - | - | - | No | - | - | No | - | - | No | - | -
ARUN060GSS0 | 0 | N/A | LG | N/A | Non Ducted | vrf | N/A | Air | Air | South Korea | 3.97 | N/A | 15.5 | N/A | N/A | N/A | N/A | N/A | 3.589 | 18 | Enthalpy Test Room | 4.0982 | 5.1901 | N/A | - | N/A | N/A | N/A | N/A | N/A | N/A | N/A | N/A | N/A | N/A | N/A | N/A | N/A | N/A | N/A | N/A | N/A | Single | R410A | Australia,New Zealand | 127015 | 45748 | 0 | Approved | Reverse Cycle | N/A | No | Class 20 | No | N/A | N/A | N/A | N/A | N/A | N/A | N/A | Available | N/A | N/A | 0 | 0 | N/A | 0 | 0 | AAC4541 | Yes | Variable output compressor | Inverter | No | - | 15500 | 3.97 | - | 1985 | 7750 | No | - | - | - | 3628.58 | 16693.5 | No | 1814.29 | 8346.75 | No | - | - | 18000 | 3.589 | 1795 | 9000 | No | - | - | Yes | 1625 | 6750 | No | - | - | No | - | - | - | - | - | No | - | - | No | - | - | No | - | -
ARUN060GSS5 | 0 | N/A | LG | N/A | Non Ducted | vrf | N/A | Air | Air | South Korea | 4.31 | N/A | 15.5 | N/A | N/A | N/A | N/A | N/A | 4.63 | 18 | Enthalpy Test Room | 3.6978 | 4.0578 | N/A | - | N/A | N/A | N/A | N/A | N/A | N/A | N/A | N/A | N/A | N/A | N/A | N/A | N/A | N/A | N/A | N/A | N/A | Single | R410A | Australia,New Zealand | 135182 | 46049 | 0 | Approved | Reverse Cycle | N/A | No | Class 20 | No | N/A | N/A | N/A | N/A | N/A | N/A | N/A | Available | N/A | N/A | 0 | 0 | N/A | 0 | 0 | AAC5733 | Yes | Variable output compressor | Inverter | No | - | 15500 | 4.31 | - | 2155 | 7750 | No | - | - | - | 3939.34 | 16693.5 | No | 1969.67 | 8346.75 | No | - | - | 18000 | 4.63 | 2315 | 9000 | No | - | - | Yes | 3187 | 8700 | No | - | - | No | - | - | - | - | - | No | - | - | No | - | - | No | - | -
ARUN080LSS0 | 0 | N/A | LG | N/A | Non Ducted | vrf | N/A | Air | Air | South Korea | 5.89 | N/A | 22.4 | N/A | N/A | N/A | N/A | N/A | 6 | 25.2 | Enthalpy Test Room | 3.8441 | 4.3031 | N/A | - | N/A | N/A | N/A | N/A | N/A | N/A | N/A | N/A | N/A | N/A | N/A | N/A | N/A | N/A | N/A | N/A | N/A | Three | R410A | Australia,New Zealand | 152572 | 46809 | 0 | Approved | Reverse Cycle | N/A | No | Class 20 | No | N/A | N/A | N/A | N/A | N/A | N/A | N/A | Available | N/A | N/A | 0 | 0 | N/A | 0 | 0 | AAC7280 | Yes | Variable output compressor | Inverter | No | - | 22400 | 5.89 | - | 3000 | 11200 | No | - | - | - | 5383.46 | 24124.8 | No | 2742 | 12062.4 | No | - | - | 25200 | 6 | 3400 | 12600 | No | - | - | Yes | 3000 | 10850 | No | - | - | No | - | - | - | - | - | No | - | - | No | - | - | No | - | -
ARUN100LSS0 | 0 | N/A | LG | N/A | Non Ducted | vrf | N/A | Air | Air | South Korea | 7.09 | N/A | 28 | N/A | N/A | N/A | N/A | N/A | 7.41 | 31.5 | Enthalpy Test Room | 4.0802 | 4.3167 | N/A | - | N/A | N/A | N/A | N/A | N/A | N/A | N/A | N/A | N/A | N/A | N/A | N/A | N/A | N/A | N/A | N/A | N/A | Three | R410A | Australia,New Zealand | 152571 | 46809 | 0 | Approved | Reverse Cycle | N/A | No | Class 20 | No | N/A | N/A | N/A | N/A | N/A | N/A | N/A | Available | N/A | N/A | 0 | 0 | N/A | 0 | 0 | AAC7279 | Yes | Variable output compressor | Inverter | No | - | 28000 | 7.09 | - | 3300 | 14000 | No | - | - | - | 6480.26 | 30156 | No | 3016.2 | 15078 | No | - | - | 31500 | 7.41 | 4200 | 15750 | No | - | - | Yes | 3650 | 12900 | No | - | - | No | - | - | - | - | - | No | - | - | No | - | - | No | - | -
ARUN120LSS0 | 0 | N/A | LG | N/A | Non Ducted | vrf | N/A | Air | Air | South Korea | 9.08 | N/A | 33.6 | N/A | N/A | N/A | N/A | N/A | 9.95 | 37.8 | Enthalpy Test Room | 3.7227 | 3.8584 | N/A | - | N/A | N/A | N/A | N/A | N/A | N/A | N/A | N/A | N/A | N/A | N/A | N/A | N/A | N/A | N/A | N/A | N/A | Three | R410A | Australia,New Zealand | 152523 | 46799 | 0 | Approved | Reverse Cycle | N/A | No | Class 20 | No | N/A | N/A | N/A | N/A | N/A | N/A | N/A | Available | N/A | N/A | 0 | 0 | N/A | 0 | 0 | AAC7265 | Yes | Variable output compressor | Inverter | No | No | 33600 | 9.08 | - | 3740 | 16800 | No | - | - | - | 8299.12 | 36187.2 | No | 3418.36 | 18093.6 | No | - | - | 37800 | 9.95 | 4400 | 18900 | No | - | - | Yes | 4680 | 16500 | No | - | - | No | - | - | - | - | - | No | - | - | No | - | - | No | - | -
UHXM55MA | UHXM55MA | N/A | LG | N/A | Non Ducted | vrf | N/A | Air | Air | South Korea | 1.295 | N/A | 5.34 | N/A | N/A | N/A | N/A | N/A | 1.45 | 6.3 | Enthalpy Test Room | 4.1414 | 4.5038 | N/A | - | N/A | N/A | N/A | N/A | N/A | N/A | N/A | N/A | N/A | N/A | N/A | N/A | N/A | N/A | N/A | N/A | N/A | Single | R410A | Australia,New Zealand | 135761 | 46076 | 0 | Approved | Reverse Cycle | N/A | No | Class 19 | No | N/A | N/A | N/A | N/A | N/A | N/A | N/A | Available | N/A | N/A | 0 | 0 | N/A | 0 | 0 | AAC5790 | Yes | Variable output compressor | Inverter | No | - | 5340 | 1.295 | - | 437 | 2670 | No | - | - | - | 1183.63 | 5751.18 | No | 399.418 | 2875.59 | No | - | - | 6300 | 1.45 | 660 | 3150 | No | - | - | Yes | 1580 | 4300 | No | - | - | No | - | - | - | - | - | No | - | - | No | - | - | No | - | -
UHXM55MA2 | UHXM55MA | N/A | LG | N/A | Non Ducted | vrf | N/A | Air | Air | South Korea | 1.295 | N/A | 5.34 | N/A | N/A | N/A | N/A | N/A | 1.45 | 6.3 | Enthalpy Test Room | 4.1414 | 4.5038 | N/A | - | N/A | N/A | N/A | N/A | N/A | N/A | N/A | N/A | N/A | N/A | N/A | N/A | N/A | N/A | N/A | N/A | N/A | Single | R410A | Australia,New Zealand | 135761 | 46076 | 0 | Approved | Reverse Cycle | N/A | No | Class 19 | No | N/A | N/A | N/A | N/A | N/A | N/A | N/A | Available | N/A | N/A | 0 | 0 | N/A | 0 | 0 | AAC5790 | Yes | Variable output compressor | Inverter | No | - | 5340 | 1.295 | - | 437 | 2670 | No | - | - | - | 1183.63 | 5751.18 | No | 399.418 | 2875.59 | No | - | - | 6300 | 1.45 | 660 | 3150 | No | - | - | Yes | 1580 | 4300 | No | - | - | No | - | - | - | - | - | No | - | - | No | - | - | No | - | -
UHXM70MA | UHXM70MA | N/A | LG | N/A | Non Ducted | vrf | N/A | Air | Air | South Korea | 1.685 | N/A | 7 | N/A | N/A | N/A | N/A | N/A | 1.948 | 7.954 | Enthalpy Test Room | 4.4406 | 4.0855 | N/A | - | N/A | N/A | N/A | N/A | N/A | N/A | N/A | N/A | N/A | N/A | N/A | N/A | N/A | N/A | N/A | N/A | N/A | Single | R410A | Australia,New Zealand | 135765 | 46076 | 0 | Approved | Reverse Cycle | N/A | No | Class 19 | No | N/A | N/A | N/A | N/A | N/A | N/A | N/A | Available | N/A | N/A | 0 | 0 | N/A | 0 | 0 | AAC5791 | Yes | Variable output compressor | Inverter | No | - | 7000 | 1.685 | - | 610 | 3500 | No | - | - | - | 1540.09 | 7539 | No | 557.54 | 3769.5 | No | - | - | 7954 | 1.948 | 760 | 3900 | No | - | - | Yes | 1850 | 5600 | No | - | - | No | - | - | - | - | - | No | - | - | No | - | - | No | - | -
UHXM70MA2 | UHXM70MA | N/A | LG | N/A | Non Ducted | vrf | N/A | Air | Air | South Korea | 1.685 | N/A | 7 | N/A | N/A | N/A | N/A | N/A | 1.948 | 7.954 | Enthalpy Test Room | 4.4406 | 4.0855 | N/A | - | N/A | N/A | N/A | N/A | N/A | N/A | N/A | N/A | N/A | N/A | N/A | N/A | N/A | N/A | N/A | N/A | N/A | Single | R410A | Australia,New Zealand | 135765 | 46076 | 0 | Approved | Reverse Cycle | N/A | No | Class 19 | No | N/A | N/A | N/A | N/A | N/A | N/A | N/A | Available | N/A | N/A | 0 | 0 | N/A | 0 | 0 | AAC5791 | Yes | Variable output compressor | Inverter | No | - | 7000 | 1.685 | - | 610 | 3500 | No | - | - | - | 1540.09 | 7539 | No | 557.54 | 3769.5 | No | - | - | 7954 | 1.948 | 760 | 3900 | No | - | - | Yes | 1850 | 5600 | No | - | - | No | - | - | - | - | - | No | - | - | No | - | - | No | - | -
UHXM90MA1 | 0 | N/A | LG | N/A | Non Ducted | vrf | N/A | Air | Air | South Korea | 2.25 | N/A | 8.79 | N/A | N/A | N/A | N/A | N/A | 2.47 | 10.1 | Enthalpy Test Room | 4.0565 | 4.1483 | N/A | - | N/A | N/A | N/A | N/A | N/A | N/A | N/A | N/A | N/A | N/A | N/A | N/A | N/A | N/A | N/A | N/A | N/A | Single | R410A | Australia,New Zealand | 137457 | 46755 | 0 | Approved | Reverse Cycle | N/A | No | Class 19 | No | N/A | N/A | N/A | N/A | N/A | N/A | N/A | Available | N/A | N/A | 0 | 0 | N/A | 0 | 0 | AAC7222 | Yes | Variable output compressor | Inverter | No | - | 8790 | 2.25 | - | 770 | 4395 | No | - | - | - | 2056.5 | 9466.83 | No | 703.78 | 4733.415 | No | - | - | 10100 | 2.47 | 1010 | 5050 | No | - | - | Yes | 2300 | 7000 | No | - | - | No | - | - | - | - | - | No | - | - | No | - | - | No | - | -
UU100WR3 U30/UHN100B7 N70 | 0 | N/A | LG | N/A | Ducted | Single Split System | - | Air | Air | China,South Korea | 2.75 | N/A | 10.5 | N/A | N/A | N/A | N/A | N/A | 3.1 | 13 | Enthalpy Test Room | 3.8846 | 4.2053 | N/A | - | N/A | N/A | N/A | N/A | N/A | N/A | N/A | N/A | N/A | N/A | N/A | N/A | N/A | N/A | N/A | N/A | N/A | Single | R32 | Australia,New Zealand | 160136 | 47196 | 0 | Approved | Reverse Cycle | N/A | Yes | Class 11 | Yes | N/A | N/A | N/A | N/A | N/A | N/A | N/A | Available | N/A | N/A | 0 | 0 | N/A | 0 | 0 | AAC8111 | Yes | Variable output compressor | Inverter | No | - | 10500 | 2.75 | - | 1240 | 5400 | No | - | - | - | 2513.5 | 11308.5 | No | 1133.36 | 5815.8 | No | - | - | 13000 | 3.1 | 1400 | 6600 | No | - | - | No | - | - | - | 2680 | 8350 | No | - | - | - | - | - | - | - | - | No | - | - | No | - | -
UU100WR3 U30/UHN100M2S N20 | 0 | N/A | LG | N/A | Ducted | Single Split System | - | Air | Air | China | 2.75 | N/A | 10.5 | N/A | N/A | N/A | N/A | N/A | 3.2 | 13 | Enthalpy Test Room | 4.1135 | 4.1831 | N/A | - | N/A | N/A | N/A | N/A | N/A | N/A | N/A | N/A | N/A | N/A | N/A | N/A | N/A | N/A | N/A | N/A | N/A | Single | R32 | Australia,New Zealand | 160821 | 47230 | 0 | Approved | Reverse Cycle | N/A | Yes | Class 11 | Yes | N/A | N/A | N/A | N/A | N/A | N/A | N/A | Available | N/A | N/A | 0 | 0 | N/A | 0 | 0 | AAC8184 | Yes | Variable output compressor | Inverter | No | - | 10500 | 2.75 | - | 1230 | 5600 | No | - | - | - | 2513.5 | 11308.5 | No | 1124.22 | 6031.2 | No | - | - | 13000 | 3.2 | 1400 | 6700 | No | - | - | Yes | 3350 | 9500 | No | - | - | No | - | - | - | - | - | No | - | - | No | - | - | No | - | -
UU100WR3 U30/UMN100M2 N20 | 0 | N/A | LG | N/A | Ducted | Single Split System | - | Air | Air | China,South Korea | 2.5 | N/A | 9.5 | N/A | N/A | N/A | N/A | N/A | 2.77 | 10.8 | Enthalpy Test Room | 3.9404 | 4.2169 | N/A | - | N/A | N/A | N/A | N/A | N/A | N/A | N/A | N/A | N/A | N/A | N/A | N/A | N/A | N/A | N/A | N/A | N/A | Single | R32 | Australia,New Zealand | 160017 | 47190 | 0 | Approved | Reverse Cycle | N/A | Yes | Class 10 | Yes | N/A | N/A | N/A | N/A | N/A | N/A | N/A | Available | N/A | N/A | 0 | 0 | N/A | 0 | 0 | AAC8095 | Yes | Variable output compressor | Inverter | No | - | 9500 | 2.5 | - | 1000 | 4800 | No | - | - | - | 2285 | 10231.5 | No | 914 | 5169.6 | No | - | - | 10800 | 2.77 | 1090 | 5450 | No | - | - | Yes | 2930 | 9070 | No | - | - | No | - | - | - | - | - | No | - | - | No | - | - | No | - | -
UU100WR3 U30/UTN100MA NA0 | 0 | N/A | LG | N/A | Non Ducted | Single Split System | Cassette | Air | Air | China,South Korea | 2.26 | N/A | 9.5 | N/A | N/A | N/A | N/A | N/A | 2.43 | 10.8 | Enthalpy Test Room | 4.442 | 4.4701 | N/A | - | N/A | N/A | N/A | N/A | N/A | N/A | N/A | N/A | N/A | N/A | N/A | N/A | N/A | N/A | N/A | N/A | N/A | Single | R32 | Australia,New Zealand | 160213 | 47201 | 0 | Approved | Reverse Cycle | N/A | Yes | Class 9 | Yes | N/A | N/A | N/A | N/A | N/A | N/A | N/A | Available | N/A | N/A | 0 | 0 | N/A | 0 | 0 | AAC8133 | Yes | Variable output compressor | Inverter | No | - | 9500 | 2.26 | - | 950 | 4800 | No | - | - | - | 2065.64 | 10231.5 | No | 868.3 | 5169.6 | No | - | - | 10800 | 2.43 | 1020 | 5400 | No | - | - | Yes | 2540 | 8120 | No | - | - | No | - | - | - | - | - | No | - | - | No | - | - | No | - | -
UU100WR3H U30 / UHN100M3SH N30 | 0 | N/A | LG | N/A | Ducted | Single Split System | - | Air | Air | China | 2.5 | N/A | 10.5 | N/A | N/A | N/A | N/A | N/A | 3 | 13 | Enthalpy Test Room | 4.225 | 4.4705 | N/A | - | N/A | N/A | N/A | N/A | N/A | N/A | N/A | N/A | N/A | N/A | N/A | N/A | N/A | N/A | N/A | N/A | N/A | Single | R32 | Australia,New Zealand | 161988 | 47273 | 0 | Approved | Reverse Cycle | N/A | Yes | Class 11 | Yes | N/A | N/A | N/A | N/A | N/A | N/A | N/A | Available | N/A | N/A | 0 | 0 | N/A | 0 | 0 | AAC8290 | Yes | Variable output compressor | Inverter | No | - | 10500 | 2.5 | - | 1180 | 5600 | No | - | - | - | 2285 | 11308.5 | No | 1078.52 | 6031.2 | No | - | - | 13000 | 3 | 1300 | 6700 | No | - | - | Yes | 3700 | 10400 | No | - | - | No | - | - | - | - | - | No | - | - | No | - | - | No | - | -
UU100WR3L U30 / UHN100M2S N20 | 0 | N/A | LG | N/A | Ducted | Single Split System | - | Air | Air | China | 2.75 | N/A | 10.5 | N/A | N/A | N/A | N/A | N/A | 3.2 | 13 | Enthalpy Test Room | 4.1283 | 4.1752 | N/A | - | N/A | N/A | N/A | N/A | N/A | N/A | N/A | N/A | N/A | N/A | N/A | N/A | N/A | N/A | N/A | N/A | N/A | Three | R32 | Australia,New Zealand | 158324 | 47097 | 0 | Approved | Reverse Cycle | N/A | Yes | Class 11 | Yes | N/A | N/A | N/A | N/A | N/A | N/A | N/A | Available | N/A | N/A | 0 | 0 | N/A | 0 | 0 | AAC7955 | Yes | Variable output compressor | Inverter | No | - | 10500 | 2.75 | - | 1230 | 5600 | No | - | - | - | 2513.5 | 11308.5 | No | 1124.22 | 6031.2 | No | - | - | 13000 | 3.2 | 1400 | 6700 | No | - | - | No | - | - | - | 3350 | 9500 | No | - | - | - | - | - | - | - | - | No | - | - | No | - | -
UU100WR3L U30 / UHN100M2S N20 | 0 | N/A | LG | N/A | Ducted | Single Split System | - | Air | Air | China | 2.75 | N/A | 10.5 | N/A | N/A | N/A | N/A | N/A | 3.2 | 13 | Enthalpy Test Room | 4.1283 | 4.1752 | N/A | - | N/A | N/A | N/A | N/A | N/A | N/A | N/A | N/A | N/A | N/A | N/A | N/A | N/A | N/A | N/A | N/A | N/A | Three | R32 | Australia,New Zealand | 160965 | 47231 | 0 | Approved | Reverse Cycle | N/A | Yes | Class 11 | Yes | N/A | N/A | N/A | N/A | N/A | N/A | N/A | Available | N/A | N/A | 0 | 0 | N/A | 0 | 0 | AAC8190 | Yes | Variable output compressor | Inverter | No | - | 10500 | 2.75 | - | 1230 | 5600 | No | - | - | - | 2513.5 | 11308.5 | No | 1124.22 | 6031.2 | No | - | - | 13000 | 3.2 | 1400 | 6700 | No | - | - | Yes | 3350 | 9500 | No | - | - | No | - | - | - | - | - | No | - | - | No | - | - | No | - | -
UU125WR3 U30/UHN125B7 N70 | 0 | N/A | LG | N/A | Ducted | Single Split System | - | Air | Air | China,South Korea | 3.35 | N/A | 12.5 | N/A | N/A | N/A | N/A | N/A | 3.8 | 15 | Enthalpy Test Room | 3.8285 | 4.1416 | N/A | - | N/A | N/A | N/A | N/A | N/A | N/A | N/A | N/A | N/A | N/A | N/A | N/A | N/A | N/A | N/A | N/A | N/A | Single | R32 | Australia,New Zealand | 160138 | 47196 | 0 | Approved | Reverse Cycle | N/A | Yes | Class 11 | Yes | N/A | N/A | N/A | N/A | N/A | N/A | N/A | Available | N/A | N/A | 0 | 0 | N/A | 0 | 0 | AAC8112 | Yes | Variable output compressor | Inverter | No | - | 12500 | 3.35 | - | 1290 | 6300 | No | - | - | - | 3061.9 | 13462.5 | No | 1179.06 | 6785.1 | No | - | - | 15000 | 3.8 | 1550 | 7500 | No | - | - | No | - | - | - | 3050 | 9800 | No | - | - | - | - | - | - | - | - | No | - | - | No | - | -
UU125WR3 U30/UHN125M3S N30 | 0 | N/A | LG | N/A | Ducted | Single Split System | - | Air | Air | China | 3.35 | N/A | 12.5 | N/A | N/A | N/A | N/A | N/A | 3.75 | 15 | Enthalpy Test Room | 3.857 | 4.1057 | N/A | - | N/A | N/A | N/A | N/A | N/A | N/A | N/A | N/A | N/A | N/A | N/A | N/A | N/A | N/A | N/A | N/A | N/A | Single | R32 | Australia,New Zealand | 160157 | 47196 | 0 | Approved | Reverse Cycle | N/A | Yes | Class 11 | Yes | N/A | N/A | N/A | N/A | N/A | N/A | N/A | Available | N/A | N/A | 0 | 0 | N/A | 0 | 0 | AAC8120 | Yes | Variable output compressor | Inverter | No | - | 12500 | 3.35 | - | 1420 | 6500 | No | - | - | - | 3061.9 | 13462.5 | No | 1297.88 | 7000.5 | No | - | - | 15000 | 3.75 | 1560 | 7700 | No | - | - | Yes | 4270 | 11720 | No | - | - | No | - | - | - | - | - | No | - | - | No | - | - | No | - | -
UU125WR3 U30/UMN125M2 N20 | 0 | N/A | LG | N/A | Ducted | Single Split System | - | Air | Air | China,South Korea | 3.55 | N/A | 12.3 | N/A | N/A | N/A | N/A | N/A | 3.74 | 13.5 | Enthalpy Test Room | 3.5168 | 3.741 | N/A | - | N/A | N/A | N/A | N/A | N/A | N/A | N/A | N/A | N/A | N/A | N/A | N/A | N/A | N/A | N/A | N/A | N/A | Single | R32 | Australia,New Zealand | 160045 | 47190 | 0 | Approved | Reverse Cycle | N/A | Yes | Class 11 | Yes | N/A | N/A | N/A | N/A | N/A | N/A | N/A | Available | N/A | N/A | 0 | 0 | N/A | 0 | 0 | AAC8096 | Yes | Variable output compressor | Inverter | No | - | 12300 | 3.55 | - | 1340 | 6200 | No | - | - | - | 3244.7 | 13247.1 | No | 1224.76 | 6677.4 | No | - | - | 13500 | 3.74 | 1400 | 6800 | No | - | - | No | - | - | - | 2930 | 9070 | No | - | - | - | - | - | - | - | - | No | - | - | No | - | -
UU125WR3 U30/UTN125MA NA0 | 0 | N/A | LG | N/A | Non Ducted | Single Split System | Cassette | Air | Air | China,South Korea | 3.31 | N/A | 12.3 | N/A | N/A | N/A | N/A | N/A | 3.51 | 13.5 | Enthalpy Test Room | 3.8261 | 3.9344 | N/A | - | N/A | N/A | N/A | N/A | N/A | N/A | N/A | N/A | N/A | N/A | N/A | N/A | N/A | N/A | N/A | N/A | N/A | Single | R32 | Australia,New Zealand | 160224 | 47203 | 0 | Approved | Reverse Cycle | N/A | Yes | Class 11 | Yes | N/A | N/A | N/A | N/A | N/A | N/A | N/A | Available | N/A | N/A | 0 | 0 | N/A | 0 | 0 | AAC8140 | Yes | Variable output compressor | Inverter | No | - | 12300 | 3.31 | - | 1220 | 6100 | No | - | - | - | 3025.34 | 13247.1 | No | 1115.08 | 6569.7 | No | - | - | 13500 | 3.51 | 1270 | 6750 | No | - | - | No | - | - | - | 2540 | 8120 | No | - | - | - | - | - | - | - | - | No | - | - | No | - | -
UU125WR3L U30/UHN125M3S N30 | 0 | N/A | LG | N/A | Ducted | Single Split System | - | Air | Air | China | 3.35 | N/A | 12.5 | N/A | N/A | N/A | N/A | N/A | 3.75 | 15 | Enthalpy Test Room | 3.9761 | 4.2036 | N/A | - | N/A | N/A | N/A | N/A | N/A | N/A | N/A | N/A | N/A | N/A | N/A | N/A | N/A | N/A | N/A | N/A | N/A | Three | R32 | Australia,New Zealand | 160177 | 47196 | 0 | Approved | Reverse Cycle | N/A | Yes | Class 11 | Yes | N/A | N/A | N/A | N/A | N/A | N/A | N/A | Available | N/A | N/A | 0 | 0 | N/A | 0 | 0 | AAC8121 | Yes | Variable output compressor | Inverter | No | - | 12500 | 3.35 | - | 1420 | 6500 | No | - | - | - | 3061.9 | 13462.5 | No | 1297.88 | 7000.5 | No | - | - | 15000 | 3.75 | 1560 | 7700 | No | - | - | Yes | 4270 | 11720 | No | - | - | No | - | - | - | - | - | No | - | - | No | - | - | No | - | -
UU140WR3 U30/UHN140M3S N30 | 0 | N/A | LG | N/A | Ducted | Single Split System | - | Air | Air | China | 4.3 | N/A | 14 | N/A | N/A | N/A | N/A | N/A | 4.4 | 16.5 | Enthalpy Test Room | 3.461 | 3.9125 | N/A | - | N/A | N/A | N/A | N/A | N/A | N/A | N/A | N/A | N/A | N/A | N/A | N/A | N/A | N/A | N/A | N/A | N/A | Single | R32 | Australia,New Zealand | 158266 | 47097 | 0 | Approved | Reverse Cycle | N/A | Yes | Class 11 | Yes | N/A | N/A | N/A | N/A | N/A | N/A | N/A | Available | N/A | N/A | 0 | 0 | N/A | 0 | 0 | AAC7947 | Yes | Variable output compressor | Inverter | No | - | 14000 | 4.3 | - | 1700 | 7650 | No | - | - | - | 3930.2 | 15078 | No | 1553.8 | 8239.05 | No | - | - | 16500 | 4.4 | 1800 | 8700 | No | - | - | No | - | - | - | 4280 | 11600 | No | - | - | - | - | - | - | - | - | No | - | - | No | - | -
UU140WR3 U30/UHN140M3S N30 | 0 | N/A | LG | N/A | Ducted | Single Split System | - | Air | Air | China | 4.3 | N/A | 14 | N/A | N/A | N/A | N/A | N/A | 4.4 | 16.5 | Enthalpy Test Room | 3.461 | 3.9125 | N/A | - | N/A | N/A | N/A | N/A | N/A | N/A | N/A | N/A | N/A | N/A | N/A | N/A | N/A | N/A | N/A | N/A | N/A | Single | R32 | Australia,New Zealand | 160517 | 47209 | 0 | Approved | Reverse Cycle | N/A | Yes | Class 11 | Yes | N/A | N/A | N/A | N/A | N/A | N/A | N/A | Available | N/A | N/A | 0 | 0 | N/A | 0 | 0 | AAC8151 | Yes | Variable output compressor | Inverter | No | - | 14000 | 4.3 | - | 1700 | 7650 | No | - | - | - | 3930.2 | 15078 | No | 1553.8 | 8239.05 | No | - | - | 16500 | 4.4 | 1800 | 8700 | No | - | - | Yes | 4280 | 11600 | No | - | - | No | - | - | - | - | - | No | - | - | No | - | - | No | - | -
UU140WR3 U30/UMN140M3 N30 | 0 | N/A | LG | N/A | Ducted | Single Split System | - | Air | Air | China,South Korea | 4.25 | N/A | 13.8 | N/A | N/A | N/A | N/A | N/A | 4.31 | 15.5 | Enthalpy Test Room | 3.4154 | 3.7039 | N/A | - | N/A | N/A | N/A | N/A | N/A | N/A | N/A | N/A | N/A | N/A | N/A | N/A | N/A | N/A | N/A | N/A | N/A | Single | R32 | Australia,New Zealand | 160068 | 47196 | 0 | Approved | Reverse Cycle | N/A | Yes | Class 11 | Yes | N/A | N/A | N/A | N/A | N/A | N/A | N/A | Available | N/A | N/A | 0 | 0 | N/A | 0 | 0 | AAC8109 | Yes | Variable output compressor | Inverter | No | - | 13800 | 4.25 | - | 1520 | 7200 | No | - | - | - | 3884.5 | 14862.6 | No | 1389.28 | 7754.4 | No | - | - | 15500 | 4.31 | 1700 | 8100 | No | - | - | No | - | - | - | 3290 | 9800 | No | - | - | - | - | - | - | - | - | No | - | - | No | - | -
UU140WR3 U30/UTN140MA NA0 | 0 | N/A | LG | N/A | Non Ducted | Single Split System | Cassette | Air | Air | China,South Korea | 4.25 | N/A | 13.6 | N/A | N/A | N/A | N/A | N/A | 4.37 | 15.5 | Enthalpy Test Room | 3.4146 | 3.6342 | N/A | - | N/A | N/A | N/A | N/A | N/A | N/A | N/A | N/A | N/A | N/A | N/A | N/A | N/A | N/A | N/A | N/A | N/A | Single | R32 | Australia,New Zealand | 160231 | 47218 | 0 | Approved | Reverse Cycle | N/A | Yes | Class 11 | Yes | N/A | N/A | N/A | N/A | N/A | N/A | N/A | Available | N/A | N/A | 0 | 0 | N/A | 0 | 0 | AAC8173 | Yes | Variable output compressor | Inverter | No | - | 13600 | 4.25 | - | 1400 | 6800 | No | - | - | - | 3884.5 | 14647.2 | No | 1279.6 | 7323.6 | No | - | - | 15500 | 4.37 | 1550 | 7750 | No | - | - | No | - | - | - | 3180 | 9600 | No | - | - | - | - | - | - | - | - | No | - | - | No | - | -
UU140WR3L U30/UHN140M3S N30 | 0 | N/A | LG | N/A | Ducted | Single Split System | - | Air | Air | China | 4.3 | N/A | 14 | N/A | N/A | N/A | N/A | N/A | 4.4 | 16.5 | Enthalpy Test Room | 3.5452 | 3.8724 | N/A | - | N/A | N/A | N/A | N/A | N/A | N/A | N/A | N/A | N/A | N/A | N/A | N/A | N/A | N/A | N/A | N/A | N/A | Three | R32 | Australia,New Zealand | 160539 | 47209 | 0 | Approved | Reverse Cycle | N/A | Yes | Class 11 | Yes | N/A | N/A | N/A | N/A | N/A | N/A | N/A | Available | N/A | N/A | 0 | 0 | N/A | 0 | 0 | AAC8154 | Yes | Variable output compressor | Inverter | No | - | 14000 | 4.3 | - | 1700 | 7650 | No | - | - | - | 3930.2 | 15078 | No | 1553.8 | 8239.05 | No | - | - | 16500 | 4.4 | 1800 | 8700 | No | - | - | Yes | 4280 | 11600 | No | - | - | No | - | - | - | - | - | No | - | - | No | - | - | No | - | -
UU150WR3 U30 / UHN150M3S N30 | 0 | N/A | LG | N/A | Ducted | Single Split System | - | Air | Air | China | 4.6 | N/A | 15.2 | N/A | N/A | N/A | N/A | N/A | 4.9 | 18 | Enthalpy Test Room | 3.3801 | 3.8057 | N/A | - | N/A | N/A | N/A | N/A | N/A | N/A | N/A | N/A | N/A | N/A | N/A | N/A | N/A | N/A | N/A | N/A | N/A | Single | R32 | Australia,New Zealand | 160537 | 47229 | 0 | Approved | Reverse Cycle | N/A | Yes | Class 11 | Yes | N/A | N/A | N/A | N/A | N/A | N/A | N/A | Available | N/A | N/A | 0 | 0 | N/A | 0 | 0 | AAC8183 | Yes | Variable output compressor | Inverter | No | - | 15200 | 4.6 | - | 1830 | 8200 | No | - | - | - | 4204.4 | 16370.4 | No | 1672.62 | 8831.4 | No | - | - | 18000 | 4.9 | 1950 | 9000 | No | - | - | No | - | - | - | 3750 | 10800 | No | - | - | - | - | - | - | - | - | No | - | - | No | - | -
UU150WR3 U30/UHN150B7 N70 | 0 | N/A | LG | N/A | Ducted | Single Split System | - | Air | Air | China,South Korea | 4.6 | N/A | 15 | N/A | N/A | N/A | N/A | N/A | 4.68 | 17 | Enthalpy Test Room | 3.328 | 3.7813 | N/A | - | N/A | N/A | N/A | N/A | N/A | N/A | N/A | N/A | N/A | N/A | N/A | N/A | N/A | N/A | N/A | N/A | N/A | Single | R32 | Australia,New Zealand | 160141 | 47201 | 0 | Approved | Reverse Cycle | N/A | Yes | Class 11 | Yes | N/A | N/A | N/A | N/A | N/A | N/A | N/A | Available | N/A | N/A | 0 | 0 | N/A | 0 | 0 | AAC8132 | Yes | Variable output compressor | Inverter | No | - | 15000 | 4.6 | - | 1620 | 7500 | No | - | - | - | 4204.4 | 16155 | No | 1480.68 | 8077.5 | No | - | - | 17000 | 4.68 | 1810 | 8500 | No | - | - | No | - | - | - | 3430 | 10300 | No | - | - | - | - | - | - | - | - | No | - | - | No | - | -
UU150WR3L U30/UHN150M3S N30 | 0 | N/A | LG | N/A | Ducted | Single Split System | - | Air | Air | China | 4.6 | N/A | 15.2 | N/A | N/A | N/A | N/A | N/A | 4.9 | 18 | Enthalpy Test Room | 3.4794 | 3.8025 | N/A | - | N/A | N/A | N/A | N/A | N/A | N/A | N/A | N/A | N/A | N/A | N/A | N/A | N/A | N/A | N/A | N/A | N/A | Three | R32 | Australia,New Zealand | 160552 | 47218 | 0 | Approved | Reverse Cycle | N/A | Yes | Class 11 | Yes | N/A | N/A | N/A | N/A | N/A | N/A | N/A | Available | N/A | N/A | 0 | 0 | N/A | 0 | 0 | AAC8171 | Yes | Variable output compressor | Inverter | No | - | 15200 | 4.6 | - | 1830 | 8200 | No | - | - | - | 4204.4 | 16370.4 | No | 1672.62 | 8831.4 | No | - | - | 18000 | 4.9 | 1950 | 9000 | No | - | - | No | - | - | - | 3750 | 10800 | No | - | - | - | - | - | - | - | - | No | - | - | No | - | -
UU85WR3 U40/UHN85B7 N70 | 0 | N/A | LG | N/A | Ducted | Single Split System | - | Air | Air | China,South Korea | 2.58 | N/A | 8.8 | N/A | N/A | N/A | N/A | N/A | 2.32 | 9.4 | Enthalpy Test Room | 3.6563 | 4.1536 | N/A | - | N/A | N/A | N/A | N/A | N/A | N/A | N/A | N/A | N/A | N/A | N/A | N/A | N/A | N/A | N/A | N/A | N/A | Single | R32 | Australia,New Zealand | 160069 | 47196 | 0 | Approved | Reverse Cycle | N/A | Yes | Class 10 | Yes | N/A | N/A | N/A | N/A | N/A | N/A | N/A | Available | N/A | N/A | 0 | 0 | N/A | 0 | 0 | AAC8110 | Yes | Variable output compressor | Inverter | No | - | 8800 | 2.58 | - | 990 | 4500 | No | - | - | - | 2358.12 | 9477.6 | No | 904.86 | 4846.5 | No | - | - | 9400 | 2.32 | 990 | 4800 | No | - | - | No | - | - | - | 2100 | 6800 | No | - | - | - | - | - | - | - | - | No | - | - | No | - | -
UU85WR3 U40/UHN85M2S N20 | 0 | N/A | LG | N/A | Ducted | Single Split System | - | Air | Air | China | 2.5 | N/A | 8.5 | N/A | N/A | N/A | N/A | N/A | 2.7 | 10 | Enthalpy Test Room | 3.5785 | 3.931 | N/A | - | N/A | N/A | N/A | N/A | N/A | N/A | N/A | N/A | N/A | N/A | N/A | N/A | N/A | N/A | N/A | N/A | N/A | Single | R32 | Australia,New Zealand | 160487 | 47204 | 0 | Approved | Reverse Cycle | N/A | Yes | Class 10 | Yes | N/A | N/A | N/A | N/A | N/A | N/A | N/A | Available | N/A | N/A | 0 | 0 | N/A | 0 | 0 | AAC8147 | Yes | Variable output compressor | Inverter | No | - | 8500 | 2.5 | - | 920 | 4250 | No | - | - | - | 2285 | 9154.5 | No | 840.88 | 4577.25 | No | - | - | 10000 | 2.7 | 1170 | 5100 | No | - | - | No | - | - | - | 2250 | 6500 | No | - | - | - | - | - | - | - | - | No | - | - | No | - | -
UU85WR3 U40/UMN85M1 N10 | 0 | N/A | LG | N/A | Ducted | Single Split System | - | Air | Air | China,South Korea | 2.3 | N/A | 8 | N/A | N/A | N/A | N/A | N/A | 2.64 | 9 | Enthalpy Test Room | 3.5963 | 3.5611 | N/A | - | N/A | N/A | N/A | N/A | N/A | N/A | N/A | N/A | N/A | N/A | N/A | N/A | N/A | N/A | N/A | N/A | N/A | Single | R32 | Australia,New Zealand | 160013 | 47190 | 0 | Approved | Reverse Cycle | N/A | Yes | Class 10 | Yes | N/A | N/A | N/A | N/A | N/A | N/A | N/A | Available | N/A | N/A | 0 | 0 | N/A | 0 | 0 | AAC8094 | Yes | Variable output compressor | Inverter | No | - | 8000 | 2.3 | - | 920 | 4000 | No | - | - | - | 2102.2 | 8616 | No | 840.88 | 4308 | No | - | - | 9000 | 2.64 | 1030 | 4500 | No | - | - | No | - | - | - | 2130 | 6150 | No | - | - | - | - | - | - | - | - | No | - | - | No | - | -
UU85WR3 U40/UTN85PB NB0 | 0 | N/A | LG | N/A | Non Ducted | Single Split System | Cassette | Air | Air | China,South Korea | 2.45 | N/A | 8 | N/A | N/A | N/A | N/A | N/A | 2.62 | 8.9 | Enthalpy Test Room | 3.4809 | 3.5705 | N/A | - | N/A | N/A | N/A | N/A | N/A | N/A | N/A | N/A | N/A | N/A | N/A | N/A | N/A | N/A | N/A | N/A | N/A | Single | R32 | Australia,New Zealand | 160198 | 47201 | 0 | Approved | Reverse Cycle | N/A | Yes | Class 9 | Yes | N/A | N/A | N/A | N/A | N/A | N/A | N/A | Available | N/A | N/A | 0 | 0 | N/A | 0 | 0 | AAC8137 | Yes | Variable output compressor | Inverter | No | - | 8000 | 2.45 | - | 850 | 4000 | No | - | - | - | 2239.3 | 8616 | No | 776.9 | 4308 | No | - | - | 8900 | 2.62 | 980 | 4500 | No | - | - | No | - | - | - | 1930 | 6000 | No | - | - | - | - | - | - | - | - | No | - | - | No | - | -
WH09SKU-18 / WH09SKN-18 | 0 | N/A | LG | N/A | Non Ducted | Single Split System | Wall Hung | Air | Air | Thailand | 0.512 | N/A | 2.5 | N/A | N/A | N/A | N/A | N/A | 0.653 | 3.2 | Calorimeter Room | 5.0736 | 5.0031 | N/A | - | N/A | N/A | N/A | N/A | N/A | N/A | N/A | N/A | N/A | N/A | N/A | N/A | N/A | N/A | N/A | N/A | N/A | Single | R32 | Australia,New Zealand | 154213 | 46910 | 0 | Approved | Reverse Cycle | N/A | Yes | Class 8 | Yes | N/A | N/A | N/A | N/A | N/A | N/A | N/A | Available | N/A | N/A | 0 | 0 | N/A | 0 | 0 | AAC7555 | Yes | Variable output compressor | Inverter | No | - | 2500 | 0.512 | - | 235 | 1250 | Yes | 230 | 1150 | - | 467.968 | 2692.5 | Yes | 170 | 1337 | - | 148 | 1100 | 3200 | 0.653 | 321 | 1600 | No | - | - | Yes | 1250 | 3800 | No | - | - | No | - | - | - | - | - | No | - | - | No | - | - | No | - | -
WH12SKU-18 / WH12SKN-18 | 0 | N/A | LG | N/A | Non Ducted | Single Split System | Wall Hung | Air | Air | Thailand | 0.86 | N/A | 3.5 | N/A | N/A | N/A | N/A | N/A | 0.87 | 4 | Calorimeter Room | 4.1402 | 4.7739 | N/A | - | N/A | N/A | N/A | N/A | N/A | N/A | N/A | N/A | N/A | N/A | N/A | N/A | N/A | N/A | N/A | N/A | N/A | Single | R32 | Australia,New Zealand | 154215 | 46903 | 0 | Approved | Reverse Cycle | N/A | Yes | Class 8 | Yes | N/A | N/A | N/A | N/A | N/A | N/A | N/A | Available | N/A | N/A | 0 | 0 | N/A | 0 | 0 | AAC7533 | Yes | Variable output compressor | Inverter | No | - | 3500 | 0.86 | - | 314 | 1750 | Yes | 253 | 1300 | - | 786.04 | 3769.5 | Yes | 251 | 1873 | - | 146 | 1100 | 4000 | 0.87 | 384 | 2000 | No | - | - | Yes | 1250 | 3800 | No | - | - | No | - | - | - | - | - | No | - | - | No | - | - | No | - | -
WH18SLU-19 / WH18SLN-19 | 0 | N/A | LG | N/A | Non Ducted | Single Split System | Wall Hung | Air | Air | Thailand | 1.22 | N/A | 5 | N/A | N/A | N/A | N/A | N/A | 1.38 | 6 | Calorimeter Room | 4.2863 | 4.5103 | N/A | - | N/A | N/A | N/A | N/A | N/A | N/A | N/A | N/A | N/A | N/A | N/A | N/A | N/A | N/A | N/A | N/A | N/A | Single | R32 | Australia,New Zealand | 154820 | 46915 | 0 | Approved | Reverse Cycle | N/A | Yes | Class 9 | Yes | N/A | N/A | N/A | N/A | N/A | N/A | N/A | Available | N/A | N/A | 0 | 0 | N/A | 0 | 0 | AAC7561 | Yes | Variable output compressor | Inverter | No | - | 5000 | 1.22 | - | 460 | 2500 | Yes | 300 | 1700 | - | 1115.08 | 5385 | Yes | 370 | 2675 | - | 241 | 1900 | 6000 | 1.38 | 615 | 3000 | No | - | - | Yes | 1800 | 5200 | No | - | - | No | - | - | - | - | - | No | - | - | No | - | - | No | - | -
WH18SLU-19 / WH18SLN-19 | 0 | N/A | LG | N/A | Non Ducted | Single Split System | Wall Hung | Air | Air | Thailand | 1.22 | N/A | 5 | N/A | N/A | N/A | N/A | N/A | 1.38 | 6 | Calorimeter Room | 4.2863 | 4.5103 | N/A | - | N/A | N/A | N/A | N/A | N/A | N/A | N/A | N/A | N/A | N/A | N/A | N/A | N/A | N/A | N/A | N/A | N/A | Single | R32 | Australia,New Zealand | 162207 | 47288 | 0 | Approved | Reverse Cycle | N/A | Yes | Class 9 | Yes | N/A | N/A | N/A | N/A | N/A | N/A | N/A | Available | N/A | N/A | 0 | 0 | N/A | 0 | 0 | AAC8303 | Yes | Variable output compressor | Inverter | No | - | 5000 | 1.22 | - | 460 | 2500 | Yes | 300 | 1700 | - | 1115.08 | 5385 | Yes | 370 | 2675 | - | 241 | 1900 | 6000 | 1.38 | 600 | 3000 | No | - | - | Yes | 1800 | 5200 | No | - | - | No | - | - | - | - | - | No | - | - | No | - | - | No | - | -
WH18SLU-23 / WH18SLN-23 | 0 | N/A | LG | N/A | Non Ducted | Single Split System | Wall Hung | Air | Air | Thailand | 1.14 | N/A | 5 | N/A | N/A | N/A | N/A | N/A | 1.31 | 6 | Calorimeter Room | 4.5861 | 4.6116 | N/A | - | N/A | N/A | N/A | N/A | N/A | N/A | N/A | N/A | N/A | N/A | N/A | N/A | N/A | N/A | N/A | N/A | N/A | Single | R32 | Australia,New Zealand | 155895 | 46993 | 0 | Approved | Reverse Cycle | N/A | Yes | Class 9 | Yes | N/A | N/A | N/A | N/A | N/A | N/A | N/A | Available | N/A | N/A | 0 | 0 | N/A | 0 | 0 | AAC7751 | Yes | Variable output compressor | Inverter | No | - | 5000 | 1.14 | - | 460 | 2500 | Yes | 420 | 2300 | - | 1041.96 | 5385 | Yes | 378 | 2740 | - | 274 | 2000 | 6000 | 1.31 | 578 | 3000 | No | - | - | Yes | 2700 | 6650 | No | - | - | No | - | - | - | - | - | No | - | - | No | - | - | No | - | -
WH21SLU-23 / WH21SLN-23 | 0 | N/A | LG | N/A | Non Ducted | Single Split System | Wall Hung | Air | Air | Thailand | 1.52 | N/A | 6.1 | N/A | N/A | N/A | N/A | N/A | 1.64 | 7 | Calorimeter Room | 4.1263 | 4.4594 | N/A | - | N/A | N/A | N/A | N/A | N/A | N/A | N/A | N/A | N/A | N/A | N/A | N/A | N/A | N/A | N/A | N/A | N/A | Single | R32 | Australia,New Zealand | 155122 | 46963 | 0 | Approved | Reverse Cycle | N/A | Yes | Class 9 | Yes | N/A | N/A | N/A | N/A | N/A | N/A | N/A | Available | N/A | N/A | 0 | 0 | N/A | 0 | 0 | AAC7654 | Yes | Variable output compressor | Inverter | No | - | 6100 | 1.52 | - | 565 | 3050 | Yes | 500 | 2800 | - | 1389.28 | 6569.7 | Yes | 461 | 3285 | - | 274 | 1900 | 7000 | 1.64 | 720 | 3550 | No | - | - | Yes | 2700 | 6650 | No | - | - | No | - | - | - | - | - | No | - | - | No | - | - | No | - | -
WH24SLU-18 / WH24SLN-18 | 0 | N/A | LG | N/A | Non Ducted | Single Split System | Wall Hung | Air | Air | Thailand | 1.89 | N/A | 7.1 | N/A | N/A | N/A | N/A | N/A | 1.99 | 8 | Calorimeter Room | 3.968 | 4.0449 | N/A | - | N/A | N/A | N/A | N/A | N/A | N/A | N/A | N/A | N/A | N/A | N/A | N/A | N/A | N/A | N/A | N/A | N/A | Single | R32 | Australia,New Zealand | 154022 | 46889 | 0 | Approved | Reverse Cycle | N/A | Yes | Class 9 | Yes | N/A | N/A | N/A | N/A | N/A | N/A | N/A | Available | N/A | N/A | 0 | 0 | N/A | 0 | 0 | AAC7513 | Yes | Variable output compressor | Inverter | No | - | 7100 | 1.89 | - | 680 | 3550 | No | - | - | - | 1727.46 | 7646.7 | No | 621.52 | 3823.35 | No | - | - | 8000 | 1.99 | 765 | 4000 | No | - | - | Yes | 2610 | 6500 | No | - | - | No | - | - | - | - | - | No | - | - | No | - | - | No | - | -
WH30SRU-18 / WH30SRN-18 | 0 | N/A | LG | N/A | Non Ducted | Single Split System | Wall Hung | Air | Air | Thailand | 2.26 | N/A | 8.5 | N/A | N/A | N/A | N/A | N/A | 2.24 | 9 | Calorimeter Room | 3.7922 | 4.1203 | N/A | - | N/A | N/A | N/A | N/A | N/A | N/A | N/A | N/A | N/A | N/A | N/A | N/A | N/A | N/A | N/A | N/A | N/A | Single | R32 | Australia,New Zealand | 153911 | 46896 | 0 | Approved | Reverse Cycle | N/A | Yes | Class 9 | Yes | N/A | N/A | N/A | N/A | N/A | N/A | N/A | Available | N/A | N/A | 0 | 0 | N/A | 0 | 0 | AAC7528 | Yes | Variable output compressor | Inverter | No | - | 8500 | 2.26 | - | 975 | 4250 | No | - | - | - | 2065.64 | 9154.5 | No | 891.15 | 4577.25 | No | - | - | 9000 | 2.24 | 920 | 4500 | No | - | - | Yes | 3560 | 8800 | No | - | - | No | - | - | - | - | - | No | - | - | No | - | - | No | - | -
WH34SRU-18 / WH34SRN-18 | 0 | N/A | LG | N/A | Non Ducted | Single Split System | Wall Hung | Air | Air | Thailand | 2.68 | N/A | 9.4 | N/A | N/A | N/A | N/A | N/A | 2.74 | 10.3 | Calorimeter Room | 3.5345 | 3.824 | N/A | - | N/A | N/A | N/A | N/A | N/A | N/A | N/A | N/A | N/A | N/A | N/A | N/A | N/A | N/A | N/A | N/A | N/A | Single | R32 | Australia,New Zealand | 154783 | 46915 | 0 | Approved | Reverse Cycle | N/A | Yes | Class 9 | Yes | N/A | N/A | N/A | N/A | N/A | N/A | N/A | Available | N/A | N/A | 0 | 0 | N/A | 0 | 0 | AAC7560 | Yes | Variable output compressor | Inverter | No | - | 9400 | 2.68 | - | 1030 | 4700 | No | - | - | - | 2449.52 | 10123.8 | No | 941.42 | 5061.9 | No | - | - | 10300 | 2.74 | 1040 | 5150 | No | - | - | Yes | 3560 | 8800 | No | - | - | No | - | - | - | - | - | No | - | - | No | - | - | No | - | -
WS09TWU / WS09TWN | 0 | N/A | LG | 0.75 | Non Ducted | Single Split System | Wall Hung | Air | Air | Thailand | 0.6 | 1.85 | 2.6 | 189 | N/A | N/A | N/A | 308 | 0.743 | 3.2 | Calorimeter Room | 4.6849 | 4.7245 | Yes | - | N/A | 2.8 | 2.8 | N/A | N/A | N/A | N/A | N/A | 4.5222 | 4.7622 | N/A | N/A | 4.5445 | 5.0244 | 4.5 | 5 | Calorimeter Room | Single | R32 | Australia,New Zealand | 162458 | 47292 | 0 | Approved | Reverse Cycle | 837 | Yes | Class 8 | Yes | Yes | N/A | Yes | Yes | Yes | N/A | 4.5972 | Available | N/A | N/A | 0 | 0 | Yes | 0 | https://reg.energyrating.gov.au/static/common/images/star_ratings_2014/aircon_rating_4.5_5.png | AAC8308 | Yes | Variable output compressor | Inverter | No | - | 2600 | 0.6 | - | 280 | 1300 | Yes | 220 | 950 | - | 548.4 | 2800.2 | Yes | 218 | 1400 | - | 151 | 1000 | 3200 | 0.743 | 300 | 1600 | No | - | - | Yes | 1280 | 3420 | No | - | - | No | - | - | - | - | - | No | - | - | No | - | - | No | - | -
WS12TWU / WS12TWN | 0 | N/A | LG | 0.75 | Non Ducted | Single Split System | Wall Hung | Air | Air | Thailand | 0.895 | 1.85 | 3.4 | 189 | N/A | N/A | N/A | 308 | 0.99 | 4 | Calorimeter Room | 3.9489 | 4.192 | Yes | - | N/A | 2.8 | 2.8 | N/A | N/A | N/A | N/A | N/A | 4.5222 | 4.7622 | N/A | N/A | 4.5445 | 5.0244 | 4.5 | 5 | Calorimeter Room | Single | R32 | Australia,New Zealand | 162528 | 47289 | 0 | Approved | Reverse Cycle | 837 | Yes | Class 8 | Yes | Yes | N/A | Yes | Yes | Yes | N/A | 4.5972 | Available | N/A | N/A | 0 | 0 | Yes | 0 | https://reg.energyrating.gov.au/static/common/images/star_ratings_2014/aircon_rating_4.5_5.png | AAC8307 | Yes | Variable output compressor | Inverter | No | - | 3400 | 0.895 | - | 370 | 1700 | Yes | 267 | 1240 | - | 818.03 | 3661.8 | Yes | 278 | 1819 | - | 197 | 1300 | 4000 | 0.99 | 409 | 2000 | No | - | - | Yes | 1450 | 3650 | No | - | - | No | - | - | - | - | - | No | - | - | No | - | - | No | - | -
WS18TWU / WS18TWN | 0 | N/A | LG | N/A | Non Ducted | Single Split System | Wall Hung | Air | Air | Thailand | 1.46 | N/A | 4.8 | N/A | N/A | N/A | N/A | N/A | 1.675 | 5.9 | Calorimeter Room | 3.5727 | 3.6786 | N/A | - | N/A | N/A | N/A | N/A | N/A | N/A | N/A | N/A | N/A | N/A | N/A | N/A | N/A | N/A | N/A | N/A | N/A | Single | R32 | Australia,New Zealand | 163380 | 47316 | 0 | Approved | Reverse Cycle | N/A | Yes | Class 9 | Yes | N/A | N/A | N/A | N/A | N/A | N/A | N/A | Available | N/A | N/A | 0 | 0 | N/A | 0 | 0 | AAC8354 | Yes | Variable output compressor | Inverter | No | - | 4800 | 1.46 | - | 490 | 2400 | Yes | 380 | 1750 | - | 1334.44 | 5169.6 | Yes | 400 | 2585 | - | 280 | 1850 | 5900 | 1.675 | 597 | 2950 | No | - | - | Yes | 1870 | 4420 | No | - | - | No | - | - | - | - | - | No | - | - | No | - | - | No | - | -
WS24SLU-23 / WS24SLN-23 | 0 | N/A | LG | N/A | Non Ducted | Single Split System | Wall Hung | Air | Air | Thailand | 2.15 | N/A | 7.1 | N/A | N/A | N/A | N/A | N/A | 2.1 | 7.7 | Calorimeter Room | 3.3753 | 3.8402 | N/A | - | N/A | N/A | N/A | N/A | N/A | N/A | N/A | N/A | N/A | N/A | N/A | N/A | N/A | N/A | N/A | N/A | N/A | Single | R32 | Australia,New Zealand | 156387 | 46998 | 0 | Approved | Reverse Cycle | N/A | Yes | Class 9 | Yes | N/A | N/A | N/A | N/A | N/A | N/A | N/A | Available | N/A | N/A | 0 | 0 | N/A | 0 | 0 | AAC7755 | Yes | Variable output compressor | Inverter | No | - | 7100 | 2.15 | - | 710 | 3550 | Yes | 500 | 2600 | - | 1965.1 | 7646.7 | Yes | 630 | 3760 | - | 265 | 1900 | 7700 | 2.1 | 740 | 3850 | No | - | - | Yes | 1800 | 5200 | No | - | - | No | - | - | - | - | - | No | - | - | No | - | - | No | - | -
WS24TWU / WS24TWN | 0 | N/A | LG | 0.75 | Non Ducted | Single Split System | Wall Hung | Air | Air | Thailand | 1.92 | 1.85 | 6.3 | 189 | N/A | N/A | N/A | 308 | 2.235 | 7.3 | Calorimeter Room | 3.3855 | 3.3187 | Yes | - | N/A | 2.8 | 2.8 | N/A | N/A | N/A | N/A | N/A | 4.5222 | 4.7622 | N/A | N/A | 4.5445 | 5.0244 | 4.5 | 5 | Calorimeter Room | Single | R32 | Australia,New Zealand | 162938 | 47308 | 0 | Approved | Reverse Cycle | 837 | Yes | Class 9 | Yes | Yes | N/A | Yes | Yes | Yes | N/A | 4.5972 | Available | N/A | N/A | 0 | 0 | Yes | 0 | https://reg.energyrating.gov.au/static/common/images/star_ratings_2014/aircon_rating_4.5_5.png | AAC8342 | Yes | Variable output compressor | Inverter | No | - | 6300 | 1.92 | - | 680 | 3150 | Yes | 410 | 2000 | - | 1754.88 | 6785.1 | Yes | 572 | 3393 | - | 297 | 2100 | 7300 | 2.235 | 810 | 3650 | No | - | - | Yes | 2250 | 5500 | No | - | - | No | - | - | - | - | - | No | - | - | No | - | - | No | - | -
C-UV-105N8-QC3W / CDV-105A6N8-QC3W | 0 | N/A | MDV | N/A | Ducted | Single Split System | - | Air | Air | China | 3.2 | N/A | 10.5 | N/A | N/A | N/A | N/A | N/A | 2.7 | 11 | Enthalpy Test Room | 3.2653 | 4.1732 | N/A | - | N/A | N/A | N/A | N/A | N/A | N/A | N/A | N/A | N/A | N/A | N/A | N/A | N/A | N/A | N/A | N/A | N/A | Single | R32 | Australia,Fiji,New Zealand | 151594 | 46754 | 0 | Approved | Reverse Cycle | N/A | Yes | Class 11 | Yes | N/A | N/A | N/A | N/A | N/A | N/A | N/A | Available | N/A | N/A | 0 | http://www.iacs.com.au | N/A | 0 | 0 | AAC7219 | Yes | Variable output compressor | Inverter | No | - | 10500 | 3.2 | - | 1850 | 5000 | Yes | 750 | 2650 | - | 2924.8 | 11308.5 | Yes | 850 | 5150 | - | 350 | 2500 | 11000 | 2.7 | 1150 | 5750 | Yes | 480 | 2450 | Yes | 3300 | 9780 | No | - | - | No | - | - | - | - | - | No | - | - | No | - | - | No | - | -
C-UV-105N8-QC3W / CDV-105HN8-QC3W | 0 | N/A | MDV | N/A | Ducted | Single Split System | - | Air | Air | China | 3.1 | N/A | 10.5 | N/A | N/A | N/A | N/A | N/A | 2.7 | 11 | Enthalpy Test Room | 3.3269 | 4.0926 | N/A | - | N/A | N/A | N/A | N/A | N/A | N/A | N/A | N/A | N/A | N/A | N/A | N/A | N/A | N/A | N/A | N/A | N/A | Single | R32 | Australia,Fiji,New Zealand | 151595 | 46754 | 0 | Approved | Reverse Cycle | N/A | Yes | Class 11 | Yes | N/A | N/A | N/A | N/A | N/A | N/A | N/A | Available | N/A | N/A | 0 | http://www.iacs.com.au | N/A | 0 | 0 | AAC7220 | Yes | Variable output compressor | Inverter | No | - | 10500 | 3.1 | - | 1650 | 5100 | Yes | 615 | 2580 | - | 2833.4 | 11308.5 | Yes | 710 | 5090 | - | 350 | 2630 | 11000 | 2.7 | 1080 | 5600 | Yes | 490 | 2300 | Yes | 3330 | 9750 | No | - | - | No | - | - | - | - | - | No | - | - | No | - | - | No | - | -
C-UV-105N8-QC3W / CSV-105N8-QC3W | 0 | N/A | MDV | N/A | Non Ducted | Single Split System | Cassette | Air | Air | China | 2.864 | N/A | 10.5 | N/A | N/A | N/A | N/A | N/A | 2.7 | 11 | Enthalpy Test Room | 3.5768 | 4.0843 | N/A | - | N/A | N/A | N/A | N/A | N/A | N/A | N/A | N/A | N/A | N/A | N/A | N/A | N/A | N/A | N/A | N/A | N/A | Single | R32 | Australia,Fiji,New Zealand | 159416 | 47149 | 0 | Approved | Reverse Cycle | N/A | Yes | Class 11 | Yes | N/A | N/A | N/A | N/A | N/A | N/A | N/A | Available | N/A | N/A | 0 | http://www.iacs.com.au | N/A | 0 | 0 | AAC8042 | Yes | Variable output compressor | Inverter | No | - | 10500 | 2.864 | - | 1543 | 5605 | Yes | 631 | 3077 | - | 2617.696 | 11308.5 | Yes | 880 | 5590 | - | 450 | 3200 | 11000 | 2.7 | 1120 | 5558 | Yes | 490 | 2300 | Yes | 3356 | 9838 | No | - | - | No | - | - | - | - | - | No | - | - | No | - | - | No | - | -
C-UV-125N8-QC3W / CDV-125A6N8-QC3W | 0 | N/A | MDV | N/A | Ducted | Single Split System | - | Air | Air | China | 3.6 | N/A | 12.5 | N/A | N/A | N/A | N/A | N/A | 3.2 | 13.5 | Enthalpy Test Room | 3.4895 | 4.1209 | N/A | - | N/A | N/A | N/A | N/A | N/A | N/A | N/A | N/A | N/A | N/A | N/A | N/A | N/A | N/A | N/A | N/A | N/A | Single | R32 | Australia,Fiji,New Zealand | 151597 | 46741 | 0 | Approved | Reverse Cycle | N/A | Yes | Class 11 | Yes | N/A | N/A | N/A | N/A | N/A | N/A | N/A | Available | N/A | N/A | 0 | http://www.iacs.com.au | N/A | 0 | 0 | AAC7213 | Yes | Variable output compressor | Inverter | No | - | 12500 | 3.6 | - | 1260 | 5950 | Yes | 1020 | 3750 | - | 3290.4 | 13462.5 | Yes | 1100 | 6500 | - | 530 | 3450 | 13500 | 3.2 | 1250 | 6200 | Yes | 580 | 2960 | Yes | 5740 | 16120 | No | - | - | No | - | - | - | - | - | No | - | - | No | - | - | No | - | -
C-UV-125N8-QC3W / CDV-125HN8-QC3W | 0 | N/A | MDV | N/A | Ducted | Single Split System | - | Air | Air | China | 3.7 | N/A | 12.5 | N/A | N/A | N/A | N/A | N/A | 3.3 | 13.5 | Enthalpy Test Room | 3.5633 | 3.9762 | N/A | - | N/A | N/A | N/A | N/A | N/A | N/A | N/A | N/A | N/A | N/A | N/A | N/A | N/A | N/A | N/A | N/A | N/A | Single | R32 | Australia,Fiji,New Zealand | 151596 | 46741 | 0 | Approved | Reverse Cycle | N/A | Yes | Class 11 | Yes | N/A | N/A | N/A | N/A | N/A | N/A | N/A | Available | N/A | N/A | 0 | http://www.iacs.com.au | N/A | 0 | 0 | AAC7210 | Yes | Variable output compressor | Inverter | No | - | 12500 | 3.7 | - | 1580 | 6400 | Yes | 900 | 3200 | - | 3381.8 | 13462.5 | Yes | 965 | 6200 | - | 530 | 3750 | 13500 | 3.3 | 1300 | 6450 | Yes | 570 | 2750 | Yes | 5050 | 14100 | No | - | - | No | - | - | - | - | - | No | - | - | No | - | - | No | - | -
C-UV-125N8-QC3W / CSV-125N8-QC3W | 0 | N/A | MDV | N/A | Non Ducted | Single Split System | Cassette | Air | Air | China | 3.39 | N/A | 12.5 | N/A | N/A | N/A | N/A | N/A | 3.42 | 13 | Enthalpy Test Room | 3.6874 | 3.8138 | N/A | - | N/A | N/A | N/A | N/A | N/A | N/A | N/A | N/A | N/A | N/A | N/A | N/A | N/A | N/A | N/A | N/A | N/A | Single | R32 | Australia,Fiji,New Zealand | 151230 | 46734 | 0 | Approved | Reverse Cycle | N/A | Yes | Class 11 | Yes | N/A | N/A | N/A | N/A | N/A | N/A | N/A | Available | N/A | N/A | 0 | http://www.iacs.com.au | N/A | 0 | 0 | AAC7207 | Yes | Variable output compressor | Inverter | No | - | 12500 | 3.39 | - | 1655 | 5950 | Yes | 725 | 3760 | - | 3098.46 | 13462.5 | Yes | 935 | 6060 | - | 460 | 3720 | 13000 | 3.42 | 1240 | 6155 | Yes | 540 | 2760 | Yes | 5780 | 14800 | No | - | - | No | - | - | - | - | - | No | - | - | No | - | - | No | - | -
C-UV-140N8-QC3W / CDV-140A6N8-QC3W | 0 | N/A | MDV | N/A | Ducted | Single Split System | - | Air | Air | China | 4.2 | N/A | 14 | N/A | N/A | N/A | N/A | N/A | 3.8 | 14.5 | Enthalpy Test Room | 3.2964 | 3.8109 | N/A | - | N/A | N/A | N/A | N/A | N/A | N/A | N/A | N/A | N/A | N/A | N/A | N/A | N/A | N/A | N/A | N/A | N/A | Single | R32 | Australia,Fiji,New Zealand | 151693 | 46741 | 0 | Approved | Reverse Cycle | N/A | Yes | Class 11 | Yes | N/A | N/A | N/A | N/A | N/A | N/A | N/A | Available | N/A | N/A | 0 | http://www.iacs.com.au | N/A | 0 | 0 | AAC7215 | Yes | Variable output compressor | Inverter | No | - | 14000 | 4.2 | - | 1490 | 7000 | Yes | 900 | 3700 | - | 3838.8 | 15078 | Yes | 1270 | 7600 | - | 510 | 3660 | 14500 | 3.8 | 1400 | 6900 | Yes | 590 | 3050 | Yes | 5320 | 15550 | No | - | - | No | - | - | - | - | - | No | - | - | No | - | - | No | - | -
C-UV-140N8-QC3W / CDV-140HFN8-QC3W | 0 | N/A | MDV | N/A | Ducted | Single Split System | - | Air | Air | China | 4.2 | N/A | 14 | N/A | N/A | N/A | N/A | N/A | 3.7 | 14.5 | Enthalpy Test Room | 3.324 | 3.8683 | N/A | - | N/A | N/A | N/A | N/A | N/A | N/A | N/A | N/A | N/A | N/A | N/A | N/A | N/A | N/A | N/A | N/A | N/A | Single | R32 | Australia,Fiji,New Zealand | 151688 | 46741 | 0 | Approved | Reverse Cycle | N/A | Yes | Class 11 | Yes | N/A | N/A | N/A | N/A | N/A | N/A | N/A | Available | N/A | N/A | 0 | http://www.iacs.com.au | N/A | 0 | 0 | AAC7211 | Yes | Variable output compressor | Inverter | No | - | 14000 | 4.2 | - | 1750 | 6500 | Yes | 900 | 3200 | - | 3838.8 | 15078 | Yes | 1100 | 7050 | - | 535 | 3750 | 14500 | 3.7 | 1300 | 6550 | Yes | 565 | 2800 | Yes | 5060 | 14130 | No | - | - | No | - | - | - | - | - | No | - | - | No | - | - | No | - | -
C-UV-140N8-QC3W / CSV-140N8-QC3W | 0 | N/A | MDV | N/A | Non Ducted | Single Split System | Cassette | Air | Air | China | 4.25 | N/A | 14 | N/A | N/A | N/A | N/A | N/A | 4.05 | 14.5 | Enthalpy Test Room | 3.2873 | 3.5913 | N/A | - | N/A | N/A | N/A | N/A | N/A | N/A | N/A | N/A | N/A | N/A | N/A | N/A | N/A | N/A | N/A | N/A | N/A | Single | R32 | Australia,Fiji,New Zealand | 151232 | 46734 | 0 | Approved | Reverse Cycle | N/A | Yes | Class 11 | Yes | N/A | N/A | N/A | N/A | N/A | N/A | N/A | Available | N/A | N/A | 0 | http://www.iacs.com.au | N/A | 0 | 0 | AAC7208 | Yes | Variable output compressor | Inverter | No | - | 14000 | 4.25 | - | 1800 | 7075 | Yes | 750 | 3580 | - | 3884.5 | 15078 | Yes | 1090 | 7365 | - | 475 | 3520 | 14500 | 4.05 | 1380 | 7220 | Yes | 545 | 3070 | Yes | 4270 | 12500 | No | - | - | No | - | - | - | - | - | No | - | - | No | - | - | No | - | -
C-UV-170N8-QC3W / CDV-170HFN8-QC3W | 0 | N/A | MDV | N/A | Ducted | Single Split System | - | Air | Air | China | 5.25 | N/A | 17 | N/A | N/A | N/A | N/A | N/A | 4.5 | 17.5 | Enthalpy Test Room | 3.2966 | 3.9192 | N/A | - | N/A | N/A | N/A | N/A | N/A | N/A | N/A | N/A | N/A | N/A | N/A | N/A | N/A | N/A | N/A | N/A | N/A | Single | R32 | Australia,Fiji,New Zealand | 151695 | 46741 | 0 | Approved | Reverse Cycle | N/A | Yes | Class 11 | Yes | N/A | N/A | N/A | N/A | N/A | N/A | N/A | Available | N/A | N/A | 0 | http://www.iacs.com.au | N/A | 0 | 0 | AAC7216 | Yes | Variable output compressor | Inverter | No | - | 17000 | 5.25 | - | 2750 | 7950 | Yes | 1150 | 4650 | - | 4798.5 | 18309 | Yes | 1340 | 8250 | - | 670 | 4110 | 17500 | 4.5 | 1750 | 8000 | Yes | 780 | 4100 | Yes | 4870 | 14100 | No | - | - | No | - | - | - | - | - | No | - | - | No | - | - | No | - | -
C-UV-74N8-QC3W / CDV-74A6N8-QC3W | 0 | N/A | MDV | N/A | Ducted | Single Split System | - | Air | Air | China | 2.13 | N/A | 7.4 | N/A | N/A | N/A | N/A | N/A | 1.7 | 7.5 | Enthalpy Test Room | 3.4868 | 4.398 | N/A | - | N/A | N/A | N/A | N/A | N/A | N/A | N/A | N/A | N/A | N/A | N/A | N/A | N/A | N/A | N/A | N/A | N/A | Single | R32 | Australia,Fiji,New Zealand | 151573 | 46741 | 0 | Approved | Reverse Cycle | N/A | Yes | Class 10 | Yes | N/A | N/A | N/A | N/A | N/A | N/A | N/A | Available | N/A | N/A | 0 | http://www.iacs.com.au | N/A | 0 | 0 | AAC7212 | Yes | Variable output compressor | Inverter | No | - | 7400 | 2.13 | - | 1120 | 3800 | Yes | 550 | 2790 | - | 1946.82 | 7969.8 | Yes | 600 | 3650 | - | 280 | 2190 | 7500 | 1.7 | 700 | 3700 | Yes | 370 | 1850 | Yes | 2700 | 7850 | No | - | - | No | - | - | - | - | - | No | - | - | No | - | - | No | - | -
C-UV-74N8-QC3W / CSV-72N8-QC7W | 0 | N/A | MDV | N/A | Non Ducted | Single Split System | Cassette | Air | Air | China | 1.83 | N/A | 7.2 | N/A | N/A | N/A | N/A | N/A | 1.72 | 7.7 | Enthalpy Test Room | 3.7957 | 4.3389 | N/A | - | N/A | N/A | N/A | N/A | N/A | N/A | N/A | N/A | N/A | N/A | N/A | N/A | N/A | N/A | N/A | N/A | N/A | Single | R32 | Australia,Fiji,New Zealand | 159419 | 47149 | 0 | Approved | Reverse Cycle | N/A | Yes | Class 9 | Yes | N/A | N/A | N/A | N/A | N/A | N/A | N/A | Available | N/A | N/A | 0 | http://www.iacs.com.au | N/A | 0 | 0 | AAC8041 | Yes | Variable output compressor | Inverter | No | - | 7200 | 1.83 | - | 947 | 3734 | Yes | 685 | 2755 | - | 1672.62 | 7754.4 | Yes | 520 | 3700 | - | 500 | 3000 | 7700 | 1.72 | 640 | 3583 | Yes | 367 | 2202 | Yes | 2629 | 7362 | No | - | - | No | - | - | - | - | - | No | - | - | No | - | - | No | - | -
C-UVC-105HFN8-QC3W/CSV-105N8-QC3W | 0 | N/A | MDV | N/A | Non Ducted | Single Split System | Cassette | Air | Air | China | 2.63 | N/A | 10.5 | N/A | N/A | N/A | N/A | N/A | 2.7 | 11 | Enthalpy Test Room | 3.9943 | 4.1015 | N/A | - | N/A | N/A | N/A | N/A | N/A | N/A | N/A | N/A | N/A | N/A | N/A | N/A | N/A | N/A | N/A | N/A | N/A | Single | R32 | Australia,Fiji,New Zealand | 150981 | 46734 | 0 | Approved | Reverse Cycle | N/A | Yes | Class 11 | Yes | N/A | N/A | N/A | N/A | N/A | N/A | N/A | Available | N/A | N/A | 0 | http://www.iacs.com.au | N/A | 0 | 0 | AAC7206 | Yes | Variable output compressor | Inverter | No | - | 10500 | 2.63 | - | 1330 | 5210 | Yes | 725 | 3760 | - | 2403.82 | 11308.5 | Yes | 770 | 5330 | - | 460 | 3720 | 11000 | 2.7 | 1050 | 5355 | Yes | 540 | 2760 | Yes | 6000 | 14800 | No | - | - | No | - | - | - | - | - | No | - | - | No | - | - | No | - | -
C-WMV-25HRFN8-QD7GW | 0 | N/A | MDV | N/A | Non Ducted | Single Split System | Wall Hung | Air | Air | China | 0.52 | N/A | 2.5 | N/A | N/A | N/A | N/A | N/A | 0.67 | 3.2 | Calorimeter Room | 4.8912 | 4.7019 | N/A | - | N/A | N/A | N/A | N/A | N/A | N/A | N/A | N/A | N/A | N/A | N/A | N/A | N/A | N/A | N/A | N/A | N/A | Single | R32 | Australia,Fiji,New Zealand | 134623 | 46103 | 0 | Approved | Reverse Cycle | N/A | Yes | Class 8 | Yes | N/A | N/A | N/A | N/A | N/A | N/A | N/A | Available | N/A | N/A | 0 | http://www.iacs.com.au | N/A | 0 | 0 | AAC5849 | Yes | Variable output compressor | Inverter | No | - | 2500 | 0.52 | - | 250 | 1240 | Yes | 215 | 1070 | - | 475.28 | 2692.5 | Yes | 180 | 1270 | - | 160 | 1170 | 3200 | 0.67 | 280 | 1650 | Yes | 220 | 1280 | Yes | 950 | 2520 | No | - | - | No | - | - | - | - | - | - | - | - | No | - | - | No | - | -
C-WMV-35HRFN8-QD1GW | 0 | N/A | MDV | N/A | Non Ducted | Single Split System | Wall Hung | Air | Air | China | 0.82 | N/A | 3.5 | N/A | N/A | N/A | N/A | N/A | 0.94 | 4 | Calorimeter Room | 4.2771 | 4.2731 | N/A | - | N/A | N/A | N/A | N/A | N/A | N/A | N/A | N/A | N/A | N/A | N/A | N/A | N/A | N/A | N/A | N/A | N/A | Single | R32 | Australia,Fiji,New Zealand | 134636 | 46049 | 0 | Approved | Reverse Cycle | N/A | Yes | Class 8 | Yes | N/A | N/A | N/A | N/A | N/A | N/A | N/A | Available | N/A | N/A | 0 | http://www.iacs.com.au | N/A | 0 | 0 | AAC5729 | Yes | Variable output compressor | Inverter | No | - | 3500 | 0.82 | - | 370 | 1850 | Yes | 205 | 970 | - | 749.48 | 3769.5 | Yes | 240 | 1800 | - | 140 | 1100 | 4000 | 0.94 | 360 | 2000 | Yes | 230 | 1230 | Yes | 1125 | 3560 | No | - | - | No | - | - | - | - | - | - | - | - | No | - | - | No | - | -
C-WMV-50HRFN8-QD0GW | 0 | N/A | MDV | N/A | Non Ducted | Single Split System | Wall Hung | Air | Air | China | 1.24 | N/A | 5 | N/A | N/A | N/A | N/A | N/A | 1.45 | 6 | Calorimeter Room | 4.2523 | 4.1961 | N/A | - | N/A | N/A | N/A | N/A | N/A | N/A | N/A | N/A | N/A | N/A | N/A | N/A | N/A | N/A | N/A | N/A | N/A | Single | R32 | Australia,Fiji,New Zealand | 134640 | 46049 | 0 | Approved | Reverse Cycle | N/A | Yes | Class 9 | Yes | N/A | N/A | N/A | N/A | N/A | N/A | N/A | Available | N/A | N/A | 0 | http://www.iacs.com.au | N/A | 0 | 0 | AAC5730 | Yes | Variable output compressor | Inverter | No | - | 5000 | 1.24 | - | 505 | 2700 | Yes | 470 | 2530 | - | 1133.36 | 5385 | No | 461.57 | 2907.9 | - | 360 | 2625 | 6000 | 1.45 | 470 | 2750 | Yes | 275 | 1450 | Yes | 1430 | 4360 | No | - | - | No | - | - | - | - | - | No | - | - | No | - | - | No | - | -
C-WMV-71HRFN8-QD5GW | 0 | N/A | MDV | N/A | Non Ducted | Single Split System | Wall Hung | Air | Air | China | 2.02 | N/A | 7.1 | N/A | N/A | N/A | N/A | N/A | 2.27 | 8 | Calorimeter Room | 3.5678 | 3.7941 | N/A | - | N/A | N/A | N/A | N/A | N/A | N/A | N/A | N/A | N/A | N/A | N/A | N/A | N/A | N/A | N/A | N/A | N/A | Single | R32 | Australia,Fiji,New Zealand | 134641 | 46103 | 0 | Approved | Reverse Cycle | N/A | Yes | Class 9 | Yes | N/A | N/A | N/A | N/A | N/A | N/A | N/A | Available | N/A | N/A | 0 | http://www.iacs.com.au | N/A | 0 | 0 | AAC5850 | Yes | Variable output compressor | Inverter | No | - | 7100 | 2.02 | - | 810 | 3900 | Yes | 715 | 3450 | - | 1846.28 | 7646.7 | Yes | 645 | 3900 | - | 520 | 3300 | 8000 | 2.27 | 790 | 4200 | Yes | 450 | 2500 | Yes | 2550 | 6100 | No | - | - | No | - | - | - | - | - | - | - | - | No | - | - | No | - | -
C-WMV-90HRFN8-QC5GW | 0 | N/A | MDV | N/A | Non Ducted | Single Split System | Wall Hung | Air | Air | China | 2.57 | N/A | 9 | N/A | N/A | N/A | N/A | N/A | 2.855 | 10 | Calorimeter Room | 3.8343 | 3.7949 | N/A | - | N/A | N/A | N/A | N/A | N/A | N/A | N/A | N/A | N/A | N/A | N/A | N/A | N/A | N/A | N/A | N/A | N/A | Single | R32 | Australia,Fiji,New Zealand | 135058 | 46049 | 0 | Approved | Reverse Cycle | N/A | Yes | Class 9 | Yes | N/A | N/A | N/A | N/A | N/A | N/A | N/A | Available | N/A | N/A | 0 | http://www.iacs.com.au | N/A | 0 | 0 | AAC5731 | Yes | Variable output compressor | Inverter | No | - | 9000 | 2.57 | - | 940 | 4700 | Yes | 820 | 4110 | - | 2348.98 | 9693 | No | 859.16 | 5061.9 | - | 515 | 3600 | 10000 | 2.855 | 890 | 4800 | Yes | 500 | 2500 | Yes | 3275 | 8250 | No | - | - | No | - | - | - | - | - | No | - | - | No | - | - | No | - | -
MDV-V100W/DN1(C) | 0 | N/A | MDV | N/A | Non Ducted | vrf | N/A | Air | Air | China | 2.88 | N/A | 10 | N/A | N/A | N/A | N/A | N/A | 3.31 | 12 | Enthalpy Test Room | 3.3564 | 3.5434 | N/A | - | N/A | N/A | N/A | N/A | N/A | N/A | N/A | N/A | N/A | N/A | N/A | N/A | N/A | N/A | N/A | N/A | N/A | Single | R410A | Australia,Fiji,New Zealand | 133160 | 45939 | 0 | Approved | Reverse Cycle | N/A | No | Class 20 | No | N/A | N/A | N/A | N/A | N/A | N/A | N/A | Available | N/A | N/A | 0 | 0 | N/A | 0 | 0 | AAC5390 | Yes | Variable output compressor | Inverter | No | - | 10000 | 2.88 | - | 1150 | 5000 | No | - | - | - | 2632.32 | 10770 | No | 1051.1 | 5385 | No | - | - | 12000 | 3.31 | 1280 | 6000 | No | - | - | Yes | 3330 | 8900 | No | - | - | No | - | - | - | - | - | No | - | - | No | - | - | No | - | -
MDV-V120W/DN1(C) | 0 | N/A | MDV | N/A | Non Ducted | vrf | N/A | Air | Air | China | 3.75 | N/A | 12 | N/A | N/A | N/A | N/A | N/A | 3.86 | 14 | Enthalpy Test Room | 3.1619 | 3.4695 | N/A | - | N/A | N/A | N/A | N/A | N/A | N/A | N/A | N/A | N/A | N/A | N/A | N/A | N/A | N/A | N/A | N/A | N/A | Single | R410A | Australia,Fiji,New Zealand | 133163 | 45939 | 0 | Approved | Reverse Cycle | N/A | No | Class 20 | No | N/A | N/A | N/A | N/A | N/A | N/A | N/A | Available | N/A | N/A | 0 | 0 | N/A | 0 | 0 | AAC5386 | Yes | Variable output compressor | Inverter | No | - | 12000 | 3.75 | - | 1500 | 6000 | No | - | - | - | 3427.5 | 12924 | No | 1371 | 6462 | No | - | - | 14000 | 3.86 | 1620 | 7000 | No | - | - | Yes | 3850 | 10080 | No | - | - | No | - | - | - | - | - | No | - | - | No | - | - | No | - | -
MDV-V140W/DN1(C) | 0 | N/A | MDV | N/A | Non Ducted | vrf | N/A | Air | Air | China | 4.35 | N/A | 14 | N/A | N/A | N/A | N/A | N/A | 4.27 | 16 | Enthalpy Test Room | 3.1857 | 3.6387 | N/A | - | N/A | N/A | N/A | N/A | N/A | N/A | N/A | N/A | N/A | N/A | N/A | N/A | N/A | N/A | N/A | N/A | N/A | Single | R410A | Australia,Fiji,New Zealand | 133171 | 45939 | 0 | Approved | Reverse Cycle | N/A | No | Class 20 | No | N/A | N/A | N/A | N/A | N/A | N/A | N/A | Available | N/A | N/A | 0 | 0 | N/A | 0 | 0 | AAC5387 | Yes | Variable output compressor | Inverter | No | - | 14000 | 4.35 | - | 1700 | 7000 | No | - | - | - | 3975.9 | 15078 | No | 1553.8 | 7539 | No | - | - | 16000 | 4.27 | 2120 | 8000 | No | - | - | Yes | 4970 | 13000 | No | - | - | No | - | - | - | - | - | No | - | - | No | - | - | No | - | -
MDV-V160W/DN1(C) | 0 | N/A | MDV | N/A | Non Ducted | vrf | N/A | Air | Air | China | 4.67 | N/A | 15.5 | N/A | N/A | N/A | N/A | N/A | 4.78 | 18 | Enthalpy Test Room | 3.2209 | 3.6457 | N/A | - | N/A | N/A | N/A | N/A | N/A | N/A | N/A | N/A | N/A | N/A | N/A | N/A | N/A | N/A | N/A | N/A | N/A | Single | R410A | Australia,Fiji,New Zealand | 133173 | 45939 | 0 | Approved | Reverse Cycle | N/A | No | Class 20 | No | N/A | N/A | N/A | N/A | N/A | N/A | N/A | Available | N/A | N/A | 0 | 0 | N/A | 0 | 0 | AAC5388 | Yes | Variable output compressor | Inverter | No | - | 15500 | 4.67 | - | 1940 | 7750 | No | - | - | - | 4268.38 | 16693.5 | No | 1773.16 | 8346.75 | No | - | - | 18000 | 4.78 | 2260 | 9000 | No | - | - | Yes | 4830 | 13600 | No | - | - | No | - | - | - | - | - | No | - | - | No | - | - | No | - | -
MDV-V28W/DHN1(At) | 0 | N/A | MDV | N/A | Non Ducted | vrf | N/A | Air | Air | China | 2.4 | N/A | 8 | N/A | N/A | N/A | N/A | N/A | 2.55 | 9 | Enthalpy Test Room | 3.2785 | 3.4284 | N/A | - | N/A | N/A | N/A | N/A | N/A | N/A | N/A | N/A | N/A | N/A | N/A | N/A | N/A | N/A | N/A | N/A | N/A | Single | R410A | Australia,Fiji,New Zealand | 134945 | 46026 | 0 | Approved | Reverse Cycle | N/A | No | Class 19 | No | N/A | N/A | N/A | N/A | N/A | N/A | N/A | Available | N/A | N/A | 0 | 0 | N/A | 0 | 0 | AAC5619 | Yes | Variable output compressor | Inverter | No | - | 8000 | 2.4 | - | 1020 | 4000 | No | - | - | - | 2193.6 | 8616 | No | 932.28 | 4308 | No | - | - | 9000 | 2.55 | 1130 | 4500 | No | - | - | Yes | 2620 | 6600 | No | - | - | No | - | - | - | - | - | No | - | - | No | - | - | No | - | -
MDV-V36W/DHN1(At) | 0 | N/A | MDV | N/A | Non Ducted | vrf | N/A | Air | Air | China | 2.88 | N/A | 10 | N/A | N/A | N/A | N/A | N/A | 3.31 | 12 | Enthalpy Test Room | 3.3564 | 3.5434 | N/A | - | N/A | N/A | N/A | N/A | N/A | N/A | N/A | N/A | N/A | N/A | N/A | N/A | N/A | N/A | N/A | N/A | N/A | Single | R410A | Australia,Fiji,New Zealand | 134946 | 46027 | 0 | Approved | Reverse Cycle | N/A | No | Class 20 | No | N/A | N/A | N/A | N/A | N/A | N/A | N/A | Available | N/A | N/A | 0 | 0 | N/A | 0 | 0 | AAC5622 | Yes | Variable output compressor | Inverter | No | - | 10000 | 2.88 | - | 1150 | 5000 | No | - | - | - | 2632.32 | 10770 | No | 1051.1 | 5385 | No | - | - | 12000 | 3.31 | 1280 | 6000 | No | - | - | Yes | 3330 | 8900 | No | - | - | No | - | - | - | - | - | No | - | - | No | - | - | No | - | -
MDV-V42W/DHN1(At) | 0 | N/A | MDV | N/A | Non Ducted | vrf | N/A | Air | Air | China | 3.75 | N/A | 12 | N/A | N/A | N/A | N/A | N/A | 3.86 | 14 | Enthalpy Test Room | 3.1619 | 3.4695 | N/A | - | N/A | N/A | N/A | N/A | N/A | N/A | N/A | N/A | N/A | N/A | N/A | N/A | N/A | N/A | N/A | N/A | N/A | Single | R410A | Australia,Fiji,New Zealand | 134948 | 46027 | 0 | Approved | Reverse Cycle | N/A | No | Class 20 | No | N/A | N/A | N/A | N/A | N/A | N/A | N/A | Available | N/A | N/A | 0 | 0 | N/A | 0 | 0 | AAC5623 | Yes | Variable output compressor | Inverter | No | - | 12000 | 3.75 | - | 1500 | 6000 | No | - | - | - | 3427.5 | 12924 | No | 1371 | 6462 | No | - | - | 14000 | 3.86 | 1620 | 7000 | No | - | - | Yes | 3850 | 10080 | No | - | - | No | - | - | - | - | - | No | - | - | No | - | - | No | - | -
MDV-V48W/DHN1(At) | 0 | N/A | MDV | N/A | Non Ducted | vrf | N/A | Air | Air | China | 4.35 | N/A | 14 | N/A | N/A | N/A | N/A | N/A | 4.27 | 16 | Enthalpy Test Room | 3.1857 | 3.6387 | N/A | - | N/A | N/A | N/A | N/A | N/A | N/A | N/A | N/A | N/A | N/A | N/A | N/A | N/A | N/A | N/A | N/A | N/A | Single | R410A | Australia,Fiji,New Zealand | 134950 | 46027 | 0 | Approved | Reverse Cycle | N/A | No | Class 20 | No | N/A | N/A | N/A | N/A | N/A | N/A | N/A | Available | N/A | N/A | 0 | 0 | N/A | 0 | 0 | AAC5624 | Yes | Variable output compressor | Inverter | No | - | 14000 | 4.35 | - | 1700 | 7000 | No | - | - | - | 3975.9 | 15078 | No | 1553.8 | 7539 | No | - | - | 16000 | 4.27 | 2120 | 8000 | No | - | - | Yes | 4970 | 13000 | No | - | - | No | - | - | - | - | - | No | - | - | No | - | - | No | - | -
MDV-V56W/DHN1(At) | 0 | N/A | MDV | N/A | Non Ducted | vrf | N/A | Air | Air | China | 4.67 | N/A | 15.5 | N/A | N/A | N/A | N/A | N/A | 4.78 | 18 | Enthalpy Test Room | 3.2209 | 3.6457 | N/A | - | N/A | N/A | N/A | N/A | N/A | N/A | N/A | N/A | N/A | N/A | N/A | N/A | N/A | N/A | N/A | N/A | N/A | Single | R410A | Australia,Fiji,New Zealand | 134951 | 46028 | 0 | Approved | Reverse Cycle | N/A | No | Class 20 | No | N/A | N/A | N/A | N/A | N/A | N/A | N/A | Available | N/A | N/A | 0 | 0 | N/A | 0 | 0 | AAC5625 | Yes | Variable output compressor | Inverter | No | - | 15500 | 4.67 | - | 1940 | 7750 | No | - | - | - | 4268.38 | 16693.5 | No | 1773.16 | 8346.75 | No | - | - | 18000 | 4.78 | 2260 | 9000 | No | - | - | Yes | 4830 | 13600 | No | - | - | No | - | - | - | - | - | No | - | - | No | - | - | No | - | -
MDV-V80W/DN1(C) | 0 | N/A | MDV | N/A | Non Ducted | vrf | N/A | Air | Air | China | 2.4 | N/A | 8 | N/A | N/A | N/A | N/A | N/A | 2.55 | 9 | Enthalpy Test Room | 3.2785 | 3.4284 | N/A | - | N/A | N/A | N/A | N/A | N/A | N/A | N/A | N/A | N/A | N/A | N/A | N/A | N/A | N/A | N/A | N/A | N/A | Single | R410A | Australia,Fiji,New Zealand | 133158 | 45939 | 0 | Approved | Reverse Cycle | N/A | No | Class 19 | No | N/A | N/A | N/A | N/A | N/A | N/A | N/A | Available | N/A | N/A | 0 | 0 | N/A | 0 | 0 | AAC5389 | Yes | Variable output compressor | Inverter | No | - | 8000 | 2.4 | - | 1020 | 4000 | No | - | - | - | 2193.6 | 8616 | No | 932.28 | 4308 | No | - | - | 9000 | 2.55 | 1130 | 4500 | No | - | - | Yes | 2620 | 6600 | No | - | - | No | - | - | - | - | - | No | - | - | No | - | - | No | - | -
MV6-252WV2GN1 | 0 | N/A | MDV | N/A | Non Ducted | vrf | N/A | Air | Air | China | 6.12 | N/A | 25.2 | N/A | N/A | N/A | N/A | N/A | 5.85 | 25.2 | Enthalpy Test Room | 3.9698 | 4.236 | N/A | - | N/A | N/A | N/A | N/A | N/A | N/A | N/A | N/A | N/A | N/A | N/A | N/A | N/A | N/A | N/A | N/A | N/A | Three | R410A | Australia,Fiji,New Zealand | 130314 | 45839 | 0 | Approved | Reverse Cycle | N/A | Yes | Class 20 | Yes | N/A | N/A | N/A | N/A | N/A | N/A | N/A | Available | N/A | N/A | 0 | 0 | N/A | 0 | 0 | AAC4957 | Yes | Variable output compressor | Inverter | No | - | 25200 | 6.12 | - | 2570 | 12600 | No | - | - | - | 5593.68 | 27140.4 | No | 2348.98 | 13570.2 | No | - | - | 25200 | 5.85 | 2460 | 12600 | No | - | - | Yes | 7320 | 18200 | No | - | - | No | - | - | - | - | - | No | - | - | No | - | - | No | - | -
MV6-280WV2GN1 | 0 | N/A | MDV | N/A | Non Ducted | vrf | N/A | Air | Air | China | 7.6 | N/A | 28 | N/A | N/A | N/A | N/A | N/A | 6.65 | 28 | Enthalpy Test Room | 3.5915 | 4.1129 | N/A | - | N/A | N/A | N/A | N/A | N/A | N/A | N/A | N/A | N/A | N/A | N/A | N/A | N/A | N/A | N/A | N/A | N/A | Three | R410A | Australia,Fiji,New Zealand | 130315 | 45839 | 0 | Approved | Reverse Cycle | N/A | Yes | Class 20 | Yes | N/A | N/A | N/A | N/A | N/A | N/A | N/A | Available | N/A | N/A | 0 | 0 | N/A | 0 | 0 | AAC4962 | Yes | Variable output compressor | Inverter | No | - | 28000 | 7.6 | - | 2870 | 14000 | No | - | - | - | 6946.4 | 30156 | No | 2623.18 | 15078 | No | - | - | 28000 | 6.65 | 2880 | 14000 | No | - | - | Yes | 7900 | 19200 | No | - | - | No | - | - | - | - | - | No | - | - | No | - | - | No | - | -
MV6-335WV2GN1 | 0 | N/A | MDV | N/A | Non Ducted | vrf | N/A | Air | Air | China | 9.58 | N/A | 33.5 | N/A | N/A | N/A | N/A | N/A | 8.8 | 33.5 | Enthalpy Test Room | 3.3418 | 3.7077 | N/A | - | N/A | N/A | N/A | N/A | N/A | N/A | N/A | N/A | N/A | N/A | N/A | N/A | N/A | N/A | N/A | N/A | N/A | Three | R410A | Australia,Fiji,New Zealand | 130316 | 45839 | 0 | Approved | Reverse Cycle | N/A | Yes | Class 20 | Yes | N/A | N/A | N/A | N/A | N/A | N/A | N/A | Available | N/A | N/A | 0 | 0 | N/A | 0 | 0 | AAC4958 | Yes | Variable output compressor | Inverter | No | No | 33500 | 9.58 | - | 3490 | 16750 | No | - | - | - | 8756.12 | 36079.5 | No | 3189.86 | 18039.75 | No | - | - | 33500 | 8.8 | 3470 | 16750 | No | - | - | Yes | 8900 | 20100 | No | - | - | No | - | - | - | - | - | No | - | - | No | - | - | No | - | -
MV6-400WV2GN1 | 0 | N/A | MDV | N/A | Non Ducted | vrf | N/A | Air | Air | China | 11.25 | N/A | 40 | N/A | N/A | N/A | N/A | N/A | 9.45 | 40 | Enthalpy Test Room | 3.4291 | 4.0649 | N/A | - | N/A | N/A | N/A | N/A | N/A | N/A | N/A | N/A | N/A | N/A | N/A | N/A | N/A | N/A | N/A | N/A | N/A | Three | R410A | Australia,Fiji,New Zealand | 130063 | 45831 | 0 | Approved | Reverse Cycle | N/A | Yes | Class 21 | Yes | N/A | N/A | N/A | N/A | N/A | N/A | N/A | Available | N/A | N/A | 0 | 0 | N/A | 0 | 0 | AAC4945 | Yes | Variable output compressor | Inverter | No | No | 40000 | 11.25 | - | 4230 | 20000 | No | - | - | - | 10282.5 | 43080 | No | 3866.22 | 21540 | No | - | - | 40000 | 9.45 | 4080 | 20000 | No | - | - | Yes | 11115 | 25800 | No | - | - | No | - | - | - | - | - | No | - | - | No | - | - | No | - | -
MV6-450WV2GN1 | 0 | N/A | MDV | N/A | Non Ducted | vrf | N/A | Air | Air | China | 13.8 | N/A | 45 | N/A | N/A | N/A | N/A | N/A | 11.35 | 45 | Enthalpy Test Room | 3.099 | 3.8221 | N/A | - | N/A | N/A | N/A | N/A | N/A | N/A | N/A | N/A | N/A | N/A | N/A | N/A | N/A | N/A | N/A | N/A | N/A | Three | R410A | Australia,Fiji,New Zealand | 130064 | 45831 | 0 | Approved | Reverse Cycle | N/A | Yes | Class 21 | Yes | N/A | N/A | N/A | N/A | N/A | N/A | N/A | Available | N/A | N/A | 0 | 0 | N/A | 0 | 0 | AAC4944 | Yes | Variable output compressor | Inverter | No | No | 45000 | 13.8 | - | 4650 | 22500 | No | - | - | - | 12613.2 | 48465 | No | 4250.1 | 24232.5 | No | - | - | 45000 | 11.35 | 4820 | 22500 | No | - | - | Yes | 11900 | 27000 | No | - | - | No | - | - | - | - | - | No | - | - | No | - | - | No | - | -
MV6-500WV2GN1 | 0 | N/A | MDV | N/A | Non Ducted | vrf | N/A | Air | Air | China | 14.9 | N/A | 50 | N/A | N/A | N/A | N/A | N/A | 12.8 | 50 | Enthalpy Test Room | 3.2605 | 3.7992 | N/A | - | N/A | N/A | N/A | N/A | N/A | N/A | N/A | N/A | N/A | N/A | N/A | N/A | N/A | N/A | N/A | N/A | N/A | Three | R410A | Australia,Fiji,New Zealand | 130065 | 45831 | 0 | Approved | Reverse Cycle | N/A | Yes | Class 21 | Yes | N/A | N/A | N/A | N/A | N/A | N/A | N/A | Available | N/A | N/A | 0 | 0 | N/A | 0 | 0 | AAC4943 | Yes | Variable output compressor | Inverter | No | No | 50000 | 14.9 | - | 5550 | 25000 | No | - | - | - | 13618.6 | 53850 | No | 5072.7 | 26925 | No | - | - | 50000 | 12.8 | 5090 | 25000 | No | - | - | Yes | 14200 | 30000 | No | - | - | No | - | - | - | - | - | No | - | - | No | - | - | No | - | -
MV6-560WV2GN1 | 0 | N/A | MDV | N/A | Non Ducted | vrf | N/A | Air | Air | China | 17.1 | N/A | 56 | N/A | N/A | N/A | N/A | N/A | 14.7 | 56 | Enthalpy Test Room | 3.1726 | 3.6841 | N/A | - | N/A | N/A | N/A | N/A | N/A | N/A | N/A | N/A | N/A | N/A | N/A | N/A | N/A | N/A | N/A | N/A | N/A | Three | R410A | Australia,Fiji,New Zealand | 130066 | 45830 | 0 | Approved | Reverse Cycle | N/A | Yes | Class 21 | Yes | N/A | N/A | N/A | N/A | N/A | N/A | N/A | Available | N/A | N/A | 0 | 0 | N/A | 0 | 0 | AAC4939 | Yes | Variable output compressor | Inverter | No | No | 56000 | 17.1 | - | 6350 | 28000 | No | - | - | - | 15629.4 | 60312 | No | 5803.9 | 30156 | No | - | - | 56000 | 14.7 | 6060 | 28000 | No | - | - | Yes | 16000 | 32800 | No | - | - | No | - | - | - | - | - | No | - | - | No | - | - | No | - | -
MV8M-100WV2N8 | 0 | N/A | MDV | N/A | Non Ducted | vrf | N/A | Air | Air | China | 3 | N/A | 10 | N/A | N/A | N/A | N/A | N/A | 3.26 | 12 | Enthalpy Test Room | 3.4255 | 3.6732 | N/A | - | N/A | N/A | N/A | N/A | N/A | N/A | N/A | N/A | N/A | N/A | N/A | N/A | N/A | N/A | N/A | N/A | N/A | Single | R32 | Australia,Fiji,New Zealand | 154560 | 46907 | 0 | Approved | Reverse Cycle | N/A | No | Class 20 | No | N/A | N/A | N/A | N/A | N/A | N/A | N/A | Available | N/A | N/A | 0 | 0 | N/A | 0 | 0 | AAC7548 | Yes | Variable output compressor | Inverter | No | - | 10000 | 3 | - | 1140 | 5000 | No | - | - | - | 2742 | 10770 | No | 1041.96 | 5385 | No | - | - | 12000 | 3.26 | 1290 | 6000 | No | - | - | No | - | - | - | 3400 | 10200 | No | - | - | - | - | - | - | - | - | No | - | - | No | - | -
MV8M-120WV2N8 | 0 | N/A | MDV | N/A | Non Ducted | vrf | N/A | Air | Air | China | 3.3 | N/A | 12 | N/A | N/A | N/A | N/A | N/A | 3.3 | 14 | Enthalpy Test Room | 3.636 | 4.273 | N/A | - | N/A | N/A | N/A | N/A | N/A | N/A | N/A | N/A | N/A | N/A | N/A | N/A | N/A | N/A | N/A | N/A | N/A | Single | R32 | Australia,Fiji,New Zealand | 154561 | 46907 | 0 | Approved | Reverse Cycle | N/A | No | Class 20 | No | N/A | N/A | N/A | N/A | N/A | N/A | N/A | Available | N/A | N/A | 0 | 0 | N/A | 0 | 0 | AAC7541 | Yes | Variable output compressor | Inverter | No | - | 12000 | 3.3 | - | 1260 | 6150 | No | - | - | - | 3016.2 | 12924 | No | 1151.64 | 6623.55 | No | - | - | 14000 | 3.3 | 1380 | 7000 | No | - | - | No | - | - | - | 3180 | 10800 | No | - | - | - | - | - | - | - | - | No | - | - | No | - | -
MV8M-120WV2RN8 | 0 | N/A | MDV | N/A | Non Ducted | vrf | N/A | Air | Air | China | 3.3 | N/A | 12 | N/A | N/A | N/A | N/A | N/A | 3.3 | 14 | Enthalpy Test Room | 3.636 | 4.273 | N/A | - | N/A | N/A | N/A | N/A | N/A | N/A | N/A | N/A | N/A | N/A | N/A | N/A | N/A | N/A | N/A | N/A | N/A | Three | R32 | Australia,Fiji,New Zealand | 154581 | 46907 | 0 | Approved | Reverse Cycle | N/A | No | Class 20 | No | N/A | N/A | N/A | N/A | N/A | N/A | N/A | Available | N/A | N/A | 0 | 0 | N/A | 0 | 0 | AAC7543 | Yes | Variable output compressor | Inverter | No | - | 12000 | 3.3 | - | 1260 | 6150 | No | - | - | - | 3016.2 | 12924 | No | 1151.64 | 6623.55 | No | - | - | 14000 | 3.3 | 1380 | 7000 | No | - | - | No | - | - | - | 3180 | 10800 | No | - | - | - | - | - | - | - | - | No | - | - | No | - | -
MV8M-140WV2N8 | 0 | N/A | MDV | N/A | Non Ducted | vrf | N/A | Air | Air | China | 4.12 | N/A | 14 | N/A | N/A | N/A | N/A | N/A | 3.86 | 16 | Enthalpy Test Room | 3.3972 | 4.1585 | N/A | - | N/A | N/A | N/A | N/A | N/A | N/A | N/A | N/A | N/A | N/A | N/A | N/A | N/A | N/A | N/A | N/A | N/A | Single | R32 | Australia,Fiji,New Zealand | 154562 | 46907 | 0 | Approved | Reverse Cycle | N/A | No | Class 20 | No | N/A | N/A | N/A | N/A | N/A | N/A | N/A | Available | N/A | N/A | 0 | 0 | N/A | 0 | 0 | AAC7549 | Yes | Variable output compressor | Inverter | No | - | 14000 | 4.12 | - | 1500 | 7000 | No | - | - | - | 3765.68 | 15078 | No | 1371 | 7539 | No | - | - | 16000 | 3.86 | 1600 | 8000 | No | - | - | No | - | - | - | 3650 | 12300 | No | - | - | - | - | - | - | - | - | No | - | - | No | - | -
MV8M-140WV2RN8 | 0 | N/A | MDV | N/A | Non Ducted | vrf | N/A | Air | Air | China | 4.12 | N/A | 14 | N/A | N/A | N/A | N/A | N/A | 3.86 | 16 | Enthalpy Test Room | 3.3972 | 4.1585 | N/A | - | N/A | N/A | N/A | N/A | N/A | N/A | N/A | N/A | N/A | N/A | N/A | N/A | N/A | N/A | N/A | N/A | N/A | Three | R32 | Australia,Fiji,New Zealand | 154583 | 46907 | 0 | Approved | Reverse Cycle | N/A | No | Class 20 | No | N/A | N/A | N/A | N/A | N/A | N/A | N/A | Available | N/A | N/A | 0 | 0 | N/A | 0 | 0 | AAC7544 | Yes | Variable output compressor | Inverter | No | - | 14000 | 4.12 | - | 1500 | 7000 | No | - | - | - | 3765.68 | 15078 | No | 1371 | 7539 | No | - | - | 16000 | 3.86 | 1600 | 8000 | No | - | - | No | - | - | - | 3650 | 12300 | No | - | - | - | - | - | - | - | - | No | - | - | No | - | -
MV8M-160WV2N8 | 0 | N/A | MDV | N/A | Non Ducted | vrf | N/A | Air | Air | China | 4.6 | N/A | 15.5 | N/A | N/A | N/A | N/A | N/A | 4.5 | 18 | Enthalpy Test Room | 3.4068 | 4.0409 | N/A | - | N/A | N/A | N/A | N/A | N/A | N/A | N/A | N/A | N/A | N/A | N/A | N/A | N/A | N/A | N/A | N/A | N/A | Single | R32 | Australia,Fiji,New Zealand | 154563 | 46907 | 0 | Approved | Reverse Cycle | N/A | No | Class 20 | No | N/A | N/A | N/A | N/A | N/A | N/A | N/A | Available | N/A | N/A | 0 | 0 | N/A | 0 | 0 | AAC7542 | Yes | Variable output compressor | Inverter | No | - | 15500 | 4.6 | - | 1740 | 7750 | No | - | - | - | 4204.4 | 16693.5 | No | 1590.36 | 8346.75 | No | - | - | 18000 | 4.5 | 1820 | 9000 | No | - | - | No | - | - | - | 4160 | 13800 | No | - | - | - | - | - | - | - | - | No | - | - | No | - | -
MV8M-160WV2RN8 | 0 | N/A | MDV | N/A | Non Ducted | vrf | N/A | Air | Air | China | 4.6 | N/A | 15.5 | N/A | N/A | N/A | N/A | N/A | 4.5 | 18 | Enthalpy Test Room | 3.4068 | 4.0409 | N/A | - | N/A | N/A | N/A | N/A | N/A | N/A | N/A | N/A | N/A | N/A | N/A | N/A | N/A | N/A | N/A | N/A | N/A | Three | R32 | Australia,Fiji,New Zealand | 154587 | 46907 | 0 | Approved | Reverse Cycle | N/A | No | Class 20 | No | N/A | N/A | N/A | N/A | N/A | N/A | N/A | Available | N/A | N/A | 0 | 0 | N/A | 0 | 0 | AAC7545 | Yes | Variable output compressor | Inverter | No | - | 15500 | 4.6 | - | 1740 | 7750 | No | - | - | - | 4204.4 | 16693.5 | No | 1590.36 | 8346.75 | No | - | - | 18000 | 4.5 | 1820 | 9000 | No | - | - | No | - | - | - | 4160 | 13800 | No | - | - | - | - | - | - | - | - | No | - | - | No | - | -
MV8M-180WV2N8 | 0 | N/A | MDV | N/A | Non Ducted | vrf | N/A | Air | Air | China | 5.53 | N/A | 17.5 | N/A | N/A | N/A | N/A | N/A | 4.93 | 19.5 | Enthalpy Test Room | 3.1667 | 3.9546 | N/A | - | N/A | N/A | N/A | N/A | N/A | N/A | N/A | N/A | N/A | N/A | N/A | N/A | N/A | N/A | N/A | N/A | N/A | Single | R32 | Australia,Fiji,New Zealand | 154564 | 46907 | 0 | Approved | Reverse Cycle | N/A | No | Class 20 | No | N/A | N/A | N/A | N/A | N/A | N/A | N/A | Available | N/A | N/A | 0 | 0 | N/A | 0 | 0 | AAC7550 | Yes | Variable output compressor | Inverter | No | - | 17500 | 5.53 | - | 2060 | 8750 | No | - | - | - | 5054.42 | 18847.5 | No | 1882.84 | 9423.75 | No | - | - | 19500 | 4.93 | 2010 | 9750 | No | - | - | No | - | - | - | 4730 | 14900 | No | - | - | - | - | - | - | - | - | No | - | - | No | - | -
MV8M-180WV2RN8 | 0 | N/A | MDV | N/A | Non Ducted | vrf | N/A | Air | Air | China | 5.53 | N/A | 17.5 | N/A | N/A | N/A | N/A | N/A | 4.93 | 19.5 | Enthalpy Test Room | 3.1667 | 3.9546 | N/A | - | N/A | N/A | N/A | N/A | N/A | N/A | N/A | N/A | N/A | N/A | N/A | N/A | N/A | N/A | N/A | N/A | N/A | Three | R32 | Australia,Fiji,New Zealand | 154588 | 46907 | 0 | Approved | Reverse Cycle | N/A | No | Class 20 | No | N/A | N/A | N/A | N/A | N/A | N/A | N/A | Available | N/A | N/A | 0 | 0 | N/A | 0 | 0 | AAC7551 | Yes | Variable output compressor | Inverter | No | - | 17500 | 5.53 | - | 2060 | 8750 | No | - | - | - | 5054.42 | 18847.5 | No | 1882.84 | 9423.75 | No | - | - | 19500 | 4.93 | 2010 | 9750 | No | - | - | No | - | - | - | 4730 | 14900 | No | - | - | - | - | - | - | - | - | No | - | - | No | - | -
MV8M-80WV2N8 | 0 | N/A | MDV | N/A | Non Ducted | vrf | N/A | Air | Air | China | 2.24 | N/A | 8 | N/A | N/A | N/A | N/A | N/A | 2.24 | 9 | Enthalpy Test Room | 3.6478 | 4.0638 | N/A | - | N/A | N/A | N/A | N/A | N/A | N/A | N/A | N/A | N/A | N/A | N/A | N/A | N/A | N/A | N/A | N/A | N/A | Single | R32 | Australia,Fiji,New Zealand | 154559 | 46907 | 0 | Approved | Reverse Cycle | N/A | No | Class 19 | No | N/A | N/A | N/A | N/A | N/A | N/A | N/A | Available | N/A | N/A | 0 | 0 | N/A | 0 | 0 | AAC7540 | Yes | Variable output compressor | Inverter | No | - | 8000 | 2.24 | - | 880 | 4000 | No | - | - | - | 2047.36 | 8616 | No | 804.32 | 4308 | No | - | - | 9000 | 2.24 | 910 | 4500 | No | - | - | No | - | - | - | 2400 | 7600 | No | - | - | - | - | - | - | - | - | No | - | - | No | - | -
MVI-180WV2GN1(A) | 0 | N/A | MDV | N/A | Non Ducted | vrf | N/A | Air | Air | China | 4.9 | N/A | 18 | N/A | N/A | N/A | N/A | N/A | 4.9 | 20 | Enthalpy Test Room | 3.6804 | 3.8306 | N/A | - | N/A | N/A | N/A | N/A | N/A | N/A | N/A | N/A | N/A | N/A | N/A | N/A | N/A | N/A | N/A | N/A | N/A | Three | R410A | Australia,Fiji,New Zealand | 134667 | 46009 | 0 | Approved | Reverse Cycle | N/A | No | Class 20 | No | N/A | N/A | N/A | N/A | N/A | N/A | N/A | Available | N/A | N/A | 0 | 0 | N/A | 0 | 0 | AAC5608 | Yes | Variable output compressor | Inverter | No | - | 18000 | 4.9 | - | 2200 | 9000 | No | - | - | - | 4478.6 | 19386 | No | 2010.8 | 9693 | No | - | - | 20000 | 4.9 | 1900 | 10000 | No | - | - | Yes | 6700 | 15000 | No | - | - | No | - | - | - | - | - | No | - | - | No | - | - | No | - | -
MVI-200WV2GN1(A) | 0 | N/A | MDV | N/A | Non Ducted | vrf | N/A | Air | Air | China | 6 | N/A | 20 | N/A | N/A | N/A | N/A | N/A | 5.6 | 22 | Enthalpy Test Room | 3.316 | 3.8313 | N/A | - | N/A | N/A | N/A | N/A | N/A | N/A | N/A | N/A | N/A | N/A | N/A | N/A | N/A | N/A | N/A | N/A | N/A | Three | R410A | Australia,Fiji,New Zealand | 134673 | 46009 | 0 | Approved | Reverse Cycle | N/A | No | Class 20 | No | N/A | N/A | N/A | N/A | N/A | N/A | N/A | Available | N/A | N/A | 0 | 0 | N/A | 0 | 0 | AAC5609 | Yes | Variable output compressor | Inverter | No | - | 20000 | 6 | - | 2500 | 10000 | No | - | - | - | 5484 | 21540 | No | 2285 | 10770 | No | - | - | 22000 | 5.6 | 2200 | 11000 | No | - | - | Yes | 7000 | 15500 | No | - | - | No | - | - | - | - | - | No | - | - | No | - | - | No | - | -
MVI-224WV2GN1(A) | 0 | N/A | MDV | N/A | Non Ducted | vrf | N/A | Air | Air | China | 6.5 | N/A | 22.4 | N/A | N/A | N/A | N/A | N/A | 6.5 | 24 | Enthalpy Test Room | 3.3478 | 3.6588 | N/A | - | N/A | N/A | N/A | N/A | N/A | N/A | N/A | N/A | N/A | N/A | N/A | N/A | N/A | N/A | N/A | N/A | N/A | Three | R410A | Australia,Fiji,New Zealand | 134674 | 46009 | 0 | Approved | Reverse Cycle | N/A | No | Class 20 | No | N/A | N/A | N/A | N/A | N/A | N/A | N/A | Available | N/A | N/A | 0 | 0 | N/A | 0 | 0 | AAC5604 | Yes | Variable output compressor | Inverter | No | - | 22400 | 6.5 | - | 2700 | 12100 | No | - | - | - | 5941 | 24124.8 | No | 2467.8 | 13031.7 | No | - | - | 24000 | 6.5 | 2600 | 12000 | No | - | - | Yes | 7500 | 16000 | No | - | - | No | - | - | - | - | - | No | - | - | No | - | - | No | - | -
MVI-260WV2GN1(A) | 0 | N/A | MDV | N/A | Non Ducted | vrf | N/A | Air | Air | China | 7.26 | N/A | 26 | N/A | N/A | N/A | N/A | N/A | 7.5 | 28 | Enthalpy Test Room | 3.5772 | 3.7859 | N/A | - | N/A | N/A | N/A | N/A | N/A | N/A | N/A | N/A | N/A | N/A | N/A | N/A | N/A | N/A | N/A | N/A | N/A | Three | R410A | Australia,Fiji,New Zealand | 134686 | 46009 | 0 | Approved | Reverse Cycle | N/A | No | Class 20 | No | N/A | N/A | N/A | N/A | N/A | N/A | N/A | Available | N/A | N/A | 0 | 0 | N/A | 0 | 0 | AAC5605 | Yes | Variable output compressor | Inverter | No | - | 26000 | 7.26 | - | 2770 | 12800 | No | - | - | - | 6635.64 | 28002 | No | 2531.78 | 13785.6 | No | - | - | 28000 | 7.5 | 3000 | 13700 | No | - | - | Yes | 8200 | 18500 | No | - | - | No | - | - | - | - | - | No | - | - | No | - | - | No | - | -
MVI-280WV2GN1(A) | 0 | N/A | MDV | N/A | Non Ducted | vrf | N/A | Air | Air | China | 8.7 | N/A | 28.5 | N/A | N/A | N/A | N/A | N/A | 8.3 | 30 | Enthalpy Test Room | 3.201 | 3.634 | N/A | - | N/A | N/A | N/A | N/A | N/A | N/A | N/A | N/A | N/A | N/A | N/A | N/A | N/A | N/A | N/A | N/A | N/A | Three | R410A | Australia,Fiji,New Zealand | 134687 | 46008 | 0 | Approved | Reverse Cycle | N/A | No | Class 20 | No | N/A | N/A | N/A | N/A | N/A | N/A | N/A | Available | N/A | N/A | 0 | 0 | N/A | 0 | 0 | AAC5602 | Yes | Variable output compressor | Inverter | No | - | 28500 | 8.7 | - | 2950 | 13700 | No | - | - | - | 7951.8 | 30694.5 | No | 2696.3 | 14754.9 | No | - | - | 30000 | 8.3 | 3350 | 15000 | No | - | - | Yes | 8250 | 19000 | No | - | - | No | - | - | - | - | - | No | - | - | No | - | - | No | - | -
MHC-AC24KWH | 0 | N/A | Metro Heating & Cooling | N/A | Non Ducted | vrf | N/A | Air | Air | China | 3.31 | N/A | 15.5 | N/A | N/A | N/A | N/A | N/A | 5.15 | 21 | Enthalpy Test Room | 4.6894 | 4.1704 | N/A | - | N/A | N/A | N/A | N/A | N/A | N/A | N/A | N/A | N/A | N/A | N/A | N/A | N/A | N/A | N/A | N/A | N/A | Single | R410A | Australia,Fiji,New Zealand | 159421 | 47149 | 0 | Approved | Reverse Cycle | N/A | No | Class 20 | No | N/A | N/A | N/A | N/A | N/A | N/A | N/A | Available | N/A | N/A | 0 | 0 | N/A | 0 | 0 | AAC8040 | Yes | Variable output compressor | Inverter | No | - | 15500 | 3.31 | - | 1280 | 7700 | No | - | - | - | 3025.34 | 16693.5 | No | 1169.92 | 8292.9 | No | - | - | 21000 | 5.15 | 1810 | 10250 | Yes | 720 | 4100 | Yes | 6300 | 19650 | Yes | 4630 | 16600 | No | - | - | - | - | - | No | - | - | No | - | - | No | - | -
CASMI105IB/UCMI105OBC | 0 | N/A | Midea | N/A | Non Ducted | Single Split System | Cassette | Air | Air | China | 2.63 | N/A | 10.5 | N/A | N/A | N/A | N/A | N/A | 2.7 | 11 | Calorimeter Room | 3.9943 | 4.1015 | N/A | - | N/A | N/A | N/A | N/A | N/A | N/A | N/A | N/A | N/A | N/A | N/A | N/A | N/A | N/A | N/A | N/A | Calorimeter Room | Single | R32 | Australia,Fiji,New Zealand | 150098 | 46656 | 0 | Approved | Reverse Cycle | N/A | Yes | Class 11 | Yes | N/A | N/A | N/A | N/A | N/A | N/A | N/A | Available | N/A | N/A | 0 | 0 | N/A | 0 | 0 | AAC7037 | Yes | Variable output compressor | Inverter | No | - | 10500 | 2.63 | - | 1330 | 5210 | Yes | 725 | 3760 | - | 2403.82 | 11308.5 | Yes | 770 | 5330 | - | 460 | 3720 | 11000 | 2.7 | 1050 | 5355 | Yes | 540 | 2760 | Yes | 6000 | 14800 | No | - | - | No | - | - | - | - | - | No | - | - | No | - | - | No | - | -
CASMI125IB/UCMI125OB | 0 | N/A | Midea | N/A | Non Ducted | Single Split System | Cassette | Air | Air | China | 3.39 | N/A | 12.5 | N/A | N/A | N/A | N/A | N/A | 3.42 | 13 | Calorimeter Room | 3.6874 | 3.8138 | N/A | - | N/A | N/A | N/A | N/A | N/A | N/A | N/A | N/A | N/A | N/A | N/A | N/A | N/A | N/A | N/A | N/A | Calorimeter Room | Single | R32 | Australia,Fiji,New Zealand | 150107 | 46662 | 0 | Approved | Reverse Cycle | N/A | Yes | Class 11 | Yes | N/A | N/A | N/A | N/A | N/A | N/A | N/A | Available | N/A | N/A | 0 | 0 | N/A | 0 | 0 | AAC7070 | Yes | Variable output compressor | Inverter | No | - | 12500 | 3.39 | - | 1655 | 5950 | Yes | 725 | 3760 | - | 3098.46 | 13462.5 | Yes | 935 | 6060 | - | 460 | 3720 | 13000 | 3.42 | 1240 | 6155 | Yes | 540 | 2760 | Yes | 5780 | 14800 | No | - | - | No | - | - | - | - | - | No | - | - | No | - | - | No | - | -
CASMI140IB/UCMI140OB | 0 | N/A | Midea | N/A | Non Ducted | Single Split System | Cassette | Air | Air | China | 4.25 | N/A | 14 | N/A | N/A | N/A | N/A | N/A | 4.05 | 14.5 | Calorimeter Room | 3.2865 | 3.5922 | N/A | - | N/A | N/A | N/A | N/A | N/A | N/A | N/A | N/A | N/A | N/A | N/A | N/A | N/A | N/A | N/A | N/A | Calorimeter Room | Single | R32 | Australia,Fiji,New Zealand | 150108 | 46656 | 0 | Approved | Reverse Cycle | N/A | Yes | Class 11 | Yes | N/A | N/A | N/A | N/A | N/A | N/A | N/A | Available | N/A | N/A | 0 | 0 | N/A | 0 | 0 | AAC7036 | Yes | Variable output compressor | Inverter | No | - | 14000 | 4.25 | - | 1800 | 7075 | Yes | 750 | 3580 | - | 3884.5 | 15078 | Yes | 1090 | 7365 | - | 475 | 3520 | 14500 | 4.05 | 1380 | 7220 | Yes | 545 | 3070 | Yes | 4270 | 12500 | No | - | - | No | - | - | - | - | - | No | - | - | No | - | - | No | - | -
DUCMI105IB/UCMI105OB | 0 | N/A | Midea | N/A | Ducted | Single Split System | - | Air | Air | China | 3.2 | N/A | 10.5 | N/A | N/A | N/A | N/A | N/A | 2.65 | 11 | Calorimeter Room | 3.2653 | 4.1732 | N/A | - | N/A | N/A | N/A | N/A | N/A | N/A | N/A | N/A | N/A | N/A | N/A | N/A | N/A | N/A | N/A | N/A | N/A | Single | R32 | New Zealand | 147655 | 81239 | 0 | Approved | Reverse Cycle | N/A | Yes | Class 11 | Yes | N/A | N/A | N/A | N/A | N/A | N/A | N/A | Available | N/A | N/A | 0 | 0 | N/A | 0 | 0 | ZAC0777 | Yes | Variable output compressor | Inverter | No | - | 10500 | 3.2 | - | 1825 | 5150 | Yes | 735 | 2670 | - | - | - | Yes | 850 | 5180 | - | 350 | 2500 | 11000 | 2.65 | 1120 | 5750 | Yes | 480 | 2470 | Yes | 3300 | 9780 | No | - | - | No | - | - | - | - | - | No | - | - | No | - | - | No | - | -
DUCMI105IHB/UCMI105OB | 0 | N/A | Midea | N/A | Ducted | Single Split System | - | Air | Air | China | 3.1 | N/A | 10.5 | N/A | N/A | N/A | N/A | N/A | 2.7 | 11 | Calorimeter Room | 3.3269 | 4.0926 | N/A | - | N/A | N/A | N/A | N/A | N/A | N/A | N/A | N/A | N/A | N/A | N/A | N/A | N/A | N/A | N/A | N/A | N/A | Single | R32 | New Zealand | 147656 | 81239 | 0 | Approved | Reverse Cycle | N/A | Yes | Class 11 | Yes | N/A | N/A | N/A | N/A | N/A | N/A | N/A | Available | N/A | N/A | 0 | 0 | N/A | 0 | 0 | ZAC0778 | Yes | Variable output compressor | Inverter | No | - | 10500 | 3.1 | - | 1650 | 5145 | Yes | 615 | 2590 | - | - | - | Yes | 710 | 5070 | - | 350 | 2630 | 11000 | 2.7 | 1080 | 5690 | Yes | 490 | 2320 | Yes | 3590 | 10080 | No | - | - | No | - | - | - | - | - | No | - | - | No | - | - | No | - | -
DUCMI125IHB/UCMI125OB | 0 | N/A | Midea | N/A | Ducted | Single Split System | - | Air | Air | China | 3.65 | N/A | 12.5 | N/A | N/A | N/A | N/A | N/A | 3.15 | 13 | Calorimeter Room | 3.4167 | 4.1296 | N/A | - | N/A | N/A | N/A | N/A | N/A | N/A | N/A | N/A | N/A | N/A | N/A | N/A | N/A | N/A | N/A | N/A | N/A | Single | R32 | New Zealand | 147657 | 81239 | 0 | Approved | Reverse Cycle | N/A | Yes | Class 11 | Yes | N/A | N/A | N/A | N/A | N/A | N/A | N/A | Available | N/A | N/A | 0 | 0 | N/A | 0 | 0 | ZAC0779 | Yes | Variable output compressor | Inverter | No | - | 12500 | 3.65 | - | 1580 | 6445 | Yes | 1010 | 3200 | - | - | - | Yes | 990 | 6050 | - | 540 | 3700 | 13000 | 3.15 | 1335 | 6720 | Yes | 540 | 2810 | Yes | 5540 | 14720 | No | - | - | No | - | - | - | - | - | No | - | - | No | - | - | No | - | -
DUCMI125IHB/UCMI125OB | 0 | N/A | MIDEA | N/A | Ducted | Single Split System | - | Air | Air | China | 3.6 | N/A | 12.5 | N/A | N/A | N/A | N/A | N/A | 3.006 | 13 | Calorimeter Room | 3.4167 | 4.1296 | N/A | - | N/A | N/A | N/A | N/A | N/A | N/A | N/A | N/A | N/A | N/A | N/A | N/A | N/A | N/A | N/A | N/A | N/A | Single | R32 | Australia,Fiji,New Zealand | 148228 | 46694 | 0 | Approved | Reverse Cycle | N/A | Yes | Class 11 | Yes | N/A | N/A | N/A | N/A | N/A | N/A | N/A | Available | N/A | N/A | 0 | http://www.midea.net.au/ | N/A | 0 | 0 | AAC7126 | Yes | Variable output compressor | Inverter | No | - | 12500 | 3.6 | - | 1580 | 6445 | Yes | 1010 | 3200 | - | 3290.4 | 13462.5 | Yes | 990 | 6050 | - | 540 | 3700 | 13000 | 3.006 | 1335 | 6720 | Yes | 540 | 2810 | Yes | 5540 | 14720 | No | - | - | No | - | - | - | - | - | No | - | - | No | - | - | No | - | -
DUCMI140IHB/UCMI140OB | 0 | N/A | Midea | N/A | Ducted | Single Split System | - | Air | Air | China | 4.2 | N/A | 14 | N/A | N/A | N/A | N/A | N/A | 3.6 | 14.5 | Calorimeter Room | 3.324 | 4.0445 | N/A | - | N/A | N/A | N/A | N/A | N/A | N/A | N/A | N/A | N/A | N/A | N/A | N/A | N/A | N/A | N/A | N/A | N/A | Single | R32 | New Zealand | 147689 | 81239 | 0 | Approved | Reverse Cycle | N/A | Yes | Class 11 | Yes | N/A | N/A | N/A | N/A | N/A | N/A | N/A | Available | N/A | N/A | 0 | 0 | N/A | 0 | 0 | ZAC0780 | Yes | Variable output compressor | Inverter | No | - | 14000 | 4.2 | - | 1730 | 6550 | Yes | 890 | 3210 | - | - | - | Yes | 1095 | 7100 | - | 530 | 3770 | 14500 | 3.6 | 1300 | 6600 | Yes | 560 | 2800 | Yes | 5060 | 14150 | No | - | - | No | - | - | - | - | - | No | - | - | No | - | - | No | - | -
DUCMI170IHB/UCMI170OB | 0 | N/A | Midea | N/A | Ducted | Single Split System | - | Air | Air | China | 5.25 | N/A | 17 | N/A | N/A | N/A | N/A | N/A | 4.45 | 17.5 | Calorimeter Room | 3.271 | 3.9234 | N/A | - | N/A | N/A | N/A | N/A | N/A | N/A | N/A | N/A | N/A | N/A | N/A | N/A | N/A | N/A | N/A | N/A | N/A | Single | R32 | New Zealand | 147693 | 81239 | 0 | Approved | Reverse Cycle | N/A | Yes | Class 11 | Yes | N/A | N/A | N/A | N/A | N/A | N/A | N/A | Available | N/A | N/A | 0 | 0 | N/A | 0 | 0 | ZAC0781 | Yes | Variable output compressor | Inverter | No | - | 17000 | 5.25 | - | 2720 | 8030 | Yes | 1110 | 4490 | - | - | - | Yes | 1355 | 8120 | - | 645 | 4050 | 17500 | 4.45 | 1720 | 8670 | Yes | 780 | 4130 | Yes | 4950 | 14500 | No | - | - | No | - | - | - | - | - | No | - | - | No | - | - | No | - | -
DUCMI170IHB/UCMI170OB | 0 | N/A | MIDEA | N/A | Ducted | Single Split System | - | Air | Air | China | 5.25 | N/A | 17 | N/A | N/A | N/A | N/A | N/A | 4.45 | 17.5 | Calorimeter Room | 3.271 | 3.9234 | N/A | - | N/A | N/A | N/A | N/A | N/A | N/A | N/A | N/A | N/A | N/A | N/A | N/A | N/A | N/A | N/A | N/A | N/A | Single | R32 | Australia,Fiji,New Zealand | 148230 | 46694 | 0 | Approved | Reverse Cycle | N/A | Yes | Class 11 | Yes | N/A | N/A | N/A | N/A | N/A | N/A | N/A | Available | N/A | N/A | 0 | http://www.midea.net.au/ | N/A | 0 | 0 | AAC7127 | Yes | Variable output compressor | Inverter | No | - | 17000 | 5.25 | - | 2720 | 8030 | Yes | 1110 | 4490 | - | 4798.5 | 18309 | Yes | 1355 | 8120 | - | 645 | 4050 | 17500 | 4.45 | 1720 | 8670 | Yes | 780 | 4130 | Yes | 4950 | 14500 | No | - | - | No | - | - | - | - | - | No | - | - | No | - | - | No | - | -
DUCMI70IB/UCMI70OB | 0 | N/A | Midea | N/A | Ducted | Single Split System | - | Air | Air | China | 2.1 | N/A | 7.3 | N/A | N/A | N/A | N/A | N/A | 1.8 | 7.5 | Calorimeter Room | 3.535 | 4.222 | N/A | - | N/A | N/A | N/A | N/A | N/A | N/A | N/A | N/A | N/A | N/A | N/A | N/A | N/A | N/A | N/A | N/A | N/A | Single | R32 | New Zealand | 147640 | 81239 | 0 | Approved | Reverse Cycle | N/A | Yes | Class 10 | Yes | N/A | N/A | N/A | N/A | N/A | N/A | N/A | Available | N/A | N/A | 0 | 0 | N/A | 0 | 0 | ZAC0775 | Yes | Variable output compressor | Inverter | No | - | 7300 | 2.1 | - | 1070 | 3500 | Yes | 535 | 2380 | - | - | - | Yes | 590 | 3500 | - | 265 | 1850 | 7500 | 1.8 | 710 | 3600 | Yes | 365 | 1790 | Yes | 2680 | 7520 | No | - | - | No | - | - | - | - | - | No | - | - | No | - | - | No | - | -
DUCMI90IB/UCMI90OB | 0 | N/A | Midea | N/A | Ducted | Single Split System | - | Air | Air | China | 2.55 | N/A | 9 | N/A | N/A | N/A | N/A | N/A | 2.25 | 10 | Calorimeter Room | 3.5289 | 4.4435 | N/A | - | N/A | N/A | N/A | N/A | N/A | N/A | N/A | N/A | N/A | N/A | N/A | N/A | N/A | N/A | N/A | N/A | N/A | Single | R32 | New Zealand | 147648 | 81239 | 0 | Approved | Reverse Cycle | N/A | Yes | Class 10 | Yes | N/A | N/A | N/A | N/A | N/A | N/A | N/A | Available | N/A | N/A | 0 | 0 | N/A | 0 | 0 | ZAC0776 | Yes | Variable output compressor | Inverter | No | - | 9000 | 2.55 | - | 1225 | 4360 | Yes | 735 | 2670 | - | - | - | Yes | 800 | 4670 | - | 350 | 2500 | 10000 | 2.25 | 920 | 4780 | Yes | 480 | 2470 | Yes | 3300 | 9780 | No | - | - | No | - | - | - | - | - | No | - | - | No | - | - | No | - | -
DUCMI90IB/UCMI90OB | 0 | N/A | MIDEA | N/A | Ducted | Single Split System | - | Air | Air | China | 2.55 | N/A | 9 | N/A | N/A | N/A | N/A | N/A | 2.25 | 10 | Calorimeter Room | 3.5289 | 4.4435 | N/A | - | N/A | N/A | N/A | N/A | N/A | N/A | N/A | N/A | N/A | N/A | N/A | N/A | N/A | N/A | N/A | N/A | N/A | Single | R32 | Australia,Fiji,New Zealand | 148202 | 46694 | 0 | Approved | Reverse Cycle | N/A | Yes | Class 10 | Yes | N/A | N/A | N/A | N/A | N/A | N/A | N/A | Unavailable | N/A | N/A | 0 | http://www.midea.net.au/ | N/A | 0 | 0 | AAC7124 | Yes | Variable output compressor | Inverter | No | - | 9000 | 2.55 | - | 1225 | 4360 | Yes | 735 | 2670 | - | 2330.7 | 9693 | Yes | 800 | 4670 | - | 350 | 2500 | 10000 | 2.25 | 920 | 4780 | Yes | 480 | 2470 | Yes | 3300 | 9780 | No | - | - | No | - | - | - | - | - | No | - | - | No | - | - | No | - | -
FA26 | 0 | N/A | MIDEA | N/A | Non Ducted | Single Split System | Wall Hung | Air | Air | China | 0.58 | N/A | 2.6 | N/A | N/A | N/A | N/A | N/A | 0.565 | 2.75 | Calorimeter Room | 4.6053 | 4.8354 | N/A | - | N/A | N/A | N/A | N/A | N/A | N/A | N/A | N/A | N/A | N/A | N/A | N/A | N/A | N/A | N/A | N/A | N/A | Single | R32 | Australia,Fiji,New Zealand | 132132 | 45972 | 0 | Approved | Reverse Cycle | N/A | Yes | Class 8 | Yes | N/A | N/A | N/A | N/A | N/A | N/A | N/A | Available | N/A | N/A | 0 | http://www.midea.net.au/ | N/A | 0 | 0 | AAC5485 | Yes | Variable output compressor | Inverter | No | - | 2600 | 0.58 | - | 255 | 1400 | Yes | 190 | 970 | - | 530.12 | 2800.2 | Yes | 160 | 1360 | - | 130 | 975 | 2750 | 0.565 | 255 | 1500 | Yes | 175 | 1000 | No | - | - | - | 1020 | 3100 | No | - | - | - | - | - | - | - | - | No | - | - | No | - | -
FA35 | 0 | N/A | MIDEA | N/A | Non Ducted | Single Split System | Wall Hung | Air | Air | China | 0.92 | N/A | 3.5 | N/A | N/A | N/A | N/A | N/A | 0.88 | 3.65 | Calorimeter Room | 3.8557 | 4.1615 | N/A | - | N/A | N/A | N/A | N/A | N/A | N/A | N/A | N/A | N/A | N/A | N/A | N/A | N/A | N/A | N/A | N/A | N/A | Single | R32 | Australia,Fiji,New Zealand | 132151 | 46012 | 0 | Approved | Reverse Cycle | N/A | Yes | Class 8 | Yes | N/A | N/A | N/A | N/A | N/A | N/A | N/A | Available | N/A | N/A | 0 | http://www.midea.net.au/ | N/A | 0 | 0 | AAC5613 | Yes | Variable output compressor | Inverter | No | - | 3500 | 0.92 | - | 340 | 1800 | Yes | 195 | 1000 | - | 840.88 | 3769.5 | Yes | 270 | 2000 | - | 130 | 1120 | 3650 | 0.88 | 300 | 1800 | Yes | 180 | 1030 | Yes | 1165 | 3700 | No | - | - | No | - | - | - | - | - | - | - | - | No | - | - | - | - | -
MDV-V100W/DN1(C) | 0 | N/A | Midea | N/A | Non Ducted | vrf | N/A | Air | Air | China | 2.88 | N/A | 10 | N/A | N/A | N/A | N/A | N/A | 3.31 | 12 | Enthalpy Test Room | 3.3564 | 3.5434 | N/A | - | N/A | N/A | N/A | N/A | N/A | N/A | N/A | N/A | N/A | N/A | N/A | N/A | N/A | N/A | N/A | N/A | N/A | Single | R410A | Australia,Fiji,New Zealand | 132920 | 45937 | 0 | Approved | Reverse Cycle | N/A | No | Class 20 | No | N/A | N/A | N/A | N/A | N/A | N/A | N/A | Available | N/A | N/A | 0 | 0 | N/A | 0 | 0 | AAC5380 | Yes | Variable output compressor | Inverter | No | - | 10000 | 2.88 | - | 1150 | 5000 | No | - | - | - | 2632.32 | 10770 | No | 1051.1 | 5385 | No | - | - | 12000 | 3.31 | 1280 | 6000 | No | - | - | Yes | 3330 | 8900 | No | - | - | No | - | - | - | - | - | No | - | - | No | - | - | No | - | -
MDV-V120W/DN1(C) | 0 | N/A | Midea | N/A | Non Ducted | vrf | N/A | Air | Air | China | 3.75 | N/A | 12 | N/A | N/A | N/A | N/A | N/A | 3.86 | 14 | Enthalpy Test Room | 3.1619 | 3.4695 | N/A | - | N/A | N/A | N/A | N/A | N/A | N/A | N/A | N/A | N/A | N/A | N/A | N/A | N/A | N/A | N/A | N/A | N/A | Single | R410A | Australia,Fiji,New Zealand | 132923 | 45937 | 0 | Approved | Reverse Cycle | N/A | No | Class 20 | No | N/A | N/A | N/A | N/A | N/A | N/A | N/A | Available | N/A | N/A | 0 | 0 | N/A | 0 | 0 | AAC5377 | Yes | Variable output compressor | Inverter | No | - | 12000 | 3.75 | - | 1460 | 6000 | No | - | - | - | 3427.5 | 12924 | No | 1334.44 | 6462 | No | - | - | 14000 | 3.86 | 1620 | 7000 | No | - | - | Yes | 3850 | 10080 | No | - | - | No | - | - | - | - | - | No | - | - | No | - | - | No | - | -
MDV-V120WHN8(At) | 0 | N/A | Midea | N/A | Ducted | vrf | N/A | Air | Air | China | 3.65 | N/A | 12.3 | N/A | N/A | N/A | N/A | N/A | 3.45 | 14 | Enthalpy Test Room | 3.3003 | 3.915 | N/A | - | N/A | N/A | N/A | N/A | N/A | N/A | N/A | N/A | N/A | N/A | N/A | N/A | N/A | N/A | N/A | N/A | N/A | Single | R32 | Australia,Fiji,New Zealand | 154240 | 46907 | 0 | Approved | Reverse Cycle | N/A | No | Class 20 | No | N/A | N/A | N/A | N/A | N/A | N/A | N/A | Available | N/A | N/A | 0 | 0 | N/A | 0 | 0 | AAC7546 | Yes | Variable output compressor | Inverter | No | - | 12300 | 3.65 | - | 1130 | 6150 | No | - | - | - | 3336.1 | 13247.1 | No | 1032.82 | 6623.55 | No | - | - | 14000 | 3.45 | 1290 | 7000 | No | - | - | Yes | 3200 | 10000 | No | - | - | No | - | - | - | - | - | No | - | - | No | - | - | No | - | -
MDV-V120WN8(AU) | 0 | N/A | Midea | N/A | Non Ducted | vrf | N/A | Air | Air | China | 1.72 | N/A | 7.2 | N/A | N/A | N/A | N/A | N/A | 2.6 | 11.2 | Enthalpy Test Room | 4.1601 | 4.2575 | N/A | - | N/A | N/A | N/A | N/A | N/A | N/A | N/A | N/A | N/A | N/A | N/A | N/A | N/A | N/A | N/A | N/A | N/A | Single | R32 | Australia,Fiji,New Zealand | 157661 | 47065 | 0 | Approved | Reverse Cycle | N/A | - | Class 19 | - | N/A | N/A | N/A | N/A | N/A | N/A | N/A | Available | N/A | N/A | 0 | 0 | N/A | 0 | 0 | AAC7867 | Yes | Variable output compressor | Inverter | No | - | 7200 | 1.72 | - | 1080 | 3600 | Yes | 680 | 2100 | - | 1572.08 | 7754.4 | Yes | 540 | 3850 | - | 380 | 2400 | 11200 | 2.6 | 1080 | 5600 | Yes | 470 | 2400 | Yes | 3200 | 10000 | No | - | - | No | - | - | - | - | - | No | - | - | No | - | - | No | - | -
MDV-V140W/DN1(C) | 0 | N/A | Midea | N/A | Non Ducted | vrf | N/A | Air | Air | China | 4.35 | N/A | 14 | N/A | N/A | N/A | N/A | N/A | 4.27 | 16 | Enthalpy Test Room | 3.1857 | 3.6387 | N/A | - | N/A | N/A | N/A | N/A | N/A | N/A | N/A | N/A | N/A | N/A | N/A | N/A | N/A | N/A | N/A | N/A | N/A | Single | R410A | Australia,Fiji,New Zealand | 132931 | 45931 | 0 | Approved | Reverse Cycle | N/A | No | Class 20 | No | N/A | N/A | N/A | N/A | N/A | N/A | N/A | Available | N/A | N/A | 0 | 0 | N/A | 0 | 0 | AAC5361 | Yes | Variable output compressor | Inverter | No | - | 14000 | 4.35 | - | 1700 | 7000 | No | - | - | - | 3975.9 | 15078 | No | 1553.8 | 7539 | No | - | - | 16000 | 4.27 | 2120 | 8000 | No | - | - | Yes | 4970 | 13000 | No | - | - | No | - | - | - | - | - | No | - | - | No | - | - | No | - | -
MDV-V160W/DN1(C) | 0 | N/A | Midea | N/A | Non Ducted | vrf | N/A | Air | Air | China | 4.67 | N/A | 15.5 | N/A | N/A | N/A | N/A | N/A | 4.78 | 18 | Enthalpy Test Room | 3.2209 | 3.6457 | N/A | - | N/A | N/A | N/A | N/A | N/A | N/A | N/A | N/A | N/A | N/A | N/A | N/A | N/A | N/A | N/A | N/A | N/A | Single | R410A | Australia,Fiji | 132939 | 45931 | 0 | Approved | Reverse Cycle | N/A | No | Class 20 | No | N/A | N/A | N/A | N/A | N/A | N/A | N/A | Available | N/A | N/A | 0 | 0 | N/A | 0 | 0 | AAC5364 | Yes | Variable output compressor | Inverter | No | - | 15500 | 4.67 | - | 1940 | 7750 | No | - | - | - | 4268.38 | 16693.5 | No | 1773.16 | 8346.75 | No | - | - | 18000 | 4.78 | 2260 | 9000 | No | - | - | Yes | 4830 | 13600 | No | - | - | No | - | - | - | - | - | No | - | - | No | - | - | No | - | -
MDV-V200WN1(AU) | 0 | N/A | Midea | N/A | Non Ducted | vrf | N/A | Air | Air | China | 4 | N/A | 15.5 | N/A | N/A | N/A | N/A | N/A | 5 | 21 | Enthalpy Test Room | 3.7107 | 4.1115 | N/A | - | N/A | N/A | N/A | N/A | N/A | N/A | N/A | N/A | N/A | N/A | N/A | N/A | N/A | N/A | N/A | N/A | N/A | Single | R410A | Australia,Fiji,New Zealand | 157619 | 47065 | 0 | Approved | Reverse Cycle | N/A | No | Class 20 | No | N/A | N/A | N/A | N/A | N/A | N/A | N/A | Available | N/A | N/A | 0 | 0 | N/A | 0 | 0 | AAC7868 | Yes | Variable output compressor | Inverter | No | - | 15500 | 4 | - | 2050 | 7750 | Yes | 1010 | 3950 | - | 3656 | 16693.5 | Yes | 1150 | 7600 | - | 550 | 2600 | 21000 | 5 | 2000 | 10200 | Yes | 980 | 4900 | Yes | 6150 | 17000 | No | - | - | No | - | - | - | - | - | No | - | - | No | - | - | No | - | -
MDV-V230WN1(AU) | 0 | N/A | Midea | N/A | Ducted | vrf | N/A | Air | Air | China | 5.6 | N/A | 19.5 | N/A | N/A | N/A | N/A | N/A | 5.28 | 23 | Enthalpy Test Room | 3.4653 | 4.3159 | N/A | - | N/A | N/A | N/A | N/A | N/A | N/A | N/A | N/A | N/A | N/A | N/A | N/A | N/A | N/A | N/A | N/A | N/A | Single | R410A | Australia,Fiji,New Zealand | 160275 | 47210 | 0 | Approved | Reverse Cycle | N/A | - | Class 20 | - | N/A | N/A | N/A | N/A | N/A | N/A | N/A | Available | N/A | N/A | 0 | 0 | N/A | 0 | 0 | AAC8158 | Yes | Variable output compressor | Inverter | No | - | 19500 | 5.6 | - | 3550 | 9750 | Yes | 1870 | 4880 | - | 5118.4 | 21001.5 | Yes | 1560 | 9200 | - | 880 | 4600 | 23000 | 5.28 | 2170 | 11500 | Yes | 1090 | 5600 | Yes | 6070 | 19450 | No | - | - | No | - | - | - | - | - | No | - | - | No | - | - | No | - | -
MDV-V230WN1(AU) | 0 | N/A | Midea | N/A | Ducted | vrf | N/A | Air | Air | China | 5.6 | N/A | 19.5 | N/A | N/A | N/A | N/A | N/A | 5.28 | 23 | Enthalpy Test Room | 3.4653 | 4.3159 | N/A | - | N/A | N/A | N/A | N/A | N/A | N/A | N/A | N/A | N/A | N/A | N/A | N/A | N/A | N/A | N/A | N/A | N/A | Single | R410A | Australia,Fiji,New Zealand | 161655 | 47254 | 0 | Approved | Reverse Cycle | N/A | - | Class 20 | - | N/A | N/A | N/A | N/A | N/A | N/A | N/A | Available | N/A | N/A | 0 | 0 | N/A | 0 | 0 | AAC8242 | Yes | Variable output compressor | Inverter | No | - | 19500 | 5.6 | - | 2200 | 9750 | No | - | - | - | 5118.4 | 21001.5 | Yes | 1600 | 9200 | Yes | 880 | 4600 | 23000 | 5.28 | 2170 | 11500 | Yes | 1090 | 5600 | Yes | 6070 | 19450 | No | - | - | No | - | - | - | - | - | No | - | - | No | - | - | No | - | -
MDV-V28W/DHN1(At) | 0 | N/A | Midea | N/A | Non Ducted | vrf | N/A | Air | Air | China | 2.4 | N/A | 8 | N/A | N/A | N/A | N/A | N/A | 2.55 | 9 | Enthalpy Test Room | 3.2785 | 3.4284 | N/A | - | N/A | N/A | N/A | N/A | N/A | N/A | N/A | N/A | N/A | N/A | N/A | N/A | N/A | N/A | N/A | N/A | N/A | Single | R410A | Australia,Fiji,New Zealand | 134921 | 46034 | 0 | Approved | Reverse Cycle | N/A | No | Class 19 | No | N/A | N/A | N/A | N/A | N/A | N/A | N/A | Available | N/A | N/A | 0 | 0 | N/A | 0 | 0 | AAC5635 | Yes | Variable output compressor | Inverter | No | - | 8000 | 2.4 | - | 1020 | 4000 | No | - | - | - | 2193.6 | 8616 | No | 932.28 | 4308 | No | - | - | 9000 | 2.55 | 1130 | 4500 | No | - | - | Yes | 2620 | 6600 | No | - | - | No | - | - | - | - | - | No | - | - | No | - | - | No | - | -
MDV-V36W/DHN1(At) | 0 | N/A | Midea | N/A | Non Ducted | vrf | N/A | Air | Air | China | 2.88 | N/A | 10 | N/A | N/A | N/A | N/A | N/A | 3.31 | 12 | Enthalpy Test Room | 3.3564 | 3.5434 | N/A | - | N/A | N/A | N/A | N/A | N/A | N/A | N/A | N/A | N/A | N/A | N/A | N/A | N/A | N/A | N/A | N/A | N/A | Single | R410A | Australia,Fiji,New Zealand | 134938 | 46035 | 0 | Approved | Reverse Cycle | N/A | No | Class 20 | No | N/A | N/A | N/A | N/A | N/A | N/A | N/A | Available | N/A | N/A | 0 | 0 | N/A | 0 | 0 | AAC5637 | Yes | Variable output compressor | Inverter | No | - | 10000 | 2.88 | - | 1150 | 5000 | No | - | - | - | 2632.32 | 10770 | No | 1051.1 | 5385 | No | - | - | 12000 | 3.31 | 1280 | 6000 | No | - | - | Yes | 3330 | 8900 | No | - | - | No | - | - | - | - | - | No | - | - | No | - | - | No | - | -
MDV-V42W/DHN1(At) | 0 | N/A | Midea | N/A | Non Ducted | vrf | N/A | Air | Air | China | 3.75 | N/A | 12 | N/A | N/A | N/A | N/A | N/A | 3.86 | 14 | Enthalpy Test Room | 3.1619 | 3.4695 | N/A | - | N/A | N/A | N/A | N/A | N/A | N/A | N/A | N/A | N/A | N/A | N/A | N/A | N/A | N/A | N/A | N/A | N/A | Single | R410A | Australia,Fiji,New Zealand | 134940 | 46027 | 0 | Approved | Reverse Cycle | N/A | No | Class 20 | No | N/A | N/A | N/A | N/A | N/A | N/A | N/A | Available | N/A | N/A | 0 | 0 | N/A | 0 | 0 | AAC5620 | Yes | Variable output compressor | Inverter | No | - | 12000 | 3.75 | - | 1500 | 6000 | No | - | - | - | 3427.5 | 12924 | No | 1371 | 6462 | No | - | - | 14000 | 3.86 | 1620 | 7000 | No | - | - | Yes | 3850 | 10080 | No | - | - | No | - | - | - | - | - | - | - | - | No | - | - | No | - | -
MDV-V48W/DHN1(At) | 0 | N/A | Midea | N/A | Non Ducted | vrf | N/A | Air | Air | China | 4.35 | N/A | 14 | N/A | N/A | N/A | N/A | N/A | 4.27 | 16 | Enthalpy Test Room | 3.1857 | 3.6387 | N/A | - | N/A | N/A | N/A | N/A | N/A | N/A | N/A | N/A | N/A | N/A | N/A | N/A | N/A | N/A | N/A | N/A | N/A | Single | R410A | Australia,Fiji,New Zealand | 134941 | 46026 | 0 | Approved | Reverse Cycle | N/A | No | Class 20 | No | N/A | N/A | N/A | N/A | N/A | N/A | N/A | Available | N/A | N/A | 0 | 0 | N/A | 0 | 0 | AAC5618 | Yes | Variable output compressor | Inverter | No | - | 14000 | 4.35 | - | 1700 | 7000 | No | - | - | - | 3975.9 | 15078 | No | 1553.8 | 7539 | No | - | - | 16000 | 4.27 | 2120 | 8000 | No | - | - | Yes | 4970 | 13000 | No | - | - | No | - | - | - | - | - | No | - | - | No | - | - | No | - | -
MDV-V56W/DHN1(At) | 0 | N/A | Midea | N/A | Non Ducted | vrf | N/A | Air | Air | China | 4.67 | N/A | 15.5 | N/A | N/A | N/A | N/A | N/A | 4.78 | 18 | Enthalpy Test Room | 3.2209 | 3.6457 | N/A | - | N/A | N/A | N/A | N/A | N/A | N/A | N/A | N/A | N/A | N/A | N/A | N/A | N/A | N/A | N/A | N/A | N/A | Single | R410A | Australia,Fiji,New Zealand | 134942 | 46027 | 0 | Approved | Reverse Cycle | N/A | No | Class 20 | No | N/A | N/A | N/A | N/A | N/A | N/A | N/A | Available | N/A | N/A | 0 | 0 | N/A | 0 | 0 | AAC5621 | Yes | Variable output compressor | Inverter | No | - | 15500 | 4.67 | - | 1940 | 7750 | No | - | - | - | 4268.38 | 16693.5 | No | 1773.16 | 8346.75 | No | - | - | 18000 | 4.78 | 2260 | 9000 | No | - | - | Yes | 4830 | 13600 | No | - | - | No | - | - | - | - | - | No | - | - | No | - | - | No | - | -
MDV-V80W/DN1(C) | 0 | N/A | Midea | N/A | Non Ducted | vrf | N/A | Air | Air | China | 2.4 | N/A | 8 | N/A | N/A | N/A | N/A | N/A | 2.55 | 9 | Enthalpy Test Room | 3.2785 | 3.4284 | N/A | - | N/A | N/A | N/A | N/A | N/A | N/A | N/A | N/A | N/A | N/A | N/A | N/A | N/A | N/A | N/A | N/A | N/A | Single | R410A | Australia,Fiji,New Zealand | 132910 | 45937 | 0 | Approved | Reverse Cycle | N/A | No | Class 19 | No | N/A | N/A | N/A | N/A | N/A | N/A | N/A | Available | N/A | N/A | 0 | 0 | N/A | 0 | 0 | AAC5379 | Yes | Variable output compressor | Inverter | No | - | 8000 | 2.4 | - | 1020 | 4000 | No | - | - | - | 2193.6 | 8616 | No | 932.28 | 4308 | No | - | - | 9000 | 2.55 | 1130 | 4500 | No | - | - | Yes | 2620 | 6600 | No | - | - | No | - | - | - | - | - | No | - | - | No | - | - | No | - | -
MF70 series | MF70 series | N/A | Midea | N/A | Non Ducted | Single Split System | Wall Hung | Air | Air | China | 1.95 | N/A | 7 | N/A | N/A | N/A | N/A | N/A | 1.99 | 7.5 | Calorimeter Room | 3.5412 | 3.7692 | N/A | - | N/A | N/A | N/A | N/A | N/A | N/A | N/A | N/A | N/A | N/A | N/A | N/A | N/A | N/A | N/A | N/A | Calorimeter Room | Single | R32 | Australia,Fiji,New Zealand | 150577 | 46700 | 0 | Approved | Reverse Cycle | N/A | Yes | Class 9 | Yes | N/A | N/A | N/A | N/A | N/A | N/A | N/A | Available | N/A | N/A | 0 | 0 | N/A | 0 | 0 | AAC7138 | Yes | Variable output compressor | Inverter | No | - | 7000 | 1.95 | - | 700 | 3500 | Yes | 630 | 3100 | - | 1782.3 | 7539 | Yes | 610 | 3900 | - | 490 | 3315 | 7500 | 1.99 | 750 | 3845 | Yes | 465 | 2270 | Yes | 3030 | 8060 | No | - | - | No | - | - | - | - | - | No | - | - | No | - | - | No | - | -
MF80 series | MF80 series | N/A | Midea | N/A | Non Ducted | Single Split System | Wall Hung | Air | Air | China | 2.4 | N/A | 8 | N/A | N/A | N/A | N/A | N/A | 2.4 | 8.5 | Calorimeter Room | 3.4012 | 3.6237 | N/A | - | N/A | N/A | N/A | N/A | N/A | N/A | N/A | N/A | N/A | N/A | N/A | N/A | N/A | N/A | N/A | N/A | Calorimeter Room | Single | R32 | Australia,Fiji,New Zealand | 150606 | 46693 | 0 | Approved | Reverse Cycle | N/A | Yes | Class 9 | Yes | N/A | N/A | N/A | N/A | N/A | N/A | N/A | Available | N/A | N/A | 0 | 0 | N/A | 0 | 0 | AAC7123 | Yes | Variable output compressor | Inverter | No | - | 8000 | 2.4 | - | 780 | 3840 | Yes | 670 | 3200 | - | 2193.6 | 8616 | Yes | 680 | 4240 | - | 490 | 3315 | 8500 | 2.4 | 795 | 4030 | Yes | 465 | 2265 | Yes | 3030 | 8060 | No | - | - | No | - | - | - | - | - | No | - | - | No | - | - | No | - | -
MFAB-20WC/MFAB-20NC | 0 | N/A | MIDEA | N/A | Non Ducted | Single Split System | Wall Hung | Air | Air | China | 0.43 | N/A | 2 | N/A | N/A | N/A | N/A | N/A | 0.46 | 2.25 | Calorimeter Room | 4.6975 | 4.8242 | N/A | - | N/A | N/A | N/A | N/A | N/A | N/A | N/A | N/A | N/A | N/A | N/A | N/A | N/A | N/A | N/A | N/A | N/A | Single | R32 | Australia,Fiji,New Zealand | 141975 | 46309 | 0 | Approved | Reverse Cycle | N/A | Yes | Class 8 | Yes | N/A | N/A | N/A | N/A | N/A | N/A | N/A | Available | N/A | N/A | 0 | http://www.midea.net.au/ | N/A | 0 | 0 | AAC6284 | Yes | Variable output compressor | Inverter | No | - | 2000 | 0.43 | - | 200 | 1000 | Yes | 165 | 745 | - | 393.02 | 2154 | Yes | 140 | 1180 | - | 110 | 915 | 2250 | 0.46 | 200 | 1100 | Yes | 155 | 860 | Yes | 940 | 2850 | No | - | - | No | - | - | - | - | - | No | - | - | No | - | - | No | - | -
MFAB26NB/MFAB26WB | 0 | N/A | Midea | N/A | Non Ducted | Single Split System | Wall Hung | Air | Air | China | 0.52 | N/A | 2.5 | N/A | N/A | N/A | N/A | N/A | 0.67 | 3.2 | Calorimeter Room | 4.8912 | 4.7019 | N/A | - | N/A | N/A | N/A | N/A | N/A | N/A | N/A | N/A | N/A | N/A | N/A | N/A | N/A | N/A | N/A | N/A | N/A | Single | R32 | New Zealand | 139139 | 80885 | 0 | Approved | Reverse Cycle | N/A | Yes | Class 8 | Yes | N/A | N/A | N/A | N/A | N/A | N/A | N/A | Available | N/A | N/A | 0 | 0 | N/A | 0 | 0 | ZAC0752 | Yes | Variable output compressor | Inverter | No | - | 2500 | 0.52 | - | 250 | 1240 | Yes | 215 | 1070 | - | - | - | Yes | 180 | 1270 | - | 160 | 1170 | 3200 | 0.67 | 280 | 1650 | Yes | 220 | 1280 | Yes | 950 | 2520 | No | - | - | No | - | - | - | - | - | No | - | - | No | - | - | No | - | -
MFAB26W*/MFAB26N* | MFAB26W*/MFAB26N* | N/A | MIDEA | N/A | Non Ducted | Single Split System | Wall Hung | Air | Air | China | 0.52 | N/A | 2.5 | N/A | N/A | N/A | N/A | N/A | 0.67 | 3.2 | Calorimeter Room | 4.8912 | 4.7019 | N/A | - | N/A | N/A | N/A | N/A | N/A | N/A | N/A | N/A | N/A | N/A | N/A | N/A | N/A | N/A | N/A | N/A | N/A | Single | R32 | Australia,Fiji,New Zealand | 131282 | 45888 | 0 | Approved | Reverse Cycle | N/A | Yes | Class 8 | Yes | N/A | N/A | N/A | N/A | N/A | N/A | N/A | Available | N/A | N/A | 0 | http://www.midea.net.au/ | N/A | 0 | 0 | AAC5173 | Yes | Variable output compressor | Inverter | No | - | 2500 | 0.52 | - | 250 | 1240 | Yes | 215 | 1070 | - | 475.28 | 2692.5 | Yes | 180 | 1270 | - | 160 | 1170 | 3200 | 0.67 | 280 | 1650 | Yes | 220 | 1280 | Yes | 950 | 2520 | No | - | - | No | - | - | - | - | - | No | - | - | No | - | - | No | - | -
MFAB26WB/MFAB26NB | MFAB26W*/MFAB26N* | N/A | MIDEA | N/A | Non Ducted | Single Split System | Wall Hung | Air | Air | China | 0.52 | N/A | 2.5 | N/A | N/A | N/A | N/A | N/A | 0.67 | 3.2 | Calorimeter Room | 4.8912 | 4.7019 | N/A | - | N/A | N/A | N/A | N/A | N/A | N/A | N/A | N/A | N/A | N/A | N/A | N/A | N/A | N/A | N/A | N/A | N/A | Single | R32 | Australia,Fiji,New Zealand | 131282 | 45888 | 0 | Approved | Reverse Cycle | N/A | Yes | Class 8 | Yes | N/A | N/A | N/A | N/A | N/A | N/A | N/A | Available | N/A | N/A | 0 | http://www.midea.net.au/ | N/A | 0 | 0 | AAC5173 | Yes | Variable output compressor | Inverter | No | - | 2500 | 0.52 | - | 250 | 1240 | Yes | 215 | 1070 | - | 475.28 | 2692.5 | Yes | 180 | 1270 | - | 160 | 1170 | 3200 | 0.67 | 280 | 1650 | Yes | 220 | 1280 | Yes | 950 | 2520 | No | - | - | No | - | - | - | - | - | No | - | - | No | - | - | No | - | -
MFAB26WC/MFAB26NC | MFAB26W*/MFAB26N* | N/A | MIDEA | N/A | Non Ducted | Single Split System | Wall Hung | Air | Air | China | 0.52 | N/A | 2.5 | N/A | N/A | N/A | N/A | N/A | 0.67 | 3.2 | Calorimeter Room | 4.8912 | 4.7019 | N/A | - | N/A | N/A | N/A | N/A | N/A | N/A | N/A | N/A | N/A | N/A | N/A | N/A | N/A | N/A | N/A | N/A | N/A | Single | R32 | Australia,Fiji,New Zealand | 131282 | 45888 | 0 | Approved | Reverse Cycle | N/A | Yes | Class 8 | Yes | N/A | N/A | N/A | N/A | N/A | N/A | N/A | Available | N/A | N/A | 0 | http://www.midea.net.au/ | N/A | 0 | 0 | AAC5173 | Yes | Variable output compressor | Inverter | No | - | 2500 | 0.52 | - | 250 | 1240 | Yes | 215 | 1070 | - | 475.28 | 2692.5 | Yes | 180 | 1270 | - | 160 | 1170 | 3200 | 0.67 | 280 | 1650 | Yes | 220 | 1280 | Yes | 950 | 2520 | No | - | - | No | - | - | - | - | - | No | - | - | No | - | - | No | - | -
MFAB-26WC/MFAB-26NC | 0 | N/A | MIDEA | N/A | Non Ducted | Single Split System | Wall Hung | Air | Air | China | 0.53 | N/A | 2.65 | N/A | N/A | N/A | N/A | N/A | 0.51 | 2.7 | Calorimeter Room | 4.9618 | 5.3465 | N/A | - | N/A | N/A | N/A | N/A | N/A | N/A | N/A | N/A | N/A | N/A | N/A | N/A | N/A | N/A | N/A | N/A | N/A | Single | R32 | Australia,Fiji,New Zealand | 142055 | 46319 | 0 | Approved | Reverse Cycle | N/A | Yes | Class 8 | Yes | N/A | N/A | N/A | N/A | N/A | N/A | N/A | Available | N/A | N/A | 0 | http://www.midea.net.au/ | N/A | 0 | 0 | AAC6302 | Yes | Variable output compressor | Inverter | No | - | 2650 | 0.53 | - | 230 | 1300 | Yes | 180 | 990 | - | 484.42 | 2854.05 | Yes | 150 | 1290 | - | 115 | 1080 | 2700 | 0.51 | 220 | 1320 | Yes | 160 | 965 | Yes | 1130 | 3470 | No | - | - | No | - | - | - | - | - | No | - | - | No | - | - | No | - | -
MFAB26WD/MFAB26ND | MFAB26W*/MFAB26N* | N/A | MIDEA | N/A | Non Ducted | Single Split System | Wall Hung | Air | Air | China | 0.52 | N/A | 2.5 | N/A | N/A | N/A | N/A | N/A | 0.67 | 3.2 | Calorimeter Room | 4.8912 | 4.7019 | N/A | - | N/A | N/A | N/A | N/A | N/A | N/A | N/A | N/A | N/A | N/A | N/A | N/A | N/A | N/A | N/A | N/A | N/A | Single | R32 | Australia,Fiji,New Zealand | 131282 | 45888 | 0 | Approved | Reverse Cycle | N/A | Yes | Class 8 | Yes | N/A | N/A | N/A | N/A | N/A | N/A | N/A | Available | N/A | N/A | 0 | http://www.midea.net.au/ | N/A | 0 | 0 | AAC5173 | Yes | Variable output compressor | Inverter | No | - | 2500 | 0.52 | - | 250 | 1240 | Yes | 215 | 1070 | - | 475.28 | 2692.5 | Yes | 180 | 1270 | - | 160 | 1170 | 3200 | 0.67 | 280 | 1650 | Yes | 220 | 1280 | Yes | 950 | 2520 | No | - | - | No | - | - | - | - | - | No | - | - | No | - | - | No | - | -
MFAB26WE/MFAB26NE | MFAB26W*/MFAB26N* | N/A | MIDEA | N/A | Non Ducted | Single Split System | Wall Hung | Air | Air | China | 0.52 | N/A | 2.5 | N/A | N/A | N/A | N/A | N/A | 0.67 | 3.2 | Calorimeter Room | 4.8912 | 4.7019 | N/A | - | N/A | N/A | N/A | N/A | N/A | N/A | N/A | N/A | N/A | N/A | N/A | N/A | N/A | N/A | N/A | N/A | N/A | Single | R32 | Australia,Fiji,New Zealand | 131282 | 45888 | 0 | Approved | Reverse Cycle | N/A | Yes | Class 8 | Yes | N/A | N/A | N/A | N/A | N/A | N/A | N/A | Available | N/A | N/A | 0 | http://www.midea.net.au/ | N/A | 0 | 0 | AAC5173 | Yes | Variable output compressor | Inverter | No | - | 2500 | 0.52 | - | 250 | 1240 | Yes | 215 | 1070 | - | 475.28 | 2692.5 | Yes | 180 | 1270 | - | 160 | 1170 | 3200 | 0.67 | 280 | 1650 | Yes | 220 | 1280 | Yes | 950 | 2520 | No | - | - | No | - | - | - | - | - | No | - | - | No | - | - | No | - | -
MFAB35NB/MFAB35WB | 0 | N/A | Midea | N/A | Non Ducted | Single Split System | Wall Hung | Air | Air | China | 0.82 | N/A | 3.5 | N/A | N/A | N/A | N/A | N/A | 0.94 | 4 | Calorimeter Room | 4.2771 | 4.2731 | N/A | - | N/A | N/A | N/A | N/A | N/A | N/A | N/A | N/A | N/A | N/A | N/A | N/A | N/A | N/A | N/A | N/A | N/A | Single | R32 | Fiji,New Zealand | 139039 | 80880 | 0 | Approved | Reverse Cycle | N/A | Yes | Class 8 | Yes | N/A | N/A | N/A | N/A | N/A | N/A | N/A | Available | N/A | N/A | 0 | 0 | N/A | 0 | 0 | ZAC0745 | Yes | Variable output compressor | Inverter | No | - | 3500 | 0.82 | - | 370 | 1850 | Yes | 205 | 970 | - | - | - | Yes | 240 | 1800 | - | 140 | 1100 | 4000 | 0.94 | 360 | 2000 | Yes | 230 | 1230 | Yes | 1125 | 3560 | No | - | - | No | - | - | - | - | - | No | - | - | No | - | - | No | - | -
MFAB35W*/MFAB35N* | MFAB35W*/MFAB35N* | N/A | MIDEA | N/A | Non Ducted | Single Split System | Wall Hung | Air | Air | China | 0.82 | N/A | 3.5 | N/A | N/A | N/A | N/A | N/A | 0.94 | 4 | Calorimeter Room | 4.2771 | 4.2731 | N/A | - | N/A | N/A | N/A | N/A | N/A | N/A | N/A | N/A | N/A | N/A | N/A | N/A | N/A | N/A | N/A | N/A | N/A | Single | R32 | Australia,Fiji,New Zealand | 131395 | 45889 | 0 | Approved | Reverse Cycle | N/A | Yes | Class 8 | Yes | N/A | N/A | N/A | N/A | N/A | N/A | N/A | Available | N/A | N/A | 0 | http://www.midea.net.au/ | N/A | 0 | 0 | AAC5175 | Yes | Variable output compressor | Inverter | No | - | 3500 | 0.82 | - | 370 | 1850 | Yes | 205 | 970 | - | 749.48 | 3769.5 | Yes | 240 | 1800 | - | 140 | 1100 | 4000 | 0.94 | 360 | 2000 | Yes | 230 | 1230 | Yes | 1125 | 3560 | No | - | - | No | - | - | - | - | - | No | - | - | No | - | - | No | - | -
MFAB35WB/MFAB35NB | MFAB35W*/MFAB35N* | N/A | MIDEA | N/A | Non Ducted | Single Split System | Wall Hung | Air | Air | China | 0.82 | N/A | 3.5 | N/A | N/A | N/A | N/A | N/A | 0.94 | 4 | Calorimeter Room | 4.2771 | 4.2731 | N/A | - | N/A | N/A | N/A | N/A | N/A | N/A | N/A | N/A | N/A | N/A | N/A | N/A | N/A | N/A | N/A | N/A | N/A | Single | R32 | Australia,Fiji,New Zealand | 131395 | 45889 | 0 | Approved | Reverse Cycle | N/A | Yes | Class 8 | Yes | N/A | N/A | N/A | N/A | N/A | N/A | N/A | Available | N/A | N/A | 0 | http://www.midea.net.au/ | N/A | 0 | 0 | AAC5175 | Yes | Variable output compressor | Inverter | No | - | 3500 | 0.82 | - | 370 | 1850 | Yes | 205 | 970 | - | 749.48 | 3769.5 | Yes | 240 | 1800 | - | 140 | 1100 | 4000 | 0.94 | 360 | 2000 | Yes | 230 | 1230 | Yes | 1125 | 3560 | No | - | - | No | - | - | - | - | - | No | - | - | No | - | - | No | - | -
MFAB35WC/MFAB35NC | MFAB35W*/MFAB35N* | N/A | MIDEA | N/A | Non Ducted | Single Split System | Wall Hung | Air | Air | China | 0.82 | N/A | 3.5 | N/A | N/A | N/A | N/A | N/A | 0.94 | 4 | Calorimeter Room | 4.2771 | 4.2731 | N/A | - | N/A | N/A | N/A | N/A | N/A | N/A | N/A | N/A | N/A | N/A | N/A | N/A | N/A | N/A | N/A | N/A | N/A | Single | R32 | Australia,Fiji,New Zealand | 131395 | 45889 | 0 | Approved | Reverse Cycle | N/A | Yes | Class 8 | Yes | N/A | N/A | N/A | N/A | N/A | N/A | N/A | Available | N/A | N/A | 0 | http://www.midea.net.au/ | N/A | 0 | 0 | AAC5175 | Yes | Variable output compressor | Inverter | No | - | 3500 | 0.82 | - | 370 | 1850 | Yes | 205 | 970 | - | 749.48 | 3769.5 | Yes | 240 | 1800 | - | 140 | 1100 | 4000 | 0.94 | 360 | 2000 | Yes | 230 | 1230 | Yes | 1125 | 3560 | No | - | - | No | - | - | - | - | - | No | - | - | No | - | - | No | - | -
MFAB-35WC/MFAB-35NC | 0 | N/A | MIDEA | N/A | Non Ducted | Single Split System | Wall Hung | Air | Air | China | 0.82 | N/A | 3.55 | N/A | N/A | N/A | N/A | N/A | 0.92 | 4 | Calorimeter Room | 4.2683 | 4.4312 | N/A | - | N/A | N/A | N/A | N/A | N/A | N/A | N/A | N/A | N/A | N/A | N/A | N/A | N/A | N/A | N/A | N/A | N/A | Single | R32 | Australia,Fiji,New Zealand | 142056 | 46307 | 0 | Approved | Reverse Cycle | N/A | Yes | Class 8 | Yes | N/A | N/A | N/A | N/A | N/A | N/A | N/A | Available | N/A | N/A | 0 | http://www.midea.net.au/ | N/A | 0 | 0 | AAC6280 | Yes | Variable output compressor | Inverter | No | - | 3550 | 0.82 | - | 330 | 1800 | Yes | 170 | 800 | - | 749.48 | 3823.35 | Yes | 230 | 1730 | - | 140 | 1160 | 4000 | 0.92 | 340 | 2000 | Yes | 160 | 965 | Yes | 1020 | 3190 | No | - | - | No | - | - | - | - | - | - | - | - | No | - | - | No | - | -
MFAB35WD/MFAB35ND | MFAB35W*/MFAB35N* | N/A | MIDEA | N/A | Non Ducted | Single Split System | Wall Hung | Air | Air | China | 0.82 | N/A | 3.5 | N/A | N/A | N/A | N/A | N/A | 0.94 | 4 | Calorimeter Room | 4.2771 | 4.2731 | N/A | - | N/A | N/A | N/A | N/A | N/A | N/A | N/A | N/A | N/A | N/A | N/A | N/A | N/A | N/A | N/A | N/A | N/A | Single | R32 | Australia,Fiji,New Zealand | 131395 | 45889 | 0 | Approved | Reverse Cycle | N/A | Yes | Class 8 | Yes | N/A | N/A | N/A | N/A | N/A | N/A | N/A | Available | N/A | N/A | 0 | http://www.midea.net.au/ | N/A | 0 | 0 | AAC5175 | Yes | Variable output compressor | Inverter | No | - | 3500 | 0.82 | - | 370 | 1850 | Yes | 205 | 970 | - | 749.48 | 3769.5 | Yes | 240 | 1800 | - | 140 | 1100 | 4000 | 0.94 | 360 | 2000 | Yes | 230 | 1230 | Yes | 1125 | 3560 | No | - | - | No | - | - | - | - | - | No | - | - | No | - | - | No | - | -
MFAB35WE/MFAB35NE | MFAB35W*/MFAB35N* | N/A | MIDEA | N/A | Non Ducted | Single Split System | Wall Hung | Air | Air | China | 0.82 | N/A | 3.5 | N/A | N/A | N/A | N/A | N/A | 0.94 | 4 | Calorimeter Room | 4.2771 | 4.2731 | N/A | - | N/A | N/A | N/A | N/A | N/A | N/A | N/A | N/A | N/A | N/A | N/A | N/A | N/A | N/A | N/A | N/A | N/A | Single | R32 | Australia,Fiji,New Zealand | 131395 | 45889 | 0 | Approved | Reverse Cycle | N/A | Yes | Class 8 | Yes | N/A | N/A | N/A | N/A | N/A | N/A | N/A | Available | N/A | N/A | 0 | http://www.midea.net.au/ | N/A | 0 | 0 | AAC5175 | Yes | Variable output compressor | Inverter | No | - | 3500 | 0.82 | - | 370 | 1850 | Yes | 205 | 970 | - | 749.48 | 3769.5 | Yes | 240 | 1800 | - | 140 | 1100 | 4000 | 0.94 | 360 | 2000 | Yes | 230 | 1230 | Yes | 1125 | 3560 | No | - | - | No | - | - | - | - | - | No | - | - | No | - | - | No | - | -
MFAB50NB/MFAB50WB | 0 | N/A | Midea | N/A | Non Ducted | Single Split System | Wall Hung | Air | Air | China | 1.24 | N/A | 5 | N/A | N/A | N/A | N/A | N/A | 1.45 | 6 | Calorimeter Room | 4.2523 | 4.1961 | N/A | - | N/A | N/A | N/A | N/A | N/A | N/A | N/A | N/A | N/A | N/A | N/A | N/A | N/A | N/A | N/A | N/A | N/A | Single | R32 | New Zealand | 139140 | 80885 | 0 | Approved | Reverse Cycle | N/A | Yes | Class 9 | Yes | N/A | N/A | N/A | N/A | N/A | N/A | N/A | Available | N/A | N/A | 0 | 0 | N/A | 0 | 0 | ZAC0751 | Yes | Variable output compressor | Inverter | No | - | 5000 | 1.24 | - | 505 | 2700 | Yes | 470 | 2530 | - | - | - | No | - | - | - | 360 | 2625 | 6000 | 1.45 | 470 | 2750 | Yes | 275 | 1450 | Yes | 1430 | 4360 | No | - | - | No | - | - | - | - | - | No | - | - | No | - | - | No | - | -
MFAB50W*/MFAB50N* | MFAB50W*/MFAB50N* | N/A | MIDEA | N/A | Non Ducted | Single Split System | Wall Hung | Air | Air | China | 1.24 | N/A | 5 | N/A | N/A | N/A | N/A | N/A | 1.45 | 6 | Calorimeter Room | 4.2523 | 4.1961 | N/A | - | N/A | N/A | N/A | N/A | N/A | N/A | N/A | N/A | N/A | N/A | N/A | N/A | N/A | N/A | N/A | N/A | N/A | Single | R32 | Australia,Fiji,New Zealand | 131409 | 45889 | 0 | Approved | Reverse Cycle | N/A | Yes | Class 9 | Yes | N/A | N/A | N/A | N/A | N/A | N/A | N/A | Available | N/A | N/A | 0 | http://www.midea.net.au/ | N/A | 0 | 0 | AAC5176 | Yes | Variable output compressor | Inverter | No | - | 5000 | 1.24 | - | 505 | 2700 | Yes | 470 | 2530 | - | 1133.36 | 5385 | No | 461.57 | 2907.9 | - | 360 | 2625 | 6000 | 1.45 | 470 | 2750 | Yes | 275 | 1450 | Yes | 1430 | 4360 | No | - | - | No | - | - | - | - | - | No | - | - | No | - | - | No | - | -
MFAB50WB/MFAB50NB | MFAB50W*/MFAB50N* | N/A | MIDEA | N/A | Non Ducted | Single Split System | Wall Hung | Air | Air | China | 1.24 | N/A | 5 | N/A | N/A | N/A | N/A | N/A | 1.45 | 6 | Calorimeter Room | 4.2523 | 4.1961 | N/A | - | N/A | N/A | N/A | N/A | N/A | N/A | N/A | N/A | N/A | N/A | N/A | N/A | N/A | N/A | N/A | N/A | N/A | Single | R32 | Australia,Fiji,New Zealand | 131409 | 45889 | 0 | Approved | Reverse Cycle | N/A | Yes | Class 9 | Yes | N/A | N/A | N/A | N/A | N/A | N/A | N/A | Available | N/A | N/A | 0 | http://www.midea.net.au/ | N/A | 0 | 0 | AAC5176 | Yes | Variable output compressor | Inverter | No | - | 5000 | 1.24 | - | 505 | 2700 | Yes | 470 | 2530 | - | 1133.36 | 5385 | No | 461.57 | 2907.9 | - | 360 | 2625 | 6000 | 1.45 | 470 | 2750 | Yes | 275 | 1450 | Yes | 1430 | 4360 | No | - | - | No | - | - | - | - | - | No | - | - | No | - | - | No | - | -
MFAB50WC/MFAB50NC | MFAB50W*/MFAB50N* | N/A | MIDEA | N/A | Non Ducted | Single Split System | Wall Hung | Air | Air | China | 1.24 | N/A | 5 | N/A | N/A | N/A | N/A | N/A | 1.45 | 6 | Calorimeter Room | 4.2523 | 4.1961 | N/A | - | N/A | N/A | N/A | N/A | N/A | N/A | N/A | N/A | N/A | N/A | N/A | N/A | N/A | N/A | N/A | N/A | N/A | Single | R32 | Australia,Fiji,New Zealand | 131409 | 45889 | 0 | Approved | Reverse Cycle | N/A | Yes | Class 9 | Yes | N/A | N/A | N/A | N/A | N/A | N/A | N/A | Available | N/A | N/A | 0 | http://www.midea.net.au/ | N/A | 0 | 0 | AAC5176 | Yes | Variable output compressor | Inverter | No | - | 5000 | 1.24 | - | 505 | 2700 | Yes | 470 | 2530 | - | 1133.36 | 5385 | No | 461.57 | 2907.9 | - | 360 | 2625 | 6000 | 1.45 | 470 | 2750 | Yes | 275 | 1450 | Yes | 1430 | 4360 | No | - | - | No | - | - | - | - | - | No | - | - | No | - | - | No | - | -
MFAB-50WC/MFAB-50NC | 0 | N/A | MIDEA | N/A | Non Ducted | Single Split System | Wall Hung | Air | Air | China | 1.3 | N/A | 5 | N/A | N/A | N/A | N/A | N/A | 1.35 | 5.2 | Calorimeter Room | 3.9219 | 3.9543 | N/A | - | N/A | N/A | N/A | N/A | N/A | N/A | N/A | N/A | N/A | N/A | N/A | N/A | N/A | N/A | N/A | N/A | N/A | Single | R32 | Australia,Fiji,New Zealand | 142157 | 46319 | 0 | Approved | Reverse Cycle | N/A | Yes | Class 9 | Yes | N/A | N/A | N/A | N/A | N/A | N/A | N/A | Available | N/A | N/A | 0 | http://www.midea.net.au/ | N/A | 0 | 0 | AAC6303 | Yes | Variable output compressor | Inverter | No | - | 5000 | 1.3 | - | 535 | 2600 | Yes | 495 | 2350 | - | 1188.2 | 5385 | Yes | 395 | 2730 | - | 320 | 2340 | 5200 | 1.35 | 530 | 2600 | Yes | 460 | 2310 | Yes | 1755 | 4700 | No | - | - | No | - | - | - | - | - | No | - | - | No | - | - | No | - | -
MFAB50WD/MFAB50ND | MFAB50W*/MFAB50N* | N/A | MIDEA | N/A | Non Ducted | Single Split System | Wall Hung | Air | Air | China | 1.24 | N/A | 5 | N/A | N/A | N/A | N/A | N/A | 1.45 | 6 | Calorimeter Room | 4.2523 | 4.1961 | N/A | - | N/A | N/A | N/A | N/A | N/A | N/A | N/A | N/A | N/A | N/A | N/A | N/A | N/A | N/A | N/A | N/A | N/A | Single | R32 | Australia,Fiji,New Zealand | 131409 | 45889 | 0 | Approved | Reverse Cycle | N/A | Yes | Class 9 | Yes | N/A | N/A | N/A | N/A | N/A | N/A | N/A | Available | N/A | N/A | 0 | http://www.midea.net.au/ | N/A | 0 | 0 | AAC5176 | Yes | Variable output compressor | Inverter | No | - | 5000 | 1.24 | - | 505 | 2700 | Yes | 470 | 2530 | - | 1133.36 | 5385 | No | 461.57 | 2907.9 | - | 360 | 2625 | 6000 | 1.45 | 470 | 2750 | Yes | 275 | 1450 | Yes | 1430 | 4360 | No | - | - | No | - | - | - | - | - | No | - | - | No | - | - | No | - | -
MFAB50WE/MFAB50NE | MFAB50W*/MFAB50N* | N/A | MIDEA | N/A | Non Ducted | Single Split System | Wall Hung | Air | Air | China | 1.24 | N/A | 5 | N/A | N/A | N/A | N/A | N/A | 1.45 | 6 | Calorimeter Room | 4.2523 | 4.1961 | N/A | - | N/A | N/A | N/A | N/A | N/A | N/A | N/A | N/A | N/A | N/A | N/A | N/A | N/A | N/A | N/A | N/A | N/A | Single | R32 | Australia,Fiji,New Zealand | 131409 | 45889 | 0 | Approved | Reverse Cycle | N/A | Yes | Class 9 | Yes | N/A | N/A | N/A | N/A | N/A | N/A | N/A | Available | N/A | N/A | 0 | http://www.midea.net.au/ | N/A | 0 | 0 | AAC5176 | Yes | Variable output compressor | Inverter | No | - | 5000 | 1.24 | - | 505 | 2700 | Yes | 470 | 2530 | - | 1133.36 | 5385 | No | 461.57 | 2907.9 | - | 360 | 2625 | 6000 | 1.45 | 470 | 2750 | Yes | 275 | 1450 | Yes | 1430 | 4360 | No | - | - | No | - | - | - | - | - | No | - | - | No | - | - | No | - | -
MFAB-60WC/MFAB-60NC | 0 | N/A | MIDEA | N/A | Non Ducted | Single Split System | Wall Hung | Air | Air | China | 1.8 | N/A | 6 | N/A | N/A | N/A | N/A | N/A | 1.7 | 6.2 | Calorimeter Room | 3.3628 | 3.5993 | N/A | - | N/A | N/A | N/A | N/A | N/A | N/A | N/A | N/A | N/A | N/A | N/A | N/A | N/A | N/A | N/A | N/A | N/A | Single | R32 | Australia,Fiji,New Zealand | 142158 | 46307 | 0 | Approved | Reverse Cycle | N/A | Yes | Class 9 | Yes | N/A | N/A | N/A | N/A | N/A | N/A | N/A | Available | N/A | N/A | 0 | http://www.midea.net.au/ | N/A | 0 | 0 | AAC6279 | Yes | Variable output compressor | Inverter | No | - | 6000 | 1.8 | - | 660 | 3000 | Yes | 580 | 2750 | - | 1645.2 | 6462 | Yes | 500 | 3170 | - | 325 | 2320 | 6200 | 1.7 | 605 | 3000 | Yes | 460 | 2310 | Yes | 1755 | 4700 | No | - | - | No | - | - | - | - | - | No | - | - | No | - | - | No | - | -
MFAB-60WC/MULMIO09 | 0 | N/A | MIDEA | N/A | Non Ducted | Single Split System | Cassette | Air | Air | China | 0.62 | N/A | 2.76 | N/A | N/A | N/A | N/A | N/A | 0.61 | 2.9 | Enthalpy Test Room | 4.4286 | 4.7546 | N/A | - | N/A | N/A | N/A | N/A | N/A | N/A | N/A | N/A | N/A | N/A | N/A | N/A | N/A | N/A | N/A | N/A | N/A | Single | R32 | Australia,Fiji,New Zealand | 160295 | 47201 | 0 | Approved | Reverse Cycle | N/A | - | Class 8 | - | N/A | N/A | N/A | N/A | N/A | N/A | N/A | Available | N/A | N/A | 0 | 0 | N/A | 0 | 0 | AAC8131 | Yes | Variable output compressor | Inverter | No | - | 2760 | 0.62 | - | 330 | 1500 | Yes | 290 | 900 | - | 566.68 | 2972.52 | Yes | 220 | 1510 | - | 160 | 1050 | 2900 | 0.61 | 290 | 1462 | Yes | 210 | 1023 | Yes | 1260 | 3740 | No | - | - | No | - | - | - | - | - | No | - | - | No | - | - | No | - | -
MFAB-60WC/MULMIO12 | 0 | N/A | MIDEA | N/A | Non Ducted | Single Split System | Cassette | Air | Air | China | 0.968 | N/A | 3.6 | N/A | N/A | N/A | N/A | N/A | 0.861 | 3.9 | Enthalpy Test Room | 4.0069 | 4.4695 | N/A | - | N/A | N/A | N/A | N/A | N/A | N/A | N/A | N/A | N/A | N/A | N/A | N/A | N/A | N/A | N/A | N/A | N/A | Single | R32 | Australia,Fiji,New Zealand | 160627 | 47217 | 0 | Approved | Reverse Cycle | N/A | - | Class 8 | - | N/A | N/A | N/A | N/A | N/A | N/A | N/A | Available | N/A | N/A | 0 | 0 | N/A | 0 | 0 | AAC8169 | Yes | Variable output compressor | Inverter | No | - | 3600 | 0.968 | - | 416 | 1979 | Yes | 330 | 1150 | - | 884.752 | 3877.2 | Yes | 300 | 2100 | - | 190 | 1200 | 3900 | 0.861 | 360 | 1850 | Yes | 237 | 1200 | Yes | 1355 | 4210 | No | - | - | No | - | - | - | - | - | No | - | - | No | - | - | No | - | -
MFAB-60WC/MULMIO18 | 0 | N/A | MIDEA | N/A | Non Ducted | Single Split System | Cassette | Air | Air | China | 1.35 | N/A | 5 | N/A | N/A | N/A | N/A | N/A | 1.35 | 5.2 | Enthalpy Test Room | 3.5036 | 3.8168 | N/A | - | N/A | N/A | N/A | N/A | N/A | N/A | N/A | N/A | N/A | N/A | N/A | N/A | N/A | N/A | N/A | N/A | N/A | Single | R32 | Australia,Fiji,New Zealand | 160292 | 47201 | 0 | Approved | Reverse Cycle | N/A | - | Class 9 | - | N/A | N/A | N/A | N/A | N/A | N/A | N/A | Available | N/A | N/A | 0 | 0 | N/A | 0 | 0 | AAC8135 | Yes | Variable output compressor | Inverter | No | - | 5000 | 1.35 | - | 560 | 2600 | Yes | 380 | 1300 | - | 1233.9 | 5385 | Yes | 400 | 2600 | - | 240 | 1500 | 5200 | 1.35 | 540 | 2700 | Yes | 270 | 1400 | Yes | 1650 | 4700 | No | - | - | No | - | - | - | - | - | No | - | - | No | - | - | No | - | -
MFAB70NB/MFAB70WB | 0 | N/A | Midea | N/A | Non Ducted | Single Split System | Wall Hung | Air | Air | China | 2.02 | N/A | 7.1 | N/A | N/A | N/A | N/A | N/A | 2.27 | 8 | Calorimeter Room | 3.5678 | 3.7936 | N/A | - | N/A | N/A | N/A | N/A | N/A | N/A | N/A | N/A | N/A | N/A | N/A | N/A | N/A | N/A | N/A | N/A | N/A | Single | R32 | New Zealand | 139142 | 80885 | 0 | Approved | Reverse Cycle | N/A | Yes | Class 9 | Yes | N/A | N/A | N/A | N/A | N/A | N/A | N/A | Available | N/A | N/A | 0 | 0 | N/A | 0 | 0 | ZAC0750 | Yes | Variable output compressor | Inverter | No | - | 7100 | 2.02 | - | 810 | 3900 | Yes | 715 | 3450 | - | - | - | Yes | 645 | 3900 | - | 520 | 3300 | 8000 | 2.27 | 790 | 4200 | Yes | 450 | 2500 | Yes | 2550 | 6100 | No | - | - | No | - | - | - | - | - | No | - | - | No | - | - | No | - | -
MFAB70W*/MFAB70N* | MFAB70W*/MFAB70N* | N/A | MIDEA | N/A | Non Ducted | Single Split System | Wall Hung | Air | Air | China | 2.02 | N/A | 7.1 | N/A | N/A | N/A | N/A | N/A | 2.27 | 8 | Calorimeter Room | 3.5678 | 3.7941 | N/A | - | N/A | N/A | N/A | N/A | N/A | N/A | N/A | N/A | N/A | N/A | N/A | N/A | N/A | N/A | N/A | N/A | N/A | Single | R32 | Australia,Fiji,New Zealand | 131454 | 45888 | 0 | Approved | Reverse Cycle | N/A | Yes | Class 9 | Yes | N/A | N/A | N/A | N/A | N/A | N/A | N/A | Available | N/A | N/A | 0 | http://www.midea.net.au/ | N/A | 0 | 0 | AAC5174 | Yes | Variable output compressor | Inverter | No | - | 7100 | 2.02 | - | 810 | 3900 | Yes | 715 | 3450 | - | 1846.28 | 7646.7 | Yes | 645 | 3900 | - | 520 | 3300 | 8000 | 2.27 | 790 | 4200 | Yes | 450 | 2500 | Yes | 2550 | 6100 | No | - | - | No | - | - | - | - | - | No | - | - | No | - | - | No | - | -
MFAB70WB/MFAB70NB | MFAB70W*/MFAB70N* | N/A | MIDEA | N/A | Non Ducted | Single Split System | Wall Hung | Air | Air | China | 2.02 | N/A | 7.1 | N/A | N/A | N/A | N/A | N/A | 2.27 | 8 | Calorimeter Room | 3.5678 | 3.7941 | N/A | - | N/A | N/A | N/A | N/A | N/A | N/A | N/A | N/A | N/A | N/A | N/A | N/A | N/A | N/A | N/A | N/A | N/A | Single | R32 | Australia,Fiji,New Zealand | 131454 | 45888 | 0 | Approved | Reverse Cycle | N/A | Yes | Class 9 | Yes | N/A | N/A | N/A | N/A | N/A | N/A | N/A | Available | N/A | N/A | 0 | http://www.midea.net.au/ | N/A | 0 | 0 | AAC5174 | Yes | Variable output compressor | Inverter | No | - | 7100 | 2.02 | - | 810 | 3900 | Yes | 715 | 3450 | - | 1846.28 | 7646.7 | Yes | 645 | 3900 | - | 520 | 3300 | 8000 | 2.27 | 790 | 4200 | Yes | 450 | 2500 | Yes | 2550 | 6100 | No | - | - | No | - | - | - | - | - | No | - | - | No | - | - | No | - | -
MFAB70WC/MFAB70NC | MFAB70W*/MFAB70N* | N/A | MIDEA | N/A | Non Ducted | Single Split System | Wall Hung | Air | Air | China | 2.02 | N/A | 7.1 | N/A | N/A | N/A | N/A | N/A | 2.27 | 8 | Calorimeter Room | 3.5678 | 3.7941 | N/A | - | N/A | N/A | N/A | N/A | N/A | N/A | N/A | N/A | N/A | N/A | N/A | N/A | N/A | N/A | N/A | N/A | N/A | Single | R32 | Australia,Fiji,New Zealand | 131454 | 45888 | 0 | Approved | Reverse Cycle | N/A | Yes | Class 9 | Yes | N/A | N/A | N/A | N/A | N/A | N/A | N/A | Available | N/A | N/A | 0 | http://www.midea.net.au/ | N/A | 0 | 0 | AAC5174 | Yes | Variable output compressor | Inverter | No | - | 7100 | 2.02 | - | 810 | 3900 | Yes | 715 | 3450 | - | 1846.28 | 7646.7 | Yes | 645 | 3900 | - | 520 | 3300 | 8000 | 2.27 | 790 | 4200 | Yes | 450 | 2500 | Yes | 2550 | 6100 | No | - | - | No | - | - | - | - | - | No | - | - | No | - | - | No | - | -
MFAB-70WC/MFAB-70NC | 0 | N/A | MIDEA | N/A | Non Ducted | Single Split System | Wall Hung | Air | Air | China | 1.95 | N/A | 7 | N/A | N/A | N/A | N/A | N/A | 1.95 | 7.5 | Calorimeter Room | 3.5783 | 3.8353 | N/A | - | N/A | N/A | N/A | N/A | N/A | N/A | N/A | N/A | N/A | N/A | N/A | N/A | N/A | N/A | N/A | N/A | N/A | Single | R32 | Australia,Fiji,New Zealand | 142161 | 46319 | 0 | Approved | Reverse Cycle | N/A | Yes | Class 9 | Yes | N/A | N/A | N/A | N/A | N/A | N/A | N/A | Available | N/A | N/A | 0 | http://www.midea.net.au/ | N/A | 0 | 0 | AAC6304 | Yes | Variable output compressor | Inverter | No | - | 7000 | 1.95 | - | 740 | 3600 | Yes | 710 | 3360 | - | 1782.3 | 7539 | Yes | 625 | 3920 | - | 500 | 3280 | 7500 | 1.95 | 740 | 3800 | Yes | 415 | 2130 | Yes | 2860 | 6320 | No | - | - | No | - | - | - | - | - | No | - | - | No | - | - | No | - | -
MFAB70WD/MFAB70ND | MFAB70W*/MFAB70N* | N/A | MIDEA | N/A | Non Ducted | Single Split System | Wall Hung | Air | Air | China | 2.02 | N/A | 7.1 | N/A | N/A | N/A | N/A | N/A | 2.27 | 8 | Calorimeter Room | 3.5678 | 3.7941 | N/A | - | N/A | N/A | N/A | N/A | N/A | N/A | N/A | N/A | N/A | N/A | N/A | N/A | N/A | N/A | N/A | N/A | N/A | Single | R32 | Australia,Fiji,New Zealand | 131454 | 45888 | 0 | Approved | Reverse Cycle | N/A | Yes | Class 9 | Yes | N/A | N/A | N/A | N/A | N/A | N/A | N/A | Available | N/A | N/A | 0 | http://www.midea.net.au/ | N/A | 0 | 0 | AAC5174 | Yes | Variable output compressor | Inverter | No | - | 7100 | 2.02 | - | 810 | 3900 | Yes | 715 | 3450 | - | 1846.28 | 7646.7 | Yes | 645 | 3900 | - | 520 | 3300 | 8000 | 2.27 | 790 | 4200 | Yes | 450 | 2500 | Yes | 2550 | 6100 | No | - | - | No | - | - | - | - | - | No | - | - | No | - | - | No | - | -
MFAB70WE/MFAB70NE | MFAB70W*/MFAB70N* | N/A | MIDEA | N/A | Non Ducted | Single Split System | Wall Hung | Air | Air | China | 2.02 | N/A | 7.1 | N/A | N/A | N/A | N/A | N/A | 2.27 | 8 | Calorimeter Room | 3.5678 | 3.7941 | N/A | - | N/A | N/A | N/A | N/A | N/A | N/A | N/A | N/A | N/A | N/A | N/A | N/A | N/A | N/A | N/A | N/A | N/A | Single | R32 | Australia,Fiji,New Zealand | 131454 | 45888 | 0 | Approved | Reverse Cycle | N/A | Yes | Class 9 | Yes | N/A | N/A | N/A | N/A | N/A | N/A | N/A | Available | N/A | N/A | 0 | http://www.midea.net.au/ | N/A | 0 | 0 | AAC5174 | Yes | Variable output compressor | Inverter | No | - | 7100 | 2.02 | - | 810 | 3900 | Yes | 715 | 3450 | - | 1846.28 | 7646.7 | Yes | 645 | 3900 | - | 520 | 3300 | 8000 | 2.27 | 790 | 4200 | Yes | 450 | 2500 | Yes | 2550 | 6100 | No | - | - | No | - | - | - | - | - | No | - | - | No | - | - | No | - | -
MFAB-71NC/MFAB-71WC | MF70 series | N/A | Midea | N/A | Non Ducted | Single Split System | Wall Hung | Air | Air | China | 1.95 | N/A | 7 | N/A | N/A | N/A | N/A | N/A | 1.99 | 7.5 | Calorimeter Room | 3.5412 | 3.7692 | N/A | - | N/A | N/A | N/A | N/A | N/A | N/A | N/A | N/A | N/A | N/A | N/A | N/A | N/A | N/A | N/A | N/A | Calorimeter Room | Single | R32 | Australia,Fiji,New Zealand | 150577 | 46700 | 0 | Approved | Reverse Cycle | N/A | Yes | Class 9 | Yes | N/A | N/A | N/A | N/A | N/A | N/A | N/A | Available | N/A | N/A | 0 | 0 | N/A | 0 | 0 | AAC7138 | Yes | Variable output compressor | Inverter | No | - | 7000 | 1.95 | - | 700 | 3500 | Yes | 630 | 3100 | - | 1782.3 | 7539 | Yes | 610 | 3900 | - | 490 | 3315 | 7500 | 1.99 | 750 | 3845 | Yes | 465 | 2270 | Yes | 3030 | 8060 | No | - | - | No | - | - | - | - | - | No | - | - | No | - | - | No | - | -
MFAB-80WC/MFAB-80NC | 0 | N/A | MIDEA | N/A | Non Ducted | Single Split System | Wall Hung | Air | Air | China | 2.35 | N/A | 8 | N/A | N/A | N/A | N/A | N/A | 2.25 | 8.5 | Calorimeter Room | 3.42 | 3.7006 | N/A | - | N/A | N/A | N/A | N/A | N/A | N/A | N/A | N/A | N/A | N/A | N/A | N/A | N/A | N/A | N/A | N/A | N/A | Single | R32 | Australia,Fiji,New Zealand | 142162 | 46307 | 0 | Approved | Reverse Cycle | N/A | Yes | Class 9 | Yes | N/A | N/A | N/A | N/A | N/A | N/A | N/A | Available | N/A | N/A | 0 | http://www.midea.net.au/ | N/A | 0 | 0 | AAC6278 | Yes | Variable output compressor | Inverter | No | - | 8000 | 2.35 | - | 885 | 4100 | Yes | 780 | 3790 | - | 2147.9 | 8616 | Yes | 690 | 4250 | - | 500 | 3280 | 8500 | 2.25 | 800 | 4100 | Yes | 415 | 2130 | Yes | 2860 | 6320 | No | - | - | No | - | - | - | - | - | No | - | - | No | - | - | No | - | -
MFAB-81NC/MFAB-81WC | MF80 series | N/A | Midea | N/A | Non Ducted | Single Split System | Wall Hung | Air | Air | China | 2.4 | N/A | 8 | N/A | N/A | N/A | N/A | N/A | 2.4 | 8.5 | Calorimeter Room | 3.4012 | 3.6237 | N/A | - | N/A | N/A | N/A | N/A | N/A | N/A | N/A | N/A | N/A | N/A | N/A | N/A | N/A | N/A | N/A | N/A | Calorimeter Room | Single | R32 | Australia,Fiji,New Zealand | 150606 | 46693 | 0 | Approved | Reverse Cycle | N/A | Yes | Class 9 | Yes | N/A | N/A | N/A | N/A | N/A | N/A | N/A | Available | N/A | N/A | 0 | 0 | N/A | 0 | 0 | AAC7123 | Yes | Variable output compressor | Inverter | No | - | 8000 | 2.4 | - | 780 | 3840 | Yes | 670 | 3200 | - | 2193.6 | 8616 | Yes | 680 | 4240 | - | 490 | 3315 | 8500 | 2.4 | 795 | 4030 | Yes | 465 | 2265 | Yes | 3030 | 8060 | No | - | - | No | - | - | - | - | - | No | - | - | No | - | - | No | - | -
MFAB90WB/MFAB90NB | 0 | N/A | MIDEA | N/A | Non Ducted | Single Split System | Wall Hung | Air | Air | China | 2.57 | N/A | 9 | N/A | N/A | N/A | N/A | N/A | 2.855 | 10 | Calorimeter Room | 3.8343 | 3.7949 | N/A | - | N/A | N/A | N/A | N/A | N/A | N/A | N/A | N/A | N/A | N/A | N/A | N/A | N/A | N/A | N/A | N/A | N/A | Single | R32 | Australia,Fiji,New Zealand | 135203 | 46183 | 0 | Approved | Reverse Cycle | N/A | Yes | Class 9 | Yes | N/A | N/A | N/A | N/A | N/A | N/A | N/A | Available | N/A | N/A | 0 | http://www.midea.net.au/ | N/A | 0 | 0 | AAC6065 | Yes | Variable output compressor | Inverter | No | - | 9000 | 2.57 | - | 940 | 4700 | Yes | 820 | 4110 | - | 2348.98 | 9693 | No | 859.16 | 5061.9 | - | 515 | 3600 | 10000 | 2.855 | 890 | 4800 | Yes | 500 | 2500 | Yes | 3275 | 8250 | No | - | - | No | - | - | - | - | - | No | - | - | No | - | - | No | - | -
MFAG20 | 0 | N/A | Midea | N/A | Non Ducted | Single Split System | Wall Hung | Air | Air | China | 0.43 | N/A | 2 | N/A | N/A | N/A | N/A | N/A | 0.46 | 2.25 | Calorimeter Room | 4.6975 | 4.8242 | N/A | - | N/A | N/A | N/A | N/A | N/A | N/A | N/A | N/A | N/A | N/A | N/A | N/A | N/A | N/A | N/A | N/A | N/A | Single | R32 | Australia,Fiji,New Zealand | 136901 | 80805 | 0 | Approved | Reverse Cycle | N/A | Yes | Class 8 | Yes | N/A | N/A | N/A | N/A | N/A | N/A | N/A | Available | N/A | N/A | 0 | 0 | N/A | 0 | 0 | ZAC0716 | Yes | Variable output compressor | Inverter | No | - | 2000 | 0.43 | - | 200 | 1000 | Yes | 165 | 745 | - | - | - | Yes | 140 | 1180 | - | 110 | 915 | 2250 | 0.46 | 200 | 1100 | Yes | 155 | 860 | Yes | 940 | 2850 | No | - | - | No | - | - | - | - | - | No | - | - | No | - | - | No | - | -
MFAG20VA-N/MFAG20VA-W | 0 | N/A | Midea | N/A | Non Ducted | Single Split System | Wall Hung | Air | Air | China | 0.43 | N/A | 2 | N/A | N/A | N/A | N/A | N/A | 0.46 | 2.25 | Calorimeter Room | 4.6975 | 4.8242 | N/A | - | N/A | N/A | N/A | N/A | N/A | N/A | N/A | N/A | N/A | N/A | N/A | N/A | N/A | N/A | N/A | N/A | Calorimeter Room | Single | R32 | Australia,Fiji,New Zealand | 150515 | 46700 | 0 | Approved | Reverse Cycle | N/A | Yes | Class 8 | Yes | N/A | N/A | N/A | N/A | N/A | N/A | N/A | Available | N/A | N/A | 0 | 0 | N/A | 0 | 0 | AAC7140 | Yes | Variable output compressor | Inverter | No | - | 2000 | 0.43 | - | 200 | 1000 | Yes | 165 | 745 | - | 393.02 | 2154 | Yes | 140 | 1180 | - | 110 | 915 | 2250 | 0.46 | 200 | 1100 | Yes | 155 | 860 | Yes | 940 | 2850 | No | - | - | No | - | - | - | - | - | No | - | - | No | - | - | No | - | -
MFAG26 | 0 | N/A | Midea | N/A | Non Ducted | Single Split System | Wall Hung | Air | Air | China | 0.59 | N/A | 2.6 | N/A | N/A | N/A | N/A | N/A | 0.6 | 2.7 | Calorimeter Room | 4.4196 | 4.4678 | N/A | - | N/A | N/A | N/A | N/A | N/A | N/A | N/A | N/A | N/A | N/A | N/A | N/A | N/A | N/A | N/A | N/A | N/A | Single | R32 | New Zealand | 136889 | 80804 | 0 | Approved | Reverse Cycle | N/A | Yes | Class 8 | Yes | N/A | N/A | N/A | N/A | N/A | N/A | N/A | Available | N/A | N/A | 0 | 0 | N/A | 0 | 0 | ZAC0714 | Yes | Variable output compressor | Inverter | No | - | 2600 | 0.59 | - | 240 | 1300 | Yes | 164 | 745 | - | - | - | Yes | 180 | 1390 | - | 110 | 915 | 2700 | 0.6 | 250 | 1355 | Yes | 155 | 860 | Yes | 940 | 2850 | No | - | - | No | - | - | - | - | - | No | - | - | No | - | - | No | - | -
MFAG26VA-N/MFAG26VA-W | 0 | N/A | Midea | N/A | Non Ducted | Single Split System | Wall Hung | Air | Air | China | 0.59 | N/A | 2.6 | N/A | N/A | N/A | N/A | N/A | 0.6 | 2.7 | Calorimeter Room | 4.4196 | 4.4678 | N/A | - | N/A | N/A | N/A | N/A | N/A | N/A | N/A | N/A | N/A | N/A | N/A | N/A | N/A | N/A | N/A | N/A | Calorimeter Room | Single | R32 | Australia,Fiji,New Zealand | 150194 | 46694 | 0 | Approved | Reverse Cycle | N/A | Yes | Class 8 | Yes | N/A | N/A | N/A | N/A | N/A | N/A | N/A | Available | N/A | N/A | 0 | 0 | N/A | 0 | 0 | AAC7125 | Yes | Variable output compressor | Inverter | No | - | 2600 | 0.59 | - | 240 | 1300 | Yes | 164 | 745 | - | 539.26 | 2800.2 | Yes | 180 | 1390 | - | 110 | 915 | 2700 | 0.6 | 250 | 1355 | Yes | 155 | 860 | Yes | 940 | 2850 | No | - | - | No | - | - | - | - | - | No | - | - | No | - | - | No | - | -
MFAG35 | 0 | N/A | Midea | N/A | Non Ducted | Single Split System | Wall Hung | Air | Air | China | 0.82 | N/A | 3.55 | N/A | N/A | N/A | N/A | N/A | 0.92 | 4 | Calorimeter Room | 4.2683 | 4.4312 | N/A | - | N/A | N/A | N/A | N/A | N/A | N/A | N/A | N/A | N/A | N/A | N/A | N/A | N/A | N/A | N/A | N/A | N/A | Single | R32 | Australia,Fiji,New Zealand | 136893 | 80805 | 0 | Approved | Reverse Cycle | N/A | Yes | Class 8 | Yes | N/A | N/A | N/A | N/A | N/A | N/A | N/A | Available | N/A | N/A | 0 | 0 | N/A | 0 | 0 | ZAC0715 | Yes | Variable output compressor | Inverter | No | - | 3550 | 0.82 | - | 330 | 1800 | Yes | 170 | 800 | - | - | - | Yes | 230 | 1730 | - | 140 | 1160 | 4000 | 0.92 | 340 | 2000 | Yes | 160 | 965 | Yes | 1020 | 3190 | No | - | - | No | - | - | - | - | - | No | - | - | No | - | - | No | - | -
MFAG35VA-N/MFAG35VA-W | 0 | N/A | Midea | N/A | Non Ducted | Single Split System | Wall Hung | Air | Air | China | 0.82 | N/A | 3.55 | N/A | N/A | N/A | N/A | N/A | 0.92 | 4 | Calorimeter Room | 4.2683 | 4.4312 | N/A | - | N/A | N/A | N/A | N/A | N/A | N/A | N/A | N/A | N/A | N/A | N/A | N/A | N/A | N/A | N/A | N/A | Calorimeter Room | Single | R32 | Australia,Fiji,New Zealand | 150540 | 46693 | 0 | Approved | Reverse Cycle | N/A | Yes | Class 8 | Yes | N/A | N/A | N/A | N/A | N/A | N/A | N/A | Available | N/A | N/A | 0 | 0 | N/A | 0 | 0 | AAC7122 | Yes | Variable output compressor | Inverter | No | - | 3550 | 0.82 | - | 330 | 1800 | Yes | 170 | 800 | - | 749.48 | 3823.35 | Yes | 230 | 1730 | - | 140 | 1160 | 4000 | 0.92 | 340 | 2000 | Yes | 160 | 965 | Yes | 1020 | 3190 | No | - | - | No | - | - | - | - | - | No | - | - | No | - | - | No | - | -
MFAG36VA-W/MFAG36VA-N | 0 | N/A | MIDEA | N/A | Non Ducted | Single Split System | Wall Hung | Air | Air | China | 0.8 | N/A | 3.55 | N/A | N/A | N/A | N/A | N/A | 0.83 | 3.8 | Calorimeter Room | 4.3932 | 4.4562 | N/A | - | N/A | N/A | N/A | N/A | N/A | N/A | N/A | N/A | N/A | N/A | N/A | N/A | N/A | N/A | N/A | N/A | N/A | Single | R32 | Australia,Fiji,New Zealand | 158438 | 47100 | 0 | Approved | Reverse Cycle | N/A | Yes | Class 8 | Yes | N/A | N/A | N/A | N/A | N/A | N/A | N/A | Available | N/A | N/A | 0 | 0 | N/A | 0 | 0 | AAC7966 | Yes | Variable output compressor | Inverter | No | - | 3550 | 0.8 | - | 315 | 1700 | Yes | 182 | 1000 | - | 731.2 | 3823.35 | Yes | 250 | 1900 | - | 112 | 1025 | 3800 | 0.83 | 310 | 1870 | Yes | 160 | 1070 | Yes | 1090 | 3570 | No | - | - | No | - | - | - | - | - | No | - | - | No | - | - | No | - | -
MFAG36VA-W/MFAG36VA-N | 0 | N/A | MIDEA | N/A | Non Ducted | Single Split System | Wall Hung | Air | Air | China | 0.8 | N/A | 3.55 | N/A | N/A | N/A | N/A | N/A | 0.83 | 3.8 | Calorimeter Room | 4.3932 | 4.4562 | N/A | - | N/A | N/A | N/A | N/A | N/A | N/A | N/A | N/A | N/A | N/A | N/A | N/A | N/A | N/A | N/A | N/A | N/A | Single | R32 | Australia,Fiji,New Zealand | 159011 | 47135 | 0 | Approved | Reverse Cycle | N/A | Yes | Class 8 | Yes | N/A | N/A | N/A | N/A | N/A | N/A | N/A | Unavailable | N/A | N/A | 0 | 0 | N/A | 0 | 0 | AAC8007 | Yes | Variable output compressor | Inverter | No | - | 3550 | 0.8 | - | 315 | 1700 | Yes | 182 | 1000 | - | 731.2 | 3823.35 | Yes | 250 | 1900 | - | 120 | 1025 | 3800 | 0.83 | 310 | 1870 | Yes | 160 | 1070 | Yes | 1090 | 3570 | No | - | - | No | - | - | - | - | - | No | - | - | No | - | - | No | - | -
MFAG50 | 0 | N/A | Midea | N/A | Non Ducted | Single Split System | Wall Hung | Air | Air | China | 1.3 | N/A | 5 | N/A | N/A | N/A | N/A | N/A | 1.35 | 5.2 | Calorimeter Room | 3.9219 | 3.9543 | N/A | - | N/A | N/A | N/A | N/A | N/A | N/A | N/A | N/A | N/A | N/A | N/A | N/A | N/A | N/A | N/A | N/A | N/A | Single | R32 | New Zealand | 136905 | 80805 | 0 | Approved | Reverse Cycle | N/A | Yes | Class 9 | Yes | N/A | N/A | N/A | N/A | N/A | N/A | N/A | Available | N/A | N/A | 0 | 0 | N/A | 0 | 0 | ZAC0717 | Yes | Variable output compressor | Inverter | No | - | 5000 | 1.3 | - | 535 | 2600 | Yes | 495 | 2350 | - | - | - | Yes | 395 | 2730 | - | 320 | 2340 | 5200 | 1.35 | 530 | 2600 | Yes | 460 | 2310 | Yes | 1755 | 4700 | No | - | - | No | - | - | - | - | - | No | - | - | No | - | - | No | - | -
MFAG50VA-N/MFAG50VA-W | 0 | N/A | Midea | N/A | Non Ducted | Single Split System | Wall Hung | Air | Air | China | 1.3 | N/A | 5 | N/A | N/A | N/A | N/A | N/A | 1.35 | 5.2 | Calorimeter Room | 3.9219 | 3.9543 | N/A | - | N/A | N/A | N/A | N/A | N/A | N/A | N/A | N/A | N/A | N/A | N/A | N/A | N/A | N/A | N/A | N/A | Calorimeter Room | Single | R32 | Australia,Fiji,New Zealand | 150539 | 46700 | 0 | Approved | Reverse Cycle | N/A | Yes | Class 9 | Yes | N/A | N/A | N/A | N/A | N/A | N/A | N/A | Available | N/A | N/A | 0 | 0 | N/A | 0 | 0 | AAC7141 | Yes | Variable output compressor | Inverter | No | - | 5000 | 1.3 | - | 535 | 2600 | Yes | 495 | 2350 | - | 1188.2 | 5385 | Yes | 395 | 2730 | - | 320 | 2340 | 5200 | 1.35 | 530 | 2600 | Yes | 460 | 2310 | Yes | 1755 | 4700 | No | - | - | No | - | - | - | - | - | No | - | - | No | - | - | No | - | -
MFAG51VA-W/MFAG51VA-N | 0 | N/A | MIDEA | N/A | Non Ducted | Single Split System | Wall Hung | Air | Air | China | 1.28 | N/A | 5 | N/A | N/A | N/A | N/A | N/A | 1.34 | 5.52 | Calorimeter Room | 3.9435 | 4.1202 | N/A | - | N/A | N/A | N/A | N/A | N/A | N/A | N/A | N/A | N/A | N/A | N/A | N/A | N/A | N/A | N/A | N/A | N/A | Single | R32 | Australia,Fiji,New Zealand | 158439 | 47104 | 0 | Approved | Reverse Cycle | N/A | Yes | Class 9 | Yes | N/A | N/A | N/A | N/A | N/A | N/A | N/A | Available | N/A | N/A | 0 | 0 | N/A | 0 | 0 | AAC7973 | Yes | Variable output compressor | Inverter | No | - | 5000 | 1.28 | - | 530 | 2590 | Yes | 480 | 2330 | - | 1169.92 | 5385 | Yes | 380 | 2670 | - | 320 | 2300 | 5520 | 1.34 | 520 | 2690 | Yes | 460 | 2420 | Yes | 1849 | 4900 | No | - | - | No | - | - | - | - | - | No | - | - | No | - | - | No | - | -
MFAG51VA-W/MFCS50VA-N | 0 | N/A | MIDEA | N/A | Non Ducted | Single Split System | Wall Hung | Air | Air | China | 1.34 | N/A | 4.9 | N/A | N/A | N/A | N/A | N/A | 1.3 | 5.5 | Calorimeter Room | 3.4945 | 3.9043 | N/A | - | N/A | N/A | N/A | N/A | N/A | N/A | N/A | N/A | N/A | N/A | N/A | N/A | N/A | N/A | N/A | N/A | N/A | Single | R32 | Australia,Fiji,New Zealand | 160765 | 47233 | 0 | Approved | Reverse Cycle | N/A | Yes | Class 9 | Yes | N/A | N/A | N/A | N/A | N/A | N/A | N/A | Available | N/A | N/A | 0 | 0 | N/A | 0 | 0 | AAC8193 | Yes | Variable output compressor | Inverter | No | - | 4900 | 1.34 | - | 507 | 2414.3 | Yes | 350.5 | 1464 | - | 1224.76 | 5277.3 | Yes | 388 | 2612 | - | 201 | 1600 | 5500 | 1.3 | 489 | 2604 | Yes | 275 | 1334 | Yes | 1761 | 4820 | No | - | - | No | - | - | - | - | - | No | - | - | No | - | - | No | - | -
MFAG60 | 0 | N/A | Midea | N/A | Non Ducted | Single Split System | Wall Hung | Air | Air | China | 1.8 | N/A | 6 | N/A | N/A | N/A | N/A | N/A | 1.7 | 6.2 | Calorimeter Room | 3.3628 | 3.5993 | N/A | - | N/A | N/A | N/A | N/A | N/A | N/A | N/A | N/A | N/A | N/A | N/A | N/A | N/A | N/A | N/A | N/A | N/A | Single | R32 | New Zealand | 136906 | 80805 | 0 | Approved | Reverse Cycle | N/A | Yes | Class 9 | Yes | N/A | N/A | N/A | N/A | N/A | N/A | N/A | Available | N/A | N/A | 0 | 0 | N/A | 0 | 0 | ZAC0718 | Yes | Variable output compressor | Inverter | No | - | 6000 | 1.8 | - | 660 | 3000 | Yes | 580 | 2750 | - | - | - | Yes | 500 | 3170 | - | 325 | 2320 | 6200 | 1.7 | 605 | 3000 | Yes | 460 | 2310 | Yes | 1755 | 4700 | No | - | - | No | - | - | - | - | - | No | - | - | - | - | - | No | - | -
MFAG60VA-N/MFAG60VA-W | 0 | N/A | Midea | N/A | Non Ducted | Single Split System | Wall Hung | Air | Air | China | 1.8 | N/A | 6 | N/A | N/A | N/A | N/A | N/A | 1.7 | 6.2 | Calorimeter Room | 3.3628 | 3.5993 | N/A | - | N/A | N/A | N/A | N/A | N/A | N/A | N/A | N/A | N/A | N/A | N/A | N/A | N/A | N/A | N/A | N/A | Calorimeter Room | Single | R32 | Australia,Fiji,New Zealand | 150605 | 46700 | 0 | Approved | Reverse Cycle | N/A | Yes | Class 9 | Yes | N/A | N/A | N/A | N/A | N/A | N/A | N/A | Available | N/A | N/A | 0 | 0 | N/A | 0 | 0 | AAC7139 | Yes | Variable output compressor | Inverter | No | - | 6000 | 1.8 | - | 660 | 3000 | Yes | 580 | 2750 | - | 1645.2 | 6462 | Yes | 500 | 3170 | - | 325 | 2320 | 6200 | 1.7 | 605 | 3000 | Yes | 460 | 2310 | Yes | 1755 | 4700 | No | - | - | No | - | - | - | - | - | No | - | - | No | - | - | No | - | -
MFAG70 | 0 | N/A | Midea | N/A | Non Ducted | Single Split System | Wall Hung | Air | Air | China | 1.95 | N/A | 7 | N/A | N/A | N/A | N/A | N/A | 1.95 | 7.5 | Calorimeter Room | 3.5783 | 3.8353 | N/A | - | N/A | N/A | N/A | N/A | N/A | N/A | N/A | N/A | N/A | N/A | N/A | N/A | N/A | N/A | N/A | N/A | N/A | Single | R32 | New Zealand | 136907 | 80805 | 0 | Approved | Reverse Cycle | N/A | Yes | Class 9 | Yes | N/A | N/A | N/A | N/A | N/A | N/A | N/A | Available | N/A | N/A | 0 | 0 | N/A | 0 | 0 | ZAC0719 | Yes | Variable output compressor | Inverter | No | - | 7000 | 1.95 | - | 740 | 3600 | Yes | 710 | 3360 | - | - | - | Yes | 625 | 3920 | - | 500 | 3280 | 7500 | 1.95 | 740 | 3800 | Yes | 415 | 2130 | Yes | 2860 | 6320 | No | - | - | - | - | - | - | - | - | No | - | - | No | - | - | No | - | -
MFAG70VA-N/MFAG70VA-W | MF70 series | N/A | Midea | N/A | Non Ducted | Single Split System | Wall Hung | Air | Air | China | 1.95 | N/A | 7 | N/A | N/A | N/A | N/A | N/A | 1.99 | 7.5 | Calorimeter Room | 3.5412 | 3.7692 | N/A | - | N/A | N/A | N/A | N/A | N/A | N/A | N/A | N/A | N/A | N/A | N/A | N/A | N/A | N/A | N/A | N/A | Calorimeter Room | Single | R32 | Australia,Fiji,New Zealand | 150577 | 46700 | 0 | Approved | Reverse Cycle | N/A | Yes | Class 9 | Yes | N/A | N/A | N/A | N/A | N/A | N/A | N/A | Available | N/A | N/A | 0 | 0 | N/A | 0 | 0 | AAC7138 | Yes | Variable output compressor | Inverter | No | - | 7000 | 1.95 | - | 700 | 3500 | Yes | 630 | 3100 | - | 1782.3 | 7539 | Yes | 610 | 3900 | - | 490 | 3315 | 7500 | 1.99 | 750 | 3845 | Yes | 465 | 2270 | Yes | 3030 | 8060 | No | - | - | No | - | - | - | - | - | No | - | - | No | - | - | No | - | -
MFAG80 | 0 | N/A | Midea | N/A | Non Ducted | Single Split System | Wall Hung | Air | Air | China | 2.35 | N/A | 8 | N/A | N/A | N/A | N/A | N/A | 2.25 | 8.5 | Calorimeter Room | 3.42 | 3.7006 | N/A | - | N/A | N/A | N/A | N/A | N/A | N/A | N/A | N/A | N/A | N/A | N/A | N/A | N/A | N/A | N/A | N/A | N/A | Single | R32 | New Zealand | 136908 | 80805 | 0 | Approved | Reverse Cycle | N/A | Yes | Class 9 | Yes | N/A | N/A | N/A | N/A | N/A | N/A | N/A | Available | N/A | N/A | 0 | 0 | N/A | 0 | 0 | ZAC0720 | Yes | Variable output compressor | Inverter | No | - | 8000 | 2.35 | - | 885 | 4100 | Yes | 780 | 3790 | - | - | - | Yes | 690 | 4250 | - | 500 | 3280 | 8500 | 2.25 | 800 | 4100 | Yes | 415 | 2130 | Yes | 2860 | 6320 | No | - | - | No | - | - | - | - | - | No | - | - | No | - | - | No | - | -
MFAG80VA-N/MFAG80VA-W | MF80 series | N/A | Midea | N/A | Non Ducted | Single Split System | Wall Hung | Air | Air | China | 2.4 | N/A | 8 | N/A | N/A | N/A | N/A | N/A | 2.4 | 8.5 | Calorimeter Room | 3.4012 | 3.6237 | N/A | - | N/A | N/A | N/A | N/A | N/A | N/A | N/A | N/A | N/A | N/A | N/A | N/A | N/A | N/A | N/A | N/A | Calorimeter Room | Single | R32 | Australia,Fiji,New Zealand | 150606 | 46693 | 0 | Approved | Reverse Cycle | N/A | Yes | Class 9 | Yes | N/A | N/A | N/A | N/A | N/A | N/A | N/A | Available | N/A | N/A | 0 | 0 | N/A | 0 | 0 | AAC7123 | Yes | Variable output compressor | Inverter | No | - | 8000 | 2.4 | - | 780 | 3840 | Yes | 670 | 3200 | - | 2193.6 | 8616 | Yes | 680 | 4240 | - | 490 | 3315 | 8500 | 2.4 | 795 | 4030 | Yes | 465 | 2265 | Yes | 3030 | 8060 | No | - | - | No | - | - | - | - | - | No | - | - | No | - | - | No | - | -
MFAU26WA/ MFAU26NA | 0 | N/A | MIDEA | N/A | Non Ducted | Single Split System | Wall Hung | Air | Air | China | 0.52 | N/A | 2.5 | N/A | N/A | N/A | N/A | N/A | 0.67 | 3.2 | Calorimeter Room | 4.8912 | 4.7019 | N/A | - | N/A | N/A | N/A | N/A | N/A | N/A | N/A | N/A | N/A | N/A | N/A | N/A | N/A | N/A | N/A | N/A | N/A | Single | R32 | New Zealand | 138415 | 80864 | 0 | Approved | Reverse Cycle | N/A | Yes | Class 8 | Yes | N/A | N/A | N/A | N/A | N/A | N/A | N/A | Available | N/A | N/A | http://www.tradedepot.co.nz/ | 0 | N/A | 0 | 0 | ZAC0738 | Yes | Variable output compressor | Inverter | No | - | 2500 | 0.52 | - | 250 | 1240 | Yes | 215 | 1070 | - | - | - | Yes | 180 | 1270 | - | 160 | 1170 | 3200 | 0.67 | 280 | 1650 | Yes | 220 | 1280 | Yes | 950 | 2520 | No | - | - | No | - | - | - | - | - | No | - | - | No | - | - | No | - | -
MFAU35WA/ MFAU35NA | 0 | N/A | MIDEA | N/A | Non Ducted | Single Split System | Wall Hung | Air | Air | China | 0.82 | N/A | 3.5 | N/A | N/A | N/A | N/A | N/A | 0.94 | 4 | Calorimeter Room | 4.2771 | 4.2731 | N/A | - | N/A | N/A | N/A | N/A | N/A | N/A | N/A | N/A | N/A | N/A | N/A | N/A | N/A | N/A | N/A | N/A | N/A | Single | R32 | New Zealand | 138417 | 80864 | 0 | Approved | Reverse Cycle | N/A | Yes | Class 8 | Yes | N/A | N/A | N/A | N/A | N/A | N/A | N/A | Available | N/A | N/A | http://www.tradedepot.co.nz/ | 0 | N/A | 0 | 0 | ZAC0737 | Yes | Variable output compressor | Inverter | No | - | 3500 | 0.82 | - | 370 | 1850 | Yes | 205 | 970 | - | - | - | Yes | 240 | 1800 | - | 140 | 1100 | 4000 | 0.94 | 360 | 2000 | Yes | 230 | 1230 | Yes | 1125 | 3560 | No | - | - | No | - | - | - | - | - | No | - | - | No | - | - | No | - | -
MFAU50WA/ MFAU50NA | 0 | N/A | MIDEA | N/A | Non Ducted | Single Split System | Wall Hung | Air | Air | China | 1.24 | N/A | 5 | N/A | N/A | N/A | N/A | N/A | 1.45 | 6 | Calorimeter Room | 4.2523 | 4.1961 | N/A | - | N/A | N/A | N/A | N/A | N/A | N/A | N/A | N/A | N/A | N/A | N/A | N/A | N/A | N/A | N/A | N/A | N/A | Single | R32 | New Zealand | 138418 | 80864 | 0 | Approved | Reverse Cycle | N/A | Yes | Class 9 | Yes | N/A | N/A | N/A | N/A | N/A | N/A | N/A | Available | N/A | N/A | http://www.tradedepot.co.nz/ | 0 | N/A | 0 | 0 | ZAC0736 | Yes | Variable output compressor | Inverter | No | - | 5000 | 1.24 | - | 505 | 2700 | Yes | 470 | 2530 | - | - | - | No | - | - | - | 360 | 2625 | 6000 | 1.45 | 470 | 2750 | Yes | 275 | 1450 | Yes | 1430 | 4360 | No | - | - | No | - | - | - | - | - | No | - | - | No | - | - | No | - | -
MFAU70WA/MFAU70NA | 0 | N/A | MIDEA | N/A | Non Ducted | Single Split System | Wall Hung | Air | Air | China | 2.02 | N/A | 7.1 | N/A | N/A | N/A | N/A | N/A | 2.27 | 8 | Calorimeter Room | 3.5678 | 3.7941 | N/A | - | N/A | N/A | N/A | N/A | N/A | N/A | N/A | N/A | N/A | N/A | N/A | N/A | N/A | N/A | N/A | N/A | N/A | Single | R32 | New Zealand | 138419 | 80864 | 0 | Approved | Reverse Cycle | N/A | Yes | Class 9 | Yes | N/A | N/A | N/A | N/A | N/A | N/A | N/A | Available | N/A | N/A | http://www.tradedepot.co.nz/ | 0 | N/A | 0 | 0 | ZAC0735 | Yes | Variable output compressor | Inverter | No | - | 7100 | 2.02 | - | 810 | 3900 | Yes | 715 | 3450 | - | - | - | Yes | 645 | 3900 | - | 520 | 3300 | 8000 | 2.27 | 790 | 4200 | Yes | 450 | 2500 | Yes | 2550 | 6100 | No | - | - | No | - | - | - | - | - | No | - | - | No | - | - | No | - | -
MFCA26VA-W/MFCA26VA-N | 0 | N/A | MIDEA | N/A | Non Ducted | Single Split System | Wall Hung | Air | Air | China | 0.52 | N/A | 2.6 | N/A | N/A | N/A | N/A | N/A | 0.5 | 2.65 | Calorimeter Room | 5.0914 | 5.2278 | N/A | - | N/A | N/A | N/A | N/A | N/A | N/A | N/A | N/A | N/A | N/A | N/A | N/A | N/A | N/A | N/A | N/A | N/A | Single | R32 | Australia,Fiji,New Zealand | 153884 | 46868 | 0 | Approved | Reverse Cycle | N/A | Yes | Class 8 | Yes | N/A | N/A | N/A | N/A | N/A | N/A | N/A | Available | N/A | N/A | 0 | http://www.midea.net.au/ | N/A | 0 | 0 | AAC7449 | Yes | Variable output compressor | Inverter | No | - | 2600 | 0.52 | - | 240 | 1400 | Yes | 190 | 1030 | - | 475.28 | 2800.2 | Yes | 145 | 1390 | - | 105 | 1100 | 2650 | 0.5 | 265 | 1260 | Yes | 175 | 1060 | Yes | 1255 | 4110 | No | - | - | No | - | - | - | - | - | No | - | - | - | - | - | No | - | -
MFCA35VA-W/MFCA35VA-N | 0 | N/A | MIDEA | N/A | Non Ducted | Single Split System | Wall Hung | Air | Air | China | 0.8 | N/A | 3.55 | N/A | N/A | N/A | N/A | N/A | 0.77 | 3.6 | Calorimeter Room | 4.5873 | 4.6918 | N/A | - | N/A | N/A | N/A | N/A | N/A | N/A | N/A | N/A | N/A | N/A | N/A | N/A | N/A | N/A | N/A | N/A | N/A | Single | R32 | Australia,Fiji,New Zealand | 153886 | 46867 | 0 | Approved | Reverse Cycle | N/A | Yes | Class 8 | Yes | N/A | N/A | N/A | N/A | N/A | N/A | N/A | Available | N/A | N/A | 0 | http://www.midea.net.au/ | N/A | 0 | 0 | AAC7447 | Yes | Variable output compressor | Inverter | No | - | 3550 | 0.8 | - | 315 | 1880 | Yes | 190 | 1030 | - | 731.2 | 3823.35 | Yes | 239 | 1890 | - | 105 | 1100 | 3600 | 0.77 | 320 | 1850 | Yes | 175 | 1060 | Yes | 1255 | 4110 | No | - | - | No | - | - | - | - | - | No | - | - | No | - | - | No | - | -
MFCA50VA-W/MFCA50VA-N | 0 | N/A | MIDEA | N/A | Non Ducted | Single Split System | Wall Hung | Air | Air | China | 1.36 | N/A | 5.2 | N/A | N/A | N/A | N/A | N/A | 1.243 | 5.2 | Calorimeter Room | 3.9345 | 4.225 | N/A | - | N/A | N/A | N/A | N/A | N/A | N/A | N/A | N/A | N/A | N/A | N/A | N/A | N/A | N/A | N/A | N/A | N/A | Single | R32 | Australia,Fiji,New Zealand | 153905 | 46868 | 0 | Approved | Reverse Cycle | N/A | Yes | Class 9 | Yes | N/A | N/A | N/A | N/A | N/A | N/A | N/A | Available | N/A | N/A | 0 | http://www.midea.net.au/ | N/A | 0 | 0 | AAC7448 | Yes | Variable output compressor | Inverter | No | - | 5200 | 1.36 | - | 610 | 2830 | Yes | 578 | 2655 | - | 1243.04 | 5600.4 | Yes | 390 | 2720 | - | 380 | 2600 | 5200 | 1.243 | 490 | 2670 | Yes | 430 | 2320 | Yes | 2470 | 7030 | No | - | - | No | - | - | - | - | - | No | - | - | No | - | - | No | - | -
MFCA70VA-W/MFCA70VA-N | 0 | N/A | MIDEA | N/A | Non Ducted | Single Split System | Wall Hung | Air | Air | China | 2.06 | N/A | 7 | N/A | N/A | N/A | N/A | N/A | 2.25 | 8.05 | Calorimeter Room | 3.5578 | 3.526 | N/A | - | N/A | N/A | N/A | N/A | N/A | N/A | N/A | N/A | N/A | N/A | N/A | N/A | N/A | N/A | N/A | N/A | N/A | Single | R32 | Australia,Fiji,New Zealand | 153906 | 46879 | 0 | Approved | Reverse Cycle | N/A | Yes | Class 9 | Yes | N/A | N/A | N/A | N/A | N/A | N/A | N/A | Available | N/A | N/A | 0 | http://www.midea.net.au/ | N/A | 0 | 0 | AAC7467 | Yes | Variable output compressor | Inverter | No | - | 7000 | 2.06 | - | 785 | 3520 | Yes | 610 | 2830 | - | 1882.84 | 7539 | Yes | 520 | 3400 | - | 485 | 3240 | 8050 | 2.25 | 760 | 3820 | Yes | 435 | 2320 | Yes | 2470 | 7030 | No | - | - | No | - | - | - | - | - | No | - | - | No | - | - | No | - | -
MFEP26VA-W/MFEP26VA-N | 0 | N/A | MIDEA | N/A | Non Ducted | Single Split System | Wall Hung | Air | Air | China | 0.49 | N/A | 2.6 | N/A | N/A | N/A | N/A | N/A | 0.487 | 2.7 | Calorimeter Room | 5.2882 | 5.4558 | N/A | - | N/A | N/A | N/A | N/A | N/A | N/A | N/A | N/A | N/A | N/A | N/A | N/A | N/A | N/A | N/A | N/A | N/A | Single | R32 | Australia,Fiji,New Zealand | 154319 | 46894 | 0 | Approved | Reverse Cycle | N/A | Yes | Class 8 | Yes | N/A | N/A | N/A | N/A | N/A | N/A | N/A | Available | N/A | N/A | 0 | http://www.midea.net.au/ | N/A | 0 | 0 | AAC7522 | Yes | Variable output compressor | Inverter | No | - | 2600 | 0.49 | - | 218 | 1350 | Yes | 178 | 1003 | - | 447.86 | 2800.2 | Yes | 148 | 1439 | - | 105 | 1048 | 2700 | 0.487 | 235 | 1415 | Yes | 168 | 1018 | Yes | 1228 | 3740 | No | - | - | No | - | - | - | - | - | No | - | - | No | - | - | No | - | -
MFEP35VA-W/MFEP35VA-N | 0 | N/A | MIDEA | N/A | Non Ducted | Single Split System | Wall Hung | Air | Air | China | 0.76 | N/A | 3.5 | N/A | N/A | N/A | N/A | N/A | 0.776 | 3.65 | Calorimeter Room | 4.6626 | 4.7939 | N/A | - | N/A | N/A | N/A | N/A | N/A | N/A | N/A | N/A | N/A | N/A | N/A | N/A | N/A | N/A | N/A | N/A | N/A | Single | R32 | Australia,Fiji,New Zealand | 154323 | 46900 | 0 | Approved | Reverse Cycle | N/A | Yes | Class 8 | Yes | N/A | N/A | N/A | N/A | N/A | N/A | N/A | Available | N/A | N/A | 0 | http://www.midea.net.au/ | N/A | 0 | 0 | AAC7530 | Yes | Variable output compressor | Inverter | No | - | 3500 | 0.76 | - | 278 | 1711 | Yes | 178 | 996 | - | 694.64 | 3769.5 | Yes | 194 | 1726 | - | 103 | 1051 | 3650 | 0.776 | 289 | 1710 | Yes | 163 | 944 | Yes | 1238 | 3793 | No | - | - | No | - | - | - | - | - | No | - | - | No | - | - | No | - | -
MFEP50VA-W/MFEP50VA-N | 0 | N/A | MIDEA | N/A | Non Ducted | Single Split System | Wall Hung | Air | Air | China | 1.25 | N/A | 5 | N/A | N/A | N/A | N/A | N/A | 1.325 | 5.3 | Calorimeter Room | 4.0498 | 4.0678 | N/A | - | N/A | N/A | N/A | N/A | N/A | N/A | N/A | N/A | N/A | N/A | N/A | N/A | N/A | N/A | N/A | N/A | N/A | Single | R32 | Australia,Fiji,New Zealand | 154325 | 46890 | 0 | Approved | Reverse Cycle | N/A | Yes | Class 9 | Yes | N/A | N/A | N/A | N/A | N/A | N/A | N/A | Available | N/A | N/A | 0 | http://www.midea.net.au/ | N/A | 0 | 0 | AAC7515 | Yes | Variable output compressor | Inverter | No | - | 5000 | 1.25 | - | 510 | 2480 | Yes | 441 | 2107 | - | 1142.5 | 5385 | Yes | 418 | 2901 | - | 300 | 2255 | 5300 | 1.325 | 480 | 2587.8 | Yes | 270 | 1337.8 | Yes | 1496 | 4317 | No | - | - | No | - | - | - | - | - | No | - | - | No | - | - | No | - | -
MFEP51VA-W/MFEP51VA-N | 0 | N/A | MIDEA | N/A | Non Ducted | Single Split System | Wall Hung | Air | Air | China | 1.25 | N/A | 5 | N/A | N/A | N/A | N/A | N/A | 1.265 | 5.3 | Calorimeter Room | 4.0498 | 4.0678 | N/A | - | N/A | N/A | N/A | N/A | N/A | N/A | N/A | N/A | N/A | N/A | N/A | N/A | N/A | N/A | N/A | N/A | N/A | Single | R32 | Australia,Fiji,New Zealand | 158437 | 47100 | 0 | Approved | Reverse Cycle | N/A | Yes | Class 9 | Yes | N/A | N/A | N/A | N/A | N/A | N/A | N/A | Available | N/A | N/A | 0 | 0 | N/A | 0 | 0 | AAC7968 | Yes | Variable output compressor | Inverter | No | - | 5000 | 1.25 | - | 510 | 2480 | Yes | 441 | 2107 | - | 1142.5 | 5385 | Yes | 418 | 2901 | - | 300 | 2255 | 5300 | 1.265 | 480 | 2587.8 | Yes | 270 | 1337.8 | Yes | 1496 | 4317 | No | - | - | No | - | - | - | - | - | No | - | - | No | - | - | No | - | -
MFEP70VA-W/MFEP70VA-N | 0 | N/A | MIDEA | N/A | Non Ducted | Single Split System | Wall Hung | Air | Air | China | 1.893 | N/A | 7 | N/A | N/A | N/A | N/A | N/A | 2.359 | 8.8 | Calorimeter Room | 3.7278 | 3.6905 | N/A | - | N/A | N/A | N/A | N/A | N/A | N/A | N/A | N/A | N/A | N/A | N/A | N/A | N/A | N/A | N/A | N/A | N/A | Single | R32 | Australia,Fiji,New Zealand | 154326 | 46890 | 0 | Approved | Reverse Cycle | N/A | Yes | Class 9 | Yes | N/A | N/A | N/A | N/A | N/A | N/A | N/A | Available | N/A | N/A | 0 | http://www.midea.net.au/ | N/A | 0 | 0 | AAC7517 | Yes | Variable output compressor | Inverter | No | - | 7000 | 1.893 | - | 802 | 3759 | Yes | 724 | 3528 | - | 1730.202 | 7539 | Yes | 558 | 3847 | - | 461 | 3360 | 8800 | 2.359 | 802 | 4217 | Yes | 405 | 2082 | Yes | 3072 | 8324 | No | - | - | No | - | - | - | - | - | No | - | - | No | - | - | No | - | -
MFEP80VA-W/MFEP80VA-N | 0 | N/A | MIDEA | N/A | Non Ducted | Single Split System | Wall Hung | Air | Air | China | 2.295 | N/A | 8 | N/A | N/A | N/A | N/A | N/A | 2.53 | 9 | Calorimeter Room | 3.4513 | 3.5896 | N/A | - | N/A | N/A | N/A | N/A | N/A | N/A | N/A | N/A | N/A | N/A | N/A | N/A | N/A | N/A | N/A | N/A | N/A | Single | R32 | Australia,Fiji,New Zealand | 154334 | 46890 | 0 | Approved | Reverse Cycle | N/A | Yes | Class 9 | Yes | N/A | N/A | N/A | N/A | N/A | N/A | N/A | Available | N/A | N/A | 0 | http://www.midea.net.au/ | N/A | 0 | 0 | AAC7516 | Yes | Variable output compressor | Inverter | No | - | 8000 | 2.295 | - | 980 | 4200 | Yes | 882 | 4044 | - | 2097.63 | 8616 | Yes | 724 | 4523 | - | 461 | 3360 | 9000 | 2.53 | 864 | 4472 | Yes | 405 | 2082 | Yes | 3072 | 8324 | No | - | - | No | - | - | - | - | - | No | - | - | No | - | - | No | - | -
MFXP20W/MFXP20N | 0 | N/A | MIDEA | N/A | Non Ducted | Single Split System | Wall Hung | Air | Air | China | 0.43 | N/A | 2 | N/A | N/A | N/A | N/A | N/A | 0.46 | 2.25 | Calorimeter Room | 4.6309 | 4.7991 | N/A | - | N/A | N/A | N/A | N/A | N/A | N/A | N/A | N/A | N/A | N/A | N/A | N/A | N/A | N/A | N/A | N/A | N/A | Single | R32 | Australia,Fiji,New Zealand | 159940 | 47198 | 0 | Approved | Reverse Cycle | N/A | Yes | Class 8 | Yes | N/A | N/A | N/A | N/A | N/A | N/A | N/A | Available | N/A | N/A | http://www.tradedepot.co.nz/ | 0 | N/A | 0 | 0 | AAC8124 | Yes | Variable output compressor | Inverter | No | - | 2000 | 0.43 | - | 200 | 1000 | Yes | 165 | 745 | - | 393.02 | 2154 | Yes | 140 | 1180 | - | 110 | 915 | 2250 | 0.46 | 200 | 1100 | Yes | 155 | 860 | Yes | 940 | 2850 | No | - | - | No | - | - | - | - | - | No | - | - | No | - | - | No | - | -
MFXP26W/MFXP26N | 0 | N/A | MIDEA | N/A | Non Ducted | Single Split System | Wall Hung | Air | Air | China | 0.53 | N/A | 2.65 | N/A | N/A | N/A | N/A | N/A | 0.51 | 2.7 | Calorimeter Room | 5.0357 | 5.155 | N/A | - | N/A | N/A | N/A | N/A | N/A | N/A | N/A | N/A | N/A | N/A | N/A | N/A | N/A | N/A | N/A | N/A | N/A | Single | R32 | Australia,Fiji,New Zealand | 159941 | 47198 | 0 | Approved | Reverse Cycle | N/A | Yes | Class 8 | Yes | N/A | N/A | N/A | N/A | N/A | N/A | N/A | Available | N/A | N/A | http://www.tradedepot.co.nz/ | 0 | N/A | 0 | 0 | AAC8125 | Yes | Variable output compressor | Inverter | No | - | 2650 | 0.53 | - | 230 | 1300 | Yes | 180 | 990 | - | 484.42 | 2854.05 | Yes | 150 | 1290 | - | 115 | 1080 | 2700 | 0.51 | 220 | 1320 | Yes | 160 | 965 | Yes | 1130 | 3470 | No | - | - | No | - | - | - | - | - | No | - | - | No | - | - | No | - | -
MFXP35W/MFXP35N | 0 | N/A | MIDEA | N/A | Non Ducted | Single Split System | Wall Hung | Air | Air | China | 0.82 | N/A | 3.55 | N/A | N/A | N/A | N/A | N/A | 0.9 | 3.9 | Calorimeter Room | 4.3932 | 4.4562 | N/A | - | N/A | N/A | N/A | N/A | N/A | N/A | N/A | N/A | N/A | N/A | N/A | N/A | N/A | N/A | N/A | N/A | N/A | Single | R32 | Australia,Fiji,New Zealand | 159942 | 47196 | 0 | Approved | Reverse Cycle | N/A | Yes | Class 8 | Yes | N/A | N/A | N/A | N/A | N/A | N/A | N/A | Available | N/A | N/A | http://www.tradedepot.co.nz/ | 0 | N/A | 0 | 0 | AAC8117 | Yes | Variable output compressor | Inverter | No | - | 3550 | 0.82 | - | 330 | 1800 | Yes | 175 | 850 | - | 749.48 | 3823.35 | Yes | 240 | 1800 | - | 110 | 1070 | 3900 | 0.9 | 320 | 1960 | Yes | 160 | 965 | Yes | 1041 | 3190 | No | - | - | No | - | - | - | - | - | No | - | - | No | - | - | No | - | -
MFXP50W/MFXP50N | 0 | N/A | MIDEA | N/A | Non Ducted | Single Split System | Wall Hung | Air | Air | China | 1.28 | N/A | 5 | N/A | N/A | N/A | N/A | N/A | 1.34 | 5.5 | Calorimeter Room | 3.9435 | 4.1202 | N/A | - | N/A | N/A | N/A | N/A | N/A | N/A | N/A | N/A | N/A | N/A | N/A | N/A | N/A | N/A | N/A | N/A | N/A | Single | R32 | Australia,Fiji,New Zealand | 159943 | 47196 | 0 | Approved | Reverse Cycle | N/A | Yes | Class 9 | Yes | N/A | N/A | N/A | N/A | N/A | N/A | N/A | Available | N/A | N/A | http://www.tradedepot.co.nz/ | 0 | N/A | 0 | 0 | AAC8118 | Yes | Variable output compressor | Inverter | No | - | 5000 | 1.28 | - | 530 | 2590 | Yes | 480 | 2330 | - | 1169.92 | 5385 | Yes | 380 | 2670 | - | 320 | 2300 | 5500 | 1.34 | 520 | 2690 | Yes | 460 | 2420 | Yes | 1849 | 4900 | No | - | - | No | - | - | - | - | - | No | - | - | No | - | - | No | - | -
MFXP60W/MFXP60N | 0 | N/A | MIDEA | N/A | Non Ducted | Single Split System | Wall Hung | Air | Air | China | 1.75 | N/A | 6.1 | N/A | N/A | N/A | N/A | N/A | 1.62 | 6.6 | Calorimeter Room | 3.4401 | 3.7926 | N/A | - | N/A | N/A | N/A | N/A | N/A | N/A | N/A | N/A | N/A | N/A | N/A | N/A | N/A | N/A | N/A | N/A | N/A | Single | R32 | Australia,Fiji,New Zealand | 159939 | 47198 | 0 | Approved | Reverse Cycle | N/A | Yes | Class 9 | Yes | N/A | N/A | N/A | N/A | N/A | N/A | N/A | Available | N/A | N/A | http://www.tradedepot.co.nz/ | 0 | N/A | 0 | 0 | AAC8123 | Yes | Variable output compressor | Inverter | No | - | 6100 | 1.75 | - | 647 | 3122 | Yes | 575 | 2805 | - | 1599.5 | 6569.7 | Yes | 495 | 3293 | - | 321 | 2339 | 6600 | 1.62 | 571 | 3200 | Yes | 450 | 2550 | Yes | 1761 | 4896 | No | - | - | No | - | - | - | - | - | No | - | - | No | - | - | No | - | -
MFXP70W/MFXP70N | 0 | N/A | MIDEA | N/A | Non Ducted | Single Split System | Wall Hung | Air | Air | China | 1.92 | N/A | 7 | N/A | N/A | N/A | N/A | N/A | 1.99 | 8 | Calorimeter Room | 3.5353 | 3.7408 | N/A | - | N/A | N/A | N/A | N/A | N/A | N/A | N/A | N/A | N/A | N/A | N/A | N/A | N/A | N/A | N/A | N/A | N/A | Single | R32 | Australia,Fiji,New Zealand | 159932 | 47198 | 0 | Approved | Reverse Cycle | N/A | Yes | Class 9 | Yes | N/A | N/A | N/A | N/A | N/A | N/A | N/A | Available | N/A | N/A | http://www.tradedepot.co.nz/ | 0 | N/A | 0 | 0 | AAC8122 | Yes | Variable output compressor | Inverter | No | - | 7000 | 1.92 | - | 720 | 3300 | Yes | 630 | 2860 | - | 1754.88 | 7539 | Yes | 620 | 3700 | - | 490 | 3100 | 8000 | 1.99 | 750 | 3790 | Yes | 460 | 2380 | Yes | 2970 | 7780 | No | - | - | No | - | - | - | - | - | No | - | - | No | - | - | No | - | -
MFXP80W/MFXP80N | 0 | N/A | MIDEA | N/A | Non Ducted | Single Split System | Wall Hung | Air | Air | China | 2.2 | N/A | 8 | N/A | N/A | N/A | N/A | N/A | 2.28 | 8.6 | Calorimeter Room | 3.3973 | 3.6166 | N/A | - | N/A | N/A | N/A | N/A | N/A | N/A | N/A | N/A | N/A | N/A | N/A | N/A | N/A | N/A | N/A | N/A | N/A | Single | R32 | Australia,Fiji,New Zealand | 159944 | 47196 | 0 | Approved | Reverse Cycle | N/A | Yes | Class 9 | Yes | N/A | N/A | N/A | N/A | N/A | N/A | N/A | Available | N/A | N/A | http://www.tradedepot.co.nz/ | 0 | N/A | 0 | 0 | AAC8119 | Yes | Variable output compressor | Inverter | No | - | 8000 | 2.2 | - | 780 | 3790 | Yes | 665 | 3100 | - | 2010.8 | 8616 | Yes | 686 | 4165 | - | 480 | 3260 | 8600 | 2.28 | 800 | 4020 | Yes | 460 | 2380 | Yes | 2979 | 7782 | No | - | - | No | - | - | - | - | - | No | - | - | No | - | - | No | - | -
MFXS20 | 0 | N/A | MIDEA | N/A | Non Ducted | Single Split System | Wall Hung | Air | Air | Australia | 0.43 | N/A | 2 | N/A | N/A | N/A | N/A | N/A | 0.46 | 2.25 | Calorimeter Room | 4.6975 | 4.8242 | N/A | - | N/A | N/A | N/A | N/A | N/A | N/A | N/A | N/A | N/A | N/A | N/A | N/A | N/A | N/A | N/A | N/A | N/A | Single | R32 | Australia,Fiji,New Zealand | 134829 | 46118 | 0 | Approved | Reverse Cycle | N/A | Yes | Class 8 | Yes | N/A | N/A | N/A | N/A | N/A | N/A | N/A | Available | N/A | N/A | 0 | http://www.midea.net.au/ | N/A | 0 | 0 | AAC5870 | Yes | Variable output compressor | Inverter | No | - | 2000 | 0.43 | - | 200 | 1000 | Yes | 165 | 745 | - | 393.02 | 2154 | Yes | 140 | 1180 | - | 110 | 915 | 2250 | 0.46 | 200 | 1100 | Yes | 155 | 860 | Yes | 940 | 2850 | - | - | - | No | - | - | - | - | - | No | - | - | No | - | - | No | - | -
MFXS20 | 0 | N/A | MIDEA | N/A | Non Ducted | Single Split System | Wall Hung | Air | Air | China | 0.43 | N/A | 2 | N/A | N/A | N/A | N/A | N/A | 0.46 | 2.25 | Calorimeter Room | 4.6975 | 4.8176 | N/A | - | N/A | N/A | N/A | N/A | N/A | N/A | N/A | N/A | N/A | N/A | N/A | N/A | N/A | N/A | N/A | N/A | N/A | Single | R32 | New Zealand | 138369 | 80857 | 0 | Approved | Reverse Cycle | N/A | Yes | Class 8 | Yes | N/A | N/A | N/A | N/A | N/A | N/A | N/A | Available | N/A | N/A | http://www.tradedepot.co.nz/ | 0 | N/A | 0 | 0 | ZAC0733 | Yes | Variable output compressor | Inverter | No | - | 2000 | 0.43 | - | 200 | 1000 | Yes | 165 | 745 | - | - | - | Yes | 140 | 1180 | - | 110 | 915 | 2250 | 0.46 | 200 | 1100 | Yes | 155 | 860 | Yes | 940 | 2850 | No | - | - | No | - | - | - | - | - | No | - | - | No | - | - | No | - | -
MFXS26 | 0 | N/A | MIDEA | N/A | Non Ducted | Single Split System | Wall Hung | Air | Air | China | 0.53 | N/A | 2.65 | N/A | N/A | N/A | N/A | N/A | 0.51 | 2.7 | Calorimeter Room | 4.9618 | 5.3465 | N/A | - | N/A | N/A | N/A | N/A | N/A | N/A | N/A | N/A | N/A | N/A | N/A | N/A | N/A | N/A | N/A | N/A | N/A | Single | R32 | Australia,Fiji,New Zealand | 134830 | 46118 | 0 | Approved | Reverse Cycle | N/A | Yes | Class 8 | Yes | N/A | N/A | N/A | N/A | N/A | N/A | N/A | Available | N/A | N/A | 0 | http://www.midea.net.au/ | N/A | 0 | 0 | AAC5869 | Yes | Variable output compressor | Inverter | No | - | 2650 | 0.53 | - | 230 | 1300 | Yes | 180 | 990 | - | 484.42 | 2854.05 | Yes | 150 | 1290 | - | 115 | 1080 | 2700 | 0.51 | 220 | 1320 | Yes | 160 | 965 | Yes | 1130 | 3470 | - | - | - | No | - | - | - | - | - | No | - | - | No | - | - | No | - | -
MFXS26 | 0 | N/A | MIDEA | N/A | Non Ducted | Single Split System | Wall Hung | Air | Air | China | 0.53 | N/A | 2.65 | N/A | N/A | N/A | N/A | N/A | 0.51 | 2.7 | Calorimeter Room | 4.9618 | 5.3465 | N/A | - | N/A | N/A | N/A | N/A | N/A | N/A | N/A | N/A | N/A | N/A | N/A | N/A | N/A | N/A | N/A | N/A | N/A | Single | R32 | New Zealand | 138411 | 80857 | 0 | Approved | Reverse Cycle | N/A | Yes | Class 8 | Yes | N/A | N/A | N/A | N/A | N/A | N/A | N/A | Available | N/A | N/A | http://www.tradedepot.co.nz/ | 0 | N/A | 0 | 0 | ZAC0732 | Yes | Variable output compressor | Inverter | No | - | 2650 | 0.53 | - | 230 | 1300 | Yes | 180 | 990 | - | - | - | Yes | 150 | 1290 | - | 115 | 1080 | 2700 | 0.51 | 220 | 1320 | Yes | 160 | 965 | Yes | 1130 | 3470 | No | - | - | No | - | - | - | - | - | No | - | - | No | - | - | No | - | -
MFXS35 | 0 | N/A | MIDEA | N/A | Non Ducted | Single Split System | Wall Hung | Air | Air | China | 0.82 | N/A | 3.55 | N/A | N/A | N/A | N/A | N/A | 0.92 | 4 | Calorimeter Room | 4.2683 | 4.4312 | N/A | - | N/A | N/A | N/A | N/A | N/A | N/A | N/A | N/A | N/A | N/A | N/A | N/A | N/A | N/A | N/A | N/A | N/A | Single | R32 | Australia,Fiji,New Zealand | 135039 | 46119 | 0 | Approved | Reverse Cycle | N/A | Yes | Class 8 | Yes | N/A | N/A | N/A | N/A | N/A | N/A | N/A | Available | N/A | N/A | 0 | http://www.midea.net.au/ | N/A | 0 | 0 | AAC5875 | Yes | Variable output compressor | Inverter | No | - | 3550 | 0.82 | - | 330 | 1800 | Yes | 170 | 800 | - | 749.48 | 3823.35 | Yes | 230 | 1730 | - | 140 | 1160 | 4000 | 0.92 | 340 | 2000 | Yes | 160 | 965 | Yes | 1020 | 3190 | No | - | - | No | - | - | - | - | - | No | - | - | No | - | - | No | - | -
MFXS35 | 0 | N/A | MIDEA | N/A | Non Ducted | Single Split System | Wall Hung | Air | Air | China | 0.82 | N/A | 3.55 | N/A | N/A | N/A | N/A | N/A | 0.92 | 4 | Calorimeter Room | 4.2683 | 4.4312 | N/A | - | N/A | N/A | N/A | N/A | N/A | N/A | N/A | N/A | N/A | N/A | N/A | N/A | N/A | N/A | N/A | N/A | N/A | Single | R32 | New Zealand | 138412 | 80857 | 0 | Approved | Reverse Cycle | N/A | Yes | Class 8 | Yes | N/A | N/A | N/A | N/A | N/A | N/A | N/A | Available | N/A | N/A | http://www.tradedepot.co.nz/ | 0 | N/A | 0 | 0 | ZAC0731 | Yes | Variable output compressor | Inverter | No | - | 3550 | 0.82 | - | 330 | 1800 | Yes | 170 | 800 | - | - | - | Yes | 230 | 1730 | - | 140 | 1160 | 4000 | 0.92 | 340 | 2000 | Yes | 160 | 965 | Yes | 1020 | 3190 | No | - | - | No | - | - | - | - | - | No | - | - | No | - | - | No | - | -
MFXS50 | 0 | N/A | MIDEA | N/A | Non Ducted | Single Split System | Wall Hung | Air | Air | China | 1.3 | N/A | 5 | N/A | N/A | N/A | N/A | N/A | 1.35 | 5.2 | Calorimeter Room | 3.9219 | 3.9543 | N/A | - | N/A | N/A | N/A | N/A | N/A | N/A | N/A | N/A | N/A | N/A | N/A | N/A | N/A | N/A | N/A | N/A | N/A | Single | R32 | Australia,Fiji,New Zealand | 135050 | 46118 | 0 | Approved | Reverse Cycle | N/A | Yes | Class 9 | Yes | N/A | N/A | N/A | N/A | N/A | N/A | N/A | Available | N/A | N/A | 0 | http://www.midea.net.au/ | N/A | 0 | 0 | AAC5873 | Yes | Variable output compressor | Inverter | No | - | 5000 | 1.3 | - | 535 | 2600 | Yes | 495 | 2350 | - | 1188.2 | 5385 | Yes | 395 | 2730 | - | 320 | 2340 | 5200 | 1.35 | 530 | 2600 | Yes | 460 | 2310 | Yes | 1755 | 4700 | No | - | - | No | - | - | - | - | - | No | - | - | No | - | - | No | - | -
MFXS60 | 0 | N/A | MIDEA | N/A | Non Ducted | Single Split System | Wall Hung | Air | Air | China | 1.8 | N/A | 6 | N/A | N/A | N/A | N/A | N/A | 1.7 | 6.2 | Calorimeter Room | 3.3628 | 3.5993 | N/A | - | N/A | N/A | N/A | N/A | N/A | N/A | N/A | N/A | N/A | N/A | N/A | N/A | N/A | N/A | N/A | N/A | N/A | Single | R32 | Australia,Fiji,New Zealand | 135052 | 46118 | 0 | Approved | Reverse Cycle | N/A | Yes | Class 9 | Yes | N/A | N/A | N/A | N/A | N/A | N/A | N/A | Available | N/A | N/A | 0 | http://www.midea.net.au/ | N/A | 0 | 0 | AAC5874 | Yes | Variable output compressor | Inverter | No | - | 6000 | 1.8 | - | 660 | 3000 | Yes | 580 | 2750 | - | 1645.2 | 6462 | Yes | 500 | 3170 | - | 325 | 2320 | 6200 | 1.7 | 605 | 3000 | Yes | 460 | 2310 | Yes | 1755 | 4700 | No | - | - | No | - | - | - | - | - | No | - | - | No | - | - | No | - | -
MFXS60 | 0 | N/A | MIDEA | N/A | Non Ducted | Single Split System | Wall Hung | Air | Air | China | 1.8 | N/A | 6 | N/A | N/A | N/A | N/A | N/A | 1.7 | 6.2 | Calorimeter Room | 3.3628 | 3.5993 | N/A | - | N/A | N/A | N/A | N/A | N/A | N/A | N/A | N/A | N/A | N/A | N/A | N/A | N/A | N/A | N/A | N/A | N/A | Single | R32 | New Zealand | 138413 | 80901 | 0 | Approved | Reverse Cycle | N/A | Yes | Class 9 | Yes | N/A | N/A | N/A | N/A | N/A | N/A | N/A | Available | N/A | N/A | http://www.tradedepot.co.nz/ | 0 | N/A | 0 | 0 | ZAC0754 | Yes | Variable output compressor | Inverter | No | - | 6000 | 1.8 | - | 660 | 3000 | Yes | 580 | 2750 | - | - | - | Yes | 500 | 3170 | - | 325 | 2320 | 6200 | 1.7 | 605 | 3000 | Yes | 460 | 2310 | Yes | 1755 | 4700 | No | - | - | No | - | - | - | - | - | No | - | - | No | - | - | No | - | -
MFXS70 | 0 | N/A | MIDEA | N/A | Non Ducted | Single Split System | Wall Hung | Air | Air | China | 1.95 | N/A | 7 | N/A | N/A | N/A | N/A | N/A | 1.95 | 7.5 | Calorimeter Room | 3.5783 | 3.8353 | N/A | - | N/A | N/A | N/A | N/A | N/A | N/A | N/A | N/A | N/A | N/A | N/A | N/A | N/A | N/A | N/A | N/A | N/A | Single | R32 | Australia,Fiji,New Zealand | 135053 | 46118 | 0 | Approved | Reverse Cycle | N/A | Yes | Class 9 | Yes | N/A | N/A | N/A | N/A | N/A | N/A | N/A | Available | N/A | N/A | 0 | http://www.midea.net.au/ | N/A | 0 | 0 | AAC5871 | Yes | Variable output compressor | Inverter | No | - | 7000 | 1.95 | - | 740 | 3600 | Yes | 710 | 3360 | - | 1782.3 | 7539 | Yes | 625 | 3920 | - | 500 | 3280 | 7500 | 1.95 | 740 | 3800 | Yes | 415 | 2130 | Yes | 2860 | 6320 | No | - | - | No | - | - | - | - | - | No | - | - | No | - | - | No | - | -
MFXS71N/ MFXS71W | MF70 series | N/A | Midea | N/A | Non Ducted | Single Split System | Wall Hung | Air | Air | China | 1.95 | N/A | 7 | N/A | N/A | N/A | N/A | N/A | 1.99 | 7.5 | Calorimeter Room | 3.5412 | 3.7692 | N/A | - | N/A | N/A | N/A | N/A | N/A | N/A | N/A | N/A | N/A | N/A | N/A | N/A | N/A | N/A | N/A | N/A | Calorimeter Room | Single | R32 | Australia,Fiji,New Zealand | 150577 | 46700 | 0 | Approved | Reverse Cycle | N/A | Yes | Class 9 | Yes | N/A | N/A | N/A | N/A | N/A | N/A | N/A | Available | N/A | N/A | 0 | 0 | N/A | 0 | 0 | AAC7138 | Yes | Variable output compressor | Inverter | No | - | 7000 | 1.95 | - | 700 | 3500 | Yes | 630 | 3100 | - | 1782.3 | 7539 | Yes | 610 | 3900 | - | 490 | 3315 | 7500 | 1.99 | 750 | 3845 | Yes | 465 | 2270 | Yes | 3030 | 8060 | No | - | - | No | - | - | - | - | - | No | - | - | No | - | - | No | - | -
MFXS80 | 0 | N/A | MIDEA | N/A | Non Ducted | Single Split System | Wall Hung | Air | Air | China | 2.35 | N/A | 8 | N/A | N/A | N/A | N/A | N/A | 2.25 | 8.5 | Calorimeter Room | 3.42 | 3.7006 | N/A | - | N/A | N/A | N/A | N/A | N/A | N/A | N/A | N/A | N/A | N/A | N/A | N/A | N/A | N/A | N/A | N/A | N/A | Single | R32 | Australia,Fiji,New Zealand | 135055 | 46118 | 0 | Approved | Reverse Cycle | N/A | Yes | Class 9 | Yes | N/A | N/A | N/A | N/A | N/A | N/A | N/A | Available | N/A | N/A | 0 | http://www.midea.net.au/ | N/A | 0 | 0 | AAC5872 | Yes | Variable output compressor | Inverter | No | - | 8000 | 2.35 | - | 885 | 4100 | Yes | 780 | 3790 | - | 2147.9 | 8616 | Yes | 690 | 4250 | - | 500 | 3280 | 8500 | 2.25 | 800 | 4100 | Yes | 415 | 2130 | Yes | 2860 | 6320 | No | - | - | No | - | - | - | - | - | No | - | - | No | - | - | No | - | -
MFXS81N/MFXS81W | MF80 series | N/A | Midea | N/A | Non Ducted | Single Split System | Wall Hung | Air | Air | China | 2.4 | N/A | 8 | N/A | N/A | N/A | N/A | N/A | 2.4 | 8.5 | Calorimeter Room | 3.4012 | 3.6237 | N/A | - | N/A | N/A | N/A | N/A | N/A | N/A | N/A | N/A | N/A | N/A | N/A | N/A | N/A | N/A | N/A | N/A | Calorimeter Room | Single | R32 | Australia,Fiji,New Zealand | 150606 | 46693 | 0 | Approved | Reverse Cycle | N/A | Yes | Class 9 | Yes | N/A | N/A | N/A | N/A | N/A | N/A | N/A | Available | N/A | N/A | 0 | 0 | N/A | 0 | 0 | AAC7123 | Yes | Variable output compressor | Inverter | No | - | 8000 | 2.4 | - | 780 | 3840 | Yes | 670 | 3200 | - | 2193.6 | 8616 | Yes | 680 | 4240 | - | 490 | 3315 | 8500 | 2.4 | 795 | 4030 | Yes | 465 | 2265 | Yes | 3030 | 8060 | No | - | - | No | - | - | - | - | - | No | - | - | No | - | - | No | - | -
MULMI0250B | 0 | N/A | MIDEA | N/A | Non Ducted | fixed | N/A | Air | Air | China | 1.302 | N/A | 5.25 | N/A | N/A | N/A | N/A | N/A | 1.16 | 5.5 | Enthalpy Test Room | 4.0609 | 4.637 | N/A | - | N/A | N/A | N/A | N/A | N/A | N/A | N/A | N/A | N/A | N/A | N/A | N/A | N/A | N/A | N/A | N/A | N/A | Single | R32 | Australia,Fiji,New Zealand | 160626 | 47218 | 0 | Approved | Reverse Cycle | N/A | Yes | Class 19 | Yes | N/A | N/A | N/A | N/A | N/A | N/A | N/A | Available | N/A | N/A | 0 | 0 | N/A | 0 | 0 | AAC8176 | Yes | Variable output compressor | Inverter | No | - | 5250 | 1.302 | - | 484.8 | 2665 | Yes | 177 | 1003 | - | 1190.028 | 5654.25 | Yes | 335 | 2665 | - | 125 | 1145.9 | 5500 | 1.16 | 488.9 | 2700 | Yes | 381.9 | 1994 | Yes | 1285.2 | 4491.5 | No | - | - | No | - | - | - | - | - | No | - | - | No | - | - | No | - | -
MULMI0371B | 0 | N/A | MIDEA | N/A | Non Ducted | fixed | N/A | Air | Air | China | 1.95 | N/A | 7.1 | N/A | N/A | N/A | N/A | N/A | 1.64 | 7.5 | Calorimeter Room | 3.6809 | 4.5783 | N/A | - | N/A | N/A | N/A | N/A | N/A | N/A | N/A | N/A | N/A | N/A | N/A | N/A | N/A | N/A | N/A | N/A | N/A | Single | R32 | Australia,Fiji,New Zealand | 145500 | 46476 | 0 | Approved | Reverse Cycle | N/A | Yes | Class 19 | Yes | N/A | N/A | N/A | N/A | N/A | N/A | N/A | Available | N/A | N/A | 0 | http://www.midea.net.au/ | N/A | 0 | 0 | AAC6575 | Yes | Variable output compressor | Inverter | No | - | 7100 | 1.95 | - | 770 | 3640 | Yes | 670 | 3150 | - | 1782.3 | 7646.7 | Yes | 510 | 3600 | - | 385 | 2850 | 7500 | 1.64 | 670 | 3685 | Yes | 420 | 2100 | Yes | 2640 | 8210 | No | - | - | No | - | - | - | - | - | No | - | - | No | - | - | No | - | -
MULMI0373B/MFAG20N | 0 | N/A | Midea | N/A | Non Ducted | fixed | N/A | Air | Air | China | 2 | N/A | 7.3 | N/A | N/A | N/A | N/A | N/A | 1.72 | 7.3 | Calorimeter Room | 3.6559 | 4.2368 | N/A | - | N/A | N/A | N/A | N/A | N/A | N/A | N/A | N/A | N/A | N/A | N/A | N/A | N/A | N/A | N/A | N/A | N/A | Single | R32 | New Zealand | 145487 | 81150 | 0 | Approved | Reverse Cycle | N/A | Yes | Class 19 | Yes | N/A | N/A | N/A | N/A | N/A | N/A | N/A | Available | N/A | N/A | 0 | 0 | N/A | 0 | 0 | ZAC0770 | Yes | Variable output compressor | Inverter | No | - | 7300 | 2 | - | 815 | 3600 | Yes | 665 | 3000 | - | - | - | Yes | 500 | 3575 | - | 380 | 2870 | 7300 | 1.72 | 690 | 3420 | Yes | 395 | 2000 | Yes | 2790 | 8000 | No | - | - | No | - | - | - | - | - | No | - | - | No | - | - | No | - | -
MULMI0480B | 0 | N/A | MIDEA | N/A | Non Ducted | fixed | N/A | Air | Air | China | 2 | N/A | 8 | N/A | N/A | N/A | N/A | N/A | 1.93 | 8.5 | Calorimeter Room | 4.0015 | 4.3987 | N/A | - | N/A | N/A | N/A | N/A | N/A | N/A | N/A | N/A | N/A | N/A | N/A | N/A | N/A | N/A | N/A | N/A | N/A | Single | R32 | Australia,Fiji,New Zealand | 145502 | 46476 | 0 | Approved | Reverse Cycle | N/A | Yes | Class 19 | Yes | N/A | N/A | N/A | N/A | N/A | N/A | N/A | Available | N/A | N/A | 0 | http://www.midea.net.au/ | N/A | 0 | 0 | AAC6576 | Yes | Variable output compressor | Inverter | No | - | 8000 | 2 | - | 970 | 4250 | Yes | 620 | 2870 | - | 1828 | 8616 | Yes | 525 | 4045 | - | 350 | 2760 | 8500 | 1.93 | 805 | 4320 | Yes | 465 | 2480 | Yes | 2490 | 7830 | No | - | - | No | - | - | - | - | - | No | - | - | No | - | - | No | - | -
MULMI0487B/MFAG20N | 0 | N/A | Midea | N/A | Non Ducted | fixed | N/A | Air | Air | China | 2.63 | N/A | 8.7 | N/A | N/A | N/A | N/A | N/A | 2.28 | 8.8 | Calorimeter Room | 3.3231 | 3.8783 | N/A | - | N/A | N/A | N/A | N/A | N/A | N/A | N/A | N/A | N/A | N/A | N/A | N/A | N/A | N/A | N/A | N/A | N/A | Single | R32 | New Zealand | 145498 | 81150 | 0 | Approved | Reverse Cycle | N/A | Yes | Class 19 | Yes | N/A | N/A | N/A | N/A | N/A | N/A | N/A | Available | N/A | N/A | 0 | 0 | N/A | 0 | 0 | ZAC0768 | Yes | Variable output compressor | Inverter | No | - | 8700 | 2.63 | - | 1010 | 4300 | Yes | 620 | 2650 | - | - | - | Yes | 655 | 4500 | - | 355 | 2560 | 8800 | 2.28 | 930 | 4675 | Yes | 485 | 2550 | Yes | 2560 | 7600 | No | - | - | No | - | - | - | - | - | No | - | - | No | - | - | No | - | -
MULMI0511B | 0 | N/A | MIDEA | N/A | Non Ducted | fixed | N/A | Air | Air | China | 3.2 | N/A | 10.5 | N/A | N/A | N/A | N/A | N/A | 2.75 | 11 | Calorimeter Room | 3.3391 | 4.0498 | N/A | - | N/A | N/A | N/A | N/A | N/A | N/A | N/A | N/A | N/A | N/A | N/A | N/A | N/A | N/A | N/A | N/A | N/A | Single | R32 | Australia,Fiji,New Zealand | 145503 | 46574 | 0 | Approved | Reverse Cycle | N/A | Yes | Class 20 | Yes | N/A | N/A | N/A | N/A | N/A | N/A | N/A | Available | N/A | N/A | 0 | http://www.midea.net.au/ | N/A | 0 | 0 | AAC6809 | Yes | Variable output compressor | Inverter | No | - | 10500 | 3.2 | - | 1325 | 5700 | Yes | 560 | 2340 | - | 2924.8 | 11308.5 | Yes | 840 | 5460 | - | 450 | 3090 | 11000 | 2.75 | 1170 | 5600 | Yes | 585 | 2650 | Yes | 3380 | 9860 | No | - | - | No | - | - | - | - | - | No | - | - | No | - | - | No | - | -
MULMI0511B/MFAG20N | 0 | N/A | Midea | N/A | Non Ducted | fixed | N/A | Air | Air | China | 3.05 | N/A | 10.5 | N/A | N/A | N/A | N/A | N/A | 2.82 | 11 | Calorimeter Room | 3.4714 | 3.9089 | N/A | - | N/A | N/A | N/A | N/A | N/A | N/A | N/A | N/A | N/A | N/A | N/A | N/A | N/A | N/A | N/A | N/A | N/A | Single | R32 | New Zealand | 145499 | 81150 | 0 | Approved | Reverse Cycle | N/A | Yes | Class 20 | Yes | N/A | N/A | N/A | N/A | N/A | N/A | N/A | Available | N/A | N/A | 0 | 0 | N/A | 0 | 0 | ZAC0769 | Yes | Variable output compressor | Inverter | No | - | 10500 | 3.05 | - | 1310 | 5470 | Yes | 560 | 2530 | - | - | - | Yes | 800 | 5500 | - | 450 | 3330 | 11000 | 2.82 | 1200 | 5500 | Yes | 595 | 2460 | Yes | 3500 | 9620 | No | - | - | No | - | - | - | - | - | No | - | - | No | - | - | No | - | -
MULMI0513B | 0 | N/A | MIDEA | N/A | Non Ducted | fixed | Wall Hung | Air | Air | China | 3.73 | N/A | 13.5 | N/A | N/A | N/A | N/A | N/A | 3.155 | 14 | Enthalpy Test Room | 3.4747 | 4.2763 | N/A | - | N/A | N/A | N/A | N/A | N/A | N/A | N/A | N/A | N/A | N/A | N/A | N/A | N/A | N/A | N/A | N/A | N/A | Single | R32 | Australia,Fiji,New Zealand | 157616 | 47058 | 0 | Approved | Reverse Cycle | N/A | Yes | Class 20 | Yes | N/A | N/A | N/A | N/A | N/A | N/A | N/A | Available | N/A | N/A | 0 | 0 | N/A | 0 | 0 | AAC7859 | Yes | Variable output compressor | Inverter | No | - | 13500 | 3.73 | - | 1320 | 7424 | Yes | 810 | 5000 | - | 3409.22 | 14539.5 | Yes | 1020 | 7600 | - | 590 | 5000 | 14000 | 3.155 | 1270 | 6800 | Yes | 650 | 3850 | Yes | 4900 | 14800 | No | - | - | No | - | - | - | - | - | No | - | - | No | - | - | No | - | -
MULMI0618B | 0 | N/A | MIDEA | N/A | Non Ducted | fixed | N/A | Air | Air | China | 5.1 | N/A | 18 | N/A | N/A | N/A | N/A | N/A | 5 | 20.5 | Enthalpy Test Room | 3.3255 | 3.8148 | N/A | - | N/A | N/A | N/A | N/A | N/A | N/A | N/A | N/A | N/A | N/A | N/A | N/A | N/A | N/A | N/A | N/A | N/A | Single | R32 | Australia,Fiji,New Zealand | 161509 | 47254 | 0 | Approved | Reverse Cycle | N/A | Yes | Class 20 | Yes | N/A | N/A | N/A | N/A | N/A | N/A | N/A | Available | N/A | N/A | 0 | 0 | N/A | 0 | 0 | AAC8243 | Yes | Variable output compressor | Inverter | No | - | 18000 | 5.1 | - | 1600 | 9000 | Yes | 840 | 5000 | - | 4661.4 | 19386 | Yes | 1200 | 8750 | - | 680 | 5600 | 20500 | 5 | 1950 | 10000 | Yes | 1000 | 5200 | Yes | 6690 | 18000 | No | - | - | No | - | - | - | - | - | No | - | - | No | - | - | No | - | -
MV6-252WV2GN1 | 0 | N/A | Midea | N/A | Non Ducted | vrf | N/A | Air | Air | China | 6.12 | N/A | 25.2 | N/A | N/A | N/A | N/A | N/A | 5.85 | 25.2 | Enthalpy Test Room | 3.9698 | 4.236 | N/A | - | N/A | N/A | N/A | N/A | N/A | N/A | N/A | N/A | N/A | N/A | N/A | N/A | N/A | N/A | N/A | N/A | N/A | Three | R410A | Australia,Fiji,New Zealand | 130311 | 45839 | 0 | Approved | Reverse Cycle | N/A | Yes | Class 20 | Yes | N/A | N/A | N/A | N/A | N/A | N/A | N/A | Available | N/A | N/A | 0 | 0 | N/A | 0 | 0 | AAC4960 | Yes | Variable output compressor | Inverter | No | - | 25200 | 6.12 | - | 2570 | 12600 | No | - | - | - | 5593.68 | 27140.4 | No | 2348.98 | 13570.2 | No | - | - | 25200 | 5.85 | 2460 | 12600 | No | - | - | Yes | 7320 | 18200 | No | - | - | No | - | - | - | - | - | No | - | - | No | - | - | No | - | -
MV6-280WV2GN1 | 0 | N/A | Midea | N/A | Non Ducted | vrf | N/A | Air | Air | China | 7.6 | N/A | 28 | N/A | N/A | N/A | N/A | N/A | 6.65 | 28 | Enthalpy Test Room | 3.5915 | 4.1129 | N/A | - | N/A | N/A | N/A | N/A | N/A | N/A | N/A | N/A | N/A | N/A | N/A | N/A | N/A | N/A | N/A | N/A | N/A | Three | R410A | Australia,Fiji,New Zealand | 130312 | 45839 | 0 | Approved | Reverse Cycle | N/A | Yes | Class 20 | Yes | N/A | N/A | N/A | N/A | N/A | N/A | N/A | Available | N/A | N/A | 0 | 0 | N/A | 0 | 0 | AAC4956 | Yes | Variable output compressor | Inverter | No | - | 28000 | 7.6 | - | 2870 | 14000 | No | - | - | - | 6946.4 | 30156 | No | 2623.18 | 15078 | No | - | - | 28000 | 6.65 | 2880 | 14000 | No | - | - | Yes | 7900 | 19200 | No | - | - | No | - | - | - | - | - | No | - | - | No | - | - | No | - | -
MV6-335WV2GN1 | 0 | N/A | Midea | N/A | Non Ducted | vrf | N/A | Air | Air | China | 9.58 | N/A | 33.5 | N/A | N/A | N/A | N/A | N/A | 8.8 | 33.5 | Enthalpy Test Room | 3.3418 | 3.7077 | N/A | - | N/A | N/A | N/A | N/A | N/A | N/A | N/A | N/A | N/A | N/A | N/A | N/A | N/A | N/A | N/A | N/A | N/A | Three | R410A | Australia,Fiji,New Zealand | 130313 | 45839 | 0 | Approved | Reverse Cycle | N/A | Yes | Class 20 | Yes | N/A | N/A | N/A | N/A | N/A | N/A | N/A | Available | N/A | N/A | 0 | 0 | N/A | 0 | 0 | AAC4961 | Yes | Variable output compressor | Inverter | No | No | 33500 | 9.58 | - | 3490 | 16750 | No | - | - | - | 8756.12 | 36079.5 | No | 3189.86 | 18039.75 | No | - | - | 33500 | 8.8 | 3470 | 16750 | No | - | - | Yes | 8900 | 20100 | No | - | - | No | - | - | - | - | - | No | - | - | No | - | - | No | - | -
MV6-400WV2GN1 | 0 | N/A | Midea | N/A | Non Ducted | vrf | N/A | Air | Air | China | 11.25 | N/A | 40 | N/A | N/A | N/A | N/A | N/A | 9.45 | 40 | Enthalpy Test Room | 3.4291 | 4.0649 | N/A | - | N/A | N/A | N/A | N/A | N/A | N/A | N/A | N/A | N/A | N/A | N/A | N/A | N/A | N/A | N/A | N/A | N/A | Three | R410A | Australia,Fiji,New Zealand | 130021 | 45831 | 0 | Approved | Reverse Cycle | N/A | Yes | Class 21 | Yes | N/A | N/A | N/A | N/A | N/A | N/A | N/A | Available | N/A | N/A | 0 | 0 | N/A | 0 | 0 | AAC4940 | Yes | Variable output compressor | Inverter | No | No | 40000 | 11.25 | - | 4230 | 20000 | No | - | - | - | 10282.5 | 43080 | No | 3866.22 | 21540 | No | - | - | 40000 | 9.45 | 4080 | 20000 | No | - | - | Yes | 11115 | 25800 | No | - | - | No | - | - | - | - | - | No | - | - | No | - | - | No | - | -
MV6-450WV2GN1 | 0 | N/A | Midea | N/A | Non Ducted | vrf | N/A | Air | Air | China | 13.8 | N/A | 45 | N/A | N/A | N/A | N/A | N/A | 11.35 | 45 | Enthalpy Test Room | 3.099 | 3.8221 | N/A | - | N/A | N/A | N/A | N/A | N/A | N/A | N/A | N/A | N/A | N/A | N/A | N/A | N/A | N/A | N/A | N/A | N/A | Three | R410A | Australia,Fiji,New Zealand | 130055 | 45831 | 0 | Approved | Reverse Cycle | N/A | Yes | Class 21 | Yes | N/A | N/A | N/A | N/A | N/A | N/A | N/A | Available | N/A | N/A | 0 | 0 | N/A | 0 | 0 | AAC4941 | Yes | Variable output compressor | Inverter | No | No | 45000 | 13.8 | - | 4650 | 22500 | No | - | - | - | 12613.2 | 48465 | No | 4250.1 | 24232.5 | No | - | - | 45000 | 11.35 | 4820 | 22500 | No | - | - | Yes | 11900 | 27000 | No | - | - | No | - | - | - | - | - | No | - | - | No | - | - | No | - | -
MV6-500WV2GN1 | 0 | N/A | Midea | N/A | Non Ducted | vrf | N/A | Air | Air | China | 14.9 | N/A | 50 | N/A | N/A | N/A | N/A | N/A | 12.8 | 50 | Enthalpy Test Room | 3.2605 | 3.7992 | N/A | - | N/A | N/A | N/A | N/A | N/A | N/A | N/A | N/A | N/A | N/A | N/A | N/A | N/A | N/A | N/A | N/A | N/A | Three | R410A | Australia,Fiji,New Zealand | 130059 | 45831 | 0 | Approved | Reverse Cycle | N/A | Yes | Class 21 | Yes | N/A | N/A | N/A | N/A | N/A | N/A | N/A | Available | N/A | N/A | 0 | 0 | N/A | 0 | 0 | AAC4942 | Yes | Variable output compressor | Inverter | No | No | 50000 | 14.9 | - | 5550 | 25000 | No | - | - | - | 13618.6 | 53850 | No | 5072.7 | 26925 | No | - | - | 50000 | 12.8 | 5090 | 25000 | No | - | - | Yes | 14200 | 30000 | No | - | - | No | - | - | - | - | - | No | - | - | No | - | - | No | - | -
MV6-560WV2GN1 | 0 | N/A | Midea | N/A | Non Ducted | vrf | N/A | Air | Air | China | 17.1 | N/A | 56 | N/A | N/A | N/A | N/A | N/A | 14.7 | 56 | Enthalpy Test Room | 3.1726 | 3.6841 | N/A | - | N/A | N/A | N/A | N/A | N/A | N/A | N/A | N/A | N/A | N/A | N/A | N/A | N/A | N/A | N/A | N/A | N/A | Three | R410A | Australia,Fiji,New Zealand | 130062 | 45830 | 0 | Approved | Reverse Cycle | N/A | Yes | Class 21 | Yes | N/A | N/A | N/A | N/A | N/A | N/A | N/A | Available | N/A | N/A | 0 | 0 | N/A | 0 | 0 | AAC4938 | Yes | Variable output compressor | Inverter | No | No | 56000 | 17.1 | - | 6350 | 28000 | No | - | - | - | 15629.4 | 60312 | No | 5803.9 | 30156 | No | - | - | 56000 | 14.7 | 6060 | 28000 | No | - | - | Yes | 16000 | 32800 | No | - | - | No | - | - | - | - | - | No | - | - | No | - | - | No | - | -
MV8M-100WV2N8 | 0 | N/A | Midea | N/A | Non Ducted | vrf | N/A | Air | Air | China | 3 | N/A | 10 | N/A | N/A | N/A | N/A | N/A | 3.26 | 12 | Enthalpy Test Room | 3.4255 | 3.6732 | N/A | - | N/A | N/A | N/A | N/A | N/A | N/A | N/A | N/A | N/A | N/A | N/A | N/A | N/A | N/A | N/A | N/A | N/A | Single | R32 | Australia,Fiji,New Zealand | 154111 | 46889 | 0 | Approved | Reverse Cycle | N/A | No | Class 20 | No | N/A | N/A | N/A | N/A | N/A | N/A | N/A | Available | N/A | N/A | 0 | 0 | N/A | 0 | 0 | AAC7508 | Yes | Variable output compressor | Inverter | No | - | 10000 | 3 | - | 1140 | 5000 | No | - | - | - | 2742 | 10770 | No | 1041.96 | 5385 | No | - | - | 12000 | 3.26 | 1290 | 6000 | No | - | - | No | - | - | - | 3400 | 10200 | No | - | - | - | - | - | - | - | - | No | - | - | No | - | -
MV8M-120WV2N8 | 0 | N/A | Midea | N/A | Non Ducted | vrf | N/A | Air | Air | China | 3.3 | N/A | 12 | N/A | N/A | N/A | N/A | N/A | 3.3 | 14 | Enthalpy Test Room | 3.636 | 4.273 | N/A | - | N/A | N/A | N/A | N/A | N/A | N/A | N/A | N/A | N/A | N/A | N/A | N/A | N/A | N/A | N/A | N/A | N/A | Single | R32 | Australia,Fiji,New Zealand | 154121 | 46889 | 0 | Approved | Reverse Cycle | N/A | No | Class 20 | No | N/A | N/A | N/A | N/A | N/A | N/A | N/A | Available | N/A | N/A | 0 | 0 | N/A | 0 | 0 | AAC7505 | Yes | Variable output compressor | Inverter | No | - | 12000 | 3.3 | - | 1260 | 6150 | No | - | - | - | 3016.2 | 12924 | No | 1151.64 | 6623.55 | No | - | - | 14000 | 3.3 | 1380 | 7000 | No | - | - | No | - | - | - | 3180 | 10800 | - | - | - | - | - | - | - | - | - | No | - | - | No | - | -
MV8M-120WV2RN8 | 0 | N/A | Midea | N/A | Non Ducted | vrf | N/A | Air | Air | China | 3.3 | N/A | 12 | N/A | N/A | N/A | N/A | N/A | 3.3 | 14 | Enthalpy Test Room | 3.636 | 4.273 | N/A | - | N/A | N/A | N/A | N/A | N/A | N/A | N/A | N/A | N/A | N/A | N/A | N/A | N/A | N/A | N/A | N/A | N/A | Three | R32 | Australia,Fiji,New Zealand | 154429 | 46907 | 0 | Approved | Reverse Cycle | N/A | No | Class 20 | No | N/A | N/A | N/A | N/A | N/A | N/A | N/A | Available | N/A | N/A | 0 | 0 | N/A | 0 | 0 | AAC7537 | Yes | Variable output compressor | Inverter | No | - | 12000 | 3.3 | - | 1260 | 6150 | No | - | - | - | 3016.2 | 12924 | No | 1151.64 | 6623.55 | No | - | - | 14000 | 3.3 | 1380 | 7000 | No | - | - | No | - | - | - | 3180 | 10800 | No | - | - | - | - | - | - | - | - | No | - | - | No | - | -
MV8M-140WV2N8 | 0 | N/A | Midea | N/A | Non Ducted | vrf | N/A | Air | Air | China | 4.12 | N/A | 14 | N/A | N/A | N/A | N/A | N/A | 3.86 | 16 | Enthalpy Test Room | 3.3972 | 4.1585 | N/A | - | N/A | N/A | N/A | N/A | N/A | N/A | N/A | N/A | N/A | N/A | N/A | N/A | N/A | N/A | N/A | N/A | N/A | Single | R32 | Australia,Fiji,New Zealand | 154125 | 46889 | 0 | Approved | Reverse Cycle | N/A | No | Class 20 | No | N/A | N/A | N/A | N/A | N/A | N/A | N/A | Available | N/A | N/A | 0 | 0 | N/A | 0 | 0 | AAC7509 | Yes | Variable output compressor | Inverter | No | - | 14000 | 4.12 | - | 1500 | 7000 | No | - | - | - | 3765.68 | 15078 | No | 1371 | 7539 | No | - | - | 16000 | 3.86 | 1600 | 8000 | No | - | - | No | - | - | - | 3650 | 12300 | No | - | - | - | - | - | - | - | - | No | - | - | No | - | -
MV8M-140WV2RN8 | 0 | N/A | Midea | N/A | Non Ducted | vrf | N/A | Air | Air | China | 4.12 | N/A | 14 | N/A | N/A | N/A | N/A | N/A | 3.86 | 16 | Enthalpy Test Room | 3.3972 | 4.1585 | N/A | - | N/A | N/A | N/A | N/A | N/A | N/A | N/A | N/A | N/A | N/A | N/A | N/A | N/A | N/A | N/A | N/A | N/A | Three | R32 | Australia,Fiji,New Zealand | 154431 | 46907 | 0 | Approved | Reverse Cycle | N/A | No | Class 20 | No | N/A | N/A | N/A | N/A | N/A | N/A | N/A | Available | N/A | N/A | 0 | 0 | N/A | 0 | 0 | AAC7538 | Yes | Variable output compressor | Inverter | No | - | 14000 | 4.12 | - | 1500 | 7000 | No | - | - | - | 3765.68 | 15078 | No | 1371 | 7539 | No | - | - | 16000 | 3.86 | 1600 | 8000 | No | - | - | No | - | - | - | 3650 | 12300 | No | - | - | - | - | - | - | - | - | No | - | - | No | - | -
MV8M-160WV2N8 | 0 | N/A | Midea | N/A | Non Ducted | vrf | N/A | Air | Air | China | 4.6 | N/A | 15.5 | N/A | N/A | N/A | N/A | N/A | 4.5 | 18 | Enthalpy Test Room | 3.4068 | 4.0409 | N/A | - | N/A | N/A | N/A | N/A | N/A | N/A | N/A | N/A | N/A | N/A | N/A | N/A | N/A | N/A | N/A | N/A | N/A | Single | R32 | Australia,Fiji,New Zealand | 154130 | 46889 | 0 | Approved | Reverse Cycle | N/A | No | Class 20 | No | N/A | N/A | N/A | N/A | N/A | N/A | N/A | Available | N/A | N/A | 0 | 0 | N/A | 0 | 0 | AAC7510 | Yes | Variable output compressor | Inverter | No | - | 15500 | 4.6 | - | 1740 | 7750 | No | - | - | - | 4204.4 | 16693.5 | No | 1590.36 | 8346.75 | No | - | - | 18000 | 4.5 | 1820 | 9000 | No | - | - | No | - | - | - | 4160 | 13800 | No | - | - | - | - | - | - | - | - | No | - | - | No | - | -
MV8M-160WV2RN8 | 0 | N/A | Midea | N/A | Non Ducted | vrf | N/A | Air | Air | China | 4.6 | N/A | 15.5 | N/A | N/A | N/A | N/A | N/A | 4.5 | 18 | Enthalpy Test Room | 3.4068 | 4.0409 | N/A | - | N/A | N/A | N/A | N/A | N/A | N/A | N/A | N/A | N/A | N/A | N/A | N/A | N/A | N/A | N/A | N/A | N/A | Three | R32 | Australia,Fiji,New Zealand | 154433 | 46907 | 0 | Approved | Reverse Cycle | N/A | No | Class 20 | No | N/A | N/A | N/A | N/A | N/A | N/A | N/A | Available | N/A | N/A | 0 | 0 | N/A | 0 | 0 | AAC7539 | Yes | Variable output compressor | Inverter | No | - | 15500 | 4.6 | - | 1740 | 7750 | No | - | - | - | 4204.4 | 16693.5 | No | 1590.36 | 8346.75 | No | - | - | 18000 | 4.5 | 1820 | 9000 | No | - | - | No | - | - | - | 4160 | 13800 | No | - | - | - | - | - | - | - | - | No | - | - | No | - | -
MV8M-180WV2N8 | 0 | N/A | Midea | N/A | Non Ducted | vrf | N/A | Air | Air | China | 5.53 | N/A | 17.5 | N/A | N/A | N/A | N/A | N/A | 4.93 | 19.5 | Enthalpy Test Room | 3.1667 | 3.9546 | N/A | - | N/A | N/A | N/A | N/A | N/A | N/A | N/A | N/A | N/A | N/A | N/A | N/A | N/A | N/A | N/A | N/A | N/A | Single | R32 | Australia,Fiji,New Zealand | 154133 | 46889 | 0 | Approved | Reverse Cycle | N/A | No | Class 20 | No | N/A | N/A | N/A | N/A | N/A | N/A | N/A | Available | N/A | N/A | 0 | 0 | N/A | 0 | 0 | AAC7512 | Yes | Variable output compressor | Inverter | No | - | 17500 | 5.53 | - | 2060 | 8750 | No | - | - | - | 5054.42 | 18847.5 | No | 1882.84 | 9423.75 | No | - | - | 19500 | 4.93 | 2010 | 9750 | No | - | - | No | - | - | - | 4730 | 14900 | No | - | - | - | - | - | - | - | - | No | - | - | No | - | -
MV8M-180WV2RN8 | 0 | N/A | Midea | N/A | Non Ducted | vrf | N/A | Air | Air | China | 5.53 | N/A | 17.5 | N/A | N/A | N/A | N/A | N/A | 4.93 | 19.5 | Enthalpy Test Room | 3.1667 | 3.9546 | N/A | - | N/A | N/A | N/A | N/A | N/A | N/A | N/A | N/A | N/A | N/A | N/A | N/A | N/A | N/A | N/A | N/A | N/A | Three | R32 | Australia,Fiji,New Zealand | 154436 | 46907 | 0 | Approved | Reverse Cycle | N/A | No | Class 20 | No | N/A | N/A | N/A | N/A | N/A | N/A | N/A | Available | N/A | N/A | 0 | 0 | N/A | 0 | 0 | AAC7547 | Yes | Variable output compressor | Inverter | No | - | 17500 | 5.53 | - | 2060 | 8750 | No | - | - | - | 5054.42 | 18847.5 | No | 1882.84 | 9423.75 | No | - | - | 19500 | 4.93 | 2010 | 9750 | No | - | - | No | - | - | - | 4730 | 14900 | No | - | - | - | - | - | - | - | - | No | - | - | No | - | -
MV8M-80WV2N8 | 0 | N/A | Midea | N/A | Non Ducted | vrf | N/A | Air | Air | China | 2.24 | N/A | 8 | N/A | N/A | N/A | N/A | N/A | 2.24 | 9 | Enthalpy Test Room | 3.6478 | 4.0638 | N/A | - | N/A | N/A | N/A | N/A | N/A | N/A | N/A | N/A | N/A | N/A | N/A | N/A | N/A | N/A | N/A | N/A | N/A | Single | R32 | Australia,Fiji,New Zealand | 154383 | 46907 | 0 | Approved | Reverse Cycle | N/A | No | Class 19 | No | N/A | N/A | N/A | N/A | N/A | N/A | N/A | Available | N/A | N/A | 0 | 0 | N/A | 0 | 0 | AAC7536 | Yes | Variable output compressor | Inverter | No | - | 8000 | 2.24 | - | 880 | 4000 | No | - | - | - | 2047.36 | 8616 | No | 804.32 | 4308 | No | - | - | 9000 | 2.24 | 910 | 4500 | No | - | - | No | - | - | - | 2400 | 7600 | No | - | - | - | - | - | - | - | - | No | - | - | No | - | -
MVI-180WV2GN1(A) | 0 | N/A | Midea | N/A | Non Ducted | vrf | N/A | Air | Air | China | 4.9 | N/A | 18 | N/A | N/A | N/A | N/A | N/A | 4.9 | 20 | Enthalpy Test Room | 3.6804 | 3.8306 | N/A | - | N/A | N/A | N/A | N/A | N/A | N/A | N/A | N/A | N/A | N/A | N/A | N/A | N/A | N/A | N/A | N/A | N/A | Three | R410A | Australia,Fiji,New Zealand | 134819 | 46009 | 0 | Approved | Reverse Cycle | N/A | No | Class 20 | No | N/A | N/A | N/A | N/A | N/A | N/A | N/A | Available | N/A | N/A | 0 | 0 | N/A | 0 | 0 | AAC5610 | Yes | Variable output compressor | Inverter | No | - | 18000 | 4.9 | - | 2200 | 9000 | No | - | - | - | 4478.6 | 19386 | No | 2010.8 | 9693 | No | - | - | 20000 | 4.9 | 1900 | 10000 | No | - | - | Yes | 6700 | 15000 | No | - | - | No | - | - | - | - | - | No | - | - | No | - | - | No | - | -
MVI-200WV2GN1(A) | 0 | N/A | Midea | N/A | Non Ducted | vrf | N/A | Air | Air | China | 6 | N/A | 20 | N/A | N/A | N/A | N/A | N/A | 5.6 | 22 | Enthalpy Test Room | 3.316 | 3.8313 | N/A | - | N/A | N/A | N/A | N/A | N/A | N/A | N/A | N/A | N/A | N/A | N/A | N/A | N/A | N/A | N/A | N/A | N/A | Three | R410A | Australia,Fiji,New Zealand | 134820 | 46009 | 0 | Approved | Reverse Cycle | N/A | No | Class 20 | No | N/A | N/A | N/A | N/A | N/A | N/A | N/A | Available | N/A | N/A | 0 | 0 | N/A | 0 | 0 | AAC5606 | Yes | Variable output compressor | Inverter | No | - | 20000 | 6 | - | 2500 | 10000 | No | - | - | - | 5484 | 21540 | No | 2285 | 10770 | No | - | - | 22000 | 5.6 | 2200 | 11000 | No | - | - | Yes | 7000 | 15500 | No | - | - | No | - | - | - | - | - | No | - | - | No | - | - | No | - | -
MVI-224WV2GN1(A) | 0 | N/A | Midea | N/A | Non Ducted | vrf | N/A | Air | Air | China | 6.5 | N/A | 22.4 | N/A | N/A | N/A | N/A | N/A | 6.5 | 24 | Enthalpy Test Room | 3.3478 | 3.6588 | N/A | - | N/A | N/A | N/A | N/A | N/A | N/A | N/A | N/A | N/A | N/A | N/A | N/A | N/A | N/A | N/A | N/A | N/A | Three | R410A | Australia,Fiji,New Zealand | 134822 | 46009 | 0 | Approved | Reverse Cycle | N/A | No | Class 20 | No | N/A | N/A | N/A | N/A | N/A | N/A | N/A | Available | N/A | N/A | 0 | 0 | N/A | 0 | 0 | AAC5607 | Yes | Variable output compressor | Inverter | No | - | 22400 | 6.5 | - | 2700 | 12100 | No | - | - | - | 5941 | 24124.8 | No | 2467.8 | 13031.7 | No | - | - | 24000 | 6.5 | 2600 | 12000 | No | - | - | Yes | 7500 | 16000 | No | - | - | No | - | - | - | - | - | No | - | - | No | - | - | No | - | -
MVI-260WV2GN1(A) | 0 | N/A | Midea | N/A | Non Ducted | vrf | N/A | Air | Air | China | 7.26 | N/A | 26 | N/A | N/A | N/A | N/A | N/A | 7.5 | 28 | Enthalpy Test Room | 3.5772 | 3.7859 | N/A | - | N/A | N/A | N/A | N/A | N/A | N/A | N/A | N/A | N/A | N/A | N/A | N/A | N/A | N/A | N/A | N/A | N/A | Three | R410A | Australia,Fiji,New Zealand | 134823 | 46009 | 0 | Approved | Reverse Cycle | N/A | No | Class 20 | No | N/A | N/A | N/A | N/A | N/A | N/A | N/A | Available | N/A | N/A | 0 | 0 | N/A | 0 | 0 | AAC5611 | Yes | Variable output compressor | Inverter | No | - | 26000 | 7.26 | - | 2770 | 12800 | No | - | - | - | 6635.64 | 28002 | No | 2531.78 | 13785.6 | No | - | - | 28000 | 7.5 | 3000 | 13700 | No | - | - | Yes | 8200 | 18500 | No | - | - | No | - | - | - | - | - | No | - | - | No | - | - | No | - | -
MVI-280WV2GN1(A) | 0 | N/A | Midea | N/A | Non Ducted | vrf | N/A | Air | Air | China | 8.7 | N/A | 28.5 | N/A | N/A | N/A | N/A | N/A | 8.3 | 30 | Enthalpy Test Room | 3.201 | 3.634 | N/A | - | N/A | N/A | N/A | N/A | N/A | N/A | N/A | N/A | N/A | N/A | N/A | N/A | N/A | N/A | N/A | N/A | N/A | Three | R410A | Australia,Fiji,New Zealand | 134824 | 46009 | 0 | Approved | Reverse Cycle | N/A | No | Class 20 | No | N/A | N/A | N/A | N/A | N/A | N/A | N/A | Available | N/A | N/A | 0 | 0 | N/A | 0 | 0 | AAC5612 | Yes | Variable output compressor | Inverter | No | - | 28500 | 8.7 | - | 2950 | 13700 | No | - | - | - | 7951.8 | 30694.5 | No | 2696.3 | 14754.9 | No | - | - | 30000 | 8.3 | 3350 | 15000 | No | - | - | Yes | 8250 | 19000 | No | - | - | No | - | - | - | - | - | No | - | - | No | - | - | No | - | -
UCMI105OB/CASMI105IB | 0 | N/A | MIDEA | N/A | Non Ducted | Single Split System | Cassette | Air | Air | China | 2.86 | N/A | 10.5 | N/A | N/A | N/A | N/A | N/A | 2.7 | 11.5 | Enthalpy Test Room | 3.5768 | 4.0843 | N/A | - | N/A | N/A | N/A | N/A | N/A | N/A | N/A | N/A | N/A | N/A | N/A | N/A | N/A | N/A | N/A | N/A | N/A | Single | R32 | Australia,Fiji,New Zealand | 159593 | 47169 | 0 | Approved | Reverse Cycle | N/A | Yes | Class 11 | Yes | N/A | N/A | N/A | N/A | N/A | N/A | N/A | Available | N/A | N/A | 0 | 0 | N/A | 0 | 0 | AAC8069 | Yes | Variable output compressor | Inverter | No | - | 10500 | 2.86 | - | 1543 | 5606 | Yes | 631 | 3077 | - | 2614.04 | 11308.5 | Yes | 900 | 5590 | - | 440 | 3220 | 11500 | 2.7 | 1121 | 5559 | Yes | 491 | 2301 | Yes | 3357 | 9839 | No | - | - | No | - | - | - | - | - | No | - | - | No | - | - | No | - | -
UCMI105OB/DUCMI105IHB | 0 | N/A | MIDEA | N/A | Ducted | Single Split System | - | Air | Air | China | 3.1 | N/A | 10 | N/A | N/A | N/A | N/A | N/A | 2.75 | 11 | Calorimeter Room | 3.3269 | 4.0926 | N/A | - | N/A | N/A | N/A | N/A | N/A | N/A | N/A | N/A | N/A | N/A | N/A | N/A | N/A | N/A | N/A | N/A | N/A | Single | R32 | Australia,Fiji,New Zealand | 148227 | 46700 | 0 | Approved | Reverse Cycle | N/A | Yes | Class 11 | Yes | N/A | N/A | N/A | N/A | N/A | N/A | N/A | Available | N/A | N/A | 0 | http://www.midea.net.au/ | N/A | 0 | 0 | AAC7136 | Yes | Variable output compressor | Inverter | No | - | 10000 | 3.1 | - | 1650 | 5145 | Yes | 615 | 2590 | - | 2833.4 | 10770 | Yes | 710 | 5070 | - | 350 | 2630 | 11000 | 2.75 | 1080 | 5690 | Yes | 490 | 2320 | Yes | 3590 | 10080 | No | - | - | No | - | - | - | - | - | No | - | - | No | - | - | No | - | -
UCMI140OB/DUCMI140IHB | 0 | N/A | MIDEA | N/A | Ducted | Single Split System | - | Air | Air | China | 4.2 | N/A | 14 | N/A | N/A | N/A | N/A | N/A | 3.75 | 14.5 | Calorimeter Room | 3.324 | 4.0445 | N/A | - | N/A | N/A | N/A | N/A | N/A | N/A | N/A | N/A | N/A | N/A | N/A | N/A | N/A | N/A | N/A | N/A | N/A | Single | R32 | Australia,Fiji,New Zealand | 148229 | 46701 | 0 | Approved | Reverse Cycle | N/A | Yes | Class 11 | Yes | N/A | N/A | N/A | N/A | N/A | N/A | N/A | Available | N/A | N/A | 0 | http://www.midea.net.au/ | N/A | 0 | 0 | AAC7146 | Yes | Variable output compressor | Inverter | No | - | 14000 | 4.2 | - | 1730 | 6550 | Yes | 890 | 3210 | - | 3838.8 | 15078 | Yes | 1095 | 7100 | - | 530 | 3770 | 14500 | 3.75 | 1300 | 6600 | Yes | 560 | 2800 | Yes | 5060 | 14150 | No | - | - | No | - | - | - | - | - | No | - | - | No | - | - | No | - | -
UCMI170OB/DUCMI170IHB | 0 | N/A | MIDEA | N/A | Ducted | Single Split System | - | Air | Air | China | 5.02 | N/A | 17 | N/A | N/A | N/A | N/A | N/A | 4.45 | 17.5 | Enthalpy Test Room | 3.4239 | 3.9234 | N/A | - | N/A | N/A | N/A | N/A | N/A | N/A | N/A | N/A | N/A | N/A | N/A | N/A | N/A | N/A | N/A | N/A | N/A | Single | R32 | Australia,Fiji,New Zealand | 159371 | 47149 | 0 | Approved | Reverse Cycle | N/A | Yes | Class 11 | Yes | N/A | N/A | N/A | N/A | N/A | N/A | N/A | Available | N/A | N/A | 0 | 0 | N/A | 0 | 0 | AAC8036 | Yes | Variable output compressor | Inverter | No | - | 17000 | 5.02 | - | 2200 | 8032 | Yes | 999 | 4492 | - | 4588.28 | 18309 | Yes | 1364 | 8240 | - | 644 | 4049.7 | 17500 | 4.45 | 1720 | 8670 | Yes | 780 | 4130 | Yes | 4950 | 14500 | No | - | - | No | - | - | - | - | - | No | - | - | No | - | - | No | - | -
UCMI70OB/CASMI70IB | 0 | N/A | MIDEA | N/A | Non Ducted | Single Split System | Cassette | Air | Air | China | 1.83 | N/A | 7 | N/A | N/A | N/A | N/A | N/A | 1.7 | 7.7 | Enthalpy Test Room | 3.6663 | 4.351 | N/A | - | N/A | N/A | N/A | N/A | N/A | N/A | N/A | N/A | N/A | N/A | N/A | N/A | N/A | N/A | N/A | N/A | N/A | Single | R32 | Australia,Fiji,New Zealand | 159594 | 47168 | 0 | Approved | Reverse Cycle | N/A | Yes | Class 9 | Yes | N/A | N/A | N/A | N/A | N/A | N/A | N/A | Available | N/A | N/A | 0 | 0 | N/A | 0 | 0 | AAC8064 | Yes | Variable output compressor | Inverter | No | - | 7000 | 1.83 | - | 963 | 3595 | Yes | 687 | 2600 | - | 1672.62 | 7539 | Yes | 750 | 3550 | - | 409 | 2880 | 7700 | 1.7 | 621 | 3548 | Yes | 369 | 2084 | Yes | 2673 | 7697 | No | - | - | No | - | - | - | - | - | No | - | - | No | - | - | No | - | -
UCMI70OB/DUCMI70IB | 0 | N/A | MIDEA | N/A | Ducted | Single Split System | - | Air | Air | China | 2.1 | N/A | 7.3 | N/A | N/A | N/A | N/A | N/A | 1.8 | 7.4 | Calorimeter Room | 3.535 | 4.222 | N/A | - | N/A | N/A | N/A | N/A | N/A | N/A | N/A | N/A | N/A | N/A | N/A | N/A | N/A | N/A | N/A | N/A | N/A | Single | R32 | Australia,Fiji,New Zealand | 148195 | 46700 | 0 | Approved | Reverse Cycle | N/A | Yes | Class 10 | Yes | N/A | N/A | N/A | N/A | N/A | N/A | N/A | Available | N/A | N/A | 0 | http://www.midea.net.au/ | N/A | 0 | 0 | AAC7137 | Yes | Variable output compressor | Inverter | No | - | 7300 | 2.1 | - | 1070 | 3500 | Yes | 535 | 2380 | - | 1919.4 | 7862.1 | Yes | 590 | 3500 | - | 265 | 1850 | 7400 | 1.8 | 710 | 3600 | Yes | 365 | 1790 | Yes | 2680 | 7520 | No | - | - | No | - | - | - | - | - | No | - | - | No | - | - | No | - | -
UCMI90OB/DUCMI90IB | 0 | N/A | MIDEA | N/A | Ducted | Single Split System | - | Air | Air | China | 3.2 | N/A | 10.5 | N/A | N/A | N/A | N/A | N/A | 2.65 | 11 | Calorimeter Room | 3.2653 | 4.1732 | N/A | - | N/A | N/A | N/A | N/A | N/A | N/A | N/A | N/A | N/A | N/A | N/A | N/A | N/A | N/A | N/A | N/A | N/A | Single | R32 | Australia,Fiji,New Zealand | 148207 | 46700 | 0 | Approved | Reverse Cycle | N/A | Yes | Class 11 | Yes | N/A | N/A | N/A | N/A | N/A | N/A | N/A | Available | N/A | N/A | 0 | http://www.midea.net.au/ | N/A | 0 | 0 | AAC7142 | Yes | Variable output compressor | Inverter | No | - | 10500 | 3.2 | - | 1825 | 5150 | Yes | 735 | 2670 | - | 2924.8 | 11308.5 | Yes | 850 | 5180 | - | 350 | 2500 | 11000 | 2.65 | 1120 | 5750 | Yes | 480 | 2470 | Yes | 3300 | 9780 | No | - | - | No | - | - | - | - | - | No | - | - | No | - | - | No | - | -
MTP-09IN | 0 | N/A | Mistral | N/A | Non Ducted | Single Split System | Wall Hung | Air | Air | China | 0.595 | N/A | 2.64 | N/A | N/A | N/A | N/A | N/A | 0.985 | 4.05 | Calorimeter Room | 4.3349 | 3.8501 | N/A | - | N/A | N/A | N/A | N/A | N/A | N/A | N/A | N/A | N/A | N/A | N/A | N/A | N/A | N/A | N/A | N/A | N/A | Single | R32 | Australia | 150119 | 46658 | 0 | Approved | Reverse Cycle | N/A | Yes | Class 8 | Yes | N/A | N/A | N/A | N/A | N/A | N/A | N/A | Available | N/A | N/A | https://gsmretailgroup.com/ | 0 | N/A | 0 | 0 | AAC7055 | Yes | Variable output compressor | Inverter | No | - | 2640 | 0.595 | - | 445 | 1450 | No | - | - | - | 543.83 | 2843.28 | Yes | 170 | 1280 | No | - | - | 4050 | 0.985 | 345 | 1930 | No | - | - | No | - | - | - | 1450 | 3500 | No | - | - | - | - | - | - | - | - | No | - | - | No | - | -
MTP-12IN | 0 | N/A | Mistral | N/A | Non Ducted | Single Split System | Wall Hung | Air | Air | China | 0.8 | N/A | 3.5 | N/A | N/A | N/A | N/A | N/A | 1.07 | 4.5 | Calorimeter Room | 4.3234 | 4.2021 | N/A | - | N/A | N/A | N/A | N/A | N/A | N/A | N/A | N/A | N/A | N/A | N/A | N/A | N/A | N/A | N/A | N/A | N/A | Single | R32 | Australia | 149944 | 46657 | 0 | Approved | Reverse Cycle | N/A | Yes | Class 8 | Yes | N/A | N/A | N/A | N/A | N/A | N/A | N/A | Available | N/A | N/A | https://gsmretailgroup.com/ | 0 | N/A | 0 | 0 | AAC7046 | Yes | Variable output compressor | Inverter | No | - | 3500 | 0.8 | - | 390 | 1800 | No | - | - | - | 731.2 | 3769.5 | Yes | 225 | 1700 | No | - | - | 4500 | 1.07 | 420 | 2260 | No | - | - | No | - | - | - | 1590 | 4300 | No | - | - | - | - | - | - | - | - | No | - | - | No | - | -
MUFZ-KW25VG/MFZ-KW25VG | 0 | N/A | MITSUBISHI ELECTRIC | N/A | Non Ducted | Single Split System | Floor Mounted | Air | Air | Japan | 0.57 | N/A | 2.5 | N/A | N/A | N/A | N/A | N/A | 0.78 | 3.4 | Calorimeter Room | 4.5955 | 4.4723 | N/A | - | N/A | N/A | N/A | N/A | N/A | N/A | N/A | N/A | N/A | N/A | N/A | N/A | N/A | N/A | N/A | N/A | N/A | Single | R32 | Australia,New Zealand | 132957 | 45930 | 0 | Approved | Reverse Cycle | N/A | No | Class 8 | No | N/A | N/A | N/A | N/A | N/A | N/A | N/A | Available | N/A | N/A | http://www.MitsubishiElectric.com.au/ | http://www.mitsubishielectric.com.au | N/A | 0 | 0 | AAC5353 | Yes | Variable output compressor | Inverter | No | - | 2500 | 0.57 | - | 230 | 1250 | No | - | - | - | 520.98 | 2692.5 | No | 210.22 | 1346.25 | No | - | - | 3400 | 0.78 | 340 | 1700 | No | - | - | Yes | 1220 | 3700 | No | - | - | No | - | - | - | - | - | No | - | - | No | - | - | No | - | -
MUFZ-KW25VG2/MFZ-KW25VGK | 0 | N/A | MITSUBISHI ELECTRIC | N/A | Non Ducted | Single Split System | Floor Mounted | Air | Air | Japan | 0.57 | N/A | 2.5 | N/A | N/A | N/A | N/A | N/A | 0.78 | 3.4 | Calorimeter Room | 4.7072 | 4.6242 | N/A | - | N/A | N/A | N/A | N/A | N/A | N/A | N/A | N/A | N/A | N/A | N/A | N/A | N/A | N/A | N/A | N/A | N/A | Single | R32 | Australia,New Zealand | 162774 | 47294 | 0 | Approved | Reverse Cycle | N/A | No | Class 8 | No | N/A | N/A | N/A | N/A | N/A | N/A | N/A | Available | N/A | N/A | http://www.MitsubishiElectric.com.au/ | http://www.mitsubishielectric.com.au | N/A | 0 | 0 | AAC8312 | Yes | Variable output compressor | Inverter | No | - | 2500 | 0.57 | - | 230 | 1250 | No | - | - | - | 520.98 | 2692.5 | No | 210.22 | 1346.25 | No | - | - | 3400 | 0.78 | 340 | 1700 | No | - | - | Yes | 1220 | 3800 | No | - | - | No | - | - | - | - | - | No | - | - | No | - | - | No | - | -
MUFZ-KW35VG/MFZ-KW35VG | 0 | N/A | MITSUBISHI ELECTRIC | N/A | Non Ducted | Single Split System | Floor Mounted | Air | Air | Japan | 0.87 | N/A | 3.5 | N/A | N/A | N/A | N/A | N/A | 1.14 | 4.3 | Calorimeter Room | 4.1983 | 3.9512 | N/A | - | N/A | N/A | N/A | N/A | N/A | N/A | N/A | N/A | N/A | N/A | N/A | N/A | N/A | N/A | N/A | N/A | N/A | Single | R32 | Australia,New Zealand | 132958 | 45930 | 0 | Approved | Reverse Cycle | N/A | No | Class 8 | No | N/A | N/A | N/A | N/A | N/A | N/A | N/A | Available | N/A | N/A | http://www.MitsubishiElectric.com.au/ | http://www.mitsubishielectric.com.au | N/A | 0 | 0 | AAC5358 | Yes | Variable output compressor | Inverter | No | - | 3500 | 0.87 | - | 330 | 1750 | No | - | - | - | 795.18 | 3769.5 | No | 301.62 | 1884.75 | No | - | - | 4300 | 1.14 | 430 | 2150 | No | - | - | Yes | 1860 | 4800 | No | - | - | No | - | - | - | - | - | No | - | - | No | - | - | No | - | -
MUFZ-KW42VG/MFZ-KW42VG | 0 | N/A | MITSUBISHI ELECTRIC | N/A | Non Ducted | Single Split System | Floor Mounted | Air | Air | Japan | 1.11 | N/A | 4.2 | N/A | N/A | N/A | N/A | N/A | 1.43 | 5.4 | Calorimeter Room | 3.8938 | 3.9379 | N/A | - | N/A | N/A | N/A | N/A | N/A | N/A | N/A | N/A | N/A | N/A | N/A | N/A | N/A | N/A | N/A | N/A | N/A | Single | R32 | Australia,New Zealand | 132961 | 45930 | 0 | Approved | Reverse Cycle | N/A | No | Class 9 | No | N/A | N/A | N/A | N/A | N/A | N/A | N/A | Available | N/A | N/A | http://www.MitsubishiElectric.com.au/ | http://www.mitsubishielectric.com.au | N/A | 0 | 0 | AAC5357 | Yes | Variable output compressor | Inverter | No | - | 4200 | 1.11 | - | 470 | 2100 | No | - | - | - | 1014.54 | 4523.4 | No | 429.58 | 2261.7 | No | - | - | 5400 | 1.43 | 530 | 2700 | No | - | - | Yes | 1680 | 4900 | No | - | - | No | - | - | - | - | - | No | - | - | No | - | - | No | - | -
MUFZ-KW50VG/MFZ-KW50VG | MUFZ-KW50VG/MFZ-KW50VG Series | N/A | MITSUBISHI ELECTRIC | N/A | Non Ducted | Single Split System | Floor Mounted | Air | Air | Japan | 1.32 | N/A | 5 | N/A | N/A | N/A | N/A | N/A | 1.53 | 5.8 | Calorimeter Room | 3.8316 | 3.8656 | N/A | - | N/A | N/A | N/A | N/A | N/A | N/A | N/A | N/A | N/A | N/A | N/A | N/A | N/A | N/A | N/A | N/A | N/A | Single | R32 | Australia,New Zealand | 132963 | 45931 | 0 | Approved | Reverse Cycle | N/A | No | Class 9 | No | N/A | N/A | N/A | N/A | N/A | N/A | N/A | Available | N/A | N/A | http://www.MitsubishiElectric.com.au/ | http://www.mitsubishielectric.com.au | N/A | 0 | 0 | AAC5365 | Yes | Variable output compressor | Inverter | No | - | 5000 | 1.32 | - | 590 | 2500 | No | - | - | - | 1206.48 | 5385 | No | 539.26 | 2692.5 | No | - | - | 5800 | 1.53 | 570 | 2900 | No | - | - | Yes | 2250 | 6100 | No | - | - | No | - | - | - | - | - | No | - | - | No | - | - | No | - | -
MUFZ-KW50VG/MFZ-KW50VG Series | MUFZ-KW50VG/MFZ-KW50VG Series | N/A | MITSUBISHI ELECTRIC | N/A | Non Ducted | Single Split System | Floor Mounted | Air | Air | Japan | 1.32 | N/A | 5 | N/A | N/A | N/A | N/A | N/A | 1.53 | 5.8 | Calorimeter Room | 3.8316 | 3.8656 | N/A | - | N/A | N/A | N/A | N/A | N/A | N/A | N/A | N/A | N/A | N/A | N/A | N/A | N/A | N/A | N/A | N/A | N/A | Single | R32 | Australia,New Zealand | 132963 | 45931 | 0 | Approved | Reverse Cycle | N/A | No | Class 9 | No | N/A | N/A | N/A | N/A | N/A | N/A | N/A | Available | N/A | N/A | http://www.MitsubishiElectric.com.au/ | http://www.mitsubishielectric.com.au | N/A | 0 | 0 | AAC5365 | Yes | Variable output compressor | Inverter | No | - | 5000 | 1.32 | - | 590 | 2500 | No | - | - | - | 1206.48 | 5385 | No | 539.26 | 2692.5 | No | - | - | 5800 | 1.53 | 570 | 2900 | No | - | - | Yes | 2250 | 6100 | No | - | - | No | - | - | - | - | - | No | - | - | No | - | - | No | - | -
MUFZ-KW50VG2/MFZ-KW50VGK | MUFZ-KW50VG2/MFZ-KW50VGK Series | N/A | MITSUBISHI ELECTRIC | N/A | Non Ducted | Single Split System | Floor Mounted | Air | Air | Japan | 1.32 | N/A | 5 | N/A | N/A | N/A | N/A | N/A | 1.53 | 5.8 | Calorimeter Room | 3.9488 | 3.9239 | N/A | - | N/A | N/A | N/A | N/A | N/A | N/A | N/A | N/A | N/A | N/A | N/A | N/A | N/A | N/A | N/A | N/A | N/A | Single | R32 | Australia,New Zealand | 162781 | 47295 | 0 | Approved | Reverse Cycle | N/A | No | Class 9 | No | N/A | N/A | N/A | N/A | N/A | N/A | N/A | Available | N/A | N/A | http://www.MitsubishiElectric.com.au/ | http://www.mitsubishielectric.com.au | N/A | 0 | 0 | AAC8313 | Yes | Variable output compressor | Inverter | No | - | 5000 | 1.32 | - | 590 | 2500 | No | - | - | - | 1206.48 | 5385 | No | 539.26 | 2692.5 | No | - | - | 5800 | 1.53 | 570 | 2900 | No | - | - | Yes | 2120 | 5900 | No | - | - | No | - | - | - | - | - | No | - | - | No | - | - | No | - | -
MUFZ-KW50VG2/MFZ-KW50VGK Series | MUFZ-KW50VG2/MFZ-KW50VGK Series | N/A | MITSUBISHI ELECTRIC | N/A | Non Ducted | Single Split System | Floor Mounted | Air | Air | Japan | 1.32 | N/A | 5 | N/A | N/A | N/A | N/A | N/A | 1.53 | 5.8 | Calorimeter Room | 3.9488 | 3.9239 | N/A | - | N/A | N/A | N/A | N/A | N/A | N/A | N/A | N/A | N/A | N/A | N/A | N/A | N/A | N/A | N/A | N/A | N/A | Single | R32 | Australia,New Zealand | 162781 | 47295 | 0 | Approved | Reverse Cycle | N/A | No | Class 9 | No | N/A | N/A | N/A | N/A | N/A | N/A | N/A | Available | N/A | N/A | http://www.MitsubishiElectric.com.au/ | http://www.mitsubishielectric.com.au | N/A | 0 | 0 | AAC8313 | Yes | Variable output compressor | Inverter | No | - | 5000 | 1.32 | - | 590 | 2500 | No | - | - | - | 1206.48 | 5385 | No | 539.26 | 2692.5 | No | - | - | 5800 | 1.53 | 570 | 2900 | No | - | - | Yes | 2120 | 5900 | No | - | - | No | - | - | - | - | - | No | - | - | No | - | - | No | - | -
MUFZ-KW50VGHZ/MFZ-KW50VG | MUFZ-KW50VG/MFZ-KW50VG Series | N/A | MITSUBISHI ELECTRIC | N/A | Non Ducted | Single Split System | Floor Mounted | Air | Air | Japan | 1.32 | N/A | 5 | N/A | N/A | N/A | N/A | N/A | 1.53 | 5.8 | Calorimeter Room | 3.8316 | 3.8656 | N/A | - | N/A | N/A | N/A | N/A | N/A | N/A | N/A | N/A | N/A | N/A | N/A | N/A | N/A | N/A | N/A | N/A | N/A | Single | R32 | Australia,New Zealand | 132963 | 45931 | 0 | Approved | Reverse Cycle | N/A | No | Class 9 | No | N/A | N/A | N/A | N/A | N/A | N/A | N/A | Available | N/A | N/A | http://www.MitsubishiElectric.com.au/ | http://www.mitsubishielectric.com.au | N/A | 0 | 0 | AAC5365 | Yes | Variable output compressor | Inverter | No | - | 5000 | 1.32 | - | 590 | 2500 | No | - | - | - | 1206.48 | 5385 | No | 539.26 | 2692.5 | No | - | - | 5800 | 1.53 | 570 | 2900 | No | - | - | Yes | 2250 | 6100 | No | - | - | No | - | - | - | - | - | No | - | - | No | - | - | No | - | -
MUFZ-KW50VGHZ2/MFZ-KW50VGK | MUFZ-KW50VG2/MFZ-KW50VGK Series | N/A | MITSUBISHI ELECTRIC | N/A | Non Ducted | Single Split System | Floor Mounted | Air | Air | Japan | 1.32 | N/A | 5 | N/A | N/A | N/A | N/A | N/A | 1.53 | 5.8 | Calorimeter Room | 3.9488 | 3.9239 | N/A | - | N/A | N/A | N/A | N/A | N/A | N/A | N/A | N/A | N/A | N/A | N/A | N/A | N/A | N/A | N/A | N/A | N/A | Single | R32 | Australia,New Zealand | 162781 | 47295 | 0 | Approved | Reverse Cycle | N/A | No | Class 9 | No | N/A | N/A | N/A | N/A | N/A | N/A | N/A | Available | N/A | N/A | http://www.MitsubishiElectric.com.au/ | http://www.mitsubishielectric.com.au | N/A | 0 | 0 | AAC8313 | Yes | Variable output compressor | Inverter | No | - | 5000 | 1.32 | - | 590 | 2500 | No | - | - | - | 1206.48 | 5385 | No | 539.26 | 2692.5 | No | - | - | 5800 | 1.53 | 570 | 2900 | No | - | - | Yes | 2120 | 5900 | No | - | - | No | - | - | - | - | - | No | - | - | No | - | - | No | - | -
MUFZ-KW60VG/MFZ-KW60VG | MUFZ-KW60VG/MFZ-KW60VG Series | N/A | MITSUBISHI ELECTRIC | N/A | Non Ducted | Single Split System | Floor Mounted | Air | Air | Japan | 1.73 | N/A | 6.1 | N/A | N/A | N/A | N/A | N/A | 1.88 | 6.5 | Calorimeter Room | 3.6073 | 3.5256 | N/A | - | N/A | N/A | N/A | N/A | N/A | N/A | N/A | N/A | N/A | N/A | N/A | N/A | N/A | N/A | N/A | N/A | N/A | Single | R32 | Australia,New Zealand | 133001 | 45932 | 0 | Approved | Reverse Cycle | N/A | No | Class 9 | No | N/A | N/A | N/A | N/A | N/A | N/A | N/A | Available | N/A | N/A | http://www.MitsubishiElectric.com.au/ | http://www.mitsubishielectric.com.au | N/A | 0 | 0 | AAC5368 | Yes | Variable output compressor | Inverter | No | - | 6100 | 1.73 | - | 720 | 3050 | No | - | - | - | 1581.22 | 6569.7 | No | 658.08 | 3284.85 | No | - | - | 6500 | 1.88 | 640 | 3250 | No | - | - | Yes | 3200 | 6900 | No | - | - | No | - | - | - | - | - | No | - | - | No | - | - | No | - | -
MUFZ-KW60VG/MFZ-KW60VG Series | MUFZ-KW60VG/MFZ-KW60VG Series | N/A | MITSUBISHI ELECTRIC | N/A | Non Ducted | Single Split System | Floor Mounted | Air | Air | Japan | 1.73 | N/A | 6.1 | N/A | N/A | N/A | N/A | N/A | 1.88 | 6.5 | Calorimeter Room | 3.6073 | 3.5256 | N/A | - | N/A | N/A | N/A | N/A | N/A | N/A | N/A | N/A | N/A | N/A | N/A | N/A | N/A | N/A | N/A | N/A | N/A | Single | R32 | Australia,New Zealand | 133001 | 45932 | 0 | Approved | Reverse Cycle | N/A | No | Class 9 | No | N/A | N/A | N/A | N/A | N/A | N/A | N/A | Available | N/A | N/A | http://www.MitsubishiElectric.com.au/ | http://www.mitsubishielectric.com.au | N/A | 0 | 0 | AAC5368 | Yes | Variable output compressor | Inverter | No | - | 6100 | 1.73 | - | 720 | 3050 | No | - | - | - | 1581.22 | 6569.7 | No | 658.08 | 3284.85 | No | - | - | 6500 | 1.88 | 640 | 3250 | No | - | - | Yes | 3200 | 6900 | No | - | - | No | - | - | - | - | - | No | - | - | No | - | - | No | - | -
MUFZ-KW60VGHZ/MFZ-KW60VG | MUFZ-KW60VG/MFZ-KW60VG Series | N/A | MITSUBISHI ELECTRIC | N/A | Non Ducted | Single Split System | Floor Mounted | Air | Air | Japan | 1.73 | N/A | 6.1 | N/A | N/A | N/A | N/A | N/A | 1.88 | 6.5 | Calorimeter Room | 3.6073 | 3.5256 | N/A | - | N/A | N/A | N/A | N/A | N/A | N/A | N/A | N/A | N/A | N/A | N/A | N/A | N/A | N/A | N/A | N/A | N/A | Single | R32 | Australia,New Zealand | 133001 | 45932 | 0 | Approved | Reverse Cycle | N/A | No | Class 9 | No | N/A | N/A | N/A | N/A | N/A | N/A | N/A | Available | N/A | N/A | http://www.MitsubishiElectric.com.au/ | http://www.mitsubishielectric.com.au | N/A | 0 | 0 | AAC5368 | Yes | Variable output compressor | Inverter | No | - | 6100 | 1.73 | - | 720 | 3050 | No | - | - | - | 1581.22 | 6569.7 | No | 658.08 | 3284.85 | No | - | - | 6500 | 1.88 | 640 | 3250 | No | - | - | Yes | 3200 | 6900 | No | - | - | No | - | - | - | - | - | No | - | - | No | - | - | No | - | -
MUZ-AP20VG*/MSZ-AP20VGD Series | MUZ-AP20VG*/MSZ-AP20VGD Series | N/A | MITSUBISHI ELECTRIC | N/A | Non Ducted | Single Split System | Wall Hung | Air | Air | Thailand | 0.46 | N/A | 2 | N/A | N/A | N/A | N/A | N/A | 0.6 | 2.5 | Calorimeter Room | 4.4345 | 4.1058 | N/A | - | N/A | N/A | N/A | N/A | N/A | N/A | N/A | N/A | N/A | N/A | N/A | N/A | N/A | N/A | N/A | N/A | N/A | Single | R32 | Australia,New Zealand | 128811 | 45785 | 0 | Approved | Reverse Cycle | N/A | No | Class 8 | No | N/A | N/A | N/A | N/A | N/A | N/A | N/A | Available | N/A | N/A | http://www.MitsubishiElectric.com.au/ | http://www.mitsubishielectric.com.au | N/A | 0 | 0 | AAC4830 | Yes | Variable output compressor | Inverter | No | - | 2000 | 0.46 | - | 190 | 1000 | No | - | - | - | 420.44 | 2154 | No | 173.66 | 1077 | No | - | - | 2500 | 0.6 | 250 | 1250 | No | - | - | Yes | 1500 | 3300 | No | - | - | No | - | - | - | - | - | No | - | - | No | - | - | No | - | -
MUZ-AP20VG/MSZ-AP20VGD | MUZ-AP20VG*/MSZ-AP20VGD Series | N/A | MITSUBISHI ELECTRIC | N/A | Non Ducted | Single Split System | Wall Hung | Air | Air | Thailand | 0.46 | N/A | 2 | N/A | N/A | N/A | N/A | N/A | 0.6 | 2.5 | Calorimeter Room | 4.4345 | 4.1058 | N/A | - | N/A | N/A | N/A | N/A | N/A | N/A | N/A | N/A | N/A | N/A | N/A | N/A | N/A | N/A | N/A | N/A | N/A | Single | R32 | Australia,New Zealand | 128811 | 45785 | 0 | Approved | Reverse Cycle | N/A | No | Class 8 | No | N/A | N/A | N/A | N/A | N/A | N/A | N/A | Available | N/A | N/A | http://www.MitsubishiElectric.com.au/ | http://www.mitsubishielectric.com.au | N/A | 0 | 0 | AAC4830 | Yes | Variable output compressor | Inverter | No | - | 2000 | 0.46 | - | 190 | 1000 | No | - | - | - | 420.44 | 2154 | No | 173.66 | 1077 | No | - | - | 2500 | 0.6 | 250 | 1250 | No | - | - | Yes | 1500 | 3300 | No | - | - | No | - | - | - | - | - | No | - | - | No | - | - | No | - | -
MUZ-AP20VGD/MSZ-AP20VGD | MUZ-AP20VG*/MSZ-AP20VGD Series | N/A | MITSUBISHI ELECTRIC | N/A | Non Ducted | Single Split System | Wall Hung | Air | Air | Thailand | 0.46 | N/A | 2 | N/A | N/A | N/A | N/A | N/A | 0.6 | 2.5 | Calorimeter Room | 4.4345 | 4.1058 | N/A | - | N/A | N/A | N/A | N/A | N/A | N/A | N/A | N/A | N/A | N/A | N/A | N/A | N/A | N/A | N/A | N/A | N/A | Single | R32 | Australia,New Zealand | 128811 | 45785 | 0 | Approved | Reverse Cycle | N/A | No | Class 8 | No | N/A | N/A | N/A | N/A | N/A | N/A | N/A | Available | N/A | N/A | http://www.MitsubishiElectric.com.au/ | http://www.mitsubishielectric.com.au | N/A | 0 | 0 | AAC4830 | Yes | Variable output compressor | Inverter | No | - | 2000 | 0.46 | - | 190 | 1000 | No | - | - | - | 420.44 | 2154 | No | 173.66 | 1077 | No | - | - | 2500 | 0.6 | 250 | 1250 | No | - | - | Yes | 1500 | 3300 | No | - | - | No | - | - | - | - | - | No | - | - | No | - | - | No | - | -
MUZ-AP25VG/MSZ-AP25VG Series | MUZ-AP25VG/MSZ-AP25VG Series | N/A | MITSUBISHI ELECTRIC | N/A | Non Ducted | Single Split System | Wall Hung | Air | Air | Thailand | 0.5 | N/A | 2.5 | N/A | N/A | N/A | N/A | N/A | 0.67 | 3.2 | Calorimeter Room | 5.1173 | 4.844 | N/A | - | N/A | N/A | N/A | N/A | N/A | N/A | N/A | N/A | N/A | N/A | N/A | N/A | N/A | N/A | N/A | N/A | N/A | Single | R32 | Australia,New Zealand | 143033 | 46344 | 0 | Approved | Reverse Cycle | N/A | Yes | Class 8 | Yes | N/A | N/A | N/A | N/A | N/A | N/A | N/A | Available | N/A | N/A | http://www.MitsubishiElectric.com.au/ | http://www.mitsubishielectric.com.au | N/A | 0 | 0 | AAC6357 | Yes | Variable output compressor | Inverter | No | - | 2500 | 0.5 | - | 210 | 1250 | No | - | - | - | 457 | 2692.5 | Yes | 160 | 1340 | Yes | 100 | 880 | 3200 | 0.67 | 280 | 1600 | No | - | - | Yes | 1320 | 3900 | No | - | - | No | - | - | - | - | - | No | - | - | No | - | - | No | - | -
MUZ-AP25VG/MSZ-AP25VGD | MUZ-AP25VG/MSZ-AP25VG Series | N/A | MITSUBISHI ELECTRIC | N/A | Non Ducted | Single Split System | Wall Hung | Air | Air | Thailand | 0.5 | N/A | 2.5 | N/A | N/A | N/A | N/A | N/A | 0.67 | 3.2 | Calorimeter Room | 5.1173 | 4.844 | N/A | - | N/A | N/A | N/A | N/A | N/A | N/A | N/A | N/A | N/A | N/A | N/A | N/A | N/A | N/A | N/A | N/A | N/A | Single | R32 | Australia,New Zealand | 143033 | 46344 | 0 | Approved | Reverse Cycle | N/A | Yes | Class 8 | Yes | N/A | N/A | N/A | N/A | N/A | N/A | N/A | Available | N/A | N/A | http://www.MitsubishiElectric.com.au/ | http://www.mitsubishielectric.com.au | N/A | 0 | 0 | AAC6357 | Yes | Variable output compressor | Inverter | No | - | 2500 | 0.5 | - | 210 | 1250 | No | - | - | - | 457 | 2692.5 | Yes | 160 | 1340 | Yes | 100 | 880 | 3200 | 0.67 | 280 | 1600 | No | - | - | Yes | 1320 | 3900 | No | - | - | No | - | - | - | - | - | No | - | - | No | - | - | No | - | -
MUZ-AP25VG/MSZ-AP25VGD2 | MUZ-AP25VG/MSZ-AP25VG Series | N/A | MITSUBISHI ELECTRIC | N/A | Non Ducted | Single Split System | Wall Hung | Air | Air | Thailand | 0.5 | N/A | 2.5 | N/A | N/A | N/A | N/A | N/A | 0.67 | 3.2 | Calorimeter Room | 5.1173 | 4.844 | N/A | - | N/A | N/A | N/A | N/A | N/A | N/A | N/A | N/A | N/A | N/A | N/A | N/A | N/A | N/A | N/A | N/A | N/A | Single | R32 | Australia,New Zealand | 143033 | 46344 | 0 | Approved | Reverse Cycle | N/A | Yes | Class 8 | Yes | N/A | N/A | N/A | N/A | N/A | N/A | N/A | Available | N/A | N/A | http://www.MitsubishiElectric.com.au/ | http://www.mitsubishielectric.com.au | N/A | 0 | 0 | AAC6357 | Yes | Variable output compressor | Inverter | No | - | 2500 | 0.5 | - | 210 | 1250 | No | - | - | - | 457 | 2692.5 | Yes | 160 | 1340 | Yes | 100 | 880 | 3200 | 0.67 | 280 | 1600 | No | - | - | Yes | 1320 | 3900 | No | - | - | No | - | - | - | - | - | No | - | - | No | - | - | No | - | -
MUZ-AP25VG/MSZ-AP25VGKD | MUZ-AP25VG/MSZ-AP25VG Series | N/A | MITSUBISHI ELECTRIC | N/A | Non Ducted | Single Split System | Wall Hung | Air | Air | Thailand | 0.5 | N/A | 2.5 | N/A | N/A | N/A | N/A | N/A | 0.67 | 3.2 | Calorimeter Room | 5.1173 | 4.844 | N/A | - | N/A | N/A | N/A | N/A | N/A | N/A | N/A | N/A | N/A | N/A | N/A | N/A | N/A | N/A | N/A | N/A | N/A | Single | R32 | Australia,New Zealand | 143033 | 46344 | 0 | Approved | Reverse Cycle | N/A | Yes | Class 8 | Yes | N/A | N/A | N/A | N/A | N/A | N/A | N/A | Available | N/A | N/A | http://www.MitsubishiElectric.com.au/ | http://www.mitsubishielectric.com.au | N/A | 0 | 0 | AAC6357 | Yes | Variable output compressor | Inverter | No | - | 2500 | 0.5 | - | 210 | 1250 | No | - | - | - | 457 | 2692.5 | Yes | 160 | 1340 | Yes | 100 | 880 | 3200 | 0.67 | 280 | 1600 | No | - | - | Yes | 1320 | 3900 | No | - | - | No | - | - | - | - | - | No | - | - | No | - | - | No | - | -
MUZ-AP25VG2/MSZ-AP25VG2 Series | MUZ-AP25VG2/MSZ-AP25VG2 Series | N/A | MITSUBISHI ELECTRIC | N/A | Non Ducted | Single Split System | Wall Hung | Air | Air | Thailand | 0.5 | N/A | 2.5 | N/A | N/A | N/A | N/A | N/A | 0.67 | 3.2 | Calorimeter Room | 5.1173 | 4.844 | N/A | - | N/A | N/A | N/A | N/A | N/A | N/A | N/A | N/A | N/A | N/A | N/A | N/A | N/A | N/A | N/A | N/A | N/A | Single | R32 | Australia,New Zealand | 155721 | 46987 | 0 | Approved | Reverse Cycle | N/A | Yes | Class 8 | Yes | N/A | N/A | N/A | N/A | N/A | N/A | N/A | Available | N/A | N/A | http://www.MitsubishiElectric.com.au/ | http://www.mitsubishielectric.com.au | N/A | 0 | 0 | AAC7727 | Yes | Variable output compressor | Inverter | No | - | 2500 | 0.5 | - | 210 | 1250 | Yes | 165 | 870 | - | 457 | 2692.5 | Yes | 155 | 1340 | - | 100 | 870 | 3200 | 0.67 | 280 | 1600 | Yes | 130 | 700 | Yes | 1320 | 3900 | No | - | - | No | - | - | - | - | - | No | - | - | No | - | - | No | - | -
MUZ-AP25VG2/MSZ-AP25VGD | MUZ-AP25VG2/MSZ-AP25VG2 Series | N/A | MITSUBISHI ELECTRIC | N/A | Non Ducted | Single Split System | Wall Hung | Air | Air | Thailand | 0.5 | N/A | 2.5 | N/A | N/A | N/A | N/A | N/A | 0.67 | 3.2 | Calorimeter Room | 5.1173 | 4.844 | N/A | - | N/A | N/A | N/A | N/A | N/A | N/A | N/A | N/A | N/A | N/A | N/A | N/A | N/A | N/A | N/A | N/A | N/A | Single | R32 | Australia,New Zealand | 155721 | 46987 | 0 | Approved | Reverse Cycle | N/A | Yes | Class 8 | Yes | N/A | N/A | N/A | N/A | N/A | N/A | N/A | Available | N/A | N/A | http://www.MitsubishiElectric.com.au/ | http://www.mitsubishielectric.com.au | N/A | 0 | 0 | AAC7727 | Yes | Variable output compressor | Inverter | No | - | 2500 | 0.5 | - | 210 | 1250 | Yes | 165 | 870 | - | 457 | 2692.5 | Yes | 155 | 1340 | - | 100 | 870 | 3200 | 0.67 | 280 | 1600 | Yes | 130 | 700 | Yes | 1320 | 3900 | No | - | - | No | - | - | - | - | - | No | - | - | No | - | - | No | - | -
MUZ-AP25VG2/MSZ-AP25VGD2 | MUZ-AP25VG2/MSZ-AP25VG2 Series | N/A | MITSUBISHI ELECTRIC | N/A | Non Ducted | Single Split System | Wall Hung | Air | Air | Thailand | 0.5 | N/A | 2.5 | N/A | N/A | N/A | N/A | N/A | 0.67 | 3.2 | Calorimeter Room | 5.1173 | 4.844 | N/A | - | N/A | N/A | N/A | N/A | N/A | N/A | N/A | N/A | N/A | N/A | N/A | N/A | N/A | N/A | N/A | N/A | N/A | Single | R32 | Australia,New Zealand | 155721 | 46987 | 0 | Approved | Reverse Cycle | N/A | Yes | Class 8 | Yes | N/A | N/A | N/A | N/A | N/A | N/A | N/A | Available | N/A | N/A | http://www.MitsubishiElectric.com.au/ | http://www.mitsubishielectric.com.au | N/A | 0 | 0 | AAC7727 | Yes | Variable output compressor | Inverter | No | - | 2500 | 0.5 | - | 210 | 1250 | Yes | 165 | 870 | - | 457 | 2692.5 | Yes | 155 | 1340 | - | 100 | 870 | 3200 | 0.67 | 280 | 1600 | Yes | 130 | 700 | Yes | 1320 | 3900 | No | - | - | No | - | - | - | - | - | No | - | - | No | - | - | No | - | -
MUZ-AP25VG2/MSZ-AP25VGKD2 | MUZ-AP25VG2/MSZ-AP25VG2 Series | N/A | MITSUBISHI ELECTRIC | N/A | Non Ducted | Single Split System | Wall Hung | Air | Air | Thailand | 0.5 | N/A | 2.5 | N/A | N/A | N/A | N/A | N/A | 0.67 | 3.2 | Calorimeter Room | 5.1173 | 4.844 | N/A | - | N/A | N/A | N/A | N/A | N/A | N/A | N/A | N/A | N/A | N/A | N/A | N/A | N/A | N/A | N/A | N/A | N/A | Single | R32 | Australia,New Zealand | 155721 | 46987 | 0 | Approved | Reverse Cycle | N/A | Yes | Class 8 | Yes | N/A | N/A | N/A | N/A | N/A | N/A | N/A | Available | N/A | N/A | http://www.MitsubishiElectric.com.au/ | http://www.mitsubishielectric.com.au | N/A | 0 | 0 | AAC7727 | Yes | Variable output compressor | Inverter | No | - | 2500 | 0.5 | - | 210 | 1250 | Yes | 165 | 870 | - | 457 | 2692.5 | Yes | 155 | 1340 | - | 100 | 870 | 3200 | 0.67 | 280 | 1600 | Yes | 130 | 700 | Yes | 1320 | 3900 | No | - | - | No | - | - | - | - | - | No | - | - | No | - | - | No | - | -
MUZ-AP25VGD/MSZ-AP25VGD | MUZ-AP25VG/MSZ-AP25VG Series | N/A | MITSUBISHI ELECTRIC | N/A | Non Ducted | Single Split System | Wall Hung | Air | Air | Thailand | 0.5 | N/A | 2.5 | N/A | N/A | N/A | N/A | N/A | 0.67 | 3.2 | Calorimeter Room | 5.1173 | 4.844 | N/A | - | N/A | N/A | N/A | N/A | N/A | N/A | N/A | N/A | N/A | N/A | N/A | N/A | N/A | N/A | N/A | N/A | N/A | Single | R32 | Australia,New Zealand | 143033 | 46344 | 0 | Approved | Reverse Cycle | N/A | Yes | Class 8 | Yes | N/A | N/A | N/A | N/A | N/A | N/A | N/A | Available | N/A | N/A | http://www.MitsubishiElectric.com.au/ | http://www.mitsubishielectric.com.au | N/A | 0 | 0 | AAC6357 | Yes | Variable output compressor | Inverter | No | - | 2500 | 0.5 | - | 210 | 1250 | No | - | - | - | 457 | 2692.5 | Yes | 160 | 1340 | Yes | 100 | 880 | 3200 | 0.67 | 280 | 1600 | No | - | - | Yes | 1320 | 3900 | No | - | - | No | - | - | - | - | - | No | - | - | No | - | - | No | - | -
MUZ-AP25VGD/MSZ-AP25VGD2 | MUZ-AP25VG/MSZ-AP25VG Series | N/A | MITSUBISHI ELECTRIC | N/A | Non Ducted | Single Split System | Wall Hung | Air | Air | Thailand | 0.5 | N/A | 2.5 | N/A | N/A | N/A | N/A | N/A | 0.67 | 3.2 | Calorimeter Room | 5.1173 | 4.844 | N/A | - | N/A | N/A | N/A | N/A | N/A | N/A | N/A | N/A | N/A | N/A | N/A | N/A | N/A | N/A | N/A | N/A | N/A | Single | R32 | Australia,New Zealand | 143033 | 46344 | 0 | Approved | Reverse Cycle | N/A | Yes | Class 8 | Yes | N/A | N/A | N/A | N/A | N/A | N/A | N/A | Available | N/A | N/A | http://www.MitsubishiElectric.com.au/ | http://www.mitsubishielectric.com.au | N/A | 0 | 0 | AAC6357 | Yes | Variable output compressor | Inverter | No | - | 2500 | 0.5 | - | 210 | 1250 | No | - | - | - | 457 | 2692.5 | Yes | 160 | 1340 | Yes | 100 | 880 | 3200 | 0.67 | 280 | 1600 | No | - | - | Yes | 1320 | 3900 | No | - | - | No | - | - | - | - | - | No | - | - | No | - | - | No | - | -
MUZ-AP25VGD/MSZ-AP25VGKD | MUZ-AP25VG/MSZ-AP25VG Series | N/A | MITSUBISHI ELECTRIC | N/A | Non Ducted | Single Split System | Wall Hung | Air | Air | Thailand | 0.5 | N/A | 2.5 | N/A | N/A | N/A | N/A | N/A | 0.67 | 3.2 | Calorimeter Room | 5.1173 | 4.844 | N/A | - | N/A | N/A | N/A | N/A | N/A | N/A | N/A | N/A | N/A | N/A | N/A | N/A | N/A | N/A | N/A | N/A | N/A | Single | R32 | Australia,New Zealand | 143033 | 46344 | 0 | Approved | Reverse Cycle | N/A | Yes | Class 8 | Yes | N/A | N/A | N/A | N/A | N/A | N/A | N/A | Available | N/A | N/A | http://www.MitsubishiElectric.com.au/ | http://www.mitsubishielectric.com.au | N/A | 0 | 0 | AAC6357 | Yes | Variable output compressor | Inverter | No | - | 2500 | 0.5 | - | 210 | 1250 | No | - | - | - | 457 | 2692.5 | Yes | 160 | 1340 | Yes | 100 | 880 | 3200 | 0.67 | 280 | 1600 | No | - | - | Yes | 1320 | 3900 | No | - | - | No | - | - | - | - | - | No | - | - | No | - | - | No | - | -
MUZ-AP25VGD2/MSZ-AP25VGD | MUZ-AP25VG2/MSZ-AP25VG2 Series | N/A | MITSUBISHI ELECTRIC | N/A | Non Ducted | Single Split System | Wall Hung | Air | Air | Thailand | 0.5 | N/A | 2.5 | N/A | N/A | N/A | N/A | N/A | 0.67 | 3.2 | Calorimeter Room | 5.1173 | 4.844 | N/A | - | N/A | N/A | N/A | N/A | N/A | N/A | N/A | N/A | N/A | N/A | N/A | N/A | N/A | N/A | N/A | N/A | N/A | Single | R32 | Australia,New Zealand | 155721 | 46987 | 0 | Approved | Reverse Cycle | N/A | Yes | Class 8 | Yes | N/A | N/A | N/A | N/A | N/A | N/A | N/A | Available | N/A | N/A | http://www.MitsubishiElectric.com.au/ | http://www.mitsubishielectric.com.au | N/A | 0 | 0 | AAC7727 | Yes | Variable output compressor | Inverter | No | - | 2500 | 0.5 | - | 210 | 1250 | Yes | 165 | 870 | - | 457 | 2692.5 | Yes | 155 | 1340 | - | 100 | 870 | 3200 | 0.67 | 280 | 1600 | Yes | 130 | 700 | Yes | 1320 | 3900 | No | - | - | No | - | - | - | - | - | No | - | - | No | - | - | No | - | -
MUZ-AP25VGD2/MSZ-AP25VGD2 | MUZ-AP25VG2/MSZ-AP25VG2 Series | N/A | MITSUBISHI ELECTRIC | N/A | Non Ducted | Single Split System | Wall Hung | Air | Air | Thailand | 0.5 | N/A | 2.5 | N/A | N/A | N/A | N/A | N/A | 0.67 | 3.2 | Calorimeter Room | 5.1173 | 4.844 | N/A | - | N/A | N/A | N/A | N/A | N/A | N/A | N/A | N/A | N/A | N/A | N/A | N/A | N/A | N/A | N/A | N/A | N/A | Single | R32 | Australia,New Zealand | 155721 | 46987 | 0 | Approved | Reverse Cycle | N/A | Yes | Class 8 | Yes | N/A | N/A | N/A | N/A | N/A | N/A | N/A | Available | N/A | N/A | http://www.MitsubishiElectric.com.au/ | http://www.mitsubishielectric.com.au | N/A | 0 | 0 | AAC7727 | Yes | Variable output compressor | Inverter | No | - | 2500 | 0.5 | - | 210 | 1250 | Yes | 165 | 870 | - | 457 | 2692.5 | Yes | 155 | 1340 | - | 100 | 870 | 3200 | 0.67 | 280 | 1600 | Yes | 130 | 700 | Yes | 1320 | 3900 | No | - | - | No | - | - | - | - | - | No | - | - | No | - | - | No | - | -
MUZ-AP25VGD2/MSZ-AP25VGKD2 | MUZ-AP25VG2/MSZ-AP25VG2 Series | N/A | MITSUBISHI ELECTRIC | N/A | Non Ducted | Single Split System | Wall Hung | Air | Air | Thailand | 0.5 | N/A | 2.5 | N/A | N/A | N/A | N/A | N/A | 0.67 | 3.2 | Calorimeter Room | 5.1173 | 4.844 | N/A | - | N/A | N/A | N/A | N/A | N/A | N/A | N/A | N/A | N/A | N/A | N/A | N/A | N/A | N/A | N/A | N/A | N/A | Single | R32 | Australia,New Zealand | 155721 | 46987 | 0 | Approved | Reverse Cycle | N/A | Yes | Class 8 | Yes | N/A | N/A | N/A | N/A | N/A | N/A | N/A | Available | N/A | N/A | http://www.MitsubishiElectric.com.au/ | http://www.mitsubishielectric.com.au | N/A | 0 | 0 | AAC7727 | Yes | Variable output compressor | Inverter | No | - | 2500 | 0.5 | - | 210 | 1250 | Yes | 165 | 870 | - | 457 | 2692.5 | Yes | 155 | 1340 | - | 100 | 870 | 3200 | 0.67 | 280 | 1600 | Yes | 130 | 700 | Yes | 1320 | 3900 | No | - | - | No | - | - | - | - | - | No | - | - | No | - | - | No | - | -
MUZ-AP35VG/MSZ-AP35VG Series | MUZ-AP35VG/MSZ-AP35VG Series | N/A | MITSUBISHI ELECTRIC | N/A | Non Ducted | Single Split System | Wall Hung | Air | Air | Thailand | 0.87 | N/A | 3.5 | N/A | N/A | N/A | N/A | N/A | 0.81 | 3.7 | Calorimeter Room | 4.0585 | 4.5562 | N/A | - | N/A | N/A | N/A | N/A | N/A | N/A | N/A | N/A | N/A | N/A | N/A | N/A | N/A | N/A | N/A | N/A | N/A | Single | R32 | Australia,New Zealand | 143035 | 46344 | 0 | Approved | Reverse Cycle | N/A | Yes | Class 8 | Yes | N/A | N/A | N/A | N/A | N/A | N/A | N/A | Available | N/A | N/A | http://www.MitsubishiElectric.com.au/ | http://www.mitsubishielectric.com.au | N/A | 0 | 0 | AAC6354 | Yes | Variable output compressor | Inverter | No | - | 3500 | 0.87 | - | 290 | 1750 | No | - | - | - | 795.18 | 3769.5 | Yes | 230 | 1880 | Yes | 105 | 950 | 3700 | 0.81 | 330 | 1850 | No | - | - | Yes | 1400 | 3900 | No | - | - | No | - | - | - | - | - | No | - | - | No | - | - | No | - | -
MUZ-AP35VG/MSZ-AP35VGD | MUZ-AP35VG/MSZ-AP35VG Series | N/A | MITSUBISHI ELECTRIC | N/A | Non Ducted | Single Split System | Wall Hung | Air | Air | Thailand | 0.87 | N/A | 3.5 | N/A | N/A | N/A | N/A | N/A | 0.81 | 3.7 | Calorimeter Room | 4.0585 | 4.5562 | N/A | - | N/A | N/A | N/A | N/A | N/A | N/A | N/A | N/A | N/A | N/A | N/A | N/A | N/A | N/A | N/A | N/A | N/A | Single | R32 | Australia,New Zealand | 143035 | 46344 | 0 | Approved | Reverse Cycle | N/A | Yes | Class 8 | Yes | N/A | N/A | N/A | N/A | N/A | N/A | N/A | Available | N/A | N/A | http://www.MitsubishiElectric.com.au/ | http://www.mitsubishielectric.com.au | N/A | 0 | 0 | AAC6354 | Yes | Variable output compressor | Inverter | No | - | 3500 | 0.87 | - | 290 | 1750 | No | - | - | - | 795.18 | 3769.5 | Yes | 230 | 1880 | Yes | 105 | 950 | 3700 | 0.81 | 330 | 1850 | No | - | - | Yes | 1400 | 3900 | No | - | - | No | - | - | - | - | - | No | - | - | No | - | - | No | - | -
MUZ-AP35VG/MSZ-AP35VGD2 | MUZ-AP35VG/MSZ-AP35VG Series | N/A | MITSUBISHI ELECTRIC | N/A | Non Ducted | Single Split System | Wall Hung | Air | Air | Thailand | 0.87 | N/A | 3.5 | N/A | N/A | N/A | N/A | N/A | 0.81 | 3.7 | Calorimeter Room | 4.0585 | 4.5562 | N/A | - | N/A | N/A | N/A | N/A | N/A | N/A | N/A | N/A | N/A | N/A | N/A | N/A | N/A | N/A | N/A | N/A | N/A | Single | R32 | Australia,New Zealand | 143035 | 46344 | 0 | Approved | Reverse Cycle | N/A | Yes | Class 8 | Yes | N/A | N/A | N/A | N/A | N/A | N/A | N/A | Available | N/A | N/A | http://www.MitsubishiElectric.com.au/ | http://www.mitsubishielectric.com.au | N/A | 0 | 0 | AAC6354 | Yes | Variable output compressor | Inverter | No | - | 3500 | 0.87 | - | 290 | 1750 | No | - | - | - | 795.18 | 3769.5 | Yes | 230 | 1880 | Yes | 105 | 950 | 3700 | 0.81 | 330 | 1850 | No | - | - | Yes | 1400 | 3900 | No | - | - | No | - | - | - | - | - | No | - | - | No | - | - | No | - | -
MUZ-AP35VG/MSZ-AP35VGKD | MUZ-AP35VG/MSZ-AP35VG Series | N/A | MITSUBISHI ELECTRIC | N/A | Non Ducted | Single Split System | Wall Hung | Air | Air | Thailand | 0.87 | N/A | 3.5 | N/A | N/A | N/A | N/A | N/A | 0.81 | 3.7 | Calorimeter Room | 4.0585 | 4.5562 | N/A | - | N/A | N/A | N/A | N/A | N/A | N/A | N/A | N/A | N/A | N/A | N/A | N/A | N/A | N/A | N/A | N/A | N/A | Single | R32 | Australia,New Zealand | 143035 | 46344 | 0 | Approved | Reverse Cycle | N/A | Yes | Class 8 | Yes | N/A | N/A | N/A | N/A | N/A | N/A | N/A | Available | N/A | N/A | http://www.MitsubishiElectric.com.au/ | http://www.mitsubishielectric.com.au | N/A | 0 | 0 | AAC6354 | Yes | Variable output compressor | Inverter | No | - | 3500 | 0.87 | - | 290 | 1750 | No | - | - | - | 795.18 | 3769.5 | Yes | 230 | 1880 | Yes | 105 | 950 | 3700 | 0.81 | 330 | 1850 | No | - | - | Yes | 1400 | 3900 | No | - | - | No | - | - | - | - | - | No | - | - | No | - | - | No | - | -
MUZ-AP35VG2/MSZ-AP35VG2 Series | MUZ-AP35VG2/MSZ-AP35VG2 Series | N/A | MITSUBISHI ELECTRIC | N/A | Non Ducted | Single Split System | Wall Hung | Air | Air | Thailand | 0.87 | N/A | 3.5 | N/A | N/A | N/A | N/A | N/A | 0.82 | 3.7 | Calorimeter Room | 4.0269 | 4.5132 | N/A | - | N/A | N/A | N/A | N/A | N/A | N/A | N/A | N/A | N/A | N/A | N/A | N/A | N/A | N/A | N/A | N/A | N/A | Single | R32 | Australia,New Zealand | 155725 | 46985 | 0 | Approved | Reverse Cycle | N/A | Yes | Class 8 | Yes | N/A | N/A | N/A | N/A | N/A | N/A | N/A | Available | N/A | N/A | http://www.MitsubishiElectric.com.au/ | http://www.mitsubishielectric.com.au | N/A | 0 | 0 | AAC7721 | Yes | Variable output compressor | Inverter | No | - | 3500 | 0.87 | - | 310 | 1750 | No | - | - | - | 795.18 | 3769.5 | Yes | 230 | 1880 | Yes | 105 | 930 | 3700 | 0.82 | 310 | 1850 | Yes | 130 | 710 | Yes | 1350 | 3900 | No | - | - | No | - | - | - | - | - | Yes | 1130 | 3340 | No | - | - | No | - | -
MUZ-AP35VG2/MSZ-AP35VGD | MUZ-AP35VG2/MSZ-AP35VG2 Series | N/A | MITSUBISHI ELECTRIC | N/A | Non Ducted | Single Split System | Wall Hung | Air | Air | Thailand | 0.87 | N/A | 3.5 | N/A | N/A | N/A | N/A | N/A | 0.82 | 3.7 | Calorimeter Room | 4.0269 | 4.5132 | N/A | - | N/A | N/A | N/A | N/A | N/A | N/A | N/A | N/A | N/A | N/A | N/A | N/A | N/A | N/A | N/A | N/A | N/A | Single | R32 | Australia,New Zealand | 155725 | 46985 | 0 | Approved | Reverse Cycle | N/A | Yes | Class 8 | Yes | N/A | N/A | N/A | N/A | N/A | N/A | N/A | Available | N/A | N/A | http://www.MitsubishiElectric.com.au/ | http://www.mitsubishielectric.com.au | N/A | 0 | 0 | AAC7721 | Yes | Variable output compressor | Inverter | No | - | 3500 | 0.87 | - | 310 | 1750 | No | - | - | - | 795.18 | 3769.5 | Yes | 230 | 1880 | Yes | 105 | 930 | 3700 | 0.82 | 310 | 1850 | Yes | 130 | 710 | Yes | 1350 | 3900 | No | - | - | No | - | - | - | - | - | Yes | 1130 | 3340 | No | - | - | No | - | -
MUZ-AP35VG2/MSZ-AP35VGD2 | MUZ-AP35VG2/MSZ-AP35VG2 Series | N/A | MITSUBISHI ELECTRIC | N/A | Non Ducted | Single Split System | Wall Hung | Air | Air | Thailand | 0.87 | N/A | 3.5 | N/A | N/A | N/A | N/A | N/A | 0.82 | 3.7 | Calorimeter Room | 4.0269 | 4.5132 | N/A | - | N/A | N/A | N/A | N/A | N/A | N/A | N/A | N/A | N/A | N/A | N/A | N/A | N/A | N/A | N/A | N/A | N/A | Single | R32 | Australia,New Zealand | 155725 | 46985 | 0 | Approved | Reverse Cycle | N/A | Yes | Class 8 | Yes | N/A | N/A | N/A | N/A | N/A | N/A | N/A | Available | N/A | N/A | http://www.MitsubishiElectric.com.au/ | http://www.mitsubishielectric.com.au | N/A | 0 | 0 | AAC7721 | Yes | Variable output compressor | Inverter | No | - | 3500 | 0.87 | - | 310 | 1750 | No | - | - | - | 795.18 | 3769.5 | Yes | 230 | 1880 | Yes | 105 | 930 | 3700 | 0.82 | 310 | 1850 | Yes | 130 | 710 | Yes | 1350 | 3900 | No | - | - | No | - | - | - | - | - | Yes | 1130 | 3340 | No | - | - | No | - | -
MUZ-AP35VG2/MSZ-AP35VGKD2 | MUZ-AP35VG2/MSZ-AP35VG2 Series | N/A | MITSUBISHI ELECTRIC | N/A | Non Ducted | Single Split System | Wall Hung | Air | Air | Thailand | 0.87 | N/A | 3.5 | N/A | N/A | N/A | N/A | N/A | 0.82 | 3.7 | Calorimeter Room | 4.0269 | 4.5132 | N/A | - | N/A | N/A | N/A | N/A | N/A | N/A | N/A | N/A | N/A | N/A | N/A | N/A | N/A | N/A | N/A | N/A | N/A | Single | R32 | Australia,New Zealand | 155725 | 46985 | 0 | Approved | Reverse Cycle | N/A | Yes | Class 8 | Yes | N/A | N/A | N/A | N/A | N/A | N/A | N/A | Available | N/A | N/A | http://www.MitsubishiElectric.com.au/ | http://www.mitsubishielectric.com.au | N/A | 0 | 0 | AAC7721 | Yes | Variable output compressor | Inverter | No | - | 3500 | 0.87 | - | 310 | 1750 | No | - | - | - | 795.18 | 3769.5 | Yes | 230 | 1880 | Yes | 105 | 930 | 3700 | 0.82 | 310 | 1850 | Yes | 130 | 710 | Yes | 1350 | 3900 | No | - | - | No | - | - | - | - | - | Yes | 1130 | 3340 | No | - | - | No | - | -
MUZ-AP35VGD/MSZ-AP35VGD | MUZ-AP35VG/MSZ-AP35VG Series | N/A | MITSUBISHI ELECTRIC | N/A | Non Ducted | Single Split System | Wall Hung | Air | Air | Thailand | 0.87 | N/A | 3.5 | N/A | N/A | N/A | N/A | N/A | 0.81 | 3.7 | Calorimeter Room | 4.0585 | 4.5562 | N/A | - | N/A | N/A | N/A | N/A | N/A | N/A | N/A | N/A | N/A | N/A | N/A | N/A | N/A | N/A | N/A | N/A | N/A | Single | R32 | Australia,New Zealand | 143035 | 46344 | 0 | Approved | Reverse Cycle | N/A | Yes | Class 8 | Yes | N/A | N/A | N/A | N/A | N/A | N/A | N/A | Available | N/A | N/A | http://www.MitsubishiElectric.com.au/ | http://www.mitsubishielectric.com.au | N/A | 0 | 0 | AAC6354 | Yes | Variable output compressor | Inverter | No | - | 3500 | 0.87 | - | 290 | 1750 | No | - | - | - | 795.18 | 3769.5 | Yes | 230 | 1880 | Yes | 105 | 950 | 3700 | 0.81 | 330 | 1850 | No | - | - | Yes | 1400 | 3900 | No | - | - | No | - | - | - | - | - | No | - | - | No | - | - | No | - | -
MUZ-AP35VGD/MSZ-AP35VGD2 | MUZ-AP35VG/MSZ-AP35VG Series | N/A | MITSUBISHI ELECTRIC | N/A | Non Ducted | Single Split System | Wall Hung | Air | Air | Thailand | 0.87 | N/A | 3.5 | N/A | N/A | N/A | N/A | N/A | 0.81 | 3.7 | Calorimeter Room | 4.0585 | 4.5562 | N/A | - | N/A | N/A | N/A | N/A | N/A | N/A | N/A | N/A | N/A | N/A | N/A | N/A | N/A | N/A | N/A | N/A | N/A | Single | R32 | Australia,New Zealand | 143035 | 46344 | 0 | Approved | Reverse Cycle | N/A | Yes | Class 8 | Yes | N/A | N/A | N/A | N/A | N/A | N/A | N/A | Available | N/A | N/A | http://www.MitsubishiElectric.com.au/ | http://www.mitsubishielectric.com.au | N/A | 0 | 0 | AAC6354 | Yes | Variable output compressor | Inverter | No | - | 3500 | 0.87 | - | 290 | 1750 | No | - | - | - | 795.18 | 3769.5 | Yes | 230 | 1880 | Yes | 105 | 950 | 3700 | 0.81 | 330 | 1850 | No | - | - | Yes | 1400 | 3900 | No | - | - | No | - | - | - | - | - | No | - | - | No | - | - | No | - | -
MUZ-AP35VGD/MSZ-AP35VGKD | MUZ-AP35VG/MSZ-AP35VG Series | N/A | MITSUBISHI ELECTRIC | N/A | Non Ducted | Single Split System | Wall Hung | Air | Air | Thailand | 0.87 | N/A | 3.5 | N/A | N/A | N/A | N/A | N/A | 0.81 | 3.7 | Calorimeter Room | 4.0585 | 4.5562 | N/A | - | N/A | N/A | N/A | N/A | N/A | N/A | N/A | N/A | N/A | N/A | N/A | N/A | N/A | N/A | N/A | N/A | N/A | Single | R32 | Australia,New Zealand | 143035 | 46344 | 0 | Approved | Reverse Cycle | N/A | Yes | Class 8 | Yes | N/A | N/A | N/A | N/A | N/A | N/A | N/A | Available | N/A | N/A | http://www.MitsubishiElectric.com.au/ | http://www.mitsubishielectric.com.au | N/A | 0 | 0 | AAC6354 | Yes | Variable output compressor | Inverter | No | - | 3500 | 0.87 | - | 290 | 1750 | No | - | - | - | 795.18 | 3769.5 | Yes | 230 | 1880 | Yes | 105 | 950 | 3700 | 0.81 | 330 | 1850 | No | - | - | Yes | 1400 | 3900 | No | - | - | No | - | - | - | - | - | No | - | - | No | - | - | No | - | -
MUZ-AP35VGD2/MSZ-AP35VGD | MUZ-AP35VG2/MSZ-AP35VG2 Series | N/A | MITSUBISHI ELECTRIC | N/A | Non Ducted | Single Split System | Wall Hung | Air | Air | Thailand | 0.87 | N/A | 3.5 | N/A | N/A | N/A | N/A | N/A | 0.82 | 3.7 | Calorimeter Room | 4.0269 | 4.5132 | N/A | - | N/A | N/A | N/A | N/A | N/A | N/A | N/A | N/A | N/A | N/A | N/A | N/A | N/A | N/A | N/A | N/A | N/A | Single | R32 | Australia,New Zealand | 155725 | 46985 | 0 | Approved | Reverse Cycle | N/A | Yes | Class 8 | Yes | N/A | N/A | N/A | N/A | N/A | N/A | N/A | Available | N/A | N/A | http://www.MitsubishiElectric.com.au/ | http://www.mitsubishielectric.com.au | N/A | 0 | 0 | AAC7721 | Yes | Variable output compressor | Inverter | No | - | 3500 | 0.87 | - | 310 | 1750 | No | - | - | - | 795.18 | 3769.5 | Yes | 230 | 1880 | Yes | 105 | 930 | 3700 | 0.82 | 310 | 1850 | Yes | 130 | 710 | Yes | 1350 | 3900 | No | - | - | No | - | - | - | - | - | Yes | 1130 | 3340 | No | - | - | No | - | -
MUZ-AP35VGD2/MSZ-AP35VGD2 | MUZ-AP35VG2/MSZ-AP35VG2 Series | N/A | MITSUBISHI ELECTRIC | N/A | Non Ducted | Single Split System | Wall Hung | Air | Air | Thailand | 0.87 | N/A | 3.5 | N/A | N/A | N/A | N/A | N/A | 0.82 | 3.7 | Calorimeter Room | 4.0269 | 4.5132 | N/A | - | N/A | N/A | N/A | N/A | N/A | N/A | N/A | N/A | N/A | N/A | N/A | N/A | N/A | N/A | N/A | N/A | N/A | Single | R32 | Australia,New Zealand | 155725 | 46985 | 0 | Approved | Reverse Cycle | N/A | Yes | Class 8 | Yes | N/A | N/A | N/A | N/A | N/A | N/A | N/A | Available | N/A | N/A | http://www.MitsubishiElectric.com.au/ | http://www.mitsubishielectric.com.au | N/A | 0 | 0 | AAC7721 | Yes | Variable output compressor | Inverter | No | - | 3500 | 0.87 | - | 310 | 1750 | No | - | - | - | 795.18 | 3769.5 | Yes | 230 | 1880 | Yes | 105 | 930 | 3700 | 0.82 | 310 | 1850 | Yes | 130 | 710 | Yes | 1350 | 3900 | No | - | - | No | - | - | - | - | - | Yes | 1130 | 3340 | No | - | - | No | - | -
MUZ-AP35VGD2/MSZ-AP35VGKD2 | MUZ-AP35VG2/MSZ-AP35VG2 Series | N/A | MITSUBISHI ELECTRIC | N/A | Non Ducted | Single Split System | Wall Hung | Air | Air | Thailand | 0.87 | N/A | 3.5 | N/A | N/A | N/A | N/A | N/A | 0.82 | 3.7 | Calorimeter Room | 4.0269 | 4.5132 | N/A | - | N/A | N/A | N/A | N/A | N/A | N/A | N/A | N/A | N/A | N/A | N/A | N/A | N/A | N/A | N/A | N/A | N/A | Single | R32 | Australia,New Zealand | 155725 | 46985 | 0 | Approved | Reverse Cycle | N/A | Yes | Class 8 | Yes | N/A | N/A | N/A | N/A | N/A | N/A | N/A | Available | N/A | N/A | http://www.MitsubishiElectric.com.au/ | http://www.mitsubishielectric.com.au | N/A | 0 | 0 | AAC7721 | Yes | Variable output compressor | Inverter | No | - | 3500 | 0.87 | - | 310 | 1750 | No | - | - | - | 795.18 | 3769.5 | Yes | 230 | 1880 | Yes | 105 | 930 | 3700 | 0.82 | 310 | 1850 | Yes | 130 | 710 | Yes | 1350 | 3900 | No | - | - | No | - | - | - | - | - | Yes | 1130 | 3340 | No | - | - | No | - | -
MUZ-AP42VG/MSZ-AP42VG Series | MUZ-AP42VG/MSZ-AP42VG Series | N/A | MITSUBISHI ELECTRIC | N/A | Non Ducted | Single Split System | Wall Hung | Air | Air | Thailand | 1.19 | N/A | 4.2 | N/A | N/A | N/A | N/A | N/A | 1.43 | 5.4 | Calorimeter Room | 3.5118 | 3.8493 | N/A | - | N/A | N/A | N/A | N/A | N/A | N/A | N/A | N/A | N/A | N/A | N/A | N/A | N/A | N/A | N/A | N/A | N/A | Single | R32 | Australia,New Zealand | 143037 | 46344 | 0 | Approved | Reverse Cycle | N/A | Yes | Class 9 | Yes | N/A | N/A | N/A | N/A | N/A | N/A | N/A | Available | N/A | N/A | http://www.MitsubishiElectric.com.au/ | http://www.mitsubishielectric.com.au | N/A | 0 | 0 | AAC6358 | Yes | Variable output compressor | Inverter | No | - | 4200 | 1.19 | - | 410 | 2100 | No | - | - | - | 1087.66 | 4523.4 | Yes | 330 | 2260 | Yes | 130 | 980 | 5400 | 1.43 | 540 | 2700 | No | - | - | Yes | 2200 | 5400 | No | - | - | No | - | - | - | - | - | No | - | - | No | - | - | No | - | -
MUZ-AP42VG/MSZ-AP42VGD | MUZ-AP42VG/MSZ-AP42VG Series | N/A | MITSUBISHI ELECTRIC | N/A | Non Ducted | Single Split System | Wall Hung | Air | Air | Thailand | 1.19 | N/A | 4.2 | N/A | N/A | N/A | N/A | N/A | 1.43 | 5.4 | Calorimeter Room | 3.5118 | 3.8493 | N/A | - | N/A | N/A | N/A | N/A | N/A | N/A | N/A | N/A | N/A | N/A | N/A | N/A | N/A | N/A | N/A | N/A | N/A | Single | R32 | Australia,New Zealand | 143037 | 46344 | 0 | Approved | Reverse Cycle | N/A | Yes | Class 9 | Yes | N/A | N/A | N/A | N/A | N/A | N/A | N/A | Available | N/A | N/A | http://www.MitsubishiElectric.com.au/ | http://www.mitsubishielectric.com.au | N/A | 0 | 0 | AAC6358 | Yes | Variable output compressor | Inverter | No | - | 4200 | 1.19 | - | 410 | 2100 | No | - | - | - | 1087.66 | 4523.4 | Yes | 330 | 2260 | Yes | 130 | 980 | 5400 | 1.43 | 540 | 2700 | No | - | - | Yes | 2200 | 5400 | No | - | - | No | - | - | - | - | - | No | - | - | No | - | - | No | - | -
MUZ-AP42VG/MSZ-AP42VGD2 | MUZ-AP42VG/MSZ-AP42VG Series | N/A | MITSUBISHI ELECTRIC | N/A | Non Ducted | Single Split System | Wall Hung | Air | Air | Thailand | 1.19 | N/A | 4.2 | N/A | N/A | N/A | N/A | N/A | 1.43 | 5.4 | Calorimeter Room | 3.5118 | 3.8493 | N/A | - | N/A | N/A | N/A | N/A | N/A | N/A | N/A | N/A | N/A | N/A | N/A | N/A | N/A | N/A | N/A | N/A | N/A | Single | R32 | Australia,New Zealand | 143037 | 46344 | 0 | Approved | Reverse Cycle | N/A | Yes | Class 9 | Yes | N/A | N/A | N/A | N/A | N/A | N/A | N/A | Available | N/A | N/A | http://www.MitsubishiElectric.com.au/ | http://www.mitsubishielectric.com.au | N/A | 0 | 0 | AAC6358 | Yes | Variable output compressor | Inverter | No | - | 4200 | 1.19 | - | 410 | 2100 | No | - | - | - | 1087.66 | 4523.4 | Yes | 330 | 2260 | Yes | 130 | 980 | 5400 | 1.43 | 540 | 2700 | No | - | - | Yes | 2200 | 5400 | No | - | - | No | - | - | - | - | - | No | - | - | No | - | - | No | - | -
MUZ-AP42VG/MSZ-AP42VGKD | MUZ-AP42VG/MSZ-AP42VG Series | N/A | MITSUBISHI ELECTRIC | N/A | Non Ducted | Single Split System | Wall Hung | Air | Air | Thailand | 1.19 | N/A | 4.2 | N/A | N/A | N/A | N/A | N/A | 1.43 | 5.4 | Calorimeter Room | 3.5118 | 3.8493 | N/A | - | N/A | N/A | N/A | N/A | N/A | N/A | N/A | N/A | N/A | N/A | N/A | N/A | N/A | N/A | N/A | N/A | N/A | Single | R32 | Australia,New Zealand | 143037 | 46344 | 0 | Approved | Reverse Cycle | N/A | Yes | Class 9 | Yes | N/A | N/A | N/A | N/A | N/A | N/A | N/A | Available | N/A | N/A | http://www.MitsubishiElectric.com.au/ | http://www.mitsubishielectric.com.au | N/A | 0 | 0 | AAC6358 | Yes | Variable output compressor | Inverter | No | - | 4200 | 1.19 | - | 410 | 2100 | No | - | - | - | 1087.66 | 4523.4 | Yes | 330 | 2260 | Yes | 130 | 980 | 5400 | 1.43 | 540 | 2700 | No | - | - | Yes | 2200 | 5400 | No | - | - | No | - | - | - | - | - | No | - | - | No | - | - | No | - | -
MUZ-AP42VG2/MSZ-AP42VG2 Series | MUZ-AP42VG2/MSZ-AP42VG2 Series | N/A | MITSUBISHI ELECTRIC | N/A | Non Ducted | Single Split System | Wall Hung | Air | Air | Thailand | 1.19 | N/A | 4.2 | N/A | N/A | N/A | N/A | N/A | 1.43 | 5.4 | Calorimeter Room | 3.6557 | 3.9285 | N/A | - | N/A | N/A | N/A | N/A | N/A | N/A | N/A | N/A | N/A | N/A | N/A | N/A | N/A | N/A | N/A | N/A | N/A | Single | R32 | Australia,New Zealand | 155729 | 46985 | 0 | Approved | Reverse Cycle | N/A | Yes | Class 9 | Yes | N/A | N/A | N/A | N/A | N/A | N/A | N/A | Available | N/A | N/A | http://www.MitsubishiElectric.com.au/ | http://www.mitsubishielectric.com.au | N/A | 0 | 0 | AAC7722 | Yes | Variable output compressor | Inverter | No | - | 4200 | 1.19 | - | 410 | 2100 | Yes | 180 | 920 | - | 1087.66 | 4523.4 | Yes | 330 | 2260 | - | 130 | 980 | 5400 | 1.43 | 520 | 2700 | Yes | 155 | 770 | Yes | 2050 | 5400 | No | - | - | No | - | - | - | - | - | Yes | 1950 | 4800 | No | - | - | No | - | -
MUZ-AP42VG2/MSZ-AP42VGD | MUZ-AP42VG2/MSZ-AP42VG2 Series | N/A | MITSUBISHI ELECTRIC | N/A | Non Ducted | Single Split System | Wall Hung | Air | Air | Thailand | 1.19 | N/A | 4.2 | N/A | N/A | N/A | N/A | N/A | 1.43 | 5.4 | Calorimeter Room | 3.6557 | 3.9285 | N/A | - | N/A | N/A | N/A | N/A | N/A | N/A | N/A | N/A | N/A | N/A | N/A | N/A | N/A | N/A | N/A | N/A | N/A | Single | R32 | Australia,New Zealand | 155729 | 46985 | 0 | Approved | Reverse Cycle | N/A | Yes | Class 9 | Yes | N/A | N/A | N/A | N/A | N/A | N/A | N/A | Available | N/A | N/A | http://www.MitsubishiElectric.com.au/ | http://www.mitsubishielectric.com.au | N/A | 0 | 0 | AAC7722 | Yes | Variable output compressor | Inverter | No | - | 4200 | 1.19 | - | 410 | 2100 | Yes | 180 | 920 | - | 1087.66 | 4523.4 | Yes | 330 | 2260 | - | 130 | 980 | 5400 | 1.43 | 520 | 2700 | Yes | 155 | 770 | Yes | 2050 | 5400 | No | - | - | No | - | - | - | - | - | Yes | 1950 | 4800 | No | - | - | No | - | -
MUZ-AP42VG2/MSZ-AP42VGD2 | MUZ-AP42VG2/MSZ-AP42VG2 Series | N/A | MITSUBISHI ELECTRIC | N/A | Non Ducted | Single Split System | Wall Hung | Air | Air | Thailand | 1.19 | N/A | 4.2 | N/A | N/A | N/A | N/A | N/A | 1.43 | 5.4 | Calorimeter Room | 3.6557 | 3.9285 | N/A | - | N/A | N/A | N/A | N/A | N/A | N/A | N/A | N/A | N/A | N/A | N/A | N/A | N/A | N/A | N/A | N/A | N/A | Single | R32 | Australia,New Zealand | 155729 | 46985 | 0 | Approved | Reverse Cycle | N/A | Yes | Class 9 | Yes | N/A | N/A | N/A | N/A | N/A | N/A | N/A | Available | N/A | N/A | http://www.MitsubishiElectric.com.au/ | http://www.mitsubishielectric.com.au | N/A | 0 | 0 | AAC7722 | Yes | Variable output compressor | Inverter | No | - | 4200 | 1.19 | - | 410 | 2100 | Yes | 180 | 920 | - | 1087.66 | 4523.4 | Yes | 330 | 2260 | - | 130 | 980 | 5400 | 1.43 | 520 | 2700 | Yes | 155 | 770 | Yes | 2050 | 5400 | No | - | - | No | - | - | - | - | - | Yes | 1950 | 4800 | No | - | - | No | - | -
MUZ-AP42VG2/MSZ-AP42VGKD2 | MUZ-AP42VG2/MSZ-AP42VG2 Series | N/A | MITSUBISHI ELECTRIC | N/A | Non Ducted | Single Split System | Wall Hung | Air | Air | Thailand | 1.19 | N/A | 4.2 | N/A | N/A | N/A | N/A | N/A | 1.43 | 5.4 | Calorimeter Room | 3.6557 | 3.9285 | N/A | - | N/A | N/A | N/A | N/A | N/A | N/A | N/A | N/A | N/A | N/A | N/A | N/A | N/A | N/A | N/A | N/A | N/A | Single | R32 | Australia,New Zealand | 155729 | 46985 | 0 | Approved | Reverse Cycle | N/A | Yes | Class 9 | Yes | N/A | N/A | N/A | N/A | N/A | N/A | N/A | Available | N/A | N/A | http://www.MitsubishiElectric.com.au/ | http://www.mitsubishielectric.com.au | N/A | 0 | 0 | AAC7722 | Yes | Variable output compressor | Inverter | No | - | 4200 | 1.19 | - | 410 | 2100 | Yes | 180 | 920 | - | 1087.66 | 4523.4 | Yes | 330 | 2260 | - | 130 | 980 | 5400 | 1.43 | 520 | 2700 | Yes | 155 | 770 | Yes | 2050 | 5400 | No | - | - | No | - | - | - | - | - | Yes | 1950 | 4800 | No | - | - | No | - | -
MUZ-AP42VGD/MSZ-AP42VGD | MUZ-AP42VG/MSZ-AP42VG Series | N/A | MITSUBISHI ELECTRIC | N/A | Non Ducted | Single Split System | Wall Hung | Air | Air | Thailand | 1.19 | N/A | 4.2 | N/A | N/A | N/A | N/A | N/A | 1.43 | 5.4 | Calorimeter Room | 3.5118 | 3.8493 | N/A | - | N/A | N/A | N/A | N/A | N/A | N/A | N/A | N/A | N/A | N/A | N/A | N/A | N/A | N/A | N/A | N/A | N/A | Single | R32 | Australia,New Zealand | 143037 | 46344 | 0 | Approved | Reverse Cycle | N/A | Yes | Class 9 | Yes | N/A | N/A | N/A | N/A | N/A | N/A | N/A | Available | N/A | N/A | http://www.MitsubishiElectric.com.au/ | http://www.mitsubishielectric.com.au | N/A | 0 | 0 | AAC6358 | Yes | Variable output compressor | Inverter | No | - | 4200 | 1.19 | - | 410 | 2100 | No | - | - | - | 1087.66 | 4523.4 | Yes | 330 | 2260 | Yes | 130 | 980 | 5400 | 1.43 | 540 | 2700 | No | - | - | Yes | 2200 | 5400 | No | - | - | No | - | - | - | - | - | No | - | - | No | - | - | No | - | -
MUZ-AP42VGD/MSZ-AP42VGD2 | MUZ-AP42VG/MSZ-AP42VG Series | N/A | MITSUBISHI ELECTRIC | N/A | Non Ducted | Single Split System | Wall Hung | Air | Air | Thailand | 1.19 | N/A | 4.2 | N/A | N/A | N/A | N/A | N/A | 1.43 | 5.4 | Calorimeter Room | 3.5118 | 3.8493 | N/A | - | N/A | N/A | N/A | N/A | N/A | N/A | N/A | N/A | N/A | N/A | N/A | N/A | N/A | N/A | N/A | N/A | N/A | Single | R32 | Australia,New Zealand | 143037 | 46344 | 0 | Approved | Reverse Cycle | N/A | Yes | Class 9 | Yes | N/A | N/A | N/A | N/A | N/A | N/A | N/A | Available | N/A | N/A | http://www.MitsubishiElectric.com.au/ | http://www.mitsubishielectric.com.au | N/A | 0 | 0 | AAC6358 | Yes | Variable output compressor | Inverter | No | - | 4200 | 1.19 | - | 410 | 2100 | No | - | - | - | 1087.66 | 4523.4 | Yes | 330 | 2260 | Yes | 130 | 980 | 5400 | 1.43 | 540 | 2700 | No | - | - | Yes | 2200 | 5400 | No | - | - | No | - | - | - | - | - | No | - | - | No | - | - | No | - | -
MUZ-AP42VGD/MSZ-AP42VGKD | MUZ-AP42VG/MSZ-AP42VG Series | N/A | MITSUBISHI ELECTRIC | N/A | Non Ducted | Single Split System | Wall Hung | Air | Air | Thailand | 1.19 | N/A | 4.2 | N/A | N/A | N/A | N/A | N/A | 1.43 | 5.4 | Calorimeter Room | 3.5118 | 3.8493 | N/A | - | N/A | N/A | N/A | N/A | N/A | N/A | N/A | N/A | N/A | N/A | N/A | N/A | N/A | N/A | N/A | N/A | N/A | Single | R32 | Australia,New Zealand | 143037 | 46344 | 0 | Approved | Reverse Cycle | N/A | Yes | Class 9 | Yes | N/A | N/A | N/A | N/A | N/A | N/A | N/A | Available | N/A | N/A | http://www.MitsubishiElectric.com.au/ | http://www.mitsubishielectric.com.au | N/A | 0 | 0 | AAC6358 | Yes | Variable output compressor | Inverter | No | - | 4200 | 1.19 | - | 410 | 2100 | No | - | - | - | 1087.66 | 4523.4 | Yes | 330 | 2260 | Yes | 130 | 980 | 5400 | 1.43 | 540 | 2700 | No | - | - | Yes | 2200 | 5400 | No | - | - | No | - | - | - | - | - | No | - | - | No | - | - | No | - | -
MUZ-AP42VGD2/MSZ-AP42VGD | MUZ-AP42VG2/MSZ-AP42VG2 Series | N/A | MITSUBISHI ELECTRIC | N/A | Non Ducted | Single Split System | Wall Hung | Air | Air | Thailand | 1.19 | N/A | 4.2 | N/A | N/A | N/A | N/A | N/A | 1.43 | 5.4 | Calorimeter Room | 3.6557 | 3.9285 | N/A | - | N/A | N/A | N/A | N/A | N/A | N/A | N/A | N/A | N/A | N/A | N/A | N/A | N/A | N/A | N/A | N/A | N/A | Single | R32 | Australia,New Zealand | 155729 | 46985 | 0 | Approved | Reverse Cycle | N/A | Yes | Class 9 | Yes | N/A | N/A | N/A | N/A | N/A | N/A | N/A | Available | N/A | N/A | http://www.MitsubishiElectric.com.au/ | http://www.mitsubishielectric.com.au | N/A | 0 | 0 | AAC7722 | Yes | Variable output compressor | Inverter | No | - | 4200 | 1.19 | - | 410 | 2100 | Yes | 180 | 920 | - | 1087.66 | 4523.4 | Yes | 330 | 2260 | - | 130 | 980 | 5400 | 1.43 | 520 | 2700 | Yes | 155 | 770 | Yes | 2050 | 5400 | No | - | - | No | - | - | - | - | - | Yes | 1950 | 4800 | No | - | - | No | - | -
MUZ-AP42VGD2/MSZ-AP42VGD2 | MUZ-AP42VG2/MSZ-AP42VG2 Series | N/A | MITSUBISHI ELECTRIC | N/A | Non Ducted | Single Split System | Wall Hung | Air | Air | Thailand | 1.19 | N/A | 4.2 | N/A | N/A | N/A | N/A | N/A | 1.43 | 5.4 | Calorimeter Room | 3.6557 | 3.9285 | N/A | - | N/A | N/A | N/A | N/A | N/A | N/A | N/A | N/A | N/A | N/A | N/A | N/A | N/A | N/A | N/A | N/A | N/A | Single | R32 | Australia,New Zealand | 155729 | 46985 | 0 | Approved | Reverse Cycle | N/A | Yes | Class 9 | Yes | N/A | N/A | N/A | N/A | N/A | N/A | N/A | Available | N/A | N/A | http://www.MitsubishiElectric.com.au/ | http://www.mitsubishielectric.com.au | N/A | 0 | 0 | AAC7722 | Yes | Variable output compressor | Inverter | No | - | 4200 | 1.19 | - | 410 | 2100 | Yes | 180 | 920 | - | 1087.66 | 4523.4 | Yes | 330 | 2260 | - | 130 | 980 | 5400 | 1.43 | 520 | 2700 | Yes | 155 | 770 | Yes | 2050 | 5400 | No | - | - | No | - | - | - | - | - | Yes | 1950 | 4800 | No | - | - | No | - | -
MUZ-AP42VGD2/MSZ-AP42VGKD2 | MUZ-AP42VG2/MSZ-AP42VG2 Series | N/A | MITSUBISHI ELECTRIC | N/A | Non Ducted | Single Split System | Wall Hung | Air | Air | Thailand | 1.19 | N/A | 4.2 | N/A | N/A | N/A | N/A | N/A | 1.43 | 5.4 | Calorimeter Room | 3.6557 | 3.9285 | N/A | - | N/A | N/A | N/A | N/A | N/A | N/A | N/A | N/A | N/A | N/A | N/A | N/A | N/A | N/A | N/A | N/A | N/A | Single | R32 | Australia,New Zealand | 155729 | 46985 | 0 | Approved | Reverse Cycle | N/A | Yes | Class 9 | Yes | N/A | N/A | N/A | N/A | N/A | N/A | N/A | Available | N/A | N/A | http://www.MitsubishiElectric.com.au/ | http://www.mitsubishielectric.com.au | N/A | 0 | 0 | AAC7722 | Yes | Variable output compressor | Inverter | No | - | 4200 | 1.19 | - | 410 | 2100 | Yes | 180 | 920 | - | 1087.66 | 4523.4 | Yes | 330 | 2260 | - | 130 | 980 | 5400 | 1.43 | 520 | 2700 | Yes | 155 | 770 | Yes | 2050 | 5400 | No | - | - | No | - | - | - | - | - | Yes | 1950 | 4800 | No | - | - | No | - | -
MUZ-AP50VG/MSZ-AP50VG Series | MUZ-AP50VG/MSZ-AP50VG Series | N/A | MITSUBISHI ELECTRIC | N/A | Non Ducted | Single Split System | Wall Hung | Air | Air | Thailand | 1.32 | N/A | 5 | N/A | N/A | N/A | N/A | N/A | 1.62 | 6 | Calorimeter Room | 3.8383 | 4.0238 | N/A | - | N/A | N/A | N/A | N/A | N/A | N/A | N/A | N/A | N/A | N/A | N/A | N/A | N/A | N/A | N/A | N/A | N/A | Single | R32 | Australia,New Zealand | 143039 | 46356 | 0 | Approved | Reverse Cycle | N/A | Yes | Class 9 | Yes | N/A | N/A | N/A | N/A | N/A | N/A | N/A | Available | N/A | N/A | http://www.MitsubishiElectric.com.au/ | http://www.mitsubishielectric.com.au | N/A | 0 | 0 | AAC6369 | Yes | Variable output compressor | Inverter | No | - | 5000 | 1.32 | - | 470 | 2500 | No | - | - | - | 1206.48 | 5385 | Yes | 365 | 2690 | Yes | 145 | 940 | 6000 | 1.62 | 600 | 3000 | Yes | 300 | 1820 | Yes | 2640 | 6700 | No | - | - | No | - | - | - | - | - | Yes | 2250 | 5500 | Yes | 1330 | 3800 | No | - | -
MUZ-AP50VG/MSZ-AP50VGD | MUZ-AP50VG/MSZ-AP50VG Series | N/A | MITSUBISHI ELECTRIC | N/A | Non Ducted | Single Split System | Wall Hung | Air | Air | Thailand | 1.32 | N/A | 5 | N/A | N/A | N/A | N/A | N/A | 1.62 | 6 | Calorimeter Room | 3.8383 | 4.0238 | N/A | - | N/A | N/A | N/A | N/A | N/A | N/A | N/A | N/A | N/A | N/A | N/A | N/A | N/A | N/A | N/A | N/A | N/A | Single | R32 | Australia,New Zealand | 143039 | 46356 | 0 | Approved | Reverse Cycle | N/A | Yes | Class 9 | Yes | N/A | N/A | N/A | N/A | N/A | N/A | N/A | Available | N/A | N/A | http://www.MitsubishiElectric.com.au/ | http://www.mitsubishielectric.com.au | N/A | 0 | 0 | AAC6369 | Yes | Variable output compressor | Inverter | No | - | 5000 | 1.32 | - | 470 | 2500 | No | - | - | - | 1206.48 | 5385 | Yes | 365 | 2690 | Yes | 145 | 940 | 6000 | 1.62 | 600 | 3000 | Yes | 300 | 1820 | Yes | 2640 | 6700 | No | - | - | No | - | - | - | - | - | Yes | 2250 | 5500 | Yes | 1330 | 3800 | No | - | -
MUZ-AP50VG/MSZ-AP50VGD2 | MUZ-AP50VG/MSZ-AP50VG Series | N/A | MITSUBISHI ELECTRIC | N/A | Non Ducted | Single Split System | Wall Hung | Air | Air | Thailand | 1.32 | N/A | 5 | N/A | N/A | N/A | N/A | N/A | 1.62 | 6 | Calorimeter Room | 3.8383 | 4.0238 | N/A | - | N/A | N/A | N/A | N/A | N/A | N/A | N/A | N/A | N/A | N/A | N/A | N/A | N/A | N/A | N/A | N/A | N/A | Single | R32 | Australia,New Zealand | 143039 | 46356 | 0 | Approved | Reverse Cycle | N/A | Yes | Class 9 | Yes | N/A | N/A | N/A | N/A | N/A | N/A | N/A | Available | N/A | N/A | http://www.MitsubishiElectric.com.au/ | http://www.mitsubishielectric.com.au | N/A | 0 | 0 | AAC6369 | Yes | Variable output compressor | Inverter | No | - | 5000 | 1.32 | - | 470 | 2500 | No | - | - | - | 1206.48 | 5385 | Yes | 365 | 2690 | Yes | 145 | 940 | 6000 | 1.62 | 600 | 3000 | Yes | 300 | 1820 | Yes | 2640 | 6700 | No | - | - | No | - | - | - | - | - | Yes | 2250 | 5500 | Yes | 1330 | 3800 | No | - | -
MUZ-AP50VG/MSZ-AP50VGKD | MUZ-AP50VG/MSZ-AP50VG Series | N/A | MITSUBISHI ELECTRIC | N/A | Non Ducted | Single Split System | Wall Hung | Air | Air | Thailand | 1.32 | N/A | 5 | N/A | N/A | N/A | N/A | N/A | 1.62 | 6 | Calorimeter Room | 3.8383 | 4.0238 | N/A | - | N/A | N/A | N/A | N/A | N/A | N/A | N/A | N/A | N/A | N/A | N/A | N/A | N/A | N/A | N/A | N/A | N/A | Single | R32 | Australia,New Zealand | 143039 | 46356 | 0 | Approved | Reverse Cycle | N/A | Yes | Class 9 | Yes | N/A | N/A | N/A | N/A | N/A | N/A | N/A | Available | N/A | N/A | http://www.MitsubishiElectric.com.au/ | http://www.mitsubishielectric.com.au | N/A | 0 | 0 | AAC6369 | Yes | Variable output compressor | Inverter | No | - | 5000 | 1.32 | - | 470 | 2500 | No | - | - | - | 1206.48 | 5385 | Yes | 365 | 2690 | Yes | 145 | 940 | 6000 | 1.62 | 600 | 3000 | Yes | 300 | 1820 | Yes | 2640 | 6700 | No | - | - | No | - | - | - | - | - | Yes | 2250 | 5500 | Yes | 1330 | 3800 | No | - | -
MUZ-AP50VG2/MSZ-AP50VG2 Series | MUZ-AP50VG2/MSZ-AP50VG2 Series | N/A | MITSUBISHI ELECTRIC | N/A | Non Ducted | Single Split System | Wall Hung | Air | Air | Thailand | 1.32 | N/A | 5 | N/A | N/A | N/A | N/A | N/A | 1.62 | 6 | Calorimeter Room | 3.8355 | 3.7966 | N/A | - | N/A | N/A | N/A | N/A | N/A | N/A | N/A | N/A | N/A | N/A | N/A | N/A | N/A | N/A | N/A | N/A | N/A | Single | R32 | Australia,New Zealand | 155738 | 46977 | 0 | Approved | Reverse Cycle | N/A | Yes | Class 9 | Yes | N/A | N/A | N/A | N/A | N/A | N/A | N/A | Available | N/A | N/A | http://www.MitsubishiElectric.com.au/ | http://www.mitsubishielectric.com.au | N/A | 0 | 0 | AAC7701 | Yes | Variable output compressor | Inverter | No | - | 5000 | 1.32 | - | 470 | 2500 | Yes | 180 | 880 | - | 1206.48 | 5385 | Yes | 365 | 2690 | - | 145 | 940 | 6000 | 1.62 | 600 | 3000 | Yes | 310 | 1820 | Yes | 2640 | 6700 | No | - | - | No | - | - | - | - | - | Yes | 2400 | 5500 | Yes | 1330 | 3800 | No | - | -
MUZ-AP50VG2/MSZ-AP50VGD | MUZ-AP50VG2/MSZ-AP50VG2 Series | N/A | MITSUBISHI ELECTRIC | N/A | Non Ducted | Single Split System | Wall Hung | Air | Air | Thailand | 1.32 | N/A | 5 | N/A | N/A | N/A | N/A | N/A | 1.62 | 6 | Calorimeter Room | 3.8355 | 3.7966 | N/A | - | N/A | N/A | N/A | N/A | N/A | N/A | N/A | N/A | N/A | N/A | N/A | N/A | N/A | N/A | N/A | N/A | N/A | Single | R32 | Australia,New Zealand | 155738 | 46977 | 0 | Approved | Reverse Cycle | N/A | Yes | Class 9 | Yes | N/A | N/A | N/A | N/A | N/A | N/A | N/A | Available | N/A | N/A | http://www.MitsubishiElectric.com.au/ | http://www.mitsubishielectric.com.au | N/A | 0 | 0 | AAC7701 | Yes | Variable output compressor | Inverter | No | - | 5000 | 1.32 | - | 470 | 2500 | Yes | 180 | 880 | - | 1206.48 | 5385 | Yes | 365 | 2690 | - | 145 | 940 | 6000 | 1.62 | 600 | 3000 | Yes | 310 | 1820 | Yes | 2640 | 6700 | No | - | - | No | - | - | - | - | - | Yes | 2400 | 5500 | Yes | 1330 | 3800 | No | - | -
MUZ-AP50VG2/MSZ-AP50VGD2 | MUZ-AP50VG2/MSZ-AP50VG2 Series | N/A | MITSUBISHI ELECTRIC | N/A | Non Ducted | Single Split System | Wall Hung | Air | Air | Thailand | 1.32 | N/A | 5 | N/A | N/A | N/A | N/A | N/A | 1.62 | 6 | Calorimeter Room | 3.8355 | 3.7966 | N/A | - | N/A | N/A | N/A | N/A | N/A | N/A | N/A | N/A | N/A | N/A | N/A | N/A | N/A | N/A | N/A | N/A | N/A | Single | R32 | Australia,New Zealand | 155738 | 46977 | 0 | Approved | Reverse Cycle | N/A | Yes | Class 9 | Yes | N/A | N/A | N/A | N/A | N/A | N/A | N/A | Available | N/A | N/A | http://www.MitsubishiElectric.com.au/ | http://www.mitsubishielectric.com.au | N/A | 0 | 0 | AAC7701 | Yes | Variable output compressor | Inverter | No | - | 5000 | 1.32 | - | 470 | 2500 | Yes | 180 | 880 | - | 1206.48 | 5385 | Yes | 365 | 2690 | - | 145 | 940 | 6000 | 1.62 | 600 | 3000 | Yes | 310 | 1820 | Yes | 2640 | 6700 | No | - | - | No | - | - | - | - | - | Yes | 2400 | 5500 | Yes | 1330 | 3800 | No | - | -
MUZ-AP50VG2/MSZ-AP50VGKD2 | MUZ-AP50VG2/MSZ-AP50VG2 Series | N/A | MITSUBISHI ELECTRIC | N/A | Non Ducted | Single Split System | Wall Hung | Air | Air | Thailand | 1.32 | N/A | 5 | N/A | N/A | N/A | N/A | N/A | 1.62 | 6 | Calorimeter Room | 3.8355 | 3.7966 | N/A | - | N/A | N/A | N/A | N/A | N/A | N/A | N/A | N/A | N/A | N/A | N/A | N/A | N/A | N/A | N/A | N/A | N/A | Single | R32 | Australia,New Zealand | 155738 | 46977 | 0 | Approved | Reverse Cycle | N/A | Yes | Class 9 | Yes | N/A | N/A | N/A | N/A | N/A | N/A | N/A | Available | N/A | N/A | http://www.MitsubishiElectric.com.au/ | http://www.mitsubishielectric.com.au | N/A | 0 | 0 | AAC7701 | Yes | Variable output compressor | Inverter | No | - | 5000 | 1.32 | - | 470 | 2500 | Yes | 180 | 880 | - | 1206.48 | 5385 | Yes | 365 | 2690 | - | 145 | 940 | 6000 | 1.62 | 600 | 3000 | Yes | 310 | 1820 | Yes | 2640 | 6700 | No | - | - | No | - | - | - | - | - | Yes | 2400 | 5500 | Yes | 1330 | 3800 | No | - | -
MUZ-AP50VGD/MSZ-AP50VGD | MUZ-AP50VG/MSZ-AP50VG Series | N/A | MITSUBISHI ELECTRIC | N/A | Non Ducted | Single Split System | Wall Hung | Air | Air | Thailand | 1.32 | N/A | 5 | N/A | N/A | N/A | N/A | N/A | 1.62 | 6 | Calorimeter Room | 3.8383 | 4.0238 | N/A | - | N/A | N/A | N/A | N/A | N/A | N/A | N/A | N/A | N/A | N/A | N/A | N/A | N/A | N/A | N/A | N/A | N/A | Single | R32 | Australia,New Zealand | 143039 | 46356 | 0 | Approved | Reverse Cycle | N/A | Yes | Class 9 | Yes | N/A | N/A | N/A | N/A | N/A | N/A | N/A | Available | N/A | N/A | http://www.MitsubishiElectric.com.au/ | http://www.mitsubishielectric.com.au | N/A | 0 | 0 | AAC6369 | Yes | Variable output compressor | Inverter | No | - | 5000 | 1.32 | - | 470 | 2500 | No | - | - | - | 1206.48 | 5385 | Yes | 365 | 2690 | Yes | 145 | 940 | 6000 | 1.62 | 600 | 3000 | Yes | 300 | 1820 | Yes | 2640 | 6700 | No | - | - | No | - | - | - | - | - | Yes | 2250 | 5500 | Yes | 1330 | 3800 | No | - | -
MUZ-AP50VGD/MSZ-AP50VGD2 | MUZ-AP50VG/MSZ-AP50VG Series | N/A | MITSUBISHI ELECTRIC | N/A | Non Ducted | Single Split System | Wall Hung | Air | Air | Thailand | 1.32 | N/A | 5 | N/A | N/A | N/A | N/A | N/A | 1.62 | 6 | Calorimeter Room | 3.8383 | 4.0238 | N/A | - | N/A | N/A | N/A | N/A | N/A | N/A | N/A | N/A | N/A | N/A | N/A | N/A | N/A | N/A | N/A | N/A | N/A | Single | R32 | Australia,New Zealand | 143039 | 46356 | 0 | Approved | Reverse Cycle | N/A | Yes | Class 9 | Yes | N/A | N/A | N/A | N/A | N/A | N/A | N/A | Available | N/A | N/A | http://www.MitsubishiElectric.com.au/ | http://www.mitsubishielectric.com.au | N/A | 0 | 0 | AAC6369 | Yes | Variable output compressor | Inverter | No | - | 5000 | 1.32 | - | 470 | 2500 | No | - | - | - | 1206.48 | 5385 | Yes | 365 | 2690 | Yes | 145 | 940 | 6000 | 1.62 | 600 | 3000 | Yes | 300 | 1820 | Yes | 2640 | 6700 | No | - | - | No | - | - | - | - | - | Yes | 2250 | 5500 | Yes | 1330 | 3800 | No | - | -
MUZ-AP50VGD/MSZ-AP50VGKD | MUZ-AP50VG/MSZ-AP50VG Series | N/A | MITSUBISHI ELECTRIC | N/A | Non Ducted | Single Split System | Wall Hung | Air | Air | Thailand | 1.32 | N/A | 5 | N/A | N/A | N/A | N/A | N/A | 1.62 | 6 | Calorimeter Room | 3.8383 | 4.0238 | N/A | - | N/A | N/A | N/A | N/A | N/A | N/A | N/A | N/A | N/A | N/A | N/A | N/A | N/A | N/A | N/A | N/A | N/A | Single | R32 | Australia,New Zealand | 143039 | 46356 | 0 | Approved | Reverse Cycle | N/A | Yes | Class 9 | Yes | N/A | N/A | N/A | N/A | N/A | N/A | N/A | Available | N/A | N/A | http://www.MitsubishiElectric.com.au/ | http://www.mitsubishielectric.com.au | N/A | 0 | 0 | AAC6369 | Yes | Variable output compressor | Inverter | No | - | 5000 | 1.32 | - | 470 | 2500 | No | - | - | - | 1206.48 | 5385 | Yes | 365 | 2690 | Yes | 145 | 940 | 6000 | 1.62 | 600 | 3000 | Yes | 300 | 1820 | Yes | 2640 | 6700 | No | - | - | No | - | - | - | - | - | Yes | 2250 | 5500 | Yes | 1330 | 3800 | No | - | -
MUZ-AP50VGD2/MSZ-AP50VGD | MUZ-AP50VG2/MSZ-AP50VG2 Series | N/A | MITSUBISHI ELECTRIC | N/A | Non Ducted | Single Split System | Wall Hung | Air | Air | Thailand | 1.32 | N/A | 5 | N/A | N/A | N/A | N/A | N/A | 1.62 | 6 | Calorimeter Room | 3.8355 | 3.7966 | N/A | - | N/A | N/A | N/A | N/A | N/A | N/A | N/A | N/A | N/A | N/A | N/A | N/A | N/A | N/A | N/A | N/A | N/A | Single | R32 | Australia,New Zealand | 155738 | 46977 | 0 | Approved | Reverse Cycle | N/A | Yes | Class 9 | Yes | N/A | N/A | N/A | N/A | N/A | N/A | N/A | Available | N/A | N/A | http://www.MitsubishiElectric.com.au/ | http://www.mitsubishielectric.com.au | N/A | 0 | 0 | AAC7701 | Yes | Variable output compressor | Inverter | No | - | 5000 | 1.32 | - | 470 | 2500 | Yes | 180 | 880 | - | 1206.48 | 5385 | Yes | 365 | 2690 | - | 145 | 940 | 6000 | 1.62 | 600 | 3000 | Yes | 310 | 1820 | Yes | 2640 | 6700 | No | - | - | No | - | - | - | - | - | Yes | 2400 | 5500 | Yes | 1330 | 3800 | No | - | -
MUZ-AP50VGD2/MSZ-AP50VGD2 | MUZ-AP50VG2/MSZ-AP50VG2 Series | N/A | MITSUBISHI ELECTRIC | N/A | Non Ducted | Single Split System | Wall Hung | Air | Air | Thailand | 1.32 | N/A | 5 | N/A | N/A | N/A | N/A | N/A | 1.62 | 6 | Calorimeter Room | 3.8355 | 3.7966 | N/A | - | N/A | N/A | N/A | N/A | N/A | N/A | N/A | N/A | N/A | N/A | N/A | N/A | N/A | N/A | N/A | N/A | N/A | Single | R32 | Australia,New Zealand | 155738 | 46977 | 0 | Approved | Reverse Cycle | N/A | Yes | Class 9 | Yes | N/A | N/A | N/A | N/A | N/A | N/A | N/A | Available | N/A | N/A | http://www.MitsubishiElectric.com.au/ | http://www.mitsubishielectric.com.au | N/A | 0 | 0 | AAC7701 | Yes | Variable output compressor | Inverter | No | - | 5000 | 1.32 | - | 470 | 2500 | Yes | 180 | 880 | - | 1206.48 | 5385 | Yes | 365 | 2690 | - | 145 | 940 | 6000 | 1.62 | 600 | 3000 | Yes | 310 | 1820 | Yes | 2640 | 6700 | No | - | - | No | - | - | - | - | - | Yes | 2400 | 5500 | Yes | 1330 | 3800 | No | - | -
MUZ-AP50VGD2/MSZ-AP50VGKD2 | MUZ-AP50VG2/MSZ-AP50VG2 Series | N/A | MITSUBISHI ELECTRIC | N/A | Non Ducted | Single Split System | Wall Hung | Air | Air | Thailand | 1.32 | N/A | 5 | N/A | N/A | N/A | N/A | N/A | 1.62 | 6 | Calorimeter Room | 3.8355 | 3.7966 | N/A | - | N/A | N/A | N/A | N/A | N/A | N/A | N/A | N/A | N/A | N/A | N/A | N/A | N/A | N/A | N/A | N/A | N/A | Single | R32 | Australia,New Zealand | 155738 | 46977 | 0 | Approved | Reverse Cycle | N/A | Yes | Class 9 | Yes | N/A | N/A | N/A | N/A | N/A | N/A | N/A | Available | N/A | N/A | http://www.MitsubishiElectric.com.au/ | http://www.mitsubishielectric.com.au | N/A | 0 | 0 | AAC7701 | Yes | Variable output compressor | Inverter | No | - | 5000 | 1.32 | - | 470 | 2500 | Yes | 180 | 880 | - | 1206.48 | 5385 | Yes | 365 | 2690 | - | 145 | 940 | 6000 | 1.62 | 600 | 3000 | Yes | 310 | 1820 | Yes | 2640 | 6700 | No | - | - | No | - | - | - | - | - | Yes | 2400 | 5500 | Yes | 1330 | 3800 | No | - | -
MUZ-AP60VG/MSZ-AP60VG Series | MUZ-AP60VG/MSZ-AP60VG Series | N/A | MITSUBISHI ELECTRIC | N/A | Non Ducted | Single Split System | Wall Hung | Air | Air | Thailand | 1.59 | N/A | 6 | N/A | N/A | N/A | N/A | N/A | 1.67 | 6.8 | Calorimeter Room | 3.9625 | 4.1993 | N/A | - | N/A | N/A | N/A | N/A | N/A | N/A | N/A | N/A | N/A | N/A | N/A | N/A | N/A | N/A | N/A | N/A | N/A | Single | R32 | Australia,New Zealand | 143060 | 46343 | 0 | Approved | Reverse Cycle | N/A | Yes | Class 9 | Yes | N/A | N/A | N/A | N/A | N/A | N/A | N/A | Available | N/A | N/A | http://www.MitsubishiElectric.com.au/ | http://www.mitsubishielectric.com.au | N/A | 0 | 0 | AAC6353 | Yes | Variable output compressor | Inverter | No | - | 6000 | 1.59 | - | 570 | 3000 | No | - | - | - | 1453.26 | 6462 | Yes | 490 | 3230 | No | - | - | 6800 | 1.67 | 660 | 3400 | No | - | - | Yes | 2300 | 6700 | No | - | - | No | - | - | - | - | - | No | - | - | No | - | - | No | - | -
MUZ-AP60VG/MSZ-AP60VGD | MUZ-AP60VG/MSZ-AP60VG Series | N/A | MITSUBISHI ELECTRIC | N/A | Non Ducted | Single Split System | Wall Hung | Air | Air | Thailand | 1.59 | N/A | 6 | N/A | N/A | N/A | N/A | N/A | 1.67 | 6.8 | Calorimeter Room | 3.9625 | 4.1993 | N/A | - | N/A | N/A | N/A | N/A | N/A | N/A | N/A | N/A | N/A | N/A | N/A | N/A | N/A | N/A | N/A | N/A | N/A | Single | R32 | Australia,New Zealand | 143060 | 46343 | 0 | Approved | Reverse Cycle | N/A | Yes | Class 9 | Yes | N/A | N/A | N/A | N/A | N/A | N/A | N/A | Available | N/A | N/A | http://www.MitsubishiElectric.com.au/ | http://www.mitsubishielectric.com.au | N/A | 0 | 0 | AAC6353 | Yes | Variable output compressor | Inverter | No | - | 6000 | 1.59 | - | 570 | 3000 | No | - | - | - | 1453.26 | 6462 | Yes | 490 | 3230 | No | - | - | 6800 | 1.67 | 660 | 3400 | No | - | - | Yes | 2300 | 6700 | No | - | - | No | - | - | - | - | - | No | - | - | No | - | - | No | - | -
MUZ-AP60VG/MSZ-AP60VGD2 | MUZ-AP60VG/MSZ-AP60VG Series | N/A | MITSUBISHI ELECTRIC | N/A | Non Ducted | Single Split System | Wall Hung | Air | Air | Thailand | 1.59 | N/A | 6 | N/A | N/A | N/A | N/A | N/A | 1.67 | 6.8 | Calorimeter Room | 3.9625 | 4.1993 | N/A | - | N/A | N/A | N/A | N/A | N/A | N/A | N/A | N/A | N/A | N/A | N/A | N/A | N/A | N/A | N/A | N/A | N/A | Single | R32 | Australia,New Zealand | 143060 | 46343 | 0 | Approved | Reverse Cycle | N/A | Yes | Class 9 | Yes | N/A | N/A | N/A | N/A | N/A | N/A | N/A | Available | N/A | N/A | http://www.MitsubishiElectric.com.au/ | http://www.mitsubishielectric.com.au | N/A | 0 | 0 | AAC6353 | Yes | Variable output compressor | Inverter | No | - | 6000 | 1.59 | - | 570 | 3000 | No | - | - | - | 1453.26 | 6462 | Yes | 490 | 3230 | No | - | - | 6800 | 1.67 | 660 | 3400 | No | - | - | Yes | 2300 | 6700 | No | - | - | No | - | - | - | - | - | No | - | - | No | - | - | No | - | -
MUZ-AP60VG/MSZ-AP60VGKD | MUZ-AP60VG/MSZ-AP60VG Series | N/A | MITSUBISHI ELECTRIC | N/A | Non Ducted | Single Split System | Wall Hung | Air | Air | Thailand | 1.59 | N/A | 6 | N/A | N/A | N/A | N/A | N/A | 1.67 | 6.8 | Calorimeter Room | 3.9625 | 4.1993 | N/A | - | N/A | N/A | N/A | N/A | N/A | N/A | N/A | N/A | N/A | N/A | N/A | N/A | N/A | N/A | N/A | N/A | N/A | Single | R32 | Australia,New Zealand | 143060 | 46343 | 0 | Approved | Reverse Cycle | N/A | Yes | Class 9 | Yes | N/A | N/A | N/A | N/A | N/A | N/A | N/A | Available | N/A | N/A | http://www.MitsubishiElectric.com.au/ | http://www.mitsubishielectric.com.au | N/A | 0 | 0 | AAC6353 | Yes | Variable output compressor | Inverter | No | - | 6000 | 1.59 | - | 570 | 3000 | No | - | - | - | 1453.26 | 6462 | Yes | 490 | 3230 | No | - | - | 6800 | 1.67 | 660 | 3400 | No | - | - | Yes | 2300 | 6700 | No | - | - | No | - | - | - | - | - | No | - | - | No | - | - | No | - | -
MUZ-AP60VG2/MSZ-AP60VG2 Series | MUZ-AP60VG2/MSZ-AP60VG2 Series | N/A | MITSUBISHI ELECTRIC | N/A | Non Ducted | Single Split System | Wall Hung | Air | Air | Thailand | 1.59 | N/A | 6 | N/A | N/A | N/A | N/A | N/A | 1.65 | 6.8 | Calorimeter Room | 3.9805 | 4.1377 | N/A | - | N/A | N/A | N/A | N/A | N/A | N/A | N/A | N/A | N/A | N/A | N/A | N/A | N/A | N/A | N/A | N/A | N/A | Single | R32 | Australia,New Zealand | 155742 | 46977 | 0 | Approved | Reverse Cycle | N/A | Yes | Class 9 | Yes | N/A | N/A | N/A | N/A | N/A | N/A | N/A | Available | N/A | N/A | http://www.MitsubishiElectric.com.au/ | http://www.mitsubishielectric.com.au | N/A | 0 | 0 | AAC7702 | Yes | Variable output compressor | Inverter | No | - | 6000 | 1.59 | - | 570 | 3000 | Yes | 180 | 730 | - | 1453.26 | 6462 | Yes | 460 | 3230 | - | 170 | 1360 | 6800 | 1.65 | 660 | 3400 | Yes | 170 | 780 | Yes | 2270 | 6700 | No | - | - | No | - | - | - | - | - | Yes | 1990 | 5700 | No | - | - | No | - | -
MUZ-AP60VG2/MSZ-AP60VGD | MUZ-AP60VG2/MSZ-AP60VG2 Series | N/A | MITSUBISHI ELECTRIC | N/A | Non Ducted | Single Split System | Wall Hung | Air | Air | Thailand | 1.59 | N/A | 6 | N/A | N/A | N/A | N/A | N/A | 1.65 | 6.8 | Calorimeter Room | 3.9805 | 4.1377 | N/A | - | N/A | N/A | N/A | N/A | N/A | N/A | N/A | N/A | N/A | N/A | N/A | N/A | N/A | N/A | N/A | N/A | N/A | Single | R32 | Australia,New Zealand | 155742 | 46977 | 0 | Approved | Reverse Cycle | N/A | Yes | Class 9 | Yes | N/A | N/A | N/A | N/A | N/A | N/A | N/A | Available | N/A | N/A | http://www.MitsubishiElectric.com.au/ | http://www.mitsubishielectric.com.au | N/A | 0 | 0 | AAC7702 | Yes | Variable output compressor | Inverter | No | - | 6000 | 1.59 | - | 570 | 3000 | Yes | 180 | 730 | - | 1453.26 | 6462 | Yes | 460 | 3230 | - | 170 | 1360 | 6800 | 1.65 | 660 | 3400 | Yes | 170 | 780 | Yes | 2270 | 6700 | No | - | - | No | - | - | - | - | - | Yes | 1990 | 5700 | No | - | - | No | - | -
MUZ-AP60VG2/MSZ-AP60VGD2 | MUZ-AP60VG2/MSZ-AP60VG2 Series | N/A | MITSUBISHI ELECTRIC | N/A | Non Ducted | Single Split System | Wall Hung | Air | Air | Thailand | 1.59 | N/A | 6 | N/A | N/A | N/A | N/A | N/A | 1.65 | 6.8 | Calorimeter Room | 3.9805 | 4.1377 | N/A | - | N/A | N/A | N/A | N/A | N/A | N/A | N/A | N/A | N/A | N/A | N/A | N/A | N/A | N/A | N/A | N/A | N/A | Single | R32 | Australia,New Zealand | 155742 | 46977 | 0 | Approved | Reverse Cycle | N/A | Yes | Class 9 | Yes | N/A | N/A | N/A | N/A | N/A | N/A | N/A | Available | N/A | N/A | http://www.MitsubishiElectric.com.au/ | http://www.mitsubishielectric.com.au | N/A | 0 | 0 | AAC7702 | Yes | Variable output compressor | Inverter | No | - | 6000 | 1.59 | - | 570 | 3000 | Yes | 180 | 730 | - | 1453.26 | 6462 | Yes | 460 | 3230 | - | 170 | 1360 | 6800 | 1.65 | 660 | 3400 | Yes | 170 | 780 | Yes | 2270 | 6700 | No | - | - | No | - | - | - | - | - | Yes | 1990 | 5700 | No | - | - | No | - | -
MUZ-AP60VG2/MSZ-AP60VGKD2 | MUZ-AP60VG2/MSZ-AP60VG2 Series | N/A | MITSUBISHI ELECTRIC | N/A | Non Ducted | Single Split System | Wall Hung | Air | Air | Thailand | 1.59 | N/A | 6 | N/A | N/A | N/A | N/A | N/A | 1.65 | 6.8 | Calorimeter Room | 3.9805 | 4.1377 | N/A | - | N/A | N/A | N/A | N/A | N/A | N/A | N/A | N/A | N/A | N/A | N/A | N/A | N/A | N/A | N/A | N/A | N/A | Single | R32 | Australia,New Zealand | 155742 | 46977 | 0 | Approved | Reverse Cycle | N/A | Yes | Class 9 | Yes | N/A | N/A | N/A | N/A | N/A | N/A | N/A | Available | N/A | N/A | http://www.MitsubishiElectric.com.au/ | http://www.mitsubishielectric.com.au | N/A | 0 | 0 | AAC7702 | Yes | Variable output compressor | Inverter | No | - | 6000 | 1.59 | - | 570 | 3000 | Yes | 180 | 730 | - | 1453.26 | 6462 | Yes | 460 | 3230 | - | 170 | 1360 | 6800 | 1.65 | 660 | 3400 | Yes | 170 | 780 | Yes | 2270 | 6700 | No | - | - | No | - | - | - | - | - | Yes | 1990 | 5700 | No | - | - | No | - | -
MUZ-AP60VGD/MSZ-AP60VGD | MUZ-AP60VG/MSZ-AP60VG Series | N/A | MITSUBISHI ELECTRIC | N/A | Non Ducted | Single Split System | Wall Hung | Air | Air | Thailand | 1.59 | N/A | 6 | N/A | N/A | N/A | N/A | N/A | 1.67 | 6.8 | Calorimeter Room | 3.9625 | 4.1993 | N/A | - | N/A | N/A | N/A | N/A | N/A | N/A | N/A | N/A | N/A | N/A | N/A | N/A | N/A | N/A | N/A | N/A | N/A | Single | R32 | Australia,New Zealand | 143060 | 46343 | 0 | Approved | Reverse Cycle | N/A | Yes | Class 9 | Yes | N/A | N/A | N/A | N/A | N/A | N/A | N/A | Available | N/A | N/A | http://www.MitsubishiElectric.com.au/ | http://www.mitsubishielectric.com.au | N/A | 0 | 0 | AAC6353 | Yes | Variable output compressor | Inverter | No | - | 6000 | 1.59 | - | 570 | 3000 | No | - | - | - | 1453.26 | 6462 | Yes | 490 | 3230 | No | - | - | 6800 | 1.67 | 660 | 3400 | No | - | - | Yes | 2300 | 6700 | No | - | - | No | - | - | - | - | - | No | - | - | No | - | - | No | - | -
MUZ-AP60VGD/MSZ-AP60VGD2 | MUZ-AP60VG/MSZ-AP60VG Series | N/A | MITSUBISHI ELECTRIC | N/A | Non Ducted | Single Split System | Wall Hung | Air | Air | Thailand | 1.59 | N/A | 6 | N/A | N/A | N/A | N/A | N/A | 1.67 | 6.8 | Calorimeter Room | 3.9625 | 4.1993 | N/A | - | N/A | N/A | N/A | N/A | N/A | N/A | N/A | N/A | N/A | N/A | N/A | N/A | N/A | N/A | N/A | N/A | N/A | Single | R32 | Australia,New Zealand | 143060 | 46343 | 0 | Approved | Reverse Cycle | N/A | Yes | Class 9 | Yes | N/A | N/A | N/A | N/A | N/A | N/A | N/A | Available | N/A | N/A | http://www.MitsubishiElectric.com.au/ | http://www.mitsubishielectric.com.au | N/A | 0 | 0 | AAC6353 | Yes | Variable output compressor | Inverter | No | - | 6000 | 1.59 | - | 570 | 3000 | No | - | - | - | 1453.26 | 6462 | Yes | 490 | 3230 | No | - | - | 6800 | 1.67 | 660 | 3400 | No | - | - | Yes | 2300 | 6700 | No | - | - | No | - | - | - | - | - | No | - | - | No | - | - | No | - | -
MUZ-AP60VGD/MSZ-AP60VGKD | MUZ-AP60VG/MSZ-AP60VG Series | N/A | MITSUBISHI ELECTRIC | N/A | Non Ducted | Single Split System | Wall Hung | Air | Air | Thailand | 1.59 | N/A | 6 | N/A | N/A | N/A | N/A | N/A | 1.67 | 6.8 | Calorimeter Room | 3.9625 | 4.1993 | N/A | - | N/A | N/A | N/A | N/A | N/A | N/A | N/A | N/A | N/A | N/A | N/A | N/A | N/A | N/A | N/A | N/A | N/A | Single | R32 | Australia,New Zealand | 143060 | 46343 | 0 | Approved | Reverse Cycle | N/A | Yes | Class 9 | Yes | N/A | N/A | N/A | N/A | N/A | N/A | N/A | Available | N/A | N/A | http://www.MitsubishiElectric.com.au/ | http://www.mitsubishielectric.com.au | N/A | 0 | 0 | AAC6353 | Yes | Variable output compressor | Inverter | No | - | 6000 | 1.59 | - | 570 | 3000 | No | - | - | - | 1453.26 | 6462 | Yes | 490 | 3230 | No | - | - | 6800 | 1.67 | 660 | 3400 | No | - | - | Yes | 2300 | 6700 | No | - | - | No | - | - | - | - | - | No | - | - | No | - | - | No | - | -
MUZ-AP60VGD2/MSZ-AP60VGD | MUZ-AP60VG2/MSZ-AP60VG2 Series | N/A | MITSUBISHI ELECTRIC | N/A | Non Ducted | Single Split System | Wall Hung | Air | Air | Thailand | 1.59 | N/A | 6 | N/A | N/A | N/A | N/A | N/A | 1.65 | 6.8 | Calorimeter Room | 3.9805 | 4.1377 | N/A | - | N/A | N/A | N/A | N/A | N/A | N/A | N/A | N/A | N/A | N/A | N/A | N/A | N/A | N/A | N/A | N/A | N/A | Single | R32 | Australia,New Zealand | 155742 | 46977 | 0 | Approved | Reverse Cycle | N/A | Yes | Class 9 | Yes | N/A | N/A | N/A | N/A | N/A | N/A | N/A | Available | N/A | N/A | http://www.MitsubishiElectric.com.au/ | http://www.mitsubishielectric.com.au | N/A | 0 | 0 | AAC7702 | Yes | Variable output compressor | Inverter | No | - | 6000 | 1.59 | - | 570 | 3000 | Yes | 180 | 730 | - | 1453.26 | 6462 | Yes | 460 | 3230 | - | 170 | 1360 | 6800 | 1.65 | 660 | 3400 | Yes | 170 | 780 | Yes | 2270 | 6700 | No | - | - | No | - | - | - | - | - | Yes | 1990 | 5700 | No | - | - | No | - | -
MUZ-AP60VGD2/MSZ-AP60VGD2 | MUZ-AP60VG2/MSZ-AP60VG2 Series | N/A | MITSUBISHI ELECTRIC | N/A | Non Ducted | Single Split System | Wall Hung | Air | Air | Thailand | 1.59 | N/A | 6 | N/A | N/A | N/A | N/A | N/A | 1.65 | 6.8 | Calorimeter Room | 3.9805 | 4.1377 | N/A | - | N/A | N/A | N/A | N/A | N/A | N/A | N/A | N/A | N/A | N/A | N/A | N/A | N/A | N/A | N/A | N/A | N/A | Single | R32 | Australia,New Zealand | 155742 | 46977 | 0 | Approved | Reverse Cycle | N/A | Yes | Class 9 | Yes | N/A | N/A | N/A | N/A | N/A | N/A | N/A | Available | N/A | N/A | http://www.MitsubishiElectric.com.au/ | http://www.mitsubishielectric.com.au | N/A | 0 | 0 | AAC7702 | Yes | Variable output compressor | Inverter | No | - | 6000 | 1.59 | - | 570 | 3000 | Yes | 180 | 730 | - | 1453.26 | 6462 | Yes | 460 | 3230 | - | 170 | 1360 | 6800 | 1.65 | 660 | 3400 | Yes | 170 | 780 | Yes | 2270 | 6700 | No | - | - | No | - | - | - | - | - | Yes | 1990 | 5700 | No | - | - | No | - | -
MUZ-AP60VGD2/MSZ-AP60VGKD2 | MUZ-AP60VG2/MSZ-AP60VG2 Series | N/A | MITSUBISHI ELECTRIC | N/A | Non Ducted | Single Split System | Wall Hung | Air | Air | Thailand | 1.59 | N/A | 6 | N/A | N/A | N/A | N/A | N/A | 1.65 | 6.8 | Calorimeter Room | 3.9805 | 4.1377 | N/A | - | N/A | N/A | N/A | N/A | N/A | N/A | N/A | N/A | N/A | N/A | N/A | N/A | N/A | N/A | N/A | N/A | N/A | Single | R32 | Australia,New Zealand | 155742 | 46977 | 0 | Approved | Reverse Cycle | N/A | Yes | Class 9 | Yes | N/A | N/A | N/A | N/A | N/A | N/A | N/A | Available | N/A | N/A | http://www.MitsubishiElectric.com.au/ | http://www.mitsubishielectric.com.au | N/A | 0 | 0 | AAC7702 | Yes | Variable output compressor | Inverter | No | - | 6000 | 1.59 | - | 570 | 3000 | Yes | 180 | 730 | - | 1453.26 | 6462 | Yes | 460 | 3230 | - | 170 | 1360 | 6800 | 1.65 | 660 | 3400 | Yes | 170 | 780 | Yes | 2270 | 6700 | No | - | - | No | - | - | - | - | - | Yes | 1990 | 5700 | No | - | - | No | - | -
MUZ-AP71VG/MSZ-AP71VG Series | MUZ-AP71VG/MSZ-AP71VG Series | N/A | MITSUBISHI ELECTRIC | N/A | Non Ducted | Single Split System | Wall Hung | Air | Air | Thailand | 2.01 | N/A | 7.1 | N/A | N/A | N/A | N/A | N/A | 2.09 | 8 | Calorimeter Room | 3.5534 | 3.8981 | N/A | - | N/A | N/A | N/A | N/A | N/A | N/A | N/A | N/A | N/A | N/A | N/A | N/A | N/A | N/A | N/A | N/A | N/A | Single | R32 | Australia,New Zealand | 143071 | 46344 | 0 | Approved | Reverse Cycle | N/A | Yes | Class 9 | Yes | N/A | N/A | N/A | N/A | N/A | N/A | N/A | Available | N/A | N/A | http://www.MitsubishiElectric.com.au/ | http://www.mitsubishielectric.com.au | N/A | 0 | 0 | AAC6359 | Yes | Variable output compressor | Inverter | No | - | 7100 | 2.01 | - | 730 | 3550 | No | - | - | - | 1837.14 | 7646.7 | Yes | 640 | 3820 | No | - | - | 8000 | 2.09 | 770 | 4000 | No | - | - | Yes | 3400 | 8500 | No | - | - | No | - | - | - | - | - | No | - | - | No | - | - | No | - | -
MUZ-AP71VG/MSZ-AP71VGD | MUZ-AP71VG/MSZ-AP71VG Series | N/A | MITSUBISHI ELECTRIC | N/A | Non Ducted | Single Split System | Wall Hung | Air | Air | Thailand | 2.01 | N/A | 7.1 | N/A | N/A | N/A | N/A | N/A | 2.09 | 8 | Calorimeter Room | 3.5534 | 3.8981 | N/A | - | N/A | N/A | N/A | N/A | N/A | N/A | N/A | N/A | N/A | N/A | N/A | N/A | N/A | N/A | N/A | N/A | N/A | Single | R32 | Australia,New Zealand | 143071 | 46344 | 0 | Approved | Reverse Cycle | N/A | Yes | Class 9 | Yes | N/A | N/A | N/A | N/A | N/A | N/A | N/A | Available | N/A | N/A | http://www.MitsubishiElectric.com.au/ | http://www.mitsubishielectric.com.au | N/A | 0 | 0 | AAC6359 | Yes | Variable output compressor | Inverter | No | - | 7100 | 2.01 | - | 730 | 3550 | No | - | - | - | 1837.14 | 7646.7 | Yes | 640 | 3820 | No | - | - | 8000 | 2.09 | 770 | 4000 | No | - | - | Yes | 3400 | 8500 | No | - | - | No | - | - | - | - | - | No | - | - | No | - | - | No | - | -
MUZ-AP71VG/MSZ-AP71VGD2 | MUZ-AP71VG/MSZ-AP71VG Series | N/A | MITSUBISHI ELECTRIC | N/A | Non Ducted | Single Split System | Wall Hung | Air | Air | Thailand | 2.01 | N/A | 7.1 | N/A | N/A | N/A | N/A | N/A | 2.09 | 8 | Calorimeter Room | 3.5534 | 3.8981 | N/A | - | N/A | N/A | N/A | N/A | N/A | N/A | N/A | N/A | N/A | N/A | N/A | N/A | N/A | N/A | N/A | N/A | N/A | Single | R32 | Australia,New Zealand | 143071 | 46344 | 0 | Approved | Reverse Cycle | N/A | Yes | Class 9 | Yes | N/A | N/A | N/A | N/A | N/A | N/A | N/A | Available | N/A | N/A | http://www.MitsubishiElectric.com.au/ | http://www.mitsubishielectric.com.au | N/A | 0 | 0 | AAC6359 | Yes | Variable output compressor | Inverter | No | - | 7100 | 2.01 | - | 730 | 3550 | No | - | - | - | 1837.14 | 7646.7 | Yes | 640 | 3820 | No | - | - | 8000 | 2.09 | 770 | 4000 | No | - | - | Yes | 3400 | 8500 | No | - | - | No | - | - | - | - | - | No | - | - | No | - | - | No | - | -
MUZ-AP71VG/MSZ-AP71VGKD | MUZ-AP71VG/MSZ-AP71VG Series | N/A | MITSUBISHI ELECTRIC | N/A | Non Ducted | Single Split System | Wall Hung | Air | Air | Thailand | 2.01 | N/A | 7.1 | N/A | N/A | N/A | N/A | N/A | 2.09 | 8 | Calorimeter Room | 3.5534 | 3.8981 | N/A | - | N/A | N/A | N/A | N/A | N/A | N/A | N/A | N/A | N/A | N/A | N/A | N/A | N/A | N/A | N/A | N/A | N/A | Single | R32 | Australia,New Zealand | 143071 | 46344 | 0 | Approved | Reverse Cycle | N/A | Yes | Class 9 | Yes | N/A | N/A | N/A | N/A | N/A | N/A | N/A | Available | N/A | N/A | http://www.MitsubishiElectric.com.au/ | http://www.mitsubishielectric.com.au | N/A | 0 | 0 | AAC6359 | Yes | Variable output compressor | Inverter | No | - | 7100 | 2.01 | - | 730 | 3550 | No | - | - | - | 1837.14 | 7646.7 | Yes | 640 | 3820 | No | - | - | 8000 | 2.09 | 770 | 4000 | No | - | - | Yes | 3400 | 8500 | No | - | - | No | - | - | - | - | - | No | - | - | No | - | - | No | - | -
MUZ-AP71VG2/MSZ-AP71VG2 Series | MUZ-AP71VG2/MSZ-AP71VG2 Series | N/A | MITSUBISHI ELECTRIC | N/A | Non Ducted | Single Split System | Wall Hung | Air | Air | Thailand | 2.01 | N/A | 7.1 | N/A | N/A | N/A | N/A | N/A | 2.09 | 8 | Calorimeter Room | 3.5845 | 3.9116 | N/A | - | N/A | N/A | N/A | N/A | N/A | N/A | N/A | N/A | N/A | N/A | N/A | N/A | N/A | N/A | N/A | N/A | N/A | Single | R32 | Australia,New Zealand | 150683 | 46727 | 0 | Approved | Reverse Cycle | N/A | Yes | Class 9 | Yes | N/A | N/A | N/A | N/A | N/A | N/A | N/A | Available | N/A | N/A | http://www.MitsubishiElectric.com.au/ | http://www.mitsubishielectric.com.au | N/A | 0 | 0 | AAC7201 | Yes | Variable output compressor | Inverter | No | - | 7100 | 2.01 | - | 730 | 3550 | No | - | - | - | 1837.14 | 7646.7 | Yes | 640 | 3820 | No | - | - | 8000 | 2.09 | 770 | 4000 | No | - | - | Yes | 3600 | 8500 | No | - | - | No | - | - | - | - | - | No | - | - | No | - | - | No | - | -
MUZ-AP71VG2/MSZ-AP71VGD | MUZ-AP71VG2/MSZ-AP71VG2 Series | N/A | MITSUBISHI ELECTRIC | N/A | Non Ducted | Single Split System | Wall Hung | Air | Air | Thailand | 2.01 | N/A | 7.1 | N/A | N/A | N/A | N/A | N/A | 2.09 | 8 | Calorimeter Room | 3.5845 | 3.9116 | N/A | - | N/A | N/A | N/A | N/A | N/A | N/A | N/A | N/A | N/A | N/A | N/A | N/A | N/A | N/A | N/A | N/A | N/A | Single | R32 | Australia,New Zealand | 150683 | 46727 | 0 | Approved | Reverse Cycle | N/A | Yes | Class 9 | Yes | N/A | N/A | N/A | N/A | N/A | N/A | N/A | Available | N/A | N/A | http://www.MitsubishiElectric.com.au/ | http://www.mitsubishielectric.com.au | N/A | 0 | 0 | AAC7201 | Yes | Variable output compressor | Inverter | No | - | 7100 | 2.01 | - | 730 | 3550 | No | - | - | - | 1837.14 | 7646.7 | Yes | 640 | 3820 | No | - | - | 8000 | 2.09 | 770 | 4000 | No | - | - | Yes | 3600 | 8500 | No | - | - | No | - | - | - | - | - | No | - | - | No | - | - | No | - | -
MUZ-AP71VG2/MSZ-AP71VGD2 | MUZ-AP71VG2/MSZ-AP71VG2 Series | N/A | MITSUBISHI ELECTRIC | N/A | Non Ducted | Single Split System | Wall Hung | Air | Air | Thailand | 2.01 | N/A | 7.1 | N/A | N/A | N/A | N/A | N/A | 2.09 | 8 | Calorimeter Room | 3.5845 | 3.9116 | N/A | - | N/A | N/A | N/A | N/A | N/A | N/A | N/A | N/A | N/A | N/A | N/A | N/A | N/A | N/A | N/A | N/A | N/A | Single | R32 | Australia,New Zealand | 150683 | 46727 | 0 | Approved | Reverse Cycle | N/A | Yes | Class 9 | Yes | N/A | N/A | N/A | N/A | N/A | N/A | N/A | Available | N/A | N/A | http://www.MitsubishiElectric.com.au/ | http://www.mitsubishielectric.com.au | N/A | 0 | 0 | AAC7201 | Yes | Variable output compressor | Inverter | No | - | 7100 | 2.01 | - | 730 | 3550 | No | - | - | - | 1837.14 | 7646.7 | Yes | 640 | 3820 | No | - | - | 8000 | 2.09 | 770 | 4000 | No | - | - | Yes | 3600 | 8500 | No | - | - | No | - | - | - | - | - | No | - | - | No | - | - | No | - | -
MUZ-AP71VG2/MSZ-AP71VGKD | MUZ-AP71VG2/MSZ-AP71VG2 Series | N/A | MITSUBISHI ELECTRIC | N/A | Non Ducted | Single Split System | Wall Hung | Air | Air | Thailand | 2.01 | N/A | 7.1 | N/A | N/A | N/A | N/A | N/A | 2.09 | 8 | Calorimeter Room | 3.5845 | 3.9116 | N/A | - | N/A | N/A | N/A | N/A | N/A | N/A | N/A | N/A | N/A | N/A | N/A | N/A | N/A | N/A | N/A | N/A | N/A | Single | R32 | Australia,New Zealand | 150683 | 46727 | 0 | Approved | Reverse Cycle | N/A | Yes | Class 9 | Yes | N/A | N/A | N/A | N/A | N/A | N/A | N/A | Available | N/A | N/A | http://www.MitsubishiElectric.com.au/ | http://www.mitsubishielectric.com.au | N/A | 0 | 0 | AAC7201 | Yes | Variable output compressor | Inverter | No | - | 7100 | 2.01 | - | 730 | 3550 | No | - | - | - | 1837.14 | 7646.7 | Yes | 640 | 3820 | No | - | - | 8000 | 2.09 | 770 | 4000 | No | - | - | Yes | 3600 | 8500 | No | - | - | No | - | - | - | - | - | No | - | - | No | - | - | No | - | -
MUZ-AP71VG2/MSZ-AP71VGKD2 | MUZ-AP71VG2/MSZ-AP71VG2 Series | N/A | MITSUBISHI ELECTRIC | N/A | Non Ducted | Single Split System | Wall Hung | Air | Air | Thailand | 2.01 | N/A | 7.1 | N/A | N/A | N/A | N/A | N/A | 2.09 | 8 | Calorimeter Room | 3.5845 | 3.9116 | N/A | - | N/A | N/A | N/A | N/A | N/A | N/A | N/A | N/A | N/A | N/A | N/A | N/A | N/A | N/A | N/A | N/A | N/A | Single | R32 | Australia,New Zealand | 150683 | 46727 | 0 | Approved | Reverse Cycle | N/A | Yes | Class 9 | Yes | N/A | N/A | N/A | N/A | N/A | N/A | N/A | Available | N/A | N/A | http://www.MitsubishiElectric.com.au/ | http://www.mitsubishielectric.com.au | N/A | 0 | 0 | AAC7201 | Yes | Variable output compressor | Inverter | No | - | 7100 | 2.01 | - | 730 | 3550 | No | - | - | - | 1837.14 | 7646.7 | Yes | 640 | 3820 | No | - | - | 8000 | 2.09 | 770 | 4000 | No | - | - | Yes | 3600 | 8500 | No | - | - | No | - | - | - | - | - | No | - | - | No | - | - | No | - | -
MUZ-AP71VGD/MSZ-AP71VGD | MUZ-AP71VG/MSZ-AP71VG Series | N/A | MITSUBISHI ELECTRIC | N/A | Non Ducted | Single Split System | Wall Hung | Air | Air | Thailand | 2.01 | N/A | 7.1 | N/A | N/A | N/A | N/A | N/A | 2.09 | 8 | Calorimeter Room | 3.5534 | 3.8981 | N/A | - | N/A | N/A | N/A | N/A | N/A | N/A | N/A | N/A | N/A | N/A | N/A | N/A | N/A | N/A | N/A | N/A | N/A | Single | R32 | Australia,New Zealand | 143071 | 46344 | 0 | Approved | Reverse Cycle | N/A | Yes | Class 9 | Yes | N/A | N/A | N/A | N/A | N/A | N/A | N/A | Available | N/A | N/A | http://www.MitsubishiElectric.com.au/ | http://www.mitsubishielectric.com.au | N/A | 0 | 0 | AAC6359 | Yes | Variable output compressor | Inverter | No | - | 7100 | 2.01 | - | 730 | 3550 | No | - | - | - | 1837.14 | 7646.7 | Yes | 640 | 3820 | No | - | - | 8000 | 2.09 | 770 | 4000 | No | - | - | Yes | 3400 | 8500 | No | - | - | No | - | - | - | - | - | No | - | - | No | - | - | No | - | -
MUZ-AP71VGD/MSZ-AP71VGD2 | MUZ-AP71VG/MSZ-AP71VG Series | N/A | MITSUBISHI ELECTRIC | N/A | Non Ducted | Single Split System | Wall Hung | Air | Air | Thailand | 2.01 | N/A | 7.1 | N/A | N/A | N/A | N/A | N/A | 2.09 | 8 | Calorimeter Room | 3.5534 | 3.8981 | N/A | - | N/A | N/A | N/A | N/A | N/A | N/A | N/A | N/A | N/A | N/A | N/A | N/A | N/A | N/A | N/A | N/A | N/A | Single | R32 | Australia,New Zealand | 143071 | 46344 | 0 | Approved | Reverse Cycle | N/A | Yes | Class 9 | Yes | N/A | N/A | N/A | N/A | N/A | N/A | N/A | Available | N/A | N/A | http://www.MitsubishiElectric.com.au/ | http://www.mitsubishielectric.com.au | N/A | 0 | 0 | AAC6359 | Yes | Variable output compressor | Inverter | No | - | 7100 | 2.01 | - | 730 | 3550 | No | - | - | - | 1837.14 | 7646.7 | Yes | 640 | 3820 | No | - | - | 8000 | 2.09 | 770 | 4000 | No | - | - | Yes | 3400 | 8500 | No | - | - | No | - | - | - | - | - | No | - | - | No | - | - | No | - | -
MUZ-AP71VGD/MSZ-AP71VGKD | MUZ-AP71VG/MSZ-AP71VG Series | N/A | MITSUBISHI ELECTRIC | N/A | Non Ducted | Single Split System | Wall Hung | Air | Air | Thailand | 2.01 | N/A | 7.1 | N/A | N/A | N/A | N/A | N/A | 2.09 | 8 | Calorimeter Room | 3.5534 | 3.8981 | N/A | - | N/A | N/A | N/A | N/A | N/A | N/A | N/A | N/A | N/A | N/A | N/A | N/A | N/A | N/A | N/A | N/A | N/A | Single | R32 | Australia,New Zealand | 143071 | 46344 | 0 | Approved | Reverse Cycle | N/A | Yes | Class 9 | Yes | N/A | N/A | N/A | N/A | N/A | N/A | N/A | Available | N/A | N/A | http://www.MitsubishiElectric.com.au/ | http://www.mitsubishielectric.com.au | N/A | 0 | 0 | AAC6359 | Yes | Variable output compressor | Inverter | No | - | 7100 | 2.01 | - | 730 | 3550 | No | - | - | - | 1837.14 | 7646.7 | Yes | 640 | 3820 | No | - | - | 8000 | 2.09 | 770 | 4000 | No | - | - | Yes | 3400 | 8500 | No | - | - | No | - | - | - | - | - | No | - | - | No | - | - | No | - | -
MUZ-AP71VGD2/MSZ-AP71VGD | MUZ-AP71VG2/MSZ-AP71VG2 Series | N/A | MITSUBISHI ELECTRIC | N/A | Non Ducted | Single Split System | Wall Hung | Air | Air | Thailand | 2.01 | N/A | 7.1 | N/A | N/A | N/A | N/A | N/A | 2.09 | 8 | Calorimeter Room | 3.5845 | 3.9116 | N/A | - | N/A | N/A | N/A | N/A | N/A | N/A | N/A | N/A | N/A | N/A | N/A | N/A | N/A | N/A | N/A | N/A | N/A | Single | R32 | Australia,New Zealand | 150683 | 46727 | 0 | Approved | Reverse Cycle | N/A | Yes | Class 9 | Yes | N/A | N/A | N/A | N/A | N/A | N/A | N/A | Available | N/A | N/A | http://www.MitsubishiElectric.com.au/ | http://www.mitsubishielectric.com.au | N/A | 0 | 0 | AAC7201 | Yes | Variable output compressor | Inverter | No | - | 7100 | 2.01 | - | 730 | 3550 | No | - | - | - | 1837.14 | 7646.7 | Yes | 640 | 3820 | No | - | - | 8000 | 2.09 | 770 | 4000 | No | - | - | Yes | 3600 | 8500 | No | - | - | No | - | - | - | - | - | No | - | - | No | - | - | No | - | -
MUZ-AP71VGD2/MSZ-AP71VGD2 | MUZ-AP71VG2/MSZ-AP71VG2 Series | N/A | MITSUBISHI ELECTRIC | N/A | Non Ducted | Single Split System | Wall Hung | Air | Air | Thailand | 2.01 | N/A | 7.1 | N/A | N/A | N/A | N/A | N/A | 2.09 | 8 | Calorimeter Room | 3.5845 | 3.9116 | N/A | - | N/A | N/A | N/A | N/A | N/A | N/A | N/A | N/A | N/A | N/A | N/A | N/A | N/A | N/A | N/A | N/A | N/A | Single | R32 | Australia,New Zealand | 150683 | 46727 | 0 | Approved | Reverse Cycle | N/A | Yes | Class 9 | Yes | N/A | N/A | N/A | N/A | N/A | N/A | N/A | Available | N/A | N/A | http://www.MitsubishiElectric.com.au/ | http://www.mitsubishielectric.com.au | N/A | 0 | 0 | AAC7201 | Yes | Variable output compressor | Inverter | No | - | 7100 | 2.01 | - | 730 | 3550 | No | - | - | - | 1837.14 | 7646.7 | Yes | 640 | 3820 | No | - | - | 8000 | 2.09 | 770 | 4000 | No | - | - | Yes | 3600 | 8500 | No | - | - | No | - | - | - | - | - | No | - | - | No | - | - | No | - | -
MUZ-AP71VGD2/MSZ-AP71VGKD | MUZ-AP71VG2/MSZ-AP71VG2 Series | N/A | MITSUBISHI ELECTRIC | N/A | Non Ducted | Single Split System | Wall Hung | Air | Air | Thailand | 2.01 | N/A | 7.1 | N/A | N/A | N/A | N/A | N/A | 2.09 | 8 | Calorimeter Room | 3.5845 | 3.9116 | N/A | - | N/A | N/A | N/A | N/A | N/A | N/A | N/A | N/A | N/A | N/A | N/A | N/A | N/A | N/A | N/A | N/A | N/A | Single | R32 | Australia,New Zealand | 150683 | 46727 | 0 | Approved | Reverse Cycle | N/A | Yes | Class 9 | Yes | N/A | N/A | N/A | N/A | N/A | N/A | N/A | Available | N/A | N/A | http://www.MitsubishiElectric.com.au/ | http://www.mitsubishielectric.com.au | N/A | 0 | 0 | AAC7201 | Yes | Variable output compressor | Inverter | No | - | 7100 | 2.01 | - | 730 | 3550 | No | - | - | - | 1837.14 | 7646.7 | Yes | 640 | 3820 | No | - | - | 8000 | 2.09 | 770 | 4000 | No | - | - | Yes | 3600 | 8500 | No | - | - | No | - | - | - | - | - | No | - | - | No | - | - | No | - | -
MUZ-AP71VGD2/MSZ-AP71VGKD2 | MUZ-AP71VG2/MSZ-AP71VG2 Series | N/A | MITSUBISHI ELECTRIC | N/A | Non Ducted | Single Split System | Wall Hung | Air | Air | Thailand | 2.01 | N/A | 7.1 | N/A | N/A | N/A | N/A | N/A | 2.09 | 8 | Calorimeter Room | 3.5845 | 3.9116 | N/A | - | N/A | N/A | N/A | N/A | N/A | N/A | N/A | N/A | N/A | N/A | N/A | N/A | N/A | N/A | N/A | N/A | N/A | Single | R32 | Australia,New Zealand | 150683 | 46727 | 0 | Approved | Reverse Cycle | N/A | Yes | Class 9 | Yes | N/A | N/A | N/A | N/A | N/A | N/A | N/A | Available | N/A | N/A | http://www.MitsubishiElectric.com.au/ | http://www.mitsubishielectric.com.au | N/A | 0 | 0 | AAC7201 | Yes | Variable output compressor | Inverter | No | - | 7100 | 2.01 | - | 730 | 3550 | No | - | - | - | 1837.14 | 7646.7 | Yes | 640 | 3820 | No | - | - | 8000 | 2.09 | 770 | 4000 | No | - | - | Yes | 3600 | 8500 | No | - | - | No | - | - | - | - | - | No | - | - | No | - | - | No | - | -
MUZ-AP80VG/MSZ-AP80VG Series | MUZ-AP80VG/MSZ-AP80VG Series | N/A | MITSUBISHI ELECTRIC | N/A | Non Ducted | Single Split System | Wall Hung | Air | Air | Thailand | 2.36 | N/A | 7.8 | N/A | N/A | N/A | N/A | N/A | 2.55 | 9 | Calorimeter Room | 3.3902 | 3.6957 | N/A | - | N/A | N/A | N/A | N/A | N/A | N/A | N/A | N/A | N/A | N/A | N/A | N/A | N/A | N/A | N/A | N/A | N/A | Single | R32 | Australia,New Zealand | 143074 | 46343 | 0 | Approved | Reverse Cycle | N/A | Yes | Class 9 | Yes | N/A | N/A | N/A | N/A | N/A | N/A | N/A | Available | N/A | N/A | http://www.MitsubishiElectric.com.au/ | http://www.mitsubishielectric.com.au | N/A | 0 | 0 | AAC6352 | Yes | Variable output compressor | Inverter | No | - | 7800 | 2.36 | - | 810 | 3900 | No | - | - | - | 2157.04 | 8400.6 | Yes | 690 | 4200 | No | - | - | 9000 | 2.55 | 880 | 4500 | No | - | - | Yes | 3400 | 8600 | No | - | - | No | - | - | - | - | - | No | - | - | No | - | - | No | - | -
MUZ-AP80VG/MSZ-AP80VGD | MUZ-AP80VG/MSZ-AP80VG Series | N/A | MITSUBISHI ELECTRIC | N/A | Non Ducted | Single Split System | Wall Hung | Air | Air | Thailand | 2.36 | N/A | 7.8 | N/A | N/A | N/A | N/A | N/A | 2.55 | 9 | Calorimeter Room | 3.3902 | 3.6957 | N/A | - | N/A | N/A | N/A | N/A | N/A | N/A | N/A | N/A | N/A | N/A | N/A | N/A | N/A | N/A | N/A | N/A | N/A | Single | R32 | Australia,New Zealand | 143074 | 46343 | 0 | Approved | Reverse Cycle | N/A | Yes | Class 9 | Yes | N/A | N/A | N/A | N/A | N/A | N/A | N/A | Available | N/A | N/A | http://www.MitsubishiElectric.com.au/ | http://www.mitsubishielectric.com.au | N/A | 0 | 0 | AAC6352 | Yes | Variable output compressor | Inverter | No | - | 7800 | 2.36 | - | 810 | 3900 | No | - | - | - | 2157.04 | 8400.6 | Yes | 690 | 4200 | No | - | - | 9000 | 2.55 | 880 | 4500 | No | - | - | Yes | 3400 | 8600 | No | - | - | No | - | - | - | - | - | No | - | - | No | - | - | No | - | -
MUZ-AP80VG/MSZ-AP80VGD2 | MUZ-AP80VG/MSZ-AP80VG Series | N/A | MITSUBISHI ELECTRIC | N/A | Non Ducted | Single Split System | Wall Hung | Air | Air | Thailand | 2.36 | N/A | 7.8 | N/A | N/A | N/A | N/A | N/A | 2.55 | 9 | Calorimeter Room | 3.3902 | 3.6957 | N/A | - | N/A | N/A | N/A | N/A | N/A | N/A | N/A | N/A | N/A | N/A | N/A | N/A | N/A | N/A | N/A | N/A | N/A | Single | R32 | Australia,New Zealand | 143074 | 46343 | 0 | Approved | Reverse Cycle | N/A | Yes | Class 9 | Yes | N/A | N/A | N/A | N/A | N/A | N/A | N/A | Available | N/A | N/A | http://www.MitsubishiElectric.com.au/ | http://www.mitsubishielectric.com.au | N/A | 0 | 0 | AAC6352 | Yes | Variable output compressor | Inverter | No | - | 7800 | 2.36 | - | 810 | 3900 | No | - | - | - | 2157.04 | 8400.6 | Yes | 690 | 4200 | No | - | - | 9000 | 2.55 | 880 | 4500 | No | - | - | Yes | 3400 | 8600 | No | - | - | No | - | - | - | - | - | No | - | - | No | - | - | No | - | -
MUZ-AP80VG/MSZ-AP80VGKD | MUZ-AP80VG/MSZ-AP80VG Series | N/A | MITSUBISHI ELECTRIC | N/A | Non Ducted | Single Split System | Wall Hung | Air | Air | Thailand | 2.36 | N/A | 7.8 | N/A | N/A | N/A | N/A | N/A | 2.55 | 9 | Calorimeter Room | 3.3902 | 3.6957 | N/A | - | N/A | N/A | N/A | N/A | N/A | N/A | N/A | N/A | N/A | N/A | N/A | N/A | N/A | N/A | N/A | N/A | N/A | Single | R32 | Australia,New Zealand | 143074 | 46343 | 0 | Approved | Reverse Cycle | N/A | Yes | Class 9 | Yes | N/A | N/A | N/A | N/A | N/A | N/A | N/A | Available | N/A | N/A | http://www.MitsubishiElectric.com.au/ | http://www.mitsubishielectric.com.au | N/A | 0 | 0 | AAC6352 | Yes | Variable output compressor | Inverter | No | - | 7800 | 2.36 | - | 810 | 3900 | No | - | - | - | 2157.04 | 8400.6 | Yes | 690 | 4200 | No | - | - | 9000 | 2.55 | 880 | 4500 | No | - | - | Yes | 3400 | 8600 | No | - | - | No | - | - | - | - | - | No | - | - | No | - | - | No | - | -
MUZ-AP80VG2/MSZ-AP80VG2 Series | MUZ-AP80VG2/MSZ-AP80VG2 Series | N/A | MITSUBISHI ELECTRIC | N/A | Non Ducted | Single Split System | Wall Hung | Air | Air | Thailand | 2.36 | N/A | 7.8 | N/A | N/A | N/A | N/A | N/A | 2.55 | 9 | Calorimeter Room | 3.3633 | 3.5277 | N/A | - | N/A | N/A | N/A | N/A | N/A | N/A | N/A | N/A | N/A | N/A | N/A | N/A | N/A | N/A | N/A | N/A | N/A | Single | R32 | Australia,New Zealand | 150696 | 46727 | 0 | Approved | Reverse Cycle | N/A | Yes | Class 9 | Yes | N/A | N/A | N/A | N/A | N/A | N/A | N/A | Available | N/A | N/A | http://www.MitsubishiElectric.com.au/ | http://www.mitsubishielectric.com.au | N/A | 0 | 0 | AAC7202 | Yes | Variable output compressor | Inverter | No | - | 7800 | 2.36 | - | 810 | 3900 | No | - | - | - | 2157.04 | 8400.6 | Yes | 690 | 4200 | No | - | - | 9000 | 2.55 | 880 | 4500 | No | - | - | Yes | 3600 | 8600 | No | - | - | No | - | - | - | - | - | No | - | - | No | - | - | No | - | -
MUZ-AP80VG2/MSZ-AP80VGD | MUZ-AP80VG2/MSZ-AP80VG2 Series | N/A | MITSUBISHI ELECTRIC | N/A | Non Ducted | Single Split System | Wall Hung | Air | Air | Thailand | 2.36 | N/A | 7.8 | N/A | N/A | N/A | N/A | N/A | 2.55 | 9 | Calorimeter Room | 3.3633 | 3.5277 | N/A | - | N/A | N/A | N/A | N/A | N/A | N/A | N/A | N/A | N/A | N/A | N/A | N/A | N/A | N/A | N/A | N/A | N/A | Single | R32 | Australia,New Zealand | 150696 | 46727 | 0 | Approved | Reverse Cycle | N/A | Yes | Class 9 | Yes | N/A | N/A | N/A | N/A | N/A | N/A | N/A | Available | N/A | N/A | http://www.MitsubishiElectric.com.au/ | http://www.mitsubishielectric.com.au | N/A | 0 | 0 | AAC7202 | Yes | Variable output compressor | Inverter | No | - | 7800 | 2.36 | - | 810 | 3900 | No | - | - | - | 2157.04 | 8400.6 | Yes | 690 | 4200 | No | - | - | 9000 | 2.55 | 880 | 4500 | No | - | - | Yes | 3600 | 8600 | No | - | - | No | - | - | - | - | - | No | - | - | No | - | - | No | - | -
MUZ-AP80VG2/MSZ-AP80VGD2 | MUZ-AP80VG2/MSZ-AP80VG2 Series | N/A | MITSUBISHI ELECTRIC | N/A | Non Ducted | Single Split System | Wall Hung | Air | Air | Thailand | 2.36 | N/A | 7.8 | N/A | N/A | N/A | N/A | N/A | 2.55 | 9 | Calorimeter Room | 3.3633 | 3.5277 | N/A | - | N/A | N/A | N/A | N/A | N/A | N/A | N/A | N/A | N/A | N/A | N/A | N/A | N/A | N/A | N/A | N/A | N/A | Single | R32 | Australia,New Zealand | 150696 | 46727 | 0 | Approved | Reverse Cycle | N/A | Yes | Class 9 | Yes | N/A | N/A | N/A | N/A | N/A | N/A | N/A | Available | N/A | N/A | http://www.MitsubishiElectric.com.au/ | http://www.mitsubishielectric.com.au | N/A | 0 | 0 | AAC7202 | Yes | Variable output compressor | Inverter | No | - | 7800 | 2.36 | - | 810 | 3900 | No | - | - | - | 2157.04 | 8400.6 | Yes | 690 | 4200 | No | - | - | 9000 | 2.55 | 880 | 4500 | No | - | - | Yes | 3600 | 8600 | No | - | - | No | - | - | - | - | - | No | - | - | No | - | - | No | - | -
MUZ-AP80VG2/MSZ-AP80VGKD | MUZ-AP80VG2/MSZ-AP80VG2 Series | N/A | MITSUBISHI ELECTRIC | N/A | Non Ducted | Single Split System | Wall Hung | Air | Air | Thailand | 2.36 | N/A | 7.8 | N/A | N/A | N/A | N/A | N/A | 2.55 | 9 | Calorimeter Room | 3.3633 | 3.5277 | N/A | - | N/A | N/A | N/A | N/A | N/A | N/A | N/A | N/A | N/A | N/A | N/A | N/A | N/A | N/A | N/A | N/A | N/A | Single | R32 | Australia,New Zealand | 150696 | 46727 | 0 | Approved | Reverse Cycle | N/A | Yes | Class 9 | Yes | N/A | N/A | N/A | N/A | N/A | N/A | N/A | Available | N/A | N/A | http://www.MitsubishiElectric.com.au/ | http://www.mitsubishielectric.com.au | N/A | 0 | 0 | AAC7202 | Yes | Variable output compressor | Inverter | No | - | 7800 | 2.36 | - | 810 | 3900 | No | - | - | - | 2157.04 | 8400.6 | Yes | 690 | 4200 | No | - | - | 9000 | 2.55 | 880 | 4500 | No | - | - | Yes | 3600 | 8600 | No | - | - | No | - | - | - | - | - | No | - | - | No | - | - | No | - | -
MUZ-AP80VG2/MSZ-AP80VGKD2 | MUZ-AP80VG2/MSZ-AP80VG2 Series | N/A | MITSUBISHI ELECTRIC | N/A | Non Ducted | Single Split System | Wall Hung | Air | Air | Thailand | 2.36 | N/A | 7.8 | N/A | N/A | N/A | N/A | N/A | 2.55 | 9 | Calorimeter Room | 3.3633 | 3.5277 | N/A | - | N/A | N/A | N/A | N/A | N/A | N/A | N/A | N/A | N/A | N/A | N/A | N/A | N/A | N/A | N/A | N/A | N/A | Single | R32 | Australia,New Zealand | 150696 | 46727 | 0 | Approved | Reverse Cycle | N/A | Yes | Class 9 | Yes | N/A | N/A | N/A | N/A | N/A | N/A | N/A | Available | N/A | N/A | http://www.MitsubishiElectric.com.au/ | http://www.mitsubishielectric.com.au | N/A | 0 | 0 | AAC7202 | Yes | Variable output compressor | Inverter | No | - | 7800 | 2.36 | - | 810 | 3900 | No | - | - | - | 2157.04 | 8400.6 | Yes | 690 | 4200 | No | - | - | 9000 | 2.55 | 880 | 4500 | No | - | - | Yes | 3600 | 8600 | No | - | - | No | - | - | - | - | - | No | - | - | No | - | - | No | - | -
MUZ-AP80VGD/MSZ-AP80VGD | MUZ-AP80VG/MSZ-AP80VG Series | N/A | MITSUBISHI ELECTRIC | N/A | Non Ducted | Single Split System | Wall Hung | Air | Air | Thailand | 2.36 | N/A | 7.8 | N/A | N/A | N/A | N/A | N/A | 2.55 | 9 | Calorimeter Room | 3.3902 | 3.6957 | N/A | - | N/A | N/A | N/A | N/A | N/A | N/A | N/A | N/A | N/A | N/A | N/A | N/A | N/A | N/A | N/A | N/A | N/A | Single | R32 | Australia,New Zealand | 143074 | 46343 | 0 | Approved | Reverse Cycle | N/A | Yes | Class 9 | Yes | N/A | N/A | N/A | N/A | N/A | N/A | N/A | Available | N/A | N/A | http://www.MitsubishiElectric.com.au/ | http://www.mitsubishielectric.com.au | N/A | 0 | 0 | AAC6352 | Yes | Variable output compressor | Inverter | No | - | 7800 | 2.36 | - | 810 | 3900 | No | - | - | - | 2157.04 | 8400.6 | Yes | 690 | 4200 | No | - | - | 9000 | 2.55 | 880 | 4500 | No | - | - | Yes | 3400 | 8600 | No | - | - | No | - | - | - | - | - | No | - | - | No | - | - | No | - | -
MUZ-AP80VGD/MSZ-AP80VGD2 | MUZ-AP80VG/MSZ-AP80VG Series | N/A | MITSUBISHI ELECTRIC | N/A | Non Ducted | Single Split System | Wall Hung | Air | Air | Thailand | 2.36 | N/A | 7.8 | N/A | N/A | N/A | N/A | N/A | 2.55 | 9 | Calorimeter Room | 3.3902 | 3.6957 | N/A | - | N/A | N/A | N/A | N/A | N/A | N/A | N/A | N/A | N/A | N/A | N/A | N/A | N/A | N/A | N/A | N/A | N/A | Single | R32 | Australia,New Zealand | 143074 | 46343 | 0 | Approved | Reverse Cycle | N/A | Yes | Class 9 | Yes | N/A | N/A | N/A | N/A | N/A | N/A | N/A | Available | N/A | N/A | http://www.MitsubishiElectric.com.au/ | http://www.mitsubishielectric.com.au | N/A | 0 | 0 | AAC6352 | Yes | Variable output compressor | Inverter | No | - | 7800 | 2.36 | - | 810 | 3900 | No | - | - | - | 2157.04 | 8400.6 | Yes | 690 | 4200 | No | - | - | 9000 | 2.55 | 880 | 4500 | No | - | - | Yes | 3400 | 8600 | No | - | - | No | - | - | - | - | - | No | - | - | No | - | - | No | - | -
MUZ-AP80VGD/MSZ-AP80VGKD | MUZ-AP80VG/MSZ-AP80VG Series | N/A | MITSUBISHI ELECTRIC | N/A | Non Ducted | Single Split System | Wall Hung | Air | Air | Thailand | 2.36 | N/A | 7.8 | N/A | N/A | N/A | N/A | N/A | 2.55 | 9 | Calorimeter Room | 3.3902 | 3.6957 | N/A | - | N/A | N/A | N/A | N/A | N/A | N/A | N/A | N/A | N/A | N/A | N/A | N/A | N/A | N/A | N/A | N/A | N/A | Single | R32 | Australia,New Zealand | 143074 | 46343 | 0 | Approved | Reverse Cycle | N/A | Yes | Class 9 | Yes | N/A | N/A | N/A | N/A | N/A | N/A | N/A | Available | N/A | N/A | http://www.MitsubishiElectric.com.au/ | http://www.mitsubishielectric.com.au | N/A | 0 | 0 | AAC6352 | Yes | Variable output compressor | Inverter | No | - | 7800 | 2.36 | - | 810 | 3900 | No | - | - | - | 2157.04 | 8400.6 | Yes | 690 | 4200 | No | - | - | 9000 | 2.55 | 880 | 4500 | No | - | - | Yes | 3400 | 8600 | No | - | - | No | - | - | - | - | - | No | - | - | No | - | - | No | - | -
MUZ-AP80VGD2/MSZ-AP80VGD | MUZ-AP80VG2/MSZ-AP80VG2 Series | N/A | MITSUBISHI ELECTRIC | N/A | Non Ducted | Single Split System | Wall Hung | Air | Air | Thailand | 2.36 | N/A | 7.8 | N/A | N/A | N/A | N/A | N/A | 2.55 | 9 | Calorimeter Room | 3.3633 | 3.5277 | N/A | - | N/A | N/A | N/A | N/A | N/A | N/A | N/A | N/A | N/A | N/A | N/A | N/A | N/A | N/A | N/A | N/A | N/A | Single | R32 | Australia,New Zealand | 150696 | 46727 | 0 | Approved | Reverse Cycle | N/A | Yes | Class 9 | Yes | N/A | N/A | N/A | N/A | N/A | N/A | N/A | Available | N/A | N/A | http://www.MitsubishiElectric.com.au/ | http://www.mitsubishielectric.com.au | N/A | 0 | 0 | AAC7202 | Yes | Variable output compressor | Inverter | No | - | 7800 | 2.36 | - | 810 | 3900 | No | - | - | - | 2157.04 | 8400.6 | Yes | 690 | 4200 | No | - | - | 9000 | 2.55 | 880 | 4500 | No | - | - | Yes | 3600 | 8600 | No | - | - | No | - | - | - | - | - | No | - | - | No | - | - | No | - | -
MUZ-AP80VGD2/MSZ-AP80VGD2 | MUZ-AP80VG2/MSZ-AP80VG2 Series | N/A | MITSUBISHI ELECTRIC | N/A | Non Ducted | Single Split System | Wall Hung | Air | Air | Thailand | 2.36 | N/A | 7.8 | N/A | N/A | N/A | N/A | N/A | 2.55 | 9 | Calorimeter Room | 3.3633 | 3.5277 | N/A | - | N/A | N/A | N/A | N/A | N/A | N/A | N/A | N/A | N/A | N/A | N/A | N/A | N/A | N/A | N/A | N/A | N/A | Single | R32 | Australia,New Zealand | 150696 | 46727 | 0 | Approved | Reverse Cycle | N/A | Yes | Class 9 | Yes | N/A | N/A | N/A | N/A | N/A | N/A | N/A | Available | N/A | N/A | http://www.MitsubishiElectric.com.au/ | http://www.mitsubishielectric.com.au | N/A | 0 | 0 | AAC7202 | Yes | Variable output compressor | Inverter | No | - | 7800 | 2.36 | - | 810 | 3900 | No | - | - | - | 2157.04 | 8400.6 | Yes | 690 | 4200 | No | - | - | 9000 | 2.55 | 880 | 4500 | No | - | - | Yes | 3600 | 8600 | No | - | - | No | - | - | - | - | - | No | - | - | No | - | - | No | - | -
MUZ-AP80VGD2/MSZ-AP80VGKD | MUZ-AP80VG2/MSZ-AP80VG2 Series | N/A | MITSUBISHI ELECTRIC | N/A | Non Ducted | Single Split System | Wall Hung | Air | Air | Thailand | 2.36 | N/A | 7.8 | N/A | N/A | N/A | N/A | N/A | 2.55 | 9 | Calorimeter Room | 3.3633 | 3.5277 | N/A | - | N/A | N/A | N/A | N/A | N/A | N/A | N/A | N/A | N/A | N/A | N/A | N/A | N/A | N/A | N/A | N/A | N/A | Single | R32 | Australia,New Zealand | 150696 | 46727 | 0 | Approved | Reverse Cycle | N/A | Yes | Class 9 | Yes | N/A | N/A | N/A | N/A | N/A | N/A | N/A | Available | N/A | N/A | http://www.MitsubishiElectric.com.au/ | http://www.mitsubishielectric.com.au | N/A | 0 | 0 | AAC7202 | Yes | Variable output compressor | Inverter | No | - | 7800 | 2.36 | - | 810 | 3900 | No | - | - | - | 2157.04 | 8400.6 | Yes | 690 | 4200 | No | - | - | 9000 | 2.55 | 880 | 4500 | No | - | - | Yes | 3600 | 8600 | No | - | - | No | - | - | - | - | - | No | - | - | No | - | - | No | - | -
MUZ-AP80VGD2/MSZ-AP80VGKD2 | MUZ-AP80VG2/MSZ-AP80VG2 Series | N/A | MITSUBISHI ELECTRIC | N/A | Non Ducted | Single Split System | Wall Hung | Air | Air | Thailand | 2.36 | N/A | 7.8 | N/A | N/A | N/A | N/A | N/A | 2.55 | 9 | Calorimeter Room | 3.3633 | 3.5277 | N/A | - | N/A | N/A | N/A | N/A | N/A | N/A | N/A | N/A | N/A | N/A | N/A | N/A | N/A | N/A | N/A | N/A | N/A | Single | R32 | Australia,New Zealand | 150696 | 46727 | 0 | Approved | Reverse Cycle | N/A | Yes | Class 9 | Yes | N/A | N/A | N/A | N/A | N/A | N/A | N/A | Available | N/A | N/A | http://www.MitsubishiElectric.com.au/ | http://www.mitsubishielectric.com.au | N/A | 0 | 0 | AAC7202 | Yes | Variable output compressor | Inverter | No | - | 7800 | 2.36 | - | 810 | 3900 | No | - | - | - | 2157.04 | 8400.6 | Yes | 690 | 4200 | No | - | - | 9000 | 2.55 | 880 | 4500 | No | - | - | Yes | 3600 | 8600 | No | - | - | No | - | - | - | - | - | No | - | - | No | - | - | No | - | -
MUZ-AS90VGD/MSZ-AS90VGD | 0 | N/A | MITSUBISHI ELECTRIC | N/A | Non Ducted | Single Split System | Wall Hung | Air | Air | Thailand | 2.78 | N/A | 9 | N/A | N/A | N/A | N/A | N/A | 2.94 | 10.3 | Calorimeter Room | 3.382 | 3.7654 | N/A | - | N/A | N/A | N/A | N/A | N/A | N/A | N/A | N/A | N/A | N/A | N/A | N/A | N/A | N/A | N/A | N/A | N/A | Single | R32 | Australia,New Zealand | 134190 | 45991 | 0 | Approved | Reverse Cycle | N/A | Yes | Class 9 | Yes | N/A | N/A | N/A | N/A | N/A | N/A | N/A | Available | N/A | N/A | http://www.MitsubishiElectric.com.au/ | http://www.mitsubishielectric.com.au | N/A | 0 | 0 | AAC5510 | Yes | Variable output compressor | Inverter | No | - | 9000 | 2.78 | - | 830 | 4500 | No | - | - | - | 2540.92 | 9693 | No | 758.62 | 4846.5 | No | - | - | 10300 | 2.94 | 1030 | 5150 | No | - | - | Yes | 3100 | 8800 | No | - | - | No | - | - | - | - | - | No | - | - | No | - | - | No | - | -
MUZ-EF25VG/MSZ-EF25VG*(W)(B)(S) | MUZ-EF25VG/MSZ-EF25VG*(W)(B)(S) | N/A | MITSUBISHI ELECTRIC | N/A | Non Ducted | Single Split System | Wall Hung | Air | Air | Thailand | 0.54 | N/A | 2.5 | N/A | N/A | N/A | N/A | N/A | 0.7 | 3.2 | Calorimeter Room | 4.8147 | 4.682 | N/A | - | N/A | N/A | N/A | N/A | N/A | N/A | N/A | N/A | N/A | N/A | N/A | N/A | N/A | N/A | N/A | N/A | N/A | Single | R32 | Australia,New Zealand | 127856 | 45748 | 0 | Approved | Reverse Cycle | N/A | No | Class 8 | No | N/A | N/A | N/A | N/A | N/A | N/A | N/A | Available | N/A | N/A | http://www.MitsubishiElectric.com.au/ | http://www.mitsubishielectric.com.au | N/A | 0 | 0 | AAC4703 | Yes | Variable output compressor | Inverter | No | - | 2500 | 0.54 | - | 210 | 1250 | No | - | - | - | 493.56 | 2692.5 | No | 191.94 | 1346.25 | No | - | - | 3200 | 0.7 | 310 | 1600 | No | - | - | Yes | 1180 | 3300 | No | - | - | No | - | - | - | - | - | No | - | - | No | - | - | No | - | -
MUZ-EF25VG/MSZ-EF25VGB | MUZ-EF25VG/MSZ-EF25VG*(W)(B)(S) | N/A | MITSUBISHI ELECTRIC | N/A | Non Ducted | Single Split System | Wall Hung | Air | Air | Thailand | 0.54 | N/A | 2.5 | N/A | N/A | N/A | N/A | N/A | 0.7 | 3.2 | Calorimeter Room | 4.8147 | 4.682 | N/A | - | N/A | N/A | N/A | N/A | N/A | N/A | N/A | N/A | N/A | N/A | N/A | N/A | N/A | N/A | N/A | N/A | N/A | Single | R32 | Australia,New Zealand | 127856 | 45748 | 0 | Approved | Reverse Cycle | N/A | No | Class 8 | No | N/A | N/A | N/A | N/A | N/A | N/A | N/A | Available | N/A | N/A | http://www.MitsubishiElectric.com.au/ | http://www.mitsubishielectric.com.au | N/A | 0 | 0 | AAC4703 | Yes | Variable output compressor | Inverter | No | - | 2500 | 0.54 | - | 210 | 1250 | No | - | - | - | 493.56 | 2692.5 | No | 191.94 | 1346.25 | No | - | - | 3200 | 0.7 | 310 | 1600 | No | - | - | Yes | 1180 | 3300 | No | - | - | No | - | - | - | - | - | No | - | - | No | - | - | No | - | -
MUZ-EF25VG/MSZ-EF25VGKB | MUZ-EF25VG/MSZ-EF25VG*(W)(B)(S) | N/A | MITSUBISHI ELECTRIC | N/A | Non Ducted | Single Split System | Wall Hung | Air | Air | Thailand | 0.54 | N/A | 2.5 | N/A | N/A | N/A | N/A | N/A | 0.7 | 3.2 | Calorimeter Room | 4.8147 | 4.682 | N/A | - | N/A | N/A | N/A | N/A | N/A | N/A | N/A | N/A | N/A | N/A | N/A | N/A | N/A | N/A | N/A | N/A | N/A | Single | R32 | Australia,New Zealand | 127856 | 45748 | 0 | Approved | Reverse Cycle | N/A | No | Class 8 | No | N/A | N/A | N/A | N/A | N/A | N/A | N/A | Available | N/A | N/A | http://www.MitsubishiElectric.com.au/ | http://www.mitsubishielectric.com.au | N/A | 0 | 0 | AAC4703 | Yes | Variable output compressor | Inverter | No | - | 2500 | 0.54 | - | 210 | 1250 | No | - | - | - | 493.56 | 2692.5 | No | 191.94 | 1346.25 | No | - | - | 3200 | 0.7 | 310 | 1600 | No | - | - | Yes | 1180 | 3300 | No | - | - | No | - | - | - | - | - | No | - | - | No | - | - | No | - | -
MUZ-EF25VG/MSZ-EF25VGKS | MUZ-EF25VG/MSZ-EF25VG*(W)(B)(S) | N/A | MITSUBISHI ELECTRIC | N/A | Non Ducted | Single Split System | Wall Hung | Air | Air | Thailand | 0.54 | N/A | 2.5 | N/A | N/A | N/A | N/A | N/A | 0.7 | 3.2 | Calorimeter Room | 4.8147 | 4.682 | N/A | - | N/A | N/A | N/A | N/A | N/A | N/A | N/A | N/A | N/A | N/A | N/A | N/A | N/A | N/A | N/A | N/A | N/A | Single | R32 | Australia,New Zealand | 127856 | 45748 | 0 | Approved | Reverse Cycle | N/A | No | Class 8 | No | N/A | N/A | N/A | N/A | N/A | N/A | N/A | Available | N/A | N/A | http://www.MitsubishiElectric.com.au/ | http://www.mitsubishielectric.com.au | N/A | 0 | 0 | AAC4703 | Yes | Variable output compressor | Inverter | No | - | 2500 | 0.54 | - | 210 | 1250 | No | - | - | - | 493.56 | 2692.5 | No | 191.94 | 1346.25 | No | - | - | 3200 | 0.7 | 310 | 1600 | No | - | - | Yes | 1180 | 3300 | No | - | - | No | - | - | - | - | - | No | - | - | No | - | - | No | - | -
MUZ-EF25VG/MSZ-EF25VGKW | MUZ-EF25VG/MSZ-EF25VG*(W)(B)(S) | N/A | MITSUBISHI ELECTRIC | N/A | Non Ducted | Single Split System | Wall Hung | Air | Air | Thailand | 0.54 | N/A | 2.5 | N/A | N/A | N/A | N/A | N/A | 0.7 | 3.2 | Calorimeter Room | 4.8147 | 4.682 | N/A | - | N/A | N/A | N/A | N/A | N/A | N/A | N/A | N/A | N/A | N/A | N/A | N/A | N/A | N/A | N/A | N/A | N/A | Single | R32 | Australia,New Zealand | 127856 | 45748 | 0 | Approved | Reverse Cycle | N/A | No | Class 8 | No | N/A | N/A | N/A | N/A | N/A | N/A | N/A | Available | N/A | N/A | http://www.MitsubishiElectric.com.au/ | http://www.mitsubishielectric.com.au | N/A | 0 | 0 | AAC4703 | Yes | Variable output compressor | Inverter | No | - | 2500 | 0.54 | - | 210 | 1250 | No | - | - | - | 493.56 | 2692.5 | No | 191.94 | 1346.25 | No | - | - | 3200 | 0.7 | 310 | 1600 | No | - | - | Yes | 1180 | 3300 | No | - | - | No | - | - | - | - | - | No | - | - | No | - | - | No | - | -
MUZ-EF25VG/MSZ-EF25VGS | MUZ-EF25VG/MSZ-EF25VG*(W)(B)(S) | N/A | MITSUBISHI ELECTRIC | N/A | Non Ducted | Single Split System | Wall Hung | Air | Air | Thailand | 0.54 | N/A | 2.5 | N/A | N/A | N/A | N/A | N/A | 0.7 | 3.2 | Calorimeter Room | 4.8147 | 4.682 | N/A | - | N/A | N/A | N/A | N/A | N/A | N/A | N/A | N/A | N/A | N/A | N/A | N/A | N/A | N/A | N/A | N/A | N/A | Single | R32 | Australia,New Zealand | 127856 | 45748 | 0 | Approved | Reverse Cycle | N/A | No | Class 8 | No | N/A | N/A | N/A | N/A | N/A | N/A | N/A | Available | N/A | N/A | http://www.MitsubishiElectric.com.au/ | http://www.mitsubishielectric.com.au | N/A | 0 | 0 | AAC4703 | Yes | Variable output compressor | Inverter | No | - | 2500 | 0.54 | - | 210 | 1250 | No | - | - | - | 493.56 | 2692.5 | No | 191.94 | 1346.25 | No | - | - | 3200 | 0.7 | 310 | 1600 | No | - | - | Yes | 1180 | 3300 | No | - | - | No | - | - | - | - | - | No | - | - | No | - | - | No | - | -
MUZ-EF25VG/MSZ-EF25VGW | MUZ-EF25VG/MSZ-EF25VG*(W)(B)(S) | N/A | MITSUBISHI ELECTRIC | N/A | Non Ducted | Single Split System | Wall Hung | Air | Air | Thailand | 0.54 | N/A | 2.5 | N/A | N/A | N/A | N/A | N/A | 0.7 | 3.2 | Calorimeter Room | 4.8147 | 4.682 | N/A | - | N/A | N/A | N/A | N/A | N/A | N/A | N/A | N/A | N/A | N/A | N/A | N/A | N/A | N/A | N/A | N/A | N/A | Single | R32 | Australia,New Zealand | 127856 | 45748 | 0 | Approved | Reverse Cycle | N/A | No | Class 8 | No | N/A | N/A | N/A | N/A | N/A | N/A | N/A | Available | N/A | N/A | http://www.MitsubishiElectric.com.au/ | http://www.mitsubishielectric.com.au | N/A | 0 | 0 | AAC4703 | Yes | Variable output compressor | Inverter | No | - | 2500 | 0.54 | - | 210 | 1250 | No | - | - | - | 493.56 | 2692.5 | No | 191.94 | 1346.25 | No | - | - | 3200 | 0.7 | 310 | 1600 | No | - | - | Yes | 1180 | 3300 | No | - | - | No | - | - | - | - | - | No | - | - | No | - | - | No | - | -
MUZ-EF25VGD/MSZ-EF25VGDB | MUZ-EF25VGD/MSZ-EF25VGKD(W)(B)(S) | N/A | MITSUBISHI ELECTRIC | N/A | Non Ducted | Single Split System | Wall Hung | Air | Air | Thailand | 0.54 | N/A | 2.5 | N/A | N/A | N/A | N/A | N/A | 0.7 | 3.2 | Calorimeter Room | 4.8318 | 4.6097 | N/A | - | N/A | N/A | N/A | N/A | N/A | N/A | N/A | N/A | N/A | N/A | N/A | N/A | N/A | N/A | N/A | N/A | N/A | Single | R32 | Australia,New Zealand | 160515 | 47209 | 0 | Approved | Reverse Cycle | N/A | Yes | Class 8 | Yes | N/A | N/A | N/A | N/A | N/A | N/A | N/A | Available | N/A | N/A | http://www.MitsubishiElectric.com.au/ | http://www.mitsubishielectric.com.au | N/A | 0 | 0 | AAC8150 | Yes | Variable output compressor | Inverter | No | - | 2500 | 0.54 | - | 210 | 1250 | No | - | - | - | 493.56 | 2692.5 | No | 191.94 | 1346.25 | No | - | - | 3200 | 0.7 | 310 | 1600 | No | - | - | Yes | 1180 | 3300 | No | - | - | No | - | - | - | - | - | No | - | - | No | - | - | No | - | -
MUZ-EF25VGD/MSZ-EF25VGDS | MUZ-EF25VGD/MSZ-EF25VGKD(W)(B)(S) | N/A | MITSUBISHI ELECTRIC | N/A | Non Ducted | Single Split System | Wall Hung | Air | Air | Thailand | 0.54 | N/A | 2.5 | N/A | N/A | N/A | N/A | N/A | 0.7 | 3.2 | Calorimeter Room | 4.8318 | 4.6097 | N/A | - | N/A | N/A | N/A | N/A | N/A | N/A | N/A | N/A | N/A | N/A | N/A | N/A | N/A | N/A | N/A | N/A | N/A | Single | R32 | Australia,New Zealand | 160515 | 47209 | 0 | Approved | Reverse Cycle | N/A | Yes | Class 8 | Yes | N/A | N/A | N/A | N/A | N/A | N/A | N/A | Available | N/A | N/A | http://www.MitsubishiElectric.com.au/ | http://www.mitsubishielectric.com.au | N/A | 0 | 0 | AAC8150 | Yes | Variable output compressor | Inverter | No | - | 2500 | 0.54 | - | 210 | 1250 | No | - | - | - | 493.56 | 2692.5 | No | 191.94 | 1346.25 | No | - | - | 3200 | 0.7 | 310 | 1600 | No | - | - | Yes | 1180 | 3300 | No | - | - | No | - | - | - | - | - | No | - | - | No | - | - | No | - | -
MUZ-EF25VGD/MSZ-EF25VGDW | MUZ-EF25VGD/MSZ-EF25VGKD(W)(B)(S) | N/A | MITSUBISHI ELECTRIC | N/A | Non Ducted | Single Split System | Wall Hung | Air | Air | Thailand | 0.54 | N/A | 2.5 | N/A | N/A | N/A | N/A | N/A | 0.7 | 3.2 | Calorimeter Room | 4.8318 | 4.6097 | N/A | - | N/A | N/A | N/A | N/A | N/A | N/A | N/A | N/A | N/A | N/A | N/A | N/A | N/A | N/A | N/A | N/A | N/A | Single | R32 | Australia,New Zealand | 160515 | 47209 | 0 | Approved | Reverse Cycle | N/A | Yes | Class 8 | Yes | N/A | N/A | N/A | N/A | N/A | N/A | N/A | Available | N/A | N/A | http://www.MitsubishiElectric.com.au/ | http://www.mitsubishielectric.com.au | N/A | 0 | 0 | AAC8150 | Yes | Variable output compressor | Inverter | No | - | 2500 | 0.54 | - | 210 | 1250 | No | - | - | - | 493.56 | 2692.5 | No | 191.94 | 1346.25 | No | - | - | 3200 | 0.7 | 310 | 1600 | No | - | - | Yes | 1180 | 3300 | No | - | - | No | - | - | - | - | - | No | - | - | No | - | - | No | - | -
MUZ-EF25VGD/MSZ-EF25VGKD(W)(B)(S) | MUZ-EF25VGD/MSZ-EF25VGKD(W)(B)(S) | N/A | MITSUBISHI ELECTRIC | N/A | Non Ducted | Single Split System | Wall Hung | Air | Air | Thailand | 0.54 | N/A | 2.5 | N/A | N/A | N/A | N/A | N/A | 0.7 | 3.2 | Calorimeter Room | 4.8318 | 4.6097 | N/A | - | N/A | N/A | N/A | N/A | N/A | N/A | N/A | N/A | N/A | N/A | N/A | N/A | N/A | N/A | N/A | N/A | N/A | Single | R32 | Australia,New Zealand | 160515 | 47209 | 0 | Approved | Reverse Cycle | N/A | Yes | Class 8 | Yes | N/A | N/A | N/A | N/A | N/A | N/A | N/A | Available | N/A | N/A | http://www.MitsubishiElectric.com.au/ | http://www.mitsubishielectric.com.au | N/A | 0 | 0 | AAC8150 | Yes | Variable output compressor | Inverter | No | - | 2500 | 0.54 | - | 210 | 1250 | No | - | - | - | 493.56 | 2692.5 | No | 191.94 | 1346.25 | No | - | - | 3200 | 0.7 | 310 | 1600 | No | - | - | Yes | 1180 | 3300 | No | - | - | No | - | - | - | - | - | No | - | - | No | - | - | No | - | -
MUZ-EF25VGD/MSZ-EF25VGKDB | MUZ-EF25VGD/MSZ-EF25VGKD(W)(B)(S) | N/A | MITSUBISHI ELECTRIC | N/A | Non Ducted | Single Split System | Wall Hung | Air | Air | Thailand | 0.54 | N/A | 2.5 | N/A | N/A | N/A | N/A | N/A | 0.7 | 3.2 | Calorimeter Room | 4.8318 | 4.6097 | N/A | - | N/A | N/A | N/A | N/A | N/A | N/A | N/A | N/A | N/A | N/A | N/A | N/A | N/A | N/A | N/A | N/A | N/A | Single | R32 | Australia,New Zealand | 160515 | 47209 | 0 | Approved | Reverse Cycle | N/A | Yes | Class 8 | Yes | N/A | N/A | N/A | N/A | N/A | N/A | N/A | Available | N/A | N/A | http://www.MitsubishiElectric.com.au/ | http://www.mitsubishielectric.com.au | N/A | 0 | 0 | AAC8150 | Yes | Variable output compressor | Inverter | No | - | 2500 | 0.54 | - | 210 | 1250 | No | - | - | - | 493.56 | 2692.5 | No | 191.94 | 1346.25 | No | - | - | 3200 | 0.7 | 310 | 1600 | No | - | - | Yes | 1180 | 3300 | No | - | - | No | - | - | - | - | - | No | - | - | No | - | - | No | - | -
MUZ-EF25VGD/MSZ-EF25VGKDS | MUZ-EF25VGD/MSZ-EF25VGKD(W)(B)(S) | N/A | MITSUBISHI ELECTRIC | N/A | Non Ducted | Single Split System | Wall Hung | Air | Air | Thailand | 0.54 | N/A | 2.5 | N/A | N/A | N/A | N/A | N/A | 0.7 | 3.2 | Calorimeter Room | 4.8318 | 4.6097 | N/A | - | N/A | N/A | N/A | N/A | N/A | N/A | N/A | N/A | N/A | N/A | N/A | N/A | N/A | N/A | N/A | N/A | N/A | Single | R32 | Australia,New Zealand | 160515 | 47209 | 0 | Approved | Reverse Cycle | N/A | Yes | Class 8 | Yes | N/A | N/A | N/A | N/A | N/A | N/A | N/A | Available | N/A | N/A | http://www.MitsubishiElectric.com.au/ | http://www.mitsubishielectric.com.au | N/A | 0 | 0 | AAC8150 | Yes | Variable output compressor | Inverter | No | - | 2500 | 0.54 | - | 210 | 1250 | No | - | - | - | 493.56 | 2692.5 | No | 191.94 | 1346.25 | No | - | - | 3200 | 0.7 | 310 | 1600 | No | - | - | Yes | 1180 | 3300 | No | - | - | No | - | - | - | - | - | No | - | - | No | - | - | No | - | -
MUZ-EF25VGD/MSZ-EF25VGKDW | MUZ-EF25VGD/MSZ-EF25VGKD(W)(B)(S) | N/A | MITSUBISHI ELECTRIC | N/A | Non Ducted | Single Split System | Wall Hung | Air | Air | Thailand | 0.54 | N/A | 2.5 | N/A | N/A | N/A | N/A | N/A | 0.7 | 3.2 | Calorimeter Room | 4.8318 | 4.6097 | N/A | - | N/A | N/A | N/A | N/A | N/A | N/A | N/A | N/A | N/A | N/A | N/A | N/A | N/A | N/A | N/A | N/A | N/A | Single | R32 | Australia,New Zealand | 160515 | 47209 | 0 | Approved | Reverse Cycle | N/A | Yes | Class 8 | Yes | N/A | N/A | N/A | N/A | N/A | N/A | N/A | Available | N/A | N/A | http://www.MitsubishiElectric.com.au/ | http://www.mitsubishielectric.com.au | N/A | 0 | 0 | AAC8150 | Yes | Variable output compressor | Inverter | No | - | 2500 | 0.54 | - | 210 | 1250 | No | - | - | - | 493.56 | 2692.5 | No | 191.94 | 1346.25 | No | - | - | 3200 | 0.7 | 310 | 1600 | No | - | - | Yes | 1180 | 3300 | No | - | - | No | - | - | - | - | - | No | - | - | No | - | - | No | - | -
MUZ-EF35VG/MSZ-EF35VG*(W)(B)(S) | MUZ-EF35VG/MSZ-EF35VG*(W)(B)(S) | N/A | MITSUBISHI ELECTRIC | N/A | Non Ducted | Single Split System | Wall Hung | Air | Air | Thailand | 0.91 | N/A | 3.5 | N/A | N/A | N/A | N/A | N/A | 0.95 | 4 | Calorimeter Room | 3.9212 | 4.3486 | N/A | - | N/A | N/A | N/A | N/A | N/A | N/A | N/A | N/A | N/A | N/A | N/A | N/A | N/A | N/A | N/A | N/A | N/A | Single | R32 | Australia,New Zealand | 127895 | 45782 | 0 | Approved | Reverse Cycle | N/A | No | Class 8 | No | N/A | N/A | N/A | N/A | N/A | N/A | N/A | Available | N/A | N/A | http://www.MitsubishiElectric.com.au/ | http://www.mitsubishielectric.com.au | N/A | 0 | 0 | AAC4827 | Yes | Variable output compressor | Inverter | No | - | 3500 | 0.91 | - | 330 | 1750 | No | - | - | - | 831.74 | 3769.5 | No | 301.62 | 1884.75 | No | - | - | 4000 | 0.95 | 410 | 2000 | No | - | - | Yes | 1230 | 3700 | No | - | - | No | - | - | - | - | - | No | - | - | No | - | - | No | - | -
MUZ-EF35VG/MSZ-EF35VGB | MUZ-EF35VG/MSZ-EF35VG*(W)(B)(S) | N/A | MITSUBISHI ELECTRIC | N/A | Non Ducted | Single Split System | Wall Hung | Air | Air | Thailand | 0.91 | N/A | 3.5 | N/A | N/A | N/A | N/A | N/A | 0.95 | 4 | Calorimeter Room | 3.9212 | 4.3486 | N/A | - | N/A | N/A | N/A | N/A | N/A | N/A | N/A | N/A | N/A | N/A | N/A | N/A | N/A | N/A | N/A | N/A | N/A | Single | R32 | Australia,New Zealand | 127895 | 45782 | 0 | Approved | Reverse Cycle | N/A | No | Class 8 | No | N/A | N/A | N/A | N/A | N/A | N/A | N/A | Available | N/A | N/A | http://www.MitsubishiElectric.com.au/ | http://www.mitsubishielectric.com.au | N/A | 0 | 0 | AAC4827 | Yes | Variable output compressor | Inverter | No | - | 3500 | 0.91 | - | 330 | 1750 | No | - | - | - | 831.74 | 3769.5 | No | 301.62 | 1884.75 | No | - | - | 4000 | 0.95 | 410 | 2000 | No | - | - | Yes | 1230 | 3700 | No | - | - | No | - | - | - | - | - | No | - | - | No | - | - | No | - | -
MUZ-EF35VG/MSZ-EF35VGKB | MUZ-EF35VG/MSZ-EF35VG*(W)(B)(S) | N/A | MITSUBISHI ELECTRIC | N/A | Non Ducted | Single Split System | Wall Hung | Air | Air | Thailand | 0.91 | N/A | 3.5 | N/A | N/A | N/A | N/A | N/A | 0.95 | 4 | Calorimeter Room | 3.9212 | 4.3486 | N/A | - | N/A | N/A | N/A | N/A | N/A | N/A | N/A | N/A | N/A | N/A | N/A | N/A | N/A | N/A | N/A | N/A | N/A | Single | R32 | Australia,New Zealand | 127895 | 45782 | 0 | Approved | Reverse Cycle | N/A | No | Class 8 | No | N/A | N/A | N/A | N/A | N/A | N/A | N/A | Available | N/A | N/A | http://www.MitsubishiElectric.com.au/ | http://www.mitsubishielectric.com.au | N/A | 0 | 0 | AAC4827 | Yes | Variable output compressor | Inverter | No | - | 3500 | 0.91 | - | 330 | 1750 | No | - | - | - | 831.74 | 3769.5 | No | 301.62 | 1884.75 | No | - | - | 4000 | 0.95 | 410 | 2000 | No | - | - | Yes | 1230 | 3700 | No | - | - | No | - | - | - | - | - | No | - | - | No | - | - | No | - | -
MUZ-EF35VG/MSZ-EF35VGKS | MUZ-EF35VG/MSZ-EF35VG*(W)(B)(S) | N/A | MITSUBISHI ELECTRIC | N/A | Non Ducted | Single Split System | Wall Hung | Air | Air | Thailand | 0.91 | N/A | 3.5 | N/A | N/A | N/A | N/A | N/A | 0.95 | 4 | Calorimeter Room | 3.9212 | 4.3486 | N/A | - | N/A | N/A | N/A | N/A | N/A | N/A | N/A | N/A | N/A | N/A | N/A | N/A | N/A | N/A | N/A | N/A | N/A | Single | R32 | Australia,New Zealand | 127895 | 45782 | 0 | Approved | Reverse Cycle | N/A | No | Class 8 | No | N/A | N/A | N/A | N/A | N/A | N/A | N/A | Available | N/A | N/A | http://www.MitsubishiElectric.com.au/ | http://www.mitsubishielectric.com.au | N/A | 0 | 0 | AAC4827 | Yes | Variable output compressor | Inverter | No | - | 3500 | 0.91 | - | 330 | 1750 | No | - | - | - | 831.74 | 3769.5 | No | 301.62 | 1884.75 | No | - | - | 4000 | 0.95 | 410 | 2000 | No | - | - | Yes | 1230 | 3700 | No | - | - | No | - | - | - | - | - | No | - | - | No | - | - | No | - | -
MUZ-EF35VG/MSZ-EF35VGKW | MUZ-EF35VG/MSZ-EF35VG*(W)(B)(S) | N/A | MITSUBISHI ELECTRIC | N/A | Non Ducted | Single Split System | Wall Hung | Air | Air | Thailand | 0.91 | N/A | 3.5 | N/A | N/A | N/A | N/A | N/A | 0.95 | 4 | Calorimeter Room | 3.9212 | 4.3486 | N/A | - | N/A | N/A | N/A | N/A | N/A | N/A | N/A | N/A | N/A | N/A | N/A | N/A | N/A | N/A | N/A | N/A | N/A | Single | R32 | Australia,New Zealand | 127895 | 45782 | 0 | Approved | Reverse Cycle | N/A | No | Class 8 | No | N/A | N/A | N/A | N/A | N/A | N/A | N/A | Available | N/A | N/A | http://www.MitsubishiElectric.com.au/ | http://www.mitsubishielectric.com.au | N/A | 0 | 0 | AAC4827 | Yes | Variable output compressor | Inverter | No | - | 3500 | 0.91 | - | 330 | 1750 | No | - | - | - | 831.74 | 3769.5 | No | 301.62 | 1884.75 | No | - | - | 4000 | 0.95 | 410 | 2000 | No | - | - | Yes | 1230 | 3700 | No | - | - | No | - | - | - | - | - | No | - | - | No | - | - | No | - | -
MUZ-EF35VG/MSZ-EF35VGS | MUZ-EF35VG/MSZ-EF35VG*(W)(B)(S) | N/A | MITSUBISHI ELECTRIC | N/A | Non Ducted | Single Split System | Wall Hung | Air | Air | Thailand | 0.91 | N/A | 3.5 | N/A | N/A | N/A | N/A | N/A | 0.95 | 4 | Calorimeter Room | 3.9212 | 4.3486 | N/A | - | N/A | N/A | N/A | N/A | N/A | N/A | N/A | N/A | N/A | N/A | N/A | N/A | N/A | N/A | N/A | N/A | N/A | Single | R32 | Australia,New Zealand | 127895 | 45782 | 0 | Approved | Reverse Cycle | N/A | No | Class 8 | No | N/A | N/A | N/A | N/A | N/A | N/A | N/A | Available | N/A | N/A | http://www.MitsubishiElectric.com.au/ | http://www.mitsubishielectric.com.au | N/A | 0 | 0 | AAC4827 | Yes | Variable output compressor | Inverter | No | - | 3500 | 0.91 | - | 330 | 1750 | No | - | - | - | 831.74 | 3769.5 | No | 301.62 | 1884.75 | No | - | - | 4000 | 0.95 | 410 | 2000 | No | - | - | Yes | 1230 | 3700 | No | - | - | No | - | - | - | - | - | No | - | - | No | - | - | No | - | -
MUZ-EF35VG/MSZ-EF35VGW | MUZ-EF35VG/MSZ-EF35VG*(W)(B)(S) | N/A | MITSUBISHI ELECTRIC | N/A | Non Ducted | Single Split System | Wall Hung | Air | Air | Thailand | 0.91 | N/A | 3.5 | N/A | N/A | N/A | N/A | N/A | 0.95 | 4 | Calorimeter Room | 3.9212 | 4.3486 | N/A | - | N/A | N/A | N/A | N/A | N/A | N/A | N/A | N/A | N/A | N/A | N/A | N/A | N/A | N/A | N/A | N/A | N/A | Single | R32 | Australia,New Zealand | 127895 | 45782 | 0 | Approved | Reverse Cycle | N/A | No | Class 8 | No | N/A | N/A | N/A | N/A | N/A | N/A | N/A | Available | N/A | N/A | http://www.MitsubishiElectric.com.au/ | http://www.mitsubishielectric.com.au | N/A | 0 | 0 | AAC4827 | Yes | Variable output compressor | Inverter | No | - | 3500 | 0.91 | - | 330 | 1750 | No | - | - | - | 831.74 | 3769.5 | No | 301.62 | 1884.75 | No | - | - | 4000 | 0.95 | 410 | 2000 | No | - | - | Yes | 1230 | 3700 | No | - | - | No | - | - | - | - | - | No | - | - | No | - | - | No | - | -
MUZ-EF35VGD/MSZ-EF35VGDB | MUZ-EF35VGD/MSZ-EF35VGKD(W)(B)(S) | N/A | MITSUBISHI ELECTRIC | N/A | Non Ducted | Single Split System | Wall Hung | Air | Air | Thailand | 0.91 | N/A | 3.5 | N/A | N/A | N/A | N/A | N/A | 0.95 | 4 | Calorimeter Room | 3.9814 | 4.4107 | N/A | - | N/A | N/A | N/A | N/A | N/A | N/A | N/A | N/A | N/A | N/A | N/A | N/A | N/A | N/A | N/A | N/A | N/A | Single | R32 | Australia,New Zealand | 160518 | 47209 | 0 | Approved | Reverse Cycle | N/A | Yes | Class 8 | Yes | N/A | N/A | N/A | N/A | N/A | N/A | N/A | Available | N/A | N/A | http://www.MitsubishiElectric.com.au/ | http://www.mitsubishielectric.com.au | N/A | 0 | 0 | AAC8155 | Yes | Variable output compressor | Inverter | No | - | 3500 | 0.91 | - | 330 | 1750 | No | - | - | - | 831.74 | 3769.5 | No | 301.62 | 1884.75 | No | - | - | 4000 | 0.95 | 410 | 2000 | No | - | - | Yes | 1230 | 3700 | No | - | - | No | - | - | - | - | - | No | - | - | No | - | - | No | - | -
MUZ-EF35VGD/MSZ-EF35VGDS | MUZ-EF35VGD/MSZ-EF35VGKD(W)(B)(S) | N/A | MITSUBISHI ELECTRIC | N/A | Non Ducted | Single Split System | Wall Hung | Air | Air | Thailand | 0.91 | N/A | 3.5 | N/A | N/A | N/A | N/A | N/A | 0.95 | 4 | Calorimeter Room | 3.9814 | 4.4107 | N/A | - | N/A | N/A | N/A | N/A | N/A | N/A | N/A | N/A | N/A | N/A | N/A | N/A | N/A | N/A | N/A | N/A | N/A | Single | R32 | Australia,New Zealand | 160518 | 47209 | 0 | Approved | Reverse Cycle | N/A | Yes | Class 8 | Yes | N/A | N/A | N/A | N/A | N/A | N/A | N/A | Available | N/A | N/A | http://www.MitsubishiElectric.com.au/ | http://www.mitsubishielectric.com.au | N/A | 0 | 0 | AAC8155 | Yes | Variable output compressor | Inverter | No | - | 3500 | 0.91 | - | 330 | 1750 | No | - | - | - | 831.74 | 3769.5 | No | 301.62 | 1884.75 | No | - | - | 4000 | 0.95 | 410 | 2000 | No | - | - | Yes | 1230 | 3700 | No | - | - | No | - | - | - | - | - | No | - | - | No | - | - | No | - | -
MUZ-EF35VGD/MSZ-EF35VGDW | MUZ-EF35VGD/MSZ-EF35VGKD(W)(B)(S) | N/A | MITSUBISHI ELECTRIC | N/A | Non Ducted | Single Split System | Wall Hung | Air | Air | Thailand | 0.91 | N/A | 3.5 | N/A | N/A | N/A | N/A | N/A | 0.95 | 4 | Calorimeter Room | 3.9814 | 4.4107 | N/A | - | N/A | N/A | N/A | N/A | N/A | N/A | N/A | N/A | N/A | N/A | N/A | N/A | N/A | N/A | N/A | N/A | N/A | Single | R32 | Australia,New Zealand | 160518 | 47209 | 0 | Approved | Reverse Cycle | N/A | Yes | Class 8 | Yes | N/A | N/A | N/A | N/A | N/A | N/A | N/A | Available | N/A | N/A | http://www.MitsubishiElectric.com.au/ | http://www.mitsubishielectric.com.au | N/A | 0 | 0 | AAC8155 | Yes | Variable output compressor | Inverter | No | - | 3500 | 0.91 | - | 330 | 1750 | No | - | - | - | 831.74 | 3769.5 | No | 301.62 | 1884.75 | No | - | - | 4000 | 0.95 | 410 | 2000 | No | - | - | Yes | 1230 | 3700 | No | - | - | No | - | - | - | - | - | No | - | - | No | - | - | No | - | -
MUZ-EF35VGD/MSZ-EF35VGKD(W)(B)(S) | MUZ-EF35VGD/MSZ-EF35VGKD(W)(B)(S) | N/A | MITSUBISHI ELECTRIC | N/A | Non Ducted | Single Split System | Wall Hung | Air | Air | Thailand | 0.91 | N/A | 3.5 | N/A | N/A | N/A | N/A | N/A | 0.95 | 4 | Calorimeter Room | 3.9814 | 4.4107 | N/A | - | N/A | N/A | N/A | N/A | N/A | N/A | N/A | N/A | N/A | N/A | N/A | N/A | N/A | N/A | N/A | N/A | N/A | Single | R32 | Australia,New Zealand | 160518 | 47209 | 0 | Approved | Reverse Cycle | N/A | Yes | Class 8 | Yes | N/A | N/A | N/A | N/A | N/A | N/A | N/A | Available | N/A | N/A | http://www.MitsubishiElectric.com.au/ | http://www.mitsubishielectric.com.au | N/A | 0 | 0 | AAC8155 | Yes | Variable output compressor | Inverter | No | - | 3500 | 0.91 | - | 330 | 1750 | No | - | - | - | 831.74 | 3769.5 | No | 301.62 | 1884.75 | No | - | - | 4000 | 0.95 | 410 | 2000 | No | - | - | Yes | 1230 | 3700 | No | - | - | No | - | - | - | - | - | No | - | - | No | - | - | No | - | -
MUZ-EF35VGD/MSZ-EF35VGKDB | MUZ-EF35VGD/MSZ-EF35VGKD(W)(B)(S) | N/A | MITSUBISHI ELECTRIC | N/A | Non Ducted | Single Split System | Wall Hung | Air | Air | Thailand | 0.91 | N/A | 3.5 | N/A | N/A | N/A | N/A | N/A | 0.95 | 4 | Calorimeter Room | 3.9814 | 4.4107 | N/A | - | N/A | N/A | N/A | N/A | N/A | N/A | N/A | N/A | N/A | N/A | N/A | N/A | N/A | N/A | N/A | N/A | N/A | Single | R32 | Australia,New Zealand | 160518 | 47209 | 0 | Approved | Reverse Cycle | N/A | Yes | Class 8 | Yes | N/A | N/A | N/A | N/A | N/A | N/A | N/A | Available | N/A | N/A | http://www.MitsubishiElectric.com.au/ | http://www.mitsubishielectric.com.au | N/A | 0 | 0 | AAC8155 | Yes | Variable output compressor | Inverter | No | - | 3500 | 0.91 | - | 330 | 1750 | No | - | - | - | 831.74 | 3769.5 | No | 301.62 | 1884.75 | No | - | - | 4000 | 0.95 | 410 | 2000 | No | - | - | Yes | 1230 | 3700 | No | - | - | No | - | - | - | - | - | No | - | - | No | - | - | No | - | -
MUZ-EF35VGD/MSZ-EF35VGKDS | MUZ-EF35VGD/MSZ-EF35VGKD(W)(B)(S) | N/A | MITSUBISHI ELECTRIC | N/A | Non Ducted | Single Split System | Wall Hung | Air | Air | Thailand | 0.91 | N/A | 3.5 | N/A | N/A | N/A | N/A | N/A | 0.95 | 4 | Calorimeter Room | 3.9814 | 4.4107 | N/A | - | N/A | N/A | N/A | N/A | N/A | N/A | N/A | N/A | N/A | N/A | N/A | N/A | N/A | N/A | N/A | N/A | N/A | Single | R32 | Australia,New Zealand | 160518 | 47209 | 0 | Approved | Reverse Cycle | N/A | Yes | Class 8 | Yes | N/A | N/A | N/A | N/A | N/A | N/A | N/A | Available | N/A | N/A | http://www.MitsubishiElectric.com.au/ | http://www.mitsubishielectric.com.au | N/A | 0 | 0 | AAC8155 | Yes | Variable output compressor | Inverter | No | - | 3500 | 0.91 | - | 330 | 1750 | No | - | - | - | 831.74 | 3769.5 | No | 301.62 | 1884.75 | No | - | - | 4000 | 0.95 | 410 | 2000 | No | - | - | Yes | 1230 | 3700 | No | - | - | No | - | - | - | - | - | No | - | - | No | - | - | No | - | -
MUZ-EF35VGD/MSZ-EF35VGKDW | MUZ-EF35VGD/MSZ-EF35VGKD(W)(B)(S) | N/A | MITSUBISHI ELECTRIC | N/A | Non Ducted | Single Split System | Wall Hung | Air | Air | Thailand | 0.91 | N/A | 3.5 | N/A | N/A | N/A | N/A | N/A | 0.95 | 4 | Calorimeter Room | 3.9814 | 4.4107 | N/A | - | N/A | N/A | N/A | N/A | N/A | N/A | N/A | N/A | N/A | N/A | N/A | N/A | N/A | N/A | N/A | N/A | N/A | Single | R32 | Australia,New Zealand | 160518 | 47209 | 0 | Approved | Reverse Cycle | N/A | Yes | Class 8 | Yes | N/A | N/A | N/A | N/A | N/A | N/A | N/A | Available | N/A | N/A | http://www.MitsubishiElectric.com.au/ | http://www.mitsubishielectric.com.au | N/A | 0 | 0 | AAC8155 | Yes | Variable output compressor | Inverter | No | - | 3500 | 0.91 | - | 330 | 1750 | No | - | - | - | 831.74 | 3769.5 | No | 301.62 | 1884.75 | No | - | - | 4000 | 0.95 | 410 | 2000 | No | - | - | Yes | 1230 | 3700 | No | - | - | No | - | - | - | - | - | No | - | - | No | - | - | No | - | -
MUZ-EF42VG/MSZ-EF42VG*(W)(B)(S) | MUZ-EF42VG/MSZ-EF42VG*(W)(B)(S) | N/A | MITSUBISHI ELECTRIC | N/A | Non Ducted | Single Split System | Wall Hung | Air | Air | Thailand | 1.2 | N/A | 4.2 | N/A | N/A | N/A | N/A | N/A | 1.455 | 5.4 | Calorimeter Room | 3.5762 | 3.9274 | N/A | - | N/A | N/A | N/A | N/A | N/A | N/A | N/A | N/A | N/A | N/A | N/A | N/A | N/A | N/A | N/A | N/A | N/A | Single | R32 | Australia,New Zealand | 127896 | 45748 | 0 | Approved | Reverse Cycle | N/A | No | Class 9 | No | N/A | N/A | N/A | N/A | N/A | N/A | N/A | Available | N/A | N/A | http://www.MitsubishiElectric.com.au/ | http://www.mitsubishielectric.com.au | N/A | 0 | 0 | AAC4714 | Yes | Variable output compressor | Inverter | No | - | 4200 | 1.2 | - | 450 | 2100 | No | - | - | - | 1096.8 | 4523.4 | No | 411.3 | 2261.7 | No | - | - | 5400 | 1.455 | 540 | 2700 | No | - | - | Yes | 2120 | 5100 | No | - | - | No | - | - | - | - | - | No | - | - | No | - | - | No | - | -
MUZ-EF42VG/MSZ-EF42VGB | MUZ-EF42VG/MSZ-EF42VG*(W)(B)(S) | N/A | MITSUBISHI ELECTRIC | N/A | Non Ducted | Single Split System | Wall Hung | Air | Air | Thailand | 1.2 | N/A | 4.2 | N/A | N/A | N/A | N/A | N/A | 1.455 | 5.4 | Calorimeter Room | 3.5762 | 3.9274 | N/A | - | N/A | N/A | N/A | N/A | N/A | N/A | N/A | N/A | N/A | N/A | N/A | N/A | N/A | N/A | N/A | N/A | N/A | Single | R32 | Australia,New Zealand | 127896 | 45748 | 0 | Approved | Reverse Cycle | N/A | No | Class 9 | No | N/A | N/A | N/A | N/A | N/A | N/A | N/A | Available | N/A | N/A | http://www.MitsubishiElectric.com.au/ | http://www.mitsubishielectric.com.au | N/A | 0 | 0 | AAC4714 | Yes | Variable output compressor | Inverter | No | - | 4200 | 1.2 | - | 450 | 2100 | No | - | - | - | 1096.8 | 4523.4 | No | 411.3 | 2261.7 | No | - | - | 5400 | 1.455 | 540 | 2700 | No | - | - | Yes | 2120 | 5100 | No | - | - | No | - | - | - | - | - | No | - | - | No | - | - | No | - | -
MUZ-EF42VG/MSZ-EF42VGKB | MUZ-EF42VG/MSZ-EF42VG*(W)(B)(S) | N/A | MITSUBISHI ELECTRIC | N/A | Non Ducted | Single Split System | Wall Hung | Air | Air | Thailand | 1.2 | N/A | 4.2 | N/A | N/A | N/A | N/A | N/A | 1.455 | 5.4 | Calorimeter Room | 3.5762 | 3.9274 | N/A | - | N/A | N/A | N/A | N/A | N/A | N/A | N/A | N/A | N/A | N/A | N/A | N/A | N/A | N/A | N/A | N/A | N/A | Single | R32 | Australia,New Zealand | 127896 | 45748 | 0 | Approved | Reverse Cycle | N/A | No | Class 9 | No | N/A | N/A | N/A | N/A | N/A | N/A | N/A | Available | N/A | N/A | http://www.MitsubishiElectric.com.au/ | http://www.mitsubishielectric.com.au | N/A | 0 | 0 | AAC4714 | Yes | Variable output compressor | Inverter | No | - | 4200 | 1.2 | - | 450 | 2100 | No | - | - | - | 1096.8 | 4523.4 | No | 411.3 | 2261.7 | No | - | - | 5400 | 1.455 | 540 | 2700 | No | - | - | Yes | 2120 | 5100 | No | - | - | No | - | - | - | - | - | No | - | - | No | - | - | No | - | -
MUZ-EF42VG/MSZ-EF42VGKS | MUZ-EF42VG/MSZ-EF42VG*(W)(B)(S) | N/A | MITSUBISHI ELECTRIC | N/A | Non Ducted | Single Split System | Wall Hung | Air | Air | Thailand | 1.2 | N/A | 4.2 | N/A | N/A | N/A | N/A | N/A | 1.455 | 5.4 | Calorimeter Room | 3.5762 | 3.9274 | N/A | - | N/A | N/A | N/A | N/A | N/A | N/A | N/A | N/A | N/A | N/A | N/A | N/A | N/A | N/A | N/A | N/A | N/A | Single | R32 | Australia,New Zealand | 127896 | 45748 | 0 | Approved | Reverse Cycle | N/A | No | Class 9 | No | N/A | N/A | N/A | N/A | N/A | N/A | N/A | Available | N/A | N/A | http://www.MitsubishiElectric.com.au/ | http://www.mitsubishielectric.com.au | N/A | 0 | 0 | AAC4714 | Yes | Variable output compressor | Inverter | No | - | 4200 | 1.2 | - | 450 | 2100 | No | - | - | - | 1096.8 | 4523.4 | No | 411.3 | 2261.7 | No | - | - | 5400 | 1.455 | 540 | 2700 | No | - | - | Yes | 2120 | 5100 | No | - | - | No | - | - | - | - | - | No | - | - | No | - | - | No | - | -
MUZ-EF42VG/MSZ-EF42VGKW | MUZ-EF42VG/MSZ-EF42VG*(W)(B)(S) | N/A | MITSUBISHI ELECTRIC | N/A | Non Ducted | Single Split System | Wall Hung | Air | Air | Thailand | 1.2 | N/A | 4.2 | N/A | N/A | N/A | N/A | N/A | 1.455 | 5.4 | Calorimeter Room | 3.5762 | 3.9274 | N/A | - | N/A | N/A | N/A | N/A | N/A | N/A | N/A | N/A | N/A | N/A | N/A | N/A | N/A | N/A | N/A | N/A | N/A | Single | R32 | Australia,New Zealand | 127896 | 45748 | 0 | Approved | Reverse Cycle | N/A | No | Class 9 | No | N/A | N/A | N/A | N/A | N/A | N/A | N/A | Available | N/A | N/A | http://www.MitsubishiElectric.com.au/ | http://www.mitsubishielectric.com.au | N/A | 0 | 0 | AAC4714 | Yes | Variable output compressor | Inverter | No | - | 4200 | 1.2 | - | 450 | 2100 | No | - | - | - | 1096.8 | 4523.4 | No | 411.3 | 2261.7 | No | - | - | 5400 | 1.455 | 540 | 2700 | No | - | - | Yes | 2120 | 5100 | No | - | - | No | - | - | - | - | - | No | - | - | No | - | - | No | - | -
MUZ-EF42VG/MSZ-EF42VGS | MUZ-EF42VG/MSZ-EF42VG*(W)(B)(S) | N/A | MITSUBISHI ELECTRIC | N/A | Non Ducted | Single Split System | Wall Hung | Air | Air | Thailand | 1.2 | N/A | 4.2 | N/A | N/A | N/A | N/A | N/A | 1.455 | 5.4 | Calorimeter Room | 3.5762 | 3.9274 | N/A | - | N/A | N/A | N/A | N/A | N/A | N/A | N/A | N/A | N/A | N/A | N/A | N/A | N/A | N/A | N/A | N/A | N/A | Single | R32 | Australia,New Zealand | 127896 | 45748 | 0 | Approved | Reverse Cycle | N/A | No | Class 9 | No | N/A | N/A | N/A | N/A | N/A | N/A | N/A | Available | N/A | N/A | http://www.MitsubishiElectric.com.au/ | http://www.mitsubishielectric.com.au | N/A | 0 | 0 | AAC4714 | Yes | Variable output compressor | Inverter | No | - | 4200 | 1.2 | - | 450 | 2100 | No | - | - | - | 1096.8 | 4523.4 | No | 411.3 | 2261.7 | No | - | - | 5400 | 1.455 | 540 | 2700 | No | - | - | Yes | 2120 | 5100 | No | - | - | No | - | - | - | - | - | No | - | - | No | - | - | No | - | -
MUZ-EF42VG/MSZ-EF42VGW | MUZ-EF42VG/MSZ-EF42VG*(W)(B)(S) | N/A | MITSUBISHI ELECTRIC | N/A | Non Ducted | Single Split System | Wall Hung | Air | Air | Thailand | 1.2 | N/A | 4.2 | N/A | N/A | N/A | N/A | N/A | 1.455 | 5.4 | Calorimeter Room | 3.5762 | 3.9274 | N/A | - | N/A | N/A | N/A | N/A | N/A | N/A | N/A | N/A | N/A | N/A | N/A | N/A | N/A | N/A | N/A | N/A | N/A | Single | R32 | Australia,New Zealand | 127896 | 45748 | 0 | Approved | Reverse Cycle | N/A | No | Class 9 | No | N/A | N/A | N/A | N/A | N/A | N/A | N/A | Available | N/A | N/A | http://www.MitsubishiElectric.com.au/ | http://www.mitsubishielectric.com.au | N/A | 0 | 0 | AAC4714 | Yes | Variable output compressor | Inverter | No | - | 4200 | 1.2 | - | 450 | 2100 | No | - | - | - | 1096.8 | 4523.4 | No | 411.3 | 2261.7 | No | - | - | 5400 | 1.455 | 540 | 2700 | No | - | - | Yes | 2120 | 5100 | No | - | - | No | - | - | - | - | - | No | - | - | No | - | - | No | - | -
MUZ-EF42VGD/MSZ-EF42VGDB | MUZ-EF42VGD/MSZ-EF42VGKD(W)(B)(S) | N/A | MITSUBISHI ELECTRIC | N/A | Non Ducted | Single Split System | Wall Hung | Air | Air | Thailand | 1.2 | N/A | 4.2 | N/A | N/A | N/A | N/A | N/A | 1.455 | 5.4 | Calorimeter Room | 3.539 | 3.827 | N/A | - | N/A | N/A | N/A | N/A | N/A | N/A | N/A | N/A | N/A | N/A | N/A | N/A | N/A | N/A | N/A | N/A | N/A | Single | R32 | Australia,New Zealand | 160533 | 47209 | 0 | Approved | Reverse Cycle | N/A | Yes | Class 9 | Yes | N/A | N/A | N/A | N/A | N/A | N/A | N/A | Available | N/A | N/A | http://www.MitsubishiElectric.com.au/ | http://www.mitsubishielectric.com.au | N/A | 0 | 0 | AAC8152 | Yes | Variable output compressor | Inverter | No | - | 4200 | 1.2 | - | 450 | 2100 | No | - | - | - | 1096.8 | 4523.4 | No | 411.3 | 2261.7 | No | - | - | 5400 | 1.455 | 540 | 2700 | No | - | - | Yes | 2120 | 5100 | No | - | - | No | - | - | - | - | - | No | - | - | No | - | - | No | - | -
MUZ-EF42VGD/MSZ-EF42VGDS | MUZ-EF42VGD/MSZ-EF42VGKD(W)(B)(S) | N/A | MITSUBISHI ELECTRIC | N/A | Non Ducted | Single Split System | Wall Hung | Air | Air | Thailand | 1.2 | N/A | 4.2 | N/A | N/A | N/A | N/A | N/A | 1.455 | 5.4 | Calorimeter Room | 3.539 | 3.827 | N/A | - | N/A | N/A | N/A | N/A | N/A | N/A | N/A | N/A | N/A | N/A | N/A | N/A | N/A | N/A | N/A | N/A | N/A | Single | R32 | Australia,New Zealand | 160533 | 47209 | 0 | Approved | Reverse Cycle | N/A | Yes | Class 9 | Yes | N/A | N/A | N/A | N/A | N/A | N/A | N/A | Available | N/A | N/A | http://www.MitsubishiElectric.com.au/ | http://www.mitsubishielectric.com.au | N/A | 0 | 0 | AAC8152 | Yes | Variable output compressor | Inverter | No | - | 4200 | 1.2 | - | 450 | 2100 | No | - | - | - | 1096.8 | 4523.4 | No | 411.3 | 2261.7 | No | - | - | 5400 | 1.455 | 540 | 2700 | No | - | - | Yes | 2120 | 5100 | No | - | - | No | - | - | - | - | - | No | - | - | No | - | - | No | - | -
MUZ-EF42VGD/MSZ-EF42VGDW | MUZ-EF42VGD/MSZ-EF42VGKD(W)(B)(S) | N/A | MITSUBISHI ELECTRIC | N/A | Non Ducted | Single Split System | Wall Hung | Air | Air | Thailand | 1.2 | N/A | 4.2 | N/A | N/A | N/A | N/A | N/A | 1.455 | 5.4 | Calorimeter Room | 3.539 | 3.827 | N/A | - | N/A | N/A | N/A | N/A | N/A | N/A | N/A | N/A | N/A | N/A | N/A | N/A | N/A | N/A | N/A | N/A | N/A | Single | R32 | Australia,New Zealand | 160533 | 47209 | 0 | Approved | Reverse Cycle | N/A | Yes | Class 9 | Yes | N/A | N/A | N/A | N/A | N/A | N/A | N/A | Available | N/A | N/A | http://www.MitsubishiElectric.com.au/ | http://www.mitsubishielectric.com.au | N/A | 0 | 0 | AAC8152 | Yes | Variable output compressor | Inverter | No | - | 4200 | 1.2 | - | 450 | 2100 | No | - | - | - | 1096.8 | 4523.4 | No | 411.3 | 2261.7 | No | - | - | 5400 | 1.455 | 540 | 2700 | No | - | - | Yes | 2120 | 5100 | No | - | - | No | - | - | - | - | - | No | - | - | No | - | - | No | - | -
MUZ-EF42VGD/MSZ-EF42VGKD(W)(B)(S) | MUZ-EF42VGD/MSZ-EF42VGKD(W)(B)(S) | N/A | MITSUBISHI ELECTRIC | N/A | Non Ducted | Single Split System | Wall Hung | Air | Air | Thailand | 1.2 | N/A | 4.2 | N/A | N/A | N/A | N/A | N/A | 1.455 | 5.4 | Calorimeter Room | 3.539 | 3.827 | N/A | - | N/A | N/A | N/A | N/A | N/A | N/A | N/A | N/A | N/A | N/A | N/A | N/A | N/A | N/A | N/A | N/A | N/A | Single | R32 | Australia,New Zealand | 160533 | 47209 | 0 | Approved | Reverse Cycle | N/A | Yes | Class 9 | Yes | N/A | N/A | N/A | N/A | N/A | N/A | N/A | Available | N/A | N/A | http://www.MitsubishiElectric.com.au/ | http://www.mitsubishielectric.com.au | N/A | 0 | 0 | AAC8152 | Yes | Variable output compressor | Inverter | No | - | 4200 | 1.2 | - | 450 | 2100 | No | - | - | - | 1096.8 | 4523.4 | No | 411.3 | 2261.7 | No | - | - | 5400 | 1.455 | 540 | 2700 | No | - | - | Yes | 2120 | 5100 | No | - | - | No | - | - | - | - | - | No | - | - | No | - | - | No | - | -
MUZ-EF42VGD/MSZ-EF42VGKDB | MUZ-EF42VGD/MSZ-EF42VGKD(W)(B)(S) | N/A | MITSUBISHI ELECTRIC | N/A | Non Ducted | Single Split System | Wall Hung | Air | Air | Thailand | 1.2 | N/A | 4.2 | N/A | N/A | N/A | N/A | N/A | 1.455 | 5.4 | Calorimeter Room | 3.539 | 3.827 | N/A | - | N/A | N/A | N/A | N/A | N/A | N/A | N/A | N/A | N/A | N/A | N/A | N/A | N/A | N/A | N/A | N/A | N/A | Single | R32 | Australia,New Zealand | 160533 | 47209 | 0 | Approved | Reverse Cycle | N/A | Yes | Class 9 | Yes | N/A | N/A | N/A | N/A | N/A | N/A | N/A | Available | N/A | N/A | http://www.MitsubishiElectric.com.au/ | http://www.mitsubishielectric.com.au | N/A | 0 | 0 | AAC8152 | Yes | Variable output compressor | Inverter | No | - | 4200 | 1.2 | - | 450 | 2100 | No | - | - | - | 1096.8 | 4523.4 | No | 411.3 | 2261.7 | No | - | - | 5400 | 1.455 | 540 | 2700 | No | - | - | Yes | 2120 | 5100 | No | - | - | No | - | - | - | - | - | No | - | - | No | - | - | No | - | -
MUZ-EF42VGD/MSZ-EF42VGKDS | MUZ-EF42VGD/MSZ-EF42VGKD(W)(B)(S) | N/A | MITSUBISHI ELECTRIC | N/A | Non Ducted | Single Split System | Wall Hung | Air | Air | Thailand | 1.2 | N/A | 4.2 | N/A | N/A | N/A | N/A | N/A | 1.455 | 5.4 | Calorimeter Room | 3.539 | 3.827 | N/A | - | N/A | N/A | N/A | N/A | N/A | N/A | N/A | N/A | N/A | N/A | N/A | N/A | N/A | N/A | N/A | N/A | N/A | Single | R32 | Australia,New Zealand | 160533 | 47209 | 0 | Approved | Reverse Cycle | N/A | Yes | Class 9 | Yes | N/A | N/A | N/A | N/A | N/A | N/A | N/A | Available | N/A | N/A | http://www.MitsubishiElectric.com.au/ | http://www.mitsubishielectric.com.au | N/A | 0 | 0 | AAC8152 | Yes | Variable output compressor | Inverter | No | - | 4200 | 1.2 | - | 450 | 2100 | No | - | - | - | 1096.8 | 4523.4 | No | 411.3 | 2261.7 | No | - | - | 5400 | 1.455 | 540 | 2700 | No | - | - | Yes | 2120 | 5100 | No | - | - | No | - | - | - | - | - | No | - | - | No | - | - | No | - | -
MUZ-EF42VGD/MSZ-EF42VGKDW | MUZ-EF42VGD/MSZ-EF42VGKD(W)(B)(S) | N/A | MITSUBISHI ELECTRIC | N/A | Non Ducted | Single Split System | Wall Hung | Air | Air | Thailand | 1.2 | N/A | 4.2 | N/A | N/A | N/A | N/A | N/A | 1.455 | 5.4 | Calorimeter Room | 3.539 | 3.827 | N/A | - | N/A | N/A | N/A | N/A | N/A | N/A | N/A | N/A | N/A | N/A | N/A | N/A | N/A | N/A | N/A | N/A | N/A | Single | R32 | Australia,New Zealand | 160533 | 47209 | 0 | Approved | Reverse Cycle | N/A | Yes | Class 9 | Yes | N/A | N/A | N/A | N/A | N/A | N/A | N/A | Available | N/A | N/A | http://www.MitsubishiElectric.com.au/ | http://www.mitsubishielectric.com.au | N/A | 0 | 0 | AAC8152 | Yes | Variable output compressor | Inverter | No | - | 4200 | 1.2 | - | 450 | 2100 | No | - | - | - | 1096.8 | 4523.4 | No | 411.3 | 2261.7 | No | - | - | 5400 | 1.455 | 540 | 2700 | No | - | - | Yes | 2120 | 5100 | No | - | - | No | - | - | - | - | - | No | - | - | No | - | - | No | - | -
MUZ-EF50VG/MSZ-EF50VG*(W)(B)(S) | MUZ-EF50VG/MSZ-EF50VG*(W)(B)(S) | N/A | MITSUBISHI ELECTRIC | N/A | Non Ducted | Single Split System | Wall Hung | Air | Air | Thailand | 1.55 | N/A | 5 | N/A | N/A | N/A | N/A | N/A | 1.56 | 5.8 | Calorimeter Room | 3.2317 | 3.7416 | N/A | - | N/A | N/A | N/A | N/A | N/A | N/A | N/A | N/A | N/A | N/A | N/A | N/A | N/A | N/A | N/A | N/A | N/A | Single | R32 | Australia,New Zealand | 127897 | 45783 | 0 | Approved | Reverse Cycle | N/A | No | Class 9 | No | N/A | N/A | N/A | N/A | N/A | N/A | N/A | Available | N/A | N/A | http://www.MitsubishiElectric.com.au/ | http://www.mitsubishielectric.com.au | N/A | 0 | 0 | AAC4828 | Yes | Variable output compressor | Inverter | No | - | 5000 | 1.55 | - | 500 | 2500 | No | - | - | - | 1416.7 | 5385 | No | 457 | 2692.5 | No | - | - | 5800 | 1.56 | 600 | 2900 | No | - | - | Yes | 2940 | 6500 | No | - | - | No | - | - | - | - | - | No | - | - | No | - | - | No | - | -
MUZ-EF50VG/MSZ-EF50VGB | MUZ-EF50VG/MSZ-EF50VG*(W)(B)(S) | N/A | MITSUBISHI ELECTRIC | N/A | Non Ducted | Single Split System | Wall Hung | Air | Air | Thailand | 1.55 | N/A | 5 | N/A | N/A | N/A | N/A | N/A | 1.56 | 5.8 | Calorimeter Room | 3.2317 | 3.7416 | N/A | - | N/A | N/A | N/A | N/A | N/A | N/A | N/A | N/A | N/A | N/A | N/A | N/A | N/A | N/A | N/A | N/A | N/A | Single | R32 | Australia,New Zealand | 127897 | 45783 | 0 | Approved | Reverse Cycle | N/A | No | Class 9 | No | N/A | N/A | N/A | N/A | N/A | N/A | N/A | Available | N/A | N/A | http://www.MitsubishiElectric.com.au/ | http://www.mitsubishielectric.com.au | N/A | 0 | 0 | AAC4828 | Yes | Variable output compressor | Inverter | No | - | 5000 | 1.55 | - | 500 | 2500 | No | - | - | - | 1416.7 | 5385 | No | 457 | 2692.5 | No | - | - | 5800 | 1.56 | 600 | 2900 | No | - | - | Yes | 2940 | 6500 | No | - | - | No | - | - | - | - | - | No | - | - | No | - | - | No | - | -
MUZ-EF50VG/MSZ-EF50VGKB | MUZ-EF50VG/MSZ-EF50VG*(W)(B)(S) | N/A | MITSUBISHI ELECTRIC | N/A | Non Ducted | Single Split System | Wall Hung | Air | Air | Thailand | 1.55 | N/A | 5 | N/A | N/A | N/A | N/A | N/A | 1.56 | 5.8 | Calorimeter Room | 3.2317 | 3.7416 | N/A | - | N/A | N/A | N/A | N/A | N/A | N/A | N/A | N/A | N/A | N/A | N/A | N/A | N/A | N/A | N/A | N/A | N/A | Single | R32 | Australia,New Zealand | 127897 | 45783 | 0 | Approved | Reverse Cycle | N/A | No | Class 9 | No | N/A | N/A | N/A | N/A | N/A | N/A | N/A | Available | N/A | N/A | http://www.MitsubishiElectric.com.au/ | http://www.mitsubishielectric.com.au | N/A | 0 | 0 | AAC4828 | Yes | Variable output compressor | Inverter | No | - | 5000 | 1.55 | - | 500 | 2500 | No | - | - | - | 1416.7 | 5385 | No | 457 | 2692.5 | No | - | - | 5800 | 1.56 | 600 | 2900 | No | - | - | Yes | 2940 | 6500 | No | - | - | No | - | - | - | - | - | No | - | - | No | - | - | No | - | -
MUZ-EF50VG/MSZ-EF50VGKS | MUZ-EF50VG/MSZ-EF50VG*(W)(B)(S) | N/A | MITSUBISHI ELECTRIC | N/A | Non Ducted | Single Split System | Wall Hung | Air | Air | Thailand | 1.55 | N/A | 5 | N/A | N/A | N/A | N/A | N/A | 1.56 | 5.8 | Calorimeter Room | 3.2317 | 3.7416 | N/A | - | N/A | N/A | N/A | N/A | N/A | N/A | N/A | N/A | N/A | N/A | N/A | N/A | N/A | N/A | N/A | N/A | N/A | Single | R32 | Australia,New Zealand | 127897 | 45783 | 0 | Approved | Reverse Cycle | N/A | No | Class 9 | No | N/A | N/A | N/A | N/A | N/A | N/A | N/A | Available | N/A | N/A | http://www.MitsubishiElectric.com.au/ | http://www.mitsubishielectric.com.au | N/A | 0 | 0 | AAC4828 | Yes | Variable output compressor | Inverter | No | - | 5000 | 1.55 | - | 500 | 2500 | No | - | - | - | 1416.7 | 5385 | No | 457 | 2692.5 | No | - | - | 5800 | 1.56 | 600 | 2900 | No | - | - | Yes | 2940 | 6500 | No | - | - | No | - | - | - | - | - | No | - | - | No | - | - | No | - | -
MUZ-EF50VG/MSZ-EF50VGKW | MUZ-EF50VG/MSZ-EF50VG*(W)(B)(S) | N/A | MITSUBISHI ELECTRIC | N/A | Non Ducted | Single Split System | Wall Hung | Air | Air | Thailand | 1.55 | N/A | 5 | N/A | N/A | N/A | N/A | N/A | 1.56 | 5.8 | Calorimeter Room | 3.2317 | 3.7416 | N/A | - | N/A | N/A | N/A | N/A | N/A | N/A | N/A | N/A | N/A | N/A | N/A | N/A | N/A | N/A | N/A | N/A | N/A | Single | R32 | Australia,New Zealand | 127897 | 45783 | 0 | Approved | Reverse Cycle | N/A | No | Class 9 | No | N/A | N/A | N/A | N/A | N/A | N/A | N/A | Available | N/A | N/A | http://www.MitsubishiElectric.com.au/ | http://www.mitsubishielectric.com.au | N/A | 0 | 0 | AAC4828 | Yes | Variable output compressor | Inverter | No | - | 5000 | 1.55 | - | 500 | 2500 | No | - | - | - | 1416.7 | 5385 | No | 457 | 2692.5 | No | - | - | 5800 | 1.56 | 600 | 2900 | No | - | - | Yes | 2940 | 6500 | No | - | - | No | - | - | - | - | - | No | - | - | No | - | - | No | - | -
MUZ-EF50VG/MSZ-EF50VGS | MUZ-EF50VG/MSZ-EF50VG*(W)(B)(S) | N/A | MITSUBISHI ELECTRIC | N/A | Non Ducted | Single Split System | Wall Hung | Air | Air | Thailand | 1.55 | N/A | 5 | N/A | N/A | N/A | N/A | N/A | 1.56 | 5.8 | Calorimeter Room | 3.2317 | 3.7416 | N/A | - | N/A | N/A | N/A | N/A | N/A | N/A | N/A | N/A | N/A | N/A | N/A | N/A | N/A | N/A | N/A | N/A | N/A | Single | R32 | Australia,New Zealand | 127897 | 45783 | 0 | Approved | Reverse Cycle | N/A | No | Class 9 | No | N/A | N/A | N/A | N/A | N/A | N/A | N/A | Available | N/A | N/A | http://www.MitsubishiElectric.com.au/ | http://www.mitsubishielectric.com.au | N/A | 0 | 0 | AAC4828 | Yes | Variable output compressor | Inverter | No | - | 5000 | 1.55 | - | 500 | 2500 | No | - | - | - | 1416.7 | 5385 | No | 457 | 2692.5 | No | - | - | 5800 | 1.56 | 600 | 2900 | No | - | - | Yes | 2940 | 6500 | No | - | - | No | - | - | - | - | - | No | - | - | No | - | - | No | - | -
MUZ-EF50VG/MSZ-EF50VGW | MUZ-EF50VG/MSZ-EF50VG*(W)(B)(S) | N/A | MITSUBISHI ELECTRIC | N/A | Non Ducted | Single Split System | Wall Hung | Air | Air | Thailand | 1.55 | N/A | 5 | N/A | N/A | N/A | N/A | N/A | 1.56 | 5.8 | Calorimeter Room | 3.2317 | 3.7416 | N/A | - | N/A | N/A | N/A | N/A | N/A | N/A | N/A | N/A | N/A | N/A | N/A | N/A | N/A | N/A | N/A | N/A | N/A | Single | R32 | Australia,New Zealand | 127897 | 45783 | 0 | Approved | Reverse Cycle | N/A | No | Class 9 | No | N/A | N/A | N/A | N/A | N/A | N/A | N/A | Available | N/A | N/A | http://www.MitsubishiElectric.com.au/ | http://www.mitsubishielectric.com.au | N/A | 0 | 0 | AAC4828 | Yes | Variable output compressor | Inverter | No | - | 5000 | 1.55 | - | 500 | 2500 | No | - | - | - | 1416.7 | 5385 | No | 457 | 2692.5 | No | - | - | 5800 | 1.56 | 600 | 2900 | No | - | - | Yes | 2940 | 6500 | No | - | - | No | - | - | - | - | - | No | - | - | No | - | - | No | - | -
MUZ-EF50VGD/MSZ-EF50VGDB | MUZ-EF50VGD/MSZ-EF50VGKD(W)(B)(S) | N/A | MITSUBISHI ELECTRIC | N/A | Non Ducted | Single Split System | Wall Hung | Air | Air | Thailand | 1.55 | N/A | 5 | N/A | N/A | N/A | N/A | N/A | 1.56 | 5.8 | Calorimeter Room | 3.2242 | 3.6558 | N/A | - | N/A | N/A | N/A | N/A | N/A | N/A | N/A | N/A | N/A | N/A | N/A | N/A | N/A | N/A | N/A | N/A | N/A | Single | R32 | Australia,New Zealand | 160535 | 47209 | 0 | Approved | Reverse Cycle | N/A | Yes | Class 9 | Yes | N/A | N/A | N/A | N/A | N/A | N/A | N/A | Available | N/A | N/A | http://www.MitsubishiElectric.com.au/ | http://www.mitsubishielectric.com.au | N/A | 0 | 0 | AAC8153 | Yes | Variable output compressor | Inverter | No | - | 5000 | 1.55 | - | 500 | 2500 | No | - | - | - | 1416.7 | 5385 | No | 457 | 2692.5 | No | - | - | 5800 | 1.56 | 600 | 2900 | No | - | - | Yes | 2940 | 6500 | No | - | - | No | - | - | - | - | - | No | - | - | No | - | - | No | - | -
MUZ-EF50VGD/MSZ-EF50VGDS | MUZ-EF50VGD/MSZ-EF50VGKD(W)(B)(S) | N/A | MITSUBISHI ELECTRIC | N/A | Non Ducted | Single Split System | Wall Hung | Air | Air | Thailand | 1.55 | N/A | 5 | N/A | N/A | N/A | N/A | N/A | 1.56 | 5.8 | Calorimeter Room | 3.2242 | 3.6558 | N/A | - | N/A | N/A | N/A | N/A | N/A | N/A | N/A | N/A | N/A | N/A | N/A | N/A | N/A | N/A | N/A | N/A | N/A | Single | R32 | Australia,New Zealand | 160535 | 47209 | 0 | Approved | Reverse Cycle | N/A | Yes | Class 9 | Yes | N/A | N/A | N/A | N/A | N/A | N/A | N/A | Available | N/A | N/A | http://www.MitsubishiElectric.com.au/ | http://www.mitsubishielectric.com.au | N/A | 0 | 0 | AAC8153 | Yes | Variable output compressor | Inverter | No | - | 5000 | 1.55 | - | 500 | 2500 | No | - | - | - | 1416.7 | 5385 | No | 457 | 2692.5 | No | - | - | 5800 | 1.56 | 600 | 2900 | No | - | - | Yes | 2940 | 6500 | No | - | - | No | - | - | - | - | - | No | - | - | No | - | - | No | - | -
MUZ-EF50VGD/MSZ-EF50VGDW | MUZ-EF50VGD/MSZ-EF50VGKD(W)(B)(S) | N/A | MITSUBISHI ELECTRIC | N/A | Non Ducted | Single Split System | Wall Hung | Air | Air | Thailand | 1.55 | N/A | 5 | N/A | N/A | N/A | N/A | N/A | 1.56 | 5.8 | Calorimeter Room | 3.2242 | 3.6558 | N/A | - | N/A | N/A | N/A | N/A | N/A | N/A | N/A | N/A | N/A | N/A | N/A | N/A | N/A | N/A | N/A | N/A | N/A | Single | R32 | Australia,New Zealand | 160535 | 47209 | 0 | Approved | Reverse Cycle | N/A | Yes | Class 9 | Yes | N/A | N/A | N/A | N/A | N/A | N/A | N/A | Available | N/A | N/A | http://www.MitsubishiElectric.com.au/ | http://www.mitsubishielectric.com.au | N/A | 0 | 0 | AAC8153 | Yes | Variable output compressor | Inverter | No | - | 5000 | 1.55 | - | 500 | 2500 | No | - | - | - | 1416.7 | 5385 | No | 457 | 2692.5 | No | - | - | 5800 | 1.56 | 600 | 2900 | No | - | - | Yes | 2940 | 6500 | No | - | - | No | - | - | - | - | - | No | - | - | No | - | - | No | - | -
MUZ-EF50VGD/MSZ-EF50VGKD(W)(B)(S) | MUZ-EF50VGD/MSZ-EF50VGKD(W)(B)(S) | N/A | MITSUBISHI ELECTRIC | N/A | Non Ducted | Single Split System | Wall Hung | Air | Air | Thailand | 1.55 | N/A | 5 | N/A | N/A | N/A | N/A | N/A | 1.56 | 5.8 | Calorimeter Room | 3.2242 | 3.6558 | N/A | - | N/A | N/A | N/A | N/A | N/A | N/A | N/A | N/A | N/A | N/A | N/A | N/A | N/A | N/A | N/A | N/A | N/A | Single | R32 | Australia,New Zealand | 160535 | 47209 | 0 | Approved | Reverse Cycle | N/A | Yes | Class 9 | Yes | N/A | N/A | N/A | N/A | N/A | N/A | N/A | Available | N/A | N/A | http://www.MitsubishiElectric.com.au/ | http://www.mitsubishielectric.com.au | N/A | 0 | 0 | AAC8153 | Yes | Variable output compressor | Inverter | No | - | 5000 | 1.55 | - | 500 | 2500 | No | - | - | - | 1416.7 | 5385 | No | 457 | 2692.5 | No | - | - | 5800 | 1.56 | 600 | 2900 | No | - | - | Yes | 2940 | 6500 | No | - | - | No | - | - | - | - | - | No | - | - | No | - | - | No | - | -
MUZ-EF50VGD/MSZ-EF50VGKDB | MUZ-EF50VGD/MSZ-EF50VGKD(W)(B)(S) | N/A | MITSUBISHI ELECTRIC | N/A | Non Ducted | Single Split System | Wall Hung | Air | Air | Thailand | 1.55 | N/A | 5 | N/A | N/A | N/A | N/A | N/A | 1.56 | 5.8 | Calorimeter Room | 3.2242 | 3.6558 | N/A | - | N/A | N/A | N/A | N/A | N/A | N/A | N/A | N/A | N/A | N/A | N/A | N/A | N/A | N/A | N/A | N/A | N/A | Single | R32 | Australia,New Zealand | 160535 | 47209 | 0 | Approved | Reverse Cycle | N/A | Yes | Class 9 | Yes | N/A | N/A | N/A | N/A | N/A | N/A | N/A | Available | N/A | N/A | http://www.MitsubishiElectric.com.au/ | http://www.mitsubishielectric.com.au | N/A | 0 | 0 | AAC8153 | Yes | Variable output compressor | Inverter | No | - | 5000 | 1.55 | - | 500 | 2500 | No | - | - | - | 1416.7 | 5385 | No | 457 | 2692.5 | No | - | - | 5800 | 1.56 | 600 | 2900 | No | - | - | Yes | 2940 | 6500 | No | - | - | No | - | - | - | - | - | No | - | - | No | - | - | No | - | -
MUZ-EF50VGD/MSZ-EF50VGKDS | MUZ-EF50VGD/MSZ-EF50VGKD(W)(B)(S) | N/A | MITSUBISHI ELECTRIC | N/A | Non Ducted | Single Split System | Wall Hung | Air | Air | Thailand | 1.55 | N/A | 5 | N/A | N/A | N/A | N/A | N/A | 1.56 | 5.8 | Calorimeter Room | 3.2242 | 3.6558 | N/A | - | N/A | N/A | N/A | N/A | N/A | N/A | N/A | N/A | N/A | N/A | N/A | N/A | N/A | N/A | N/A | N/A | N/A | Single | R32 | Australia,New Zealand | 160535 | 47209 | 0 | Approved | Reverse Cycle | N/A | Yes | Class 9 | Yes | N/A | N/A | N/A | N/A | N/A | N/A | N/A | Available | N/A | N/A | http://www.MitsubishiElectric.com.au/ | http://www.mitsubishielectric.com.au | N/A | 0 | 0 | AAC8153 | Yes | Variable output compressor | Inverter | No | - | 5000 | 1.55 | - | 500 | 2500 | No | - | - | - | 1416.7 | 5385 | No | 457 | 2692.5 | No | - | - | 5800 | 1.56 | 600 | 2900 | No | - | - | Yes | 2940 | 6500 | No | - | - | No | - | - | - | - | - | No | - | - | No | - | - | No | - | -
MUZ-EF50VGD/MSZ-EF50VGKDW | MUZ-EF50VGD/MSZ-EF50VGKD(W)(B)(S) | N/A | MITSUBISHI ELECTRIC | N/A | Non Ducted | Single Split System | Wall Hung | Air | Air | Thailand | 1.55 | N/A | 5 | N/A | N/A | N/A | N/A | N/A | 1.56 | 5.8 | Calorimeter Room | 3.2242 | 3.6558 | N/A | - | N/A | N/A | N/A | N/A | N/A | N/A | N/A | N/A | N/A | N/A | N/A | N/A | N/A | N/A | N/A | N/A | N/A | Single | R32 | Australia,New Zealand | 160535 | 47209 | 0 | Approved | Reverse Cycle | N/A | Yes | Class 9 | Yes | N/A | N/A | N/A | N/A | N/A | N/A | N/A | Available | N/A | N/A | http://www.MitsubishiElectric.com.au/ | http://www.mitsubishielectric.com.au | N/A | 0 | 0 | AAC8153 | Yes | Variable output compressor | Inverter | No | - | 5000 | 1.55 | - | 500 | 2500 | No | - | - | - | 1416.7 | 5385 | No | 457 | 2692.5 | No | - | - | 5800 | 1.56 | 600 | 2900 | No | - | - | Yes | 2940 | 6500 | No | - | - | No | - | - | - | - | - | No | - | - | No | - | - | No | - | -
MUZ-GS25VFD/MSZ-GS25VFD | 0 | N/A | MITSUBISHI ELECTRIC | N/A | Non Ducted | Single Split System | Wall Hung | Air | Air | Thailand | 0.59 | N/A | 2.5 | N/A | N/A | N/A | N/A | N/A | 0.78 | 3.1 | Calorimeter Room | 4.3278 | 4.1052 | N/A | - | N/A | N/A | N/A | N/A | N/A | N/A | N/A | N/A | N/A | N/A | N/A | N/A | N/A | N/A | N/A | N/A | N/A | Single | R32 | Australia,New Zealand | 134200 | 45991 | 0 | Approved | Reverse Cycle | N/A | Yes | Class 8 | Yes | N/A | N/A | N/A | N/A | N/A | N/A | N/A | Available | N/A | N/A | http://www.MitsubishiElectric.com.au/ | http://www.mitsubishielectric.com.au | N/A | 0 | 0 | AAC5531 | Yes | Variable output compressor | Inverter | No | - | 2500 | 0.59 | - | 280 | 1250 | No | - | - | - | 539.26 | 2692.5 | No | 255.92 | 1346.25 | No | - | - | 3100 | 0.78 | 310 | 1550 | No | - | - | Yes | 1280 | 3200 | No | - | - | No | - | - | - | - | - | No | - | - | No | - | - | No | - | -
MUZ-GS35VFD/MSZ-GS35VFD | 0 | N/A | MITSUBISHI ELECTRIC | N/A | Non Ducted | Single Split System | Wall Hung | Air | Air | Thailand | 0.95 | N/A | 3.5 | N/A | N/A | N/A | N/A | N/A | 0.94 | 3.7 | Calorimeter Room | 3.7373 | 4.0387 | N/A | - | N/A | N/A | N/A | N/A | N/A | N/A | N/A | N/A | N/A | N/A | N/A | N/A | N/A | N/A | N/A | N/A | N/A | Single | R32 | Australia,New Zealand | 134205 | 46034 | 0 | Approved | Reverse Cycle | N/A | Yes | Class 8 | Yes | N/A | N/A | N/A | N/A | N/A | N/A | N/A | Available | N/A | N/A | http://www.MitsubishiElectric.com.au/ | http://www.mitsubishielectric.com.au | N/A | 0 | 0 | AAC5631 | Yes | Variable output compressor | Inverter | No | - | 3500 | 0.95 | - | 330 | 1750 | No | - | - | - | 868.3 | 3769.5 | No | 301.62 | 1884.75 | No | - | - | 3700 | 0.94 | 410 | 1850 | No | - | - | Yes | 1430 | 3700 | No | - | - | No | - | - | - | - | - | No | - | - | No | - | - | No | - | -
MUZ-GS50VFD/MSZ-GS50VFD | 0 | N/A | MITSUBISHI ELECTRIC | N/A | Non Ducted | Single Split System | Wall Hung | Air | Air | Thailand | 1.39 | N/A | 5 | N/A | N/A | N/A | N/A | N/A | 1.43 | 5.5 | Calorimeter Room | 4.2783 | 4.4809 | N/A | - | N/A | N/A | N/A | N/A | N/A | N/A | N/A | N/A | N/A | N/A | N/A | N/A | N/A | N/A | N/A | N/A | N/A | Single | R32 | Australia,New Zealand | 134209 | 46042 | 0 | Approved | Reverse Cycle | N/A | Yes | Class 9 | Yes | N/A | N/A | N/A | N/A | N/A | N/A | N/A | Available | N/A | N/A | http://www.MitsubishiElectric.com.au/ | http://www.mitsubishielectric.com.au | N/A | 0 | 0 | AAC5650 | Yes | Variable output compressor | Inverter | No | - | 5000 | 1.39 | - | 430 | 2500 | No | - | - | - | 1270.46 | 5385 | No | 393.02 | 2692.5 | No | - | - | 5500 | 1.43 | 560 | 2750 | No | - | - | Yes | 2500 | 6500 | No | - | - | No | - | - | - | - | - | No | - | - | No | - | - | No | - | -
MUZ-GS60VFD/MSZ-GS60VFD | 0 | N/A | MITSUBISHI ELECTRIC | N/A | Non Ducted | Single Split System | Wall Hung | Air | Air | Thailand | 1.66 | N/A | 6 | N/A | N/A | N/A | N/A | N/A | 1.7 | 6.6 | Calorimeter Room | 3.8116 | 3.9842 | N/A | - | N/A | N/A | N/A | N/A | N/A | N/A | N/A | N/A | N/A | N/A | N/A | N/A | N/A | N/A | N/A | N/A | N/A | Single | R32 | Australia,New Zealand | 134211 | 46043 | 0 | Approved | Reverse Cycle | N/A | Yes | Class 9 | Yes | N/A | N/A | N/A | N/A | N/A | N/A | N/A | Available | N/A | N/A | http://www.MitsubishiElectric.com.au/ | http://www.mitsubishielectric.com.au | N/A | 0 | 0 | AAC5655 | Yes | Variable output compressor | Inverter | No | - | 6000 | 1.66 | - | 540 | 3000 | No | - | - | - | 1517.24 | 6462 | No | 493.56 | 3231 | No | - | - | 6600 | 1.7 | 670 | 3300 | No | - | - | Yes | 2500 | 6600 | No | - | - | No | - | - | - | - | - | No | - | - | No | - | - | No | - | -
MUZ-GS71VFD/MSZ-GS71VFD | 0 | N/A | MITSUBISHI ELECTRIC | N/A | Non Ducted | Single Split System | Wall Hung | Air | Air | Thailand | 2.19 | N/A | 7.1 | N/A | N/A | N/A | N/A | N/A | 2.2 | 8 | Calorimeter Room | 3.2379 | 3.7162 | N/A | - | N/A | N/A | N/A | N/A | N/A | N/A | N/A | N/A | N/A | N/A | N/A | N/A | N/A | N/A | N/A | N/A | N/A | Single | R32 | Australia,New Zealand | 134227 | 46042 | 0 | Approved | Reverse Cycle | N/A | Yes | Class 9 | Yes | N/A | N/A | N/A | N/A | N/A | N/A | N/A | Available | N/A | N/A | http://www.MitsubishiElectric.com.au/ | http://www.mitsubishielectric.com.au | N/A | 0 | 0 | AAC5645 | Yes | Variable output compressor | Inverter | No | - | 7100 | 2.19 | - | 730 | 3550 | No | - | - | - | 2001.66 | 7646.7 | No | 667.22 | 3823.35 | No | - | - | 8000 | 2.2 | 800 | 4000 | No | - | - | Yes | 2300 | 6800 | No | - | - | No | - | - | - | - | - | No | - | - | No | - | - | No | - | -
MUZ-GS80VFD/MSZ-GS80VFD | 0 | N/A | MITSUBISHI ELECTRIC | N/A | Non Ducted | Single Split System | Wall Hung | Air | Air | Thailand | 2.4 | N/A | 7.8 | N/A | N/A | N/A | N/A | N/A | 2.55 | 9 | Calorimeter Room | 3.4141 | 3.565 | N/A | - | N/A | N/A | N/A | N/A | N/A | N/A | N/A | N/A | N/A | N/A | N/A | N/A | N/A | N/A | N/A | N/A | N/A | Single | R32 | Australia,New Zealand | 134229 | 46041 | 0 | Approved | Reverse Cycle | N/A | Yes | Class 9 | Yes | N/A | N/A | N/A | N/A | N/A | N/A | N/A | Available | N/A | N/A | http://www.MitsubishiElectric.com.au/ | http://www.mitsubishielectric.com.au | N/A | 0 | 0 | AAC5639 | Yes | Variable output compressor | Inverter | No | - | 7800 | 2.4 | - | 810 | 3900 | No | - | - | - | 2193.6 | 8400.6 | No | 740.34 | 4200.3 | No | - | - | 9000 | 2.55 | 890 | 4500 | No | - | - | Yes | 3600 | 8600 | No | - | - | No | - | - | - | - | - | No | - | - | No | - | - | No | - | -
MUZ-LN25VG2/MSZ-LN25VG2 Series | MUZ-LN25VG2/MSZ-LN25VG2 Series | N/A | MITSUBISHI ELECTRIC | N/A | Non Ducted | Single Split System | Wall Hung | Air | Air | Thailand | 0.49 | N/A | 2.5 | N/A | N/A | N/A | N/A | N/A | 0.6 | 3.2 | Calorimeter Room | 5.3424 | 5.4642 | N/A | - | N/A | N/A | N/A | N/A | N/A | N/A | N/A | N/A | N/A | N/A | N/A | N/A | N/A | N/A | N/A | N/A | N/A | Single | R32 | Australia,New Zealand | 129053 | 45797 | 0 | Approved | Reverse Cycle | N/A | No | Class 8 | No | N/A | N/A | N/A | N/A | N/A | N/A | N/A | Available | N/A | N/A | http://www.MitsubishiElectric.com.au/ | http://www.mitsubishielectric.com.au | N/A | 0 | 0 | AAC4845 | Yes | Variable output compressor | Inverter | No | - | 2500 | 0.49 | - | 180 | 1250 | No | - | - | - | 447.86 | 2692.5 | No | 164.52 | 1346.25 | No | - | - | 3200 | 0.6 | 267 | 1600 | No | - | - | Yes | 1250 | 4100 | No | - | - | No | - | - | - | - | - | No | - | - | No | - | - | No | - | -
MUZ-LN25VG2/MSZ-LN25VG2B | MUZ-LN25VG2/MSZ-LN25VG2 Series | N/A | MITSUBISHI ELECTRIC | N/A | Non Ducted | Single Split System | Wall Hung | Air | Air | Thailand | 0.49 | N/A | 2.5 | N/A | N/A | N/A | N/A | N/A | 0.6 | 3.2 | Calorimeter Room | 5.3424 | 5.4642 | N/A | - | N/A | N/A | N/A | N/A | N/A | N/A | N/A | N/A | N/A | N/A | N/A | N/A | N/A | N/A | N/A | N/A | N/A | Single | R32 | Australia,New Zealand | 129053 | 45797 | 0 | Approved | Reverse Cycle | N/A | No | Class 8 | No | N/A | N/A | N/A | N/A | N/A | N/A | N/A | Available | N/A | N/A | http://www.MitsubishiElectric.com.au/ | http://www.mitsubishielectric.com.au | N/A | 0 | 0 | AAC4845 | Yes | Variable output compressor | Inverter | No | - | 2500 | 0.49 | - | 180 | 1250 | No | - | - | - | 447.86 | 2692.5 | No | 164.52 | 1346.25 | No | - | - | 3200 | 0.6 | 267 | 1600 | No | - | - | Yes | 1250 | 4100 | No | - | - | No | - | - | - | - | - | No | - | - | No | - | - | No | - | -
MUZ-LN25VG2/MSZ-LN25VG2R | MUZ-LN25VG2/MSZ-LN25VG2 Series | N/A | MITSUBISHI ELECTRIC | N/A | Non Ducted | Single Split System | Wall Hung | Air | Air | Thailand | 0.49 | N/A | 2.5 | N/A | N/A | N/A | N/A | N/A | 0.6 | 3.2 | Calorimeter Room | 5.3424 | 5.4642 | N/A | - | N/A | N/A | N/A | N/A | N/A | N/A | N/A | N/A | N/A | N/A | N/A | N/A | N/A | N/A | N/A | N/A | N/A | Single | R32 | Australia,New Zealand | 129053 | 45797 | 0 | Approved | Reverse Cycle | N/A | No | Class 8 | No | N/A | N/A | N/A | N/A | N/A | N/A | N/A | Available | N/A | N/A | http://www.MitsubishiElectric.com.au/ | http://www.mitsubishielectric.com.au | N/A | 0 | 0 | AAC4845 | Yes | Variable output compressor | Inverter | No | - | 2500 | 0.49 | - | 180 | 1250 | No | - | - | - | 447.86 | 2692.5 | No | 164.52 | 1346.25 | No | - | - | 3200 | 0.6 | 267 | 1600 | No | - | - | Yes | 1250 | 4100 | No | - | - | No | - | - | - | - | - | No | - | - | No | - | - | No | - | -
MUZ-LN25VG2/MSZ-LN25VG2V | MUZ-LN25VG2/MSZ-LN25VG2 Series | N/A | MITSUBISHI ELECTRIC | N/A | Non Ducted | Single Split System | Wall Hung | Air | Air | Thailand | 0.49 | N/A | 2.5 | N/A | N/A | N/A | N/A | N/A | 0.6 | 3.2 | Calorimeter Room | 5.3424 | 5.4642 | N/A | - | N/A | N/A | N/A | N/A | N/A | N/A | N/A | N/A | N/A | N/A | N/A | N/A | N/A | N/A | N/A | N/A | N/A | Single | R32 | Australia,New Zealand | 129053 | 45797 | 0 | Approved | Reverse Cycle | N/A | No | Class 8 | No | N/A | N/A | N/A | N/A | N/A | N/A | N/A | Available | N/A | N/A | http://www.MitsubishiElectric.com.au/ | http://www.mitsubishielectric.com.au | N/A | 0 | 0 | AAC4845 | Yes | Variable output compressor | Inverter | No | - | 2500 | 0.49 | - | 180 | 1250 | No | - | - | - | 447.86 | 2692.5 | No | 164.52 | 1346.25 | No | - | - | 3200 | 0.6 | 267 | 1600 | No | - | - | Yes | 1250 | 4100 | No | - | - | No | - | - | - | - | - | No | - | - | No | - | - | No | - | -
MUZ-LN25VGHZ2/MSZ-LN25VG2 Series | MUZ-LN25VGHZ2/MSZ-LN25VG2 Series | N/A | MITSUBISHI ELECTRIC | N/A | Non Ducted | Single Split System | Wall Hung | Air | Air | Thailand | 0.49 | N/A | 2.5 | N/A | N/A | N/A | N/A | N/A | 0.6 | 3.2 | Calorimeter Room | 5.3112 | 5.4659 | N/A | - | N/A | N/A | N/A | N/A | N/A | N/A | N/A | N/A | N/A | N/A | N/A | N/A | N/A | N/A | N/A | N/A | N/A | Single | R32 | Australia,New Zealand | 129078 | 45798 | 0 | Approved | Reverse Cycle | N/A | No | Class 8 | No | N/A | N/A | N/A | N/A | N/A | N/A | N/A | Available | N/A | N/A | http://www.MitsubishiElectric.com.au/ | http://www.mitsubishielectric.com.au | N/A | 0 | 0 | AAC4851 | Yes | Variable output compressor | Inverter | No | - | 2500 | 0.49 | - | 185 | 1250 | No | - | - | - | 447.86 | 2692.5 | No | 169.09 | 1346.25 | No | - | - | 3200 | 0.6 | 265 | 1600 | No | - | - | Yes | 1650 | 4800 | No | - | - | No | - | - | - | - | - | No | - | - | No | - | - | No | - | -
MUZ-LN25VGHZ2/MSZ-LN25VG2B | MUZ-LN25VGHZ2/MSZ-LN25VG2 Series | N/A | MITSUBISHI ELECTRIC | N/A | Non Ducted | Single Split System | Wall Hung | Air | Air | Thailand | 0.49 | N/A | 2.5 | N/A | N/A | N/A | N/A | N/A | 0.6 | 3.2 | Calorimeter Room | 5.3112 | 5.4659 | N/A | - | N/A | N/A | N/A | N/A | N/A | N/A | N/A | N/A | N/A | N/A | N/A | N/A | N/A | N/A | N/A | N/A | N/A | Single | R32 | Australia,New Zealand | 129078 | 45798 | 0 | Approved | Reverse Cycle | N/A | No | Class 8 | No | N/A | N/A | N/A | N/A | N/A | N/A | N/A | Available | N/A | N/A | http://www.MitsubishiElectric.com.au/ | http://www.mitsubishielectric.com.au | N/A | 0 | 0 | AAC4851 | Yes | Variable output compressor | Inverter | No | - | 2500 | 0.49 | - | 185 | 1250 | No | - | - | - | 447.86 | 2692.5 | No | 169.09 | 1346.25 | No | - | - | 3200 | 0.6 | 265 | 1600 | No | - | - | Yes | 1650 | 4800 | No | - | - | No | - | - | - | - | - | No | - | - | No | - | - | No | - | -
MUZ-LN25VGHZ2/MSZ-LN25VG2R | MUZ-LN25VGHZ2/MSZ-LN25VG2 Series | N/A | MITSUBISHI ELECTRIC | N/A | Non Ducted | Single Split System | Wall Hung | Air | Air | Thailand | 0.49 | N/A | 2.5 | N/A | N/A | N/A | N/A | N/A | 0.6 | 3.2 | Calorimeter Room | 5.3112 | 5.4659 | N/A | - | N/A | N/A | N/A | N/A | N/A | N/A | N/A | N/A | N/A | N/A | N/A | N/A | N/A | N/A | N/A | N/A | N/A | Single | R32 | Australia,New Zealand | 129078 | 45798 | 0 | Approved | Reverse Cycle | N/A | No | Class 8 | No | N/A | N/A | N/A | N/A | N/A | N/A | N/A | Available | N/A | N/A | http://www.MitsubishiElectric.com.au/ | http://www.mitsubishielectric.com.au | N/A | 0 | 0 | AAC4851 | Yes | Variable output compressor | Inverter | No | - | 2500 | 0.49 | - | 185 | 1250 | No | - | - | - | 447.86 | 2692.5 | No | 169.09 | 1346.25 | No | - | - | 3200 | 0.6 | 265 | 1600 | No | - | - | Yes | 1650 | 4800 | No | - | - | No | - | - | - | - | - | No | - | - | No | - | - | No | - | -
MUZ-LN25VGHZ2/MSZ-LN25VG2V | MUZ-LN25VGHZ2/MSZ-LN25VG2 Series | N/A | MITSUBISHI ELECTRIC | N/A | Non Ducted | Single Split System | Wall Hung | Air | Air | Thailand | 0.49 | N/A | 2.5 | N/A | N/A | N/A | N/A | N/A | 0.6 | 3.2 | Calorimeter Room | 5.3112 | 5.4659 | N/A | - | N/A | N/A | N/A | N/A | N/A | N/A | N/A | N/A | N/A | N/A | N/A | N/A | N/A | N/A | N/A | N/A | N/A | Single | R32 | Australia,New Zealand | 129078 | 45798 | 0 | Approved | Reverse Cycle | N/A | No | Class 8 | No | N/A | N/A | N/A | N/A | N/A | N/A | N/A | Available | N/A | N/A | http://www.MitsubishiElectric.com.au/ | http://www.mitsubishielectric.com.au | N/A | 0 | 0 | AAC4851 | Yes | Variable output compressor | Inverter | No | - | 2500 | 0.49 | - | 185 | 1250 | No | - | - | - | 447.86 | 2692.5 | No | 169.09 | 1346.25 | No | - | - | 3200 | 0.6 | 265 | 1600 | No | - | - | Yes | 1650 | 4800 | No | - | - | No | - | - | - | - | - | No | - | - | No | - | - | No | - | -
MUZ-LN35VG2/MSZ-LN35VG2 Series | MUZ-LN35VG2/MSZ-LN35VG2 Series | N/A | MITSUBISHI ELECTRIC | N/A | Non Ducted | Single Split System | Wall Hung | Air | Air | Thailand | 0.82 | N/A | 3.5 | N/A | N/A | N/A | N/A | N/A | 0.82 | 4 | Calorimeter Room | 4.2601 | 4.9421 | N/A | - | N/A | N/A | N/A | N/A | N/A | N/A | N/A | N/A | N/A | N/A | N/A | N/A | N/A | N/A | N/A | N/A | N/A | Single | R32 | Australia,New Zealand | 129060 | 45797 | 0 | Approved | Reverse Cycle | N/A | No | Class 8 | No | N/A | N/A | N/A | N/A | N/A | N/A | N/A | Available | N/A | N/A | http://www.MitsubishiElectric.com.au/ | http://www.mitsubishielectric.com.au | N/A | 0 | 0 | AAC4844 | Yes | Variable output compressor | Inverter | No | - | 3500 | 0.82 | - | 280 | 1750 | No | - | - | - | 749.48 | 3769.5 | No | 255.92 | 1884.75 | No | - | - | 4000 | 0.82 | 340 | 2000 | No | - | - | Yes | 1550 | 4700 | No | - | - | No | - | - | - | - | - | No | - | - | No | - | - | No | - | -
MUZ-LN35VG2/MSZ-LN35VG2B | MUZ-LN35VG2/MSZ-LN35VG2 Series | N/A | MITSUBISHI ELECTRIC | N/A | Non Ducted | Single Split System | Wall Hung | Air | Air | Thailand | 0.82 | N/A | 3.5 | N/A | N/A | N/A | N/A | N/A | 0.82 | 4 | Calorimeter Room | 4.2601 | 4.9421 | N/A | - | N/A | N/A | N/A | N/A | N/A | N/A | N/A | N/A | N/A | N/A | N/A | N/A | N/A | N/A | N/A | N/A | N/A | Single | R32 | Australia,New Zealand | 129060 | 45797 | 0 | Approved | Reverse Cycle | N/A | No | Class 8 | No | N/A | N/A | N/A | N/A | N/A | N/A | N/A | Available | N/A | N/A | http://www.MitsubishiElectric.com.au/ | http://www.mitsubishielectric.com.au | N/A | 0 | 0 | AAC4844 | Yes | Variable output compressor | Inverter | No | - | 3500 | 0.82 | - | 280 | 1750 | No | - | - | - | 749.48 | 3769.5 | No | 255.92 | 1884.75 | No | - | - | 4000 | 0.82 | 340 | 2000 | No | - | - | Yes | 1550 | 4700 | No | - | - | No | - | - | - | - | - | No | - | - | No | - | - | No | - | -
MUZ-LN35VG2/MSZ-LN35VG2R | MUZ-LN35VG2/MSZ-LN35VG2 Series | N/A | MITSUBISHI ELECTRIC | N/A | Non Ducted | Single Split System | Wall Hung | Air | Air | Thailand | 0.82 | N/A | 3.5 | N/A | N/A | N/A | N/A | N/A | 0.82 | 4 | Calorimeter Room | 4.2601 | 4.9421 | N/A | - | N/A | N/A | N/A | N/A | N/A | N/A | N/A | N/A | N/A | N/A | N/A | N/A | N/A | N/A | N/A | N/A | N/A | Single | R32 | Australia,New Zealand | 129060 | 45797 | 0 | Approved | Reverse Cycle | N/A | No | Class 8 | No | N/A | N/A | N/A | N/A | N/A | N/A | N/A | Available | N/A | N/A | http://www.MitsubishiElectric.com.au/ | http://www.mitsubishielectric.com.au | N/A | 0 | 0 | AAC4844 | Yes | Variable output compressor | Inverter | No | - | 3500 | 0.82 | - | 280 | 1750 | No | - | - | - | 749.48 | 3769.5 | No | 255.92 | 1884.75 | No | - | - | 4000 | 0.82 | 340 | 2000 | No | - | - | Yes | 1550 | 4700 | No | - | - | No | - | - | - | - | - | No | - | - | No | - | - | No | - | -
MUZ-LN35VG2/MSZ-LN35VG2V | MUZ-LN35VG2/MSZ-LN35VG2 Series | N/A | MITSUBISHI ELECTRIC | N/A | Non Ducted | Single Split System | Wall Hung | Air | Air | Thailand | 0.82 | N/A | 3.5 | N/A | N/A | N/A | N/A | N/A | 0.82 | 4 | Calorimeter Room | 4.2601 | 4.9421 | N/A | - | N/A | N/A | N/A | N/A | N/A | N/A | N/A | N/A | N/A | N/A | N/A | N/A | N/A | N/A | N/A | N/A | N/A | Single | R32 | Australia,New Zealand | 129060 | 45797 | 0 | Approved | Reverse Cycle | N/A | No | Class 8 | No | N/A | N/A | N/A | N/A | N/A | N/A | N/A | Available | N/A | N/A | http://www.MitsubishiElectric.com.au/ | http://www.mitsubishielectric.com.au | N/A | 0 | 0 | AAC4844 | Yes | Variable output compressor | Inverter | No | - | 3500 | 0.82 | - | 280 | 1750 | No | - | - | - | 749.48 | 3769.5 | No | 255.92 | 1884.75 | No | - | - | 4000 | 0.82 | 340 | 2000 | No | - | - | Yes | 1550 | 4700 | No | - | - | No | - | - | - | - | - | No | - | - | No | - | - | No | - | -
MUZ-LN35VGHZ2/MSZ-LN35VG2 Series | MUZ-LN35VGHZ2/MSZ-LN35VG2 Series | N/A | MITSUBISHI ELECTRIC | N/A | Non Ducted | Single Split System | Wall Hung | Air | Air | Thailand | 0.82 | N/A | 3.5 | N/A | N/A | N/A | N/A | N/A | 0.82 | 4 | Calorimeter Room | 4.2829 | 4.956 | N/A | - | N/A | N/A | N/A | N/A | N/A | N/A | N/A | N/A | N/A | N/A | N/A | N/A | N/A | N/A | N/A | N/A | N/A | Single | R32 | Australia,New Zealand | 129083 | 45798 | 0 | Approved | Reverse Cycle | N/A | No | Class 8 | No | N/A | N/A | N/A | N/A | N/A | N/A | N/A | Available | N/A | N/A | http://www.MitsubishiElectric.com.au/ | http://www.mitsubishielectric.com.au | N/A | 0 | 0 | AAC4847 | Yes | Variable output compressor | Inverter | No | - | 3500 | 0.82 | - | 290 | 1750 | No | - | - | - | 749.48 | 3769.5 | No | 265.06 | 1884.75 | No | - | - | 4000 | 0.82 | 341 | 2000 | No | - | - | Yes | 2000 | 5300 | No | - | - | No | - | - | - | - | - | No | - | - | No | - | - | No | - | -
MUZ-LN35VGHZ2/MSZ-LN35VG2B | MUZ-LN35VGHZ2/MSZ-LN35VG2 Series | N/A | MITSUBISHI ELECTRIC | N/A | Non Ducted | Single Split System | Wall Hung | Air | Air | Thailand | 0.82 | N/A | 3.5 | N/A | N/A | N/A | N/A | N/A | 0.82 | 4 | Calorimeter Room | 4.2829 | 4.956 | N/A | - | N/A | N/A | N/A | N/A | N/A | N/A | N/A | N/A | N/A | N/A | N/A | N/A | N/A | N/A | N/A | N/A | N/A | Single | R32 | Australia,New Zealand | 129083 | 45798 | 0 | Approved | Reverse Cycle | N/A | No | Class 8 | No | N/A | N/A | N/A | N/A | N/A | N/A | N/A | Available | N/A | N/A | http://www.MitsubishiElectric.com.au/ | http://www.mitsubishielectric.com.au | N/A | 0 | 0 | AAC4847 | Yes | Variable output compressor | Inverter | No | - | 3500 | 0.82 | - | 290 | 1750 | No | - | - | - | 749.48 | 3769.5 | No | 265.06 | 1884.75 | No | - | - | 4000 | 0.82 | 341 | 2000 | No | - | - | Yes | 2000 | 5300 | No | - | - | No | - | - | - | - | - | No | - | - | No | - | - | No | - | -
MUZ-LN35VGHZ2/MSZ-LN35VG2R | MUZ-LN35VGHZ2/MSZ-LN35VG2 Series | N/A | MITSUBISHI ELECTRIC | N/A | Non Ducted | Single Split System | Wall Hung | Air | Air | Thailand | 0.82 | N/A | 3.5 | N/A | N/A | N/A | N/A | N/A | 0.82 | 4 | Calorimeter Room | 4.2829 | 4.956 | N/A | - | N/A | N/A | N/A | N/A | N/A | N/A | N/A | N/A | N/A | N/A | N/A | N/A | N/A | N/A | N/A | N/A | N/A | Single | R32 | Australia,New Zealand | 129083 | 45798 | 0 | Approved | Reverse Cycle | N/A | No | Class 8 | No | N/A | N/A | N/A | N/A | N/A | N/A | N/A | Available | N/A | N/A | http://www.MitsubishiElectric.com.au/ | http://www.mitsubishielectric.com.au | N/A | 0 | 0 | AAC4847 | Yes | Variable output compressor | Inverter | No | - | 3500 | 0.82 | - | 290 | 1750 | No | - | - | - | 749.48 | 3769.5 | No | 265.06 | 1884.75 | No | - | - | 4000 | 0.82 | 341 | 2000 | No | - | - | Yes | 2000 | 5300 | No | - | - | No | - | - | - | - | - | No | - | - | No | - | - | No | - | -
MUZ-LN35VGHZ2/MSZ-LN35VG2V | MUZ-LN35VGHZ2/MSZ-LN35VG2 Series | N/A | MITSUBISHI ELECTRIC | N/A | Non Ducted | Single Split System | Wall Hung | Air | Air | Thailand | 0.82 | N/A | 3.5 | N/A | N/A | N/A | N/A | N/A | 0.82 | 4 | Calorimeter Room | 4.2829 | 4.956 | N/A | - | N/A | N/A | N/A | N/A | N/A | N/A | N/A | N/A | N/A | N/A | N/A | N/A | N/A | N/A | N/A | N/A | N/A | Single | R32 | Australia,New Zealand | 129083 | 45798 | 0 | Approved | Reverse Cycle | N/A | No | Class 8 | No | N/A | N/A | N/A | N/A | N/A | N/A | N/A | Available | N/A | N/A | http://www.MitsubishiElectric.com.au/ | http://www.mitsubishielectric.com.au | N/A | 0 | 0 | AAC4847 | Yes | Variable output compressor | Inverter | No | - | 3500 | 0.82 | - | 290 | 1750 | No | - | - | - | 749.48 | 3769.5 | No | 265.06 | 1884.75 | No | - | - | 4000 | 0.82 | 341 | 2000 | No | - | - | Yes | 2000 | 5300 | No | - | - | No | - | - | - | - | - | No | - | - | No | - | - | No | - | -
MUZ-LN50VG2/MSZ-LN50VG2 Series | MUZ-LN50VG2/MSZ-LN50VG2 Series | N/A | MITSUBISHI ELECTRIC | N/A | Non Ducted | Single Split System | Wall Hung | Air | Air | Thailand | 1.38 | N/A | 5 | N/A | N/A | N/A | N/A | N/A | 1.48 | 6 | Calorimeter Room | 3.6909 | 4.2165 | N/A | - | N/A | N/A | N/A | N/A | N/A | N/A | N/A | N/A | N/A | N/A | N/A | N/A | N/A | N/A | N/A | N/A | N/A | Single | R32 | Australia,New Zealand | 129068 | 45798 | 0 | Approved | Reverse Cycle | N/A | No | Class 9 | No | N/A | N/A | N/A | N/A | N/A | N/A | N/A | Available | N/A | N/A | http://www.MitsubishiElectric.com.au/ | http://www.mitsubishielectric.com.au | N/A | 0 | 0 | AAC4849 | Yes | Variable output compressor | Inverter | No | - | 5000 | 1.38 | - | 450 | 2500 | No | - | - | - | 1261.32 | 5385 | No | 411.3 | 2692.5 | No | - | - | 6000 | 1.48 | 580 | 3000 | No | - | - | Yes | 2650 | 6500 | No | - | - | No | - | - | - | - | - | No | - | - | No | - | - | No | - | -
MUZ-LN50VG2/MSZ-LN50VG2B | MUZ-LN50VG2/MSZ-LN50VG2 Series | N/A | MITSUBISHI ELECTRIC | N/A | Non Ducted | Single Split System | Wall Hung | Air | Air | Thailand | 1.38 | N/A | 5 | N/A | N/A | N/A | N/A | N/A | 1.48 | 6 | Calorimeter Room | 3.6909 | 4.2165 | N/A | - | N/A | N/A | N/A | N/A | N/A | N/A | N/A | N/A | N/A | N/A | N/A | N/A | N/A | N/A | N/A | N/A | N/A | Single | R32 | Australia,New Zealand | 129068 | 45798 | 0 | Approved | Reverse Cycle | N/A | No | Class 9 | No | N/A | N/A | N/A | N/A | N/A | N/A | N/A | Available | N/A | N/A | http://www.MitsubishiElectric.com.au/ | http://www.mitsubishielectric.com.au | N/A | 0 | 0 | AAC4849 | Yes | Variable output compressor | Inverter | No | - | 5000 | 1.38 | - | 450 | 2500 | No | - | - | - | 1261.32 | 5385 | No | 411.3 | 2692.5 | No | - | - | 6000 | 1.48 | 580 | 3000 | No | - | - | Yes | 2650 | 6500 | No | - | - | No | - | - | - | - | - | No | - | - | No | - | - | No | - | -
MUZ-LN50VG2/MSZ-LN50VG2R | MUZ-LN50VG2/MSZ-LN50VG2 Series | N/A | MITSUBISHI ELECTRIC | N/A | Non Ducted | Single Split System | Wall Hung | Air | Air | Thailand | 1.38 | N/A | 5 | N/A | N/A | N/A | N/A | N/A | 1.48 | 6 | Calorimeter Room | 3.6909 | 4.2165 | N/A | - | N/A | N/A | N/A | N/A | N/A | N/A | N/A | N/A | N/A | N/A | N/A | N/A | N/A | N/A | N/A | N/A | N/A | Single | R32 | Australia,New Zealand | 129068 | 45798 | 0 | Approved | Reverse Cycle | N/A | No | Class 9 | No | N/A | N/A | N/A | N/A | N/A | N/A | N/A | Available | N/A | N/A | http://www.MitsubishiElectric.com.au/ | http://www.mitsubishielectric.com.au | N/A | 0 | 0 | AAC4849 | Yes | Variable output compressor | Inverter | No | - | 5000 | 1.38 | - | 450 | 2500 | No | - | - | - | 1261.32 | 5385 | No | 411.3 | 2692.5 | No | - | - | 6000 | 1.48 | 580 | 3000 | No | - | - | Yes | 2650 | 6500 | No | - | - | No | - | - | - | - | - | No | - | - | No | - | - | No | - | -
MUZ-LN50VG2/MSZ-LN50VG2V | MUZ-LN50VG2/MSZ-LN50VG2 Series | N/A | MITSUBISHI ELECTRIC | N/A | Non Ducted | Single Split System | Wall Hung | Air | Air | Thailand | 1.38 | N/A | 5 | N/A | N/A | N/A | N/A | N/A | 1.48 | 6 | Calorimeter Room | 3.6909 | 4.2165 | N/A | - | N/A | N/A | N/A | N/A | N/A | N/A | N/A | N/A | N/A | N/A | N/A | N/A | N/A | N/A | N/A | N/A | N/A | Single | R32 | Australia,New Zealand | 129068 | 45798 | 0 | Approved | Reverse Cycle | N/A | No | Class 9 | No | N/A | N/A | N/A | N/A | N/A | N/A | N/A | Available | N/A | N/A | http://www.MitsubishiElectric.com.au/ | http://www.mitsubishielectric.com.au | N/A | 0 | 0 | AAC4849 | Yes | Variable output compressor | Inverter | No | - | 5000 | 1.38 | - | 450 | 2500 | No | - | - | - | 1261.32 | 5385 | No | 411.3 | 2692.5 | No | - | - | 6000 | 1.48 | 580 | 3000 | No | - | - | Yes | 2650 | 6500 | No | - | - | No | - | - | - | - | - | No | - | - | No | - | - | No | - | -
MUZ-LN50VG3/MSZ-LN50VG3 Series | MUZ-LN50VG3/MSZ-LN50VG3 Series | N/A | MITSUBISHI ELECTRIC | N/A | Non Ducted | Single Split System | Wall Hung | Air | Air | Thailand | 1.38 | N/A | 5 | N/A | N/A | N/A | N/A | N/A | 1.48 | 6 | Calorimeter Room | 3.6703 | 4.0866 | N/A | - | N/A | N/A | N/A | N/A | N/A | N/A | N/A | N/A | N/A | N/A | N/A | N/A | N/A | N/A | N/A | N/A | N/A | Single | R32 | Australia,New Zealand | 153422 | 46862 | 0 | Approved | Reverse Cycle | N/A | No | Class 9 | No | N/A | N/A | N/A | N/A | N/A | N/A | N/A | Available | N/A | N/A | http://www.MitsubishiElectric.com.au/ | http://www.mitsubishielectric.com.au | N/A | 0 | 0 | AAC7439 | Yes | Variable output compressor | Inverter | No | - | 5000 | 1.38 | - | 450 | 2500 | No | - | - | - | 1261.32 | 5385 | No | 411.3 | 2692.5 | No | - | - | 6000 | 1.48 | 580 | 3000 | No | - | - | Yes | 2650 | 6500 | No | - | - | No | - | - | - | - | - | No | - | - | No | - | - | No | - | -
MUZ-LN50VG3/MSZ-LN50VG3B | MUZ-LN50VG3/MSZ-LN50VG3 Series | N/A | MITSUBISHI ELECTRIC | N/A | Non Ducted | Single Split System | Wall Hung | Air | Air | Thailand | 1.38 | N/A | 5 | N/A | N/A | N/A | N/A | N/A | 1.48 | 6 | Calorimeter Room | 3.6703 | 4.0866 | N/A | - | N/A | N/A | N/A | N/A | N/A | N/A | N/A | N/A | N/A | N/A | N/A | N/A | N/A | N/A | N/A | N/A | N/A | Single | R32 | Australia,New Zealand | 153422 | 46862 | 0 | Approved | Reverse Cycle | N/A | No | Class 9 | No | N/A | N/A | N/A | N/A | N/A | N/A | N/A | Available | N/A | N/A | http://www.MitsubishiElectric.com.au/ | http://www.mitsubishielectric.com.au | N/A | 0 | 0 | AAC7439 | Yes | Variable output compressor | Inverter | No | - | 5000 | 1.38 | - | 450 | 2500 | No | - | - | - | 1261.32 | 5385 | No | 411.3 | 2692.5 | No | - | - | 6000 | 1.48 | 580 | 3000 | No | - | - | Yes | 2650 | 6500 | No | - | - | No | - | - | - | - | - | No | - | - | No | - | - | No | - | -
MUZ-LN50VG3/MSZ-LN50VG3R | MUZ-LN50VG3/MSZ-LN50VG3 Series | N/A | MITSUBISHI ELECTRIC | N/A | Non Ducted | Single Split System | Wall Hung | Air | Air | Thailand | 1.38 | N/A | 5 | N/A | N/A | N/A | N/A | N/A | 1.48 | 6 | Calorimeter Room | 3.6703 | 4.0866 | N/A | - | N/A | N/A | N/A | N/A | N/A | N/A | N/A | N/A | N/A | N/A | N/A | N/A | N/A | N/A | N/A | N/A | N/A | Single | R32 | Australia,New Zealand | 153422 | 46862 | 0 | Approved | Reverse Cycle | N/A | No | Class 9 | No | N/A | N/A | N/A | N/A | N/A | N/A | N/A | Available | N/A | N/A | http://www.MitsubishiElectric.com.au/ | http://www.mitsubishielectric.com.au | N/A | 0 | 0 | AAC7439 | Yes | Variable output compressor | Inverter | No | - | 5000 | 1.38 | - | 450 | 2500 | No | - | - | - | 1261.32 | 5385 | No | 411.3 | 2692.5 | No | - | - | 6000 | 1.48 | 580 | 3000 | No | - | - | Yes | 2650 | 6500 | No | - | - | No | - | - | - | - | - | No | - | - | No | - | - | No | - | -
MUZ-LN50VG3/MSZ-LN50VG3V | MUZ-LN50VG3/MSZ-LN50VG3 Series | N/A | MITSUBISHI ELECTRIC | N/A | Non Ducted | Single Split System | Wall Hung | Air | Air | Thailand | 1.38 | N/A | 5 | N/A | N/A | N/A | N/A | N/A | 1.48 | 6 | Calorimeter Room | 3.6703 | 4.0866 | N/A | - | N/A | N/A | N/A | N/A | N/A | N/A | N/A | N/A | N/A | N/A | N/A | N/A | N/A | N/A | N/A | N/A | N/A | Single | R32 | Australia,New Zealand | 153422 | 46862 | 0 | Approved | Reverse Cycle | N/A | No | Class 9 | No | N/A | N/A | N/A | N/A | N/A | N/A | N/A | Available | N/A | N/A | http://www.MitsubishiElectric.com.au/ | http://www.mitsubishielectric.com.au | N/A | 0 | 0 | AAC7439 | Yes | Variable output compressor | Inverter | No | - | 5000 | 1.38 | - | 450 | 2500 | No | - | - | - | 1261.32 | 5385 | No | 411.3 | 2692.5 | No | - | - | 6000 | 1.48 | 580 | 3000 | No | - | - | Yes | 2650 | 6500 | No | - | - | No | - | - | - | - | - | No | - | - | No | - | - | No | - | -
MUZ-LN50VGHZ/MSZ-LN50VG2 Series | MUZ-LN50VGHZ/MSZ-LN50VG2 Series | N/A | MITSUBISHI ELECTRIC | N/A | Non Ducted | Single Split System | Wall Hung | Air | Air | Thailand | 1.38 | N/A | 5 | N/A | N/A | N/A | N/A | N/A | 1.5 | 6 | Calorimeter Room | 3.8836 | 4.0979 | N/A | - | N/A | N/A | N/A | N/A | N/A | N/A | N/A | N/A | N/A | N/A | N/A | N/A | N/A | N/A | N/A | N/A | N/A | Single | R32 | Australia,New Zealand | 129090 | 45798 | 0 | Approved | Reverse Cycle | N/A | No | Class 9 | No | N/A | N/A | N/A | N/A | N/A | N/A | N/A | Available | N/A | N/A | http://www.MitsubishiElectric.com.au/ | http://www.mitsubishielectric.com.au | N/A | 0 | 0 | AAC4852 | Yes | Variable output compressor | Inverter | No | - | 5000 | 1.38 | - | 470 | 2500 | No | - | - | - | 1261.32 | 5385 | No | 429.58 | 2692.5 | No | - | - | 6000 | 1.5 | 565 | 3000 | No | - | - | Yes | 3150 | 7600 | No | - | - | No | - | - | - | - | - | No | - | - | No | - | - | No | - | -
MUZ-LN50VGHZ/MSZ-LN50VG2B | MUZ-LN50VGHZ/MSZ-LN50VG2 Series | N/A | MITSUBISHI ELECTRIC | N/A | Non Ducted | Single Split System | Wall Hung | Air | Air | Thailand | 1.38 | N/A | 5 | N/A | N/A | N/A | N/A | N/A | 1.5 | 6 | Calorimeter Room | 3.8836 | 4.0979 | N/A | - | N/A | N/A | N/A | N/A | N/A | N/A | N/A | N/A | N/A | N/A | N/A | N/A | N/A | N/A | N/A | N/A | N/A | Single | R32 | Australia,New Zealand | 129090 | 45798 | 0 | Approved | Reverse Cycle | N/A | No | Class 9 | No | N/A | N/A | N/A | N/A | N/A | N/A | N/A | Available | N/A | N/A | http://www.MitsubishiElectric.com.au/ | http://www.mitsubishielectric.com.au | N/A | 0 | 0 | AAC4852 | Yes | Variable output compressor | Inverter | No | - | 5000 | 1.38 | - | 470 | 2500 | No | - | - | - | 1261.32 | 5385 | No | 429.58 | 2692.5 | No | - | - | 6000 | 1.5 | 565 | 3000 | No | - | - | Yes | 3150 | 7600 | No | - | - | No | - | - | - | - | - | No | - | - | No | - | - | No | - | -
MUZ-LN50VGHZ/MSZ-LN50VG2R | MUZ-LN50VGHZ/MSZ-LN50VG2 Series | N/A | MITSUBISHI ELECTRIC | N/A | Non Ducted | Single Split System | Wall Hung | Air | Air | Thailand | 1.38 | N/A | 5 | N/A | N/A | N/A | N/A | N/A | 1.5 | 6 | Calorimeter Room | 3.8836 | 4.0979 | N/A | - | N/A | N/A | N/A | N/A | N/A | N/A | N/A | N/A | N/A | N/A | N/A | N/A | N/A | N/A | N/A | N/A | N/A | Single | R32 | Australia,New Zealand | 129090 | 45798 | 0 | Approved | Reverse Cycle | N/A | No | Class 9 | No | N/A | N/A | N/A | N/A | N/A | N/A | N/A | Available | N/A | N/A | http://www.MitsubishiElectric.com.au/ | http://www.mitsubishielectric.com.au | N/A | 0 | 0 | AAC4852 | Yes | Variable output compressor | Inverter | No | - | 5000 | 1.38 | - | 470 | 2500 | No | - | - | - | 1261.32 | 5385 | No | 429.58 | 2692.5 | No | - | - | 6000 | 1.5 | 565 | 3000 | No | - | - | Yes | 3150 | 7600 | No | - | - | No | - | - | - | - | - | No | - | - | No | - | - | No | - | -
MUZ-LN50VGHZ/MSZ-LN50VG2V | MUZ-LN50VGHZ/MSZ-LN50VG2 Series | N/A | MITSUBISHI ELECTRIC | N/A | Non Ducted | Single Split System | Wall Hung | Air | Air | Thailand | 1.38 | N/A | 5 | N/A | N/A | N/A | N/A | N/A | 1.5 | 6 | Calorimeter Room | 3.8836 | 4.0979 | N/A | - | N/A | N/A | N/A | N/A | N/A | N/A | N/A | N/A | N/A | N/A | N/A | N/A | N/A | N/A | N/A | N/A | N/A | Single | R32 | Australia,New Zealand | 129090 | 45798 | 0 | Approved | Reverse Cycle | N/A | No | Class 9 | No | N/A | N/A | N/A | N/A | N/A | N/A | N/A | Available | N/A | N/A | http://www.MitsubishiElectric.com.au/ | http://www.mitsubishielectric.com.au | N/A | 0 | 0 | AAC4852 | Yes | Variable output compressor | Inverter | No | - | 5000 | 1.38 | - | 470 | 2500 | No | - | - | - | 1261.32 | 5385 | No | 429.58 | 2692.5 | No | - | - | 6000 | 1.5 | 565 | 3000 | No | - | - | Yes | 3150 | 7600 | No | - | - | No | - | - | - | - | - | No | - | - | No | - | - | No | - | -
MUZ-LN50VGHZ2/MSZ-LN50VG3 Series | MUZ-LN50VGHZ2/MSZ-LN50VG3 Series | N/A | MITSUBISHI ELECTRIC | N/A | Non Ducted | Single Split System | Wall Hung | Air | Air | Thailand | 1.38 | N/A | 5 | N/A | N/A | N/A | N/A | N/A | 1.47 | 6 | Calorimeter Room | 3.9778 | 4.1187 | N/A | - | N/A | N/A | N/A | N/A | N/A | N/A | N/A | N/A | N/A | N/A | N/A | N/A | N/A | N/A | N/A | N/A | N/A | Single | R32 | Australia,New Zealand | 153416 | 46862 | 0 | Approved | Reverse Cycle | N/A | No | Class 9 | No | N/A | N/A | N/A | N/A | N/A | N/A | N/A | Available | N/A | N/A | http://www.MitsubishiElectric.com.au/ | http://www.mitsubishielectric.com.au | N/A | 0 | 0 | AAC7440 | Yes | Variable output compressor | Inverter | No | - | 5000 | 1.38 | - | 470 | 2500 | No | - | - | - | 1261.32 | 5385 | No | 429.58 | 2692.5 | No | - | - | 6000 | 1.47 | 565 | 3000 | No | - | - | Yes | 3340 | 7600 | No | - | - | No | - | - | - | - | - | No | - | - | No | - | - | No | - | -
MUZ-LN50VGHZ2/MSZ-LN50VG3B | MUZ-LN50VGHZ2/MSZ-LN50VG3 Series | N/A | MITSUBISHI ELECTRIC | N/A | Non Ducted | Single Split System | Wall Hung | Air | Air | Thailand | 1.38 | N/A | 5 | N/A | N/A | N/A | N/A | N/A | 1.47 | 6 | Calorimeter Room | 3.9778 | 4.1187 | N/A | - | N/A | N/A | N/A | N/A | N/A | N/A | N/A | N/A | N/A | N/A | N/A | N/A | N/A | N/A | N/A | N/A | N/A | Single | R32 | Australia,New Zealand | 153416 | 46862 | 0 | Approved | Reverse Cycle | N/A | No | Class 9 | No | N/A | N/A | N/A | N/A | N/A | N/A | N/A | Available | N/A | N/A | http://www.MitsubishiElectric.com.au/ | http://www.mitsubishielectric.com.au | N/A | 0 | 0 | AAC7440 | Yes | Variable output compressor | Inverter | No | - | 5000 | 1.38 | - | 470 | 2500 | No | - | - | - | 1261.32 | 5385 | No | 429.58 | 2692.5 | No | - | - | 6000 | 1.47 | 565 | 3000 | No | - | - | Yes | 3340 | 7600 | No | - | - | No | - | - | - | - | - | No | - | - | No | - | - | No | - | -
MUZ-LN50VGHZ2/MSZ-LN50VG3R | MUZ-LN50VGHZ2/MSZ-LN50VG3 Series | N/A | MITSUBISHI ELECTRIC | N/A | Non Ducted | Single Split System | Wall Hung | Air | Air | Thailand | 1.38 | N/A | 5 | N/A | N/A | N/A | N/A | N/A | 1.47 | 6 | Calorimeter Room | 3.9778 | 4.1187 | N/A | - | N/A | N/A | N/A | N/A | N/A | N/A | N/A | N/A | N/A | N/A | N/A | N/A | N/A | N/A | N/A | N/A | N/A | Single | R32 | Australia,New Zealand | 153416 | 46862 | 0 | Approved | Reverse Cycle | N/A | No | Class 9 | No | N/A | N/A | N/A | N/A | N/A | N/A | N/A | Available | N/A | N/A | http://www.MitsubishiElectric.com.au/ | http://www.mitsubishielectric.com.au | N/A | 0 | 0 | AAC7440 | Yes | Variable output compressor | Inverter | No | - | 5000 | 1.38 | - | 470 | 2500 | No | - | - | - | 1261.32 | 5385 | No | 429.58 | 2692.5 | No | - | - | 6000 | 1.47 | 565 | 3000 | No | - | - | Yes | 3340 | 7600 | No | - | - | No | - | - | - | - | - | No | - | - | No | - | - | No | - | -
MUZ-LN50VGHZ2/MSZ-LN50VG3V | MUZ-LN50VGHZ2/MSZ-LN50VG3 Series | N/A | MITSUBISHI ELECTRIC | N/A | Non Ducted | Single Split System | Wall Hung | Air | Air | Thailand | 1.38 | N/A | 5 | N/A | N/A | N/A | N/A | N/A | 1.47 | 6 | Calorimeter Room | 3.9778 | 4.1187 | N/A | - | N/A | N/A | N/A | N/A | N/A | N/A | N/A | N/A | N/A | N/A | N/A | N/A | N/A | N/A | N/A | N/A | N/A | Single | R32 | Australia,New Zealand | 153416 | 46862 | 0 | Approved | Reverse Cycle | N/A | No | Class 9 | No | N/A | N/A | N/A | N/A | N/A | N/A | N/A | Available | N/A | N/A | http://www.MitsubishiElectric.com.au/ | http://www.mitsubishielectric.com.au | N/A | 0 | 0 | AAC7440 | Yes | Variable output compressor | Inverter | No | - | 5000 | 1.38 | - | 470 | 2500 | No | - | - | - | 1261.32 | 5385 | No | 429.58 | 2692.5 | No | - | - | 6000 | 1.47 | 565 | 3000 | No | - | - | Yes | 3340 | 7600 | No | - | - | No | - | - | - | - | - | No | - | - | No | - | - | No | - | -
MUZ-LN60VG/MSZ-LN60VG2 Series | MUZ-LN60VG/MSZ-LN60VG2 Series | N/A | MITSUBISHI ELECTRIC | N/A | Non Ducted | Single Split System | Wall Hung | Air | Air | Thailand | 1.73 | N/A | 6.1 | N/A | N/A | N/A | N/A | N/A | 1.8 | 6.8 | Calorimeter Room | 3.6043 | 3.7936 | N/A | - | N/A | N/A | N/A | N/A | N/A | N/A | N/A | N/A | N/A | N/A | N/A | N/A | N/A | N/A | N/A | N/A | N/A | Single | R32 | Australia,New Zealand | 129072 | 45798 | 0 | Approved | Reverse Cycle | N/A | No | Class 9 | No | N/A | N/A | N/A | N/A | N/A | N/A | N/A | Available | N/A | N/A | http://www.MitsubishiElectric.com.au/ | http://www.mitsubishielectric.com.au | N/A | 0 | 0 | AAC4850 | Yes | Variable output compressor | Inverter | No | - | 6100 | 1.73 | - | 630 | 3050 | No | - | - | - | 1581.22 | 6569.7 | No | 575.82 | 3284.85 | No | - | - | 6800 | 1.8 | 660 | 3400 | No | - | - | Yes | 3050 | 7300 | No | - | - | No | - | - | - | - | - | No | - | - | No | - | - | No | - | -
MUZ-LN60VG/MSZ-LN60VG2B | MUZ-LN60VG/MSZ-LN60VG2 Series | N/A | MITSUBISHI ELECTRIC | N/A | Non Ducted | Single Split System | Wall Hung | Air | Air | Thailand | 1.73 | N/A | 6.1 | N/A | N/A | N/A | N/A | N/A | 1.8 | 6.8 | Calorimeter Room | 3.6043 | 3.7936 | N/A | - | N/A | N/A | N/A | N/A | N/A | N/A | N/A | N/A | N/A | N/A | N/A | N/A | N/A | N/A | N/A | N/A | N/A | Single | R32 | Australia,New Zealand | 129072 | 45798 | 0 | Approved | Reverse Cycle | N/A | No | Class 9 | No | N/A | N/A | N/A | N/A | N/A | N/A | N/A | Available | N/A | N/A | http://www.MitsubishiElectric.com.au/ | http://www.mitsubishielectric.com.au | N/A | 0 | 0 | AAC4850 | Yes | Variable output compressor | Inverter | No | - | 6100 | 1.73 | - | 630 | 3050 | No | - | - | - | 1581.22 | 6569.7 | No | 575.82 | 3284.85 | No | - | - | 6800 | 1.8 | 660 | 3400 | No | - | - | Yes | 3050 | 7300 | No | - | - | No | - | - | - | - | - | No | - | - | No | - | - | No | - | -
MUZ-LN60VG/MSZ-LN60VG2R | MUZ-LN60VG/MSZ-LN60VG2 Series | N/A | MITSUBISHI ELECTRIC | N/A | Non Ducted | Single Split System | Wall Hung | Air | Air | Thailand | 1.73 | N/A | 6.1 | N/A | N/A | N/A | N/A | N/A | 1.8 | 6.8 | Calorimeter Room | 3.6043 | 3.7936 | N/A | - | N/A | N/A | N/A | N/A | N/A | N/A | N/A | N/A | N/A | N/A | N/A | N/A | N/A | N/A | N/A | N/A | N/A | Single | R32 | Australia,New Zealand | 129072 | 45798 | 0 | Approved | Reverse Cycle | N/A | No | Class 9 | No | N/A | N/A | N/A | N/A | N/A | N/A | N/A | Available | N/A | N/A | http://www.MitsubishiElectric.com.au/ | http://www.mitsubishielectric.com.au | N/A | 0 | 0 | AAC4850 | Yes | Variable output compressor | Inverter | No | - | 6100 | 1.73 | - | 630 | 3050 | No | - | - | - | 1581.22 | 6569.7 | No | 575.82 | 3284.85 | No | - | - | 6800 | 1.8 | 660 | 3400 | No | - | - | Yes | 3050 | 7300 | No | - | - | No | - | - | - | - | - | No | - | - | No | - | - | No | - | -
MUZ-LN60VG/MSZ-LN60VG2V | MUZ-LN60VG/MSZ-LN60VG2 Series | N/A | MITSUBISHI ELECTRIC | N/A | Non Ducted | Single Split System | Wall Hung | Air | Air | Thailand | 1.73 | N/A | 6.1 | N/A | N/A | N/A | N/A | N/A | 1.8 | 6.8 | Calorimeter Room | 3.6043 | 3.7936 | N/A | - | N/A | N/A | N/A | N/A | N/A | N/A | N/A | N/A | N/A | N/A | N/A | N/A | N/A | N/A | N/A | N/A | N/A | Single | R32 | Australia,New Zealand | 129072 | 45798 | 0 | Approved | Reverse Cycle | N/A | No | Class 9 | No | N/A | N/A | N/A | N/A | N/A | N/A | N/A | Available | N/A | N/A | http://www.MitsubishiElectric.com.au/ | http://www.mitsubishielectric.com.au | N/A | 0 | 0 | AAC4850 | Yes | Variable output compressor | Inverter | No | - | 6100 | 1.73 | - | 630 | 3050 | No | - | - | - | 1581.22 | 6569.7 | No | 575.82 | 3284.85 | No | - | - | 6800 | 1.8 | 660 | 3400 | No | - | - | Yes | 3050 | 7300 | No | - | - | No | - | - | - | - | - | No | - | - | No | - | - | No | - | -
MUZ-LN60VG2/MSZ-LN60VG3 Series | MUZ-LN60VG2/MSZ-LN60VG3 Series | N/A | MITSUBISHI ELECTRIC | N/A | Non Ducted | Single Split System | Wall Hung | Air | Air | Thailand | 1.73 | N/A | 6.1 | N/A | N/A | N/A | N/A | N/A | 1.8 | 6.8 | Calorimeter Room | 3.6776 | 3.9121 | N/A | - | N/A | N/A | N/A | N/A | N/A | N/A | N/A | N/A | N/A | N/A | N/A | N/A | N/A | N/A | N/A | N/A | N/A | Single | R32 | Australia,New Zealand | 153428 | 46862 | 0 | Approved | Reverse Cycle | N/A | No | Class 9 | No | N/A | N/A | N/A | N/A | N/A | N/A | N/A | Available | N/A | N/A | http://www.MitsubishiElectric.com.au/ | http://www.mitsubishielectric.com.au | N/A | 0 | 0 | AAC7434 | Yes | Variable output compressor | Inverter | No | - | 6100 | 1.73 | - | 630 | 3050 | No | - | - | - | 1581.22 | 6569.7 | No | 575.82 | 3284.85 | No | - | - | 6800 | 1.8 | 660 | 3400 | No | - | - | Yes | 3050 | 7300 | No | - | - | No | - | - | - | - | - | No | - | - | No | - | - | No | - | -
MUZ-LN60VG2/MSZ-LN60VG3B | MUZ-LN60VG2/MSZ-LN60VG3 Series | N/A | MITSUBISHI ELECTRIC | N/A | Non Ducted | Single Split System | Wall Hung | Air | Air | Thailand | 1.73 | N/A | 6.1 | N/A | N/A | N/A | N/A | N/A | 1.8 | 6.8 | Calorimeter Room | 3.6776 | 3.9121 | N/A | - | N/A | N/A | N/A | N/A | N/A | N/A | N/A | N/A | N/A | N/A | N/A | N/A | N/A | N/A | N/A | N/A | N/A | Single | R32 | Australia,New Zealand | 153428 | 46862 | 0 | Approved | Reverse Cycle | N/A | No | Class 9 | No | N/A | N/A | N/A | N/A | N/A | N/A | N/A | Available | N/A | N/A | http://www.MitsubishiElectric.com.au/ | http://www.mitsubishielectric.com.au | N/A | 0 | 0 | AAC7434 | Yes | Variable output compressor | Inverter | No | - | 6100 | 1.73 | - | 630 | 3050 | No | - | - | - | 1581.22 | 6569.7 | No | 575.82 | 3284.85 | No | - | - | 6800 | 1.8 | 660 | 3400 | No | - | - | Yes | 3050 | 7300 | No | - | - | No | - | - | - | - | - | No | - | - | No | - | - | No | - | -
MUZ-LN60VG2/MSZ-LN60VG3R | MUZ-LN60VG2/MSZ-LN60VG3 Series | N/A | MITSUBISHI ELECTRIC | N/A | Non Ducted | Single Split System | Wall Hung | Air | Air | Thailand | 1.73 | N/A | 6.1 | N/A | N/A | N/A | N/A | N/A | 1.8 | 6.8 | Calorimeter Room | 3.6776 | 3.9121 | N/A | - | N/A | N/A | N/A | N/A | N/A | N/A | N/A | N/A | N/A | N/A | N/A | N/A | N/A | N/A | N/A | N/A | N/A | Single | R32 | Australia,New Zealand | 153428 | 46862 | 0 | Approved | Reverse Cycle | N/A | No | Class 9 | No | N/A | N/A | N/A | N/A | N/A | N/A | N/A | Available | N/A | N/A | http://www.MitsubishiElectric.com.au/ | http://www.mitsubishielectric.com.au | N/A | 0 | 0 | AAC7434 | Yes | Variable output compressor | Inverter | No | - | 6100 | 1.73 | - | 630 | 3050 | No | - | - | - | 1581.22 | 6569.7 | No | 575.82 | 3284.85 | No | - | - | 6800 | 1.8 | 660 | 3400 | No | - | - | Yes | 3050 | 7300 | No | - | - | No | - | - | - | - | - | No | - | - | No | - | - | No | - | -
MUZ-LN60VG2/MSZ-LN60VG3V | MUZ-LN60VG2/MSZ-LN60VG3 Series | N/A | MITSUBISHI ELECTRIC | N/A | Non Ducted | Single Split System | Wall Hung | Air | Air | Thailand | 1.73 | N/A | 6.1 | N/A | N/A | N/A | N/A | N/A | 1.8 | 6.8 | Calorimeter Room | 3.6776 | 3.9121 | N/A | - | N/A | N/A | N/A | N/A | N/A | N/A | N/A | N/A | N/A | N/A | N/A | N/A | N/A | N/A | N/A | N/A | N/A | Single | R32 | Australia,New Zealand | 153428 | 46862 | 0 | Approved | Reverse Cycle | N/A | No | Class 9 | No | N/A | N/A | N/A | N/A | N/A | N/A | N/A | Available | N/A | N/A | http://www.MitsubishiElectric.com.au/ | http://www.mitsubishielectric.com.au | N/A | 0 | 0 | AAC7434 | Yes | Variable output compressor | Inverter | No | - | 6100 | 1.73 | - | 630 | 3050 | No | - | - | - | 1581.22 | 6569.7 | No | 575.82 | 3284.85 | No | - | - | 6800 | 1.8 | 660 | 3400 | No | - | - | Yes | 3050 | 7300 | No | - | - | No | - | - | - | - | - | No | - | - | No | - | - | No | - | -
MXZ-2F52VF | 0 | N/A | MITSUBISHI ELECTRIC | N/A | Non Ducted | fixed | N/A | Air | Air | Thailand | 1.38 | N/A | 5.2 | N/A | N/A | N/A | N/A | N/A | 1.49 | 6.1 | Enthalpy Test Room | 3.8498 | 4.4046 | N/A | - | N/A | N/A | N/A | N/A | N/A | N/A | N/A | N/A | N/A | N/A | N/A | N/A | N/A | N/A | N/A | N/A | N/A | Single | R32 | Australia,New Zealand | 129771 | 45820 | 0 | Approved | Reverse Cycle | N/A | No | Class 19 | No | N/A | N/A | N/A | N/A | N/A | N/A | N/A | Available | N/A | N/A | http://www.MitsubishiElectric.com.au/ | http://www.mitsubishielectric.com.au | N/A | 0 | 0 | AAC4899 | Yes | Variable output compressor | Inverter | No | - | 5200 | 1.38 | - | 450 | 2600 | No | - | - | - | 1261.32 | 5600.4 | No | 411.3 | 2800.2 | No | - | - | 6100 | 1.49 | 520 | 3050 | No | - | - | Yes | 1650 | 5100 | No | - | - | No | - | - | - | - | - | No | - | - | No | - | - | No | - | -
MXZ-2F52VGD | 0 | N/A | MITSUBISHI ELECTRIC | N/A | Non Ducted | fixed | N/A | Air | Air | Thailand | 1.38 | N/A | 5.2 | N/A | N/A | N/A | N/A | N/A | 1.45 | 6.1 | Enthalpy Test Room | 3.8219 | 4.5467 | N/A | - | N/A | N/A | N/A | N/A | N/A | N/A | N/A | N/A | N/A | N/A | N/A | N/A | N/A | N/A | N/A | N/A | N/A | Single | R32 | Australia,New Zealand | 129772 | 45820 | 0 | Approved | Reverse Cycle | N/A | Yes | Class 19 | Yes | N/A | N/A | N/A | N/A | N/A | N/A | N/A | Available | N/A | N/A | http://www.MitsubishiElectric.com.au/ | http://www.mitsubishielectric.com.au | N/A | 0 | 0 | AAC4900 | Yes | Variable output compressor | Inverter | No | - | 5200 | 1.38 | - | 480 | 2600 | No | - | - | - | 1261.32 | 5600.4 | No | 438.72 | 2800.2 | No | - | - | 6100 | 1.45 | 530 | 3050 | No | - | - | Yes | 2050 | 6300 | No | - | - | No | - | - | - | - | - | No | - | - | No | - | - | No | - | -
MXZ-3F54VGD | 0 | N/A | MITSUBISHI ELECTRIC | N/A | Non Ducted | fixed | N/A | Air | Air | Thailand | 1.25 | N/A | 5.4 | N/A | N/A | N/A | N/A | N/A | 1.43 | 7 | Enthalpy Test Room | 4.3344 | 4.959 | N/A | - | N/A | N/A | N/A | N/A | N/A | N/A | N/A | N/A | N/A | N/A | N/A | N/A | N/A | N/A | N/A | N/A | N/A | Single | R32 | Australia,New Zealand | 129773 | 45820 | 0 | Approved | Reverse Cycle | N/A | Yes | Class 19 | Yes | N/A | N/A | N/A | N/A | N/A | N/A | N/A | Available | N/A | N/A | http://www.MitsubishiElectric.com.au/ | http://www.mitsubishielectric.com.au | N/A | 0 | 0 | AAC4898 | Yes | Variable output compressor | Inverter | No | - | 5400 | 1.25 | - | 450 | 2700 | No | - | - | - | 1142.5 | 5815.8 | No | 411.3 | 2907.9 | No | - | - | 7000 | 1.43 | 600 | 3500 | No | - | - | Yes | 1800 | 6300 | No | - | - | No | - | - | - | - | - | No | - | - | No | - | - | No | - | -
MXZ-4F71VGD | 0 | N/A | MITSUBISHI ELECTRIC | N/A | Non Ducted | fixed | N/A | Air | Air | Thailand | 1.79 | N/A | 7.1 | N/A | N/A | N/A | N/A | N/A | 1.67 | 8 | Enthalpy Test Room | 4.0413 | 4.9813 | N/A | - | N/A | N/A | N/A | N/A | N/A | N/A | N/A | N/A | N/A | N/A | N/A | N/A | N/A | N/A | N/A | N/A | N/A | Single | R32 | Australia,New Zealand | 129775 | 45820 | 0 | Approved | Reverse Cycle | N/A | Yes | Class 19 | Yes | N/A | N/A | N/A | N/A | N/A | N/A | N/A | Available | N/A | N/A | http://www.MitsubishiElectric.com.au/ | http://www.mitsubishielectric.com.au | N/A | 0 | 0 | AAC4897 | Yes | Variable output compressor | Inverter | No | - | 7100 | 1.79 | - | 600 | 3550 | No | - | - | - | 1636.06 | 7646.7 | No | 548.4 | 3823.35 | No | - | - | 8000 | 1.67 | 690 | 4000 | No | - | - | Yes | 2400 | 7400 | No | - | - | No | - | - | - | - | - | No | - | - | No | - | - | No | - | -
MXZ-4F80VGD | 0 | N/A | MITSUBISHI ELECTRIC | N/A | Non Ducted | fixed | N/A | Air | Air | Thailand | 1.98 | N/A | 8 | N/A | N/A | N/A | N/A | N/A | 1.68 | 8.8 | Enthalpy Test Room | 4.2183 | 5.4482 | N/A | - | N/A | N/A | N/A | N/A | N/A | N/A | N/A | N/A | N/A | N/A | N/A | N/A | N/A | N/A | N/A | N/A | N/A | Single | R32 | Australia,New Zealand | 129488 | 45813 | 0 | Approved | Reverse Cycle | N/A | Yes | Class 19 | Yes | N/A | N/A | Yes | Yes | Yes | N/A | N/A | Available | N/A | N/A | http://www.MitsubishiElectric.com.au/ | http://www.mitsubishielectric.com.au | N/A | 0 | 0 | AAC4875 | Yes | Variable output compressor | Inverter | No | - | 8000 | 1.98 | - | 660 | 4000 | No | - | - | - | 1809.72 | 8616 | No | 603.24 | 4308 | No | - | - | 8800 | 1.68 | 690 | 4400 | No | - | - | Yes | 3450 | 8600 | No | - | - | No | - | - | - | - | - | No | - | - | No | - | - | No | - | -
MXZ-5F100VGD | 0 | N/A | MITSUBISHI ELECTRIC | N/A | Non Ducted | fixed | N/A | Air | Air | China | 2.84 | N/A | 10 | N/A | N/A | N/A | N/A | N/A | 2.07 | 10 | Enthalpy Test Room | 3.7218 | 5.0236 | N/A | - | N/A | N/A | N/A | N/A | N/A | N/A | N/A | N/A | N/A | N/A | N/A | N/A | N/A | N/A | N/A | N/A | N/A | Single | R32 | Australia,New Zealand | 129837 | 45823 | 0 | Approved | Reverse Cycle | N/A | Yes | Class 20 | Yes | N/A | N/A | Yes | Yes | Yes | N/A | N/A | Available | N/A | N/A | http://www.MitsubishiElectric.com.au/ | http://www.mitsubishielectric.com.au | N/A | 0 | 0 | AAC4903 | Yes | Variable output compressor | Inverter | No | - | 10000 | 2.84 | - | 860 | 5000 | No | - | - | - | 2595.76 | 10770 | No | 786.04 | 5385 | No | - | - | 10000 | 2.07 | 810 | 5000 | No | - | - | Yes | 3450 | 8900 | No | - | - | No | - | - | - | - | - | No | - | - | No | - | - | No | - | -
MXZ-6F120VGD | 0 | N/A | MITSUBISHI ELECTRIC | N/A | Non Ducted | fixed | N/A | Air | Air | Thailand | 3.3 | N/A | 12 | N/A | N/A | N/A | N/A | N/A | 3 | 13.2 | Enthalpy Test Room | 3.7702 | 4.4791 | N/A | - | N/A | N/A | N/A | N/A | N/A | N/A | N/A | N/A | N/A | N/A | N/A | N/A | N/A | N/A | N/A | N/A | N/A | Single | R32 | Australia,New Zealand | 129839 | 45823 | 0 | Approved | Reverse Cycle | N/A | Yes | Class 20 | Yes | N/A | N/A | Yes | Yes | Yes | N/A | N/A | Available | N/A | N/A | http://www.MitsubishiElectric.com.au/ | http://www.mitsubishielectric.com.au | N/A | 0 | 0 | AAC4904 | Yes | Variable output compressor | Inverter | No | - | 12000 | 3.3 | - | 970 | 6000 | No | - | - | - | 3016.2 | 12924 | No | 886.58 | 6462 | No | - | - | 13200 | 3 | 1240 | 6600 | No | - | - | Yes | 4700 | 11100 | No | - | - | No | - | - | - | - | - | No | - | - | No | - | - | No | - | -
PEAD-M140JAA(D)/PUZ-ZM140YKA*-A | PEAD-M140JAA(D)/PUZ-ZM140YKA*-A | N/A | MITSUBISHI ELECTRIC | 2.94 | Ducted | Single Split System | - | Air | Air | Thailand | 4.37 | 11.06 | 14 | 732 | N/A | N/A | N/A | 250 | 4.18 | 16 | Enthalpy Test Room | 3.7579 | 4.0589 | Yes | - | N/A | 44 | 44 | 4.478 | N/A | N/A | N/A | N/A | 3.2813 | 3.9115 | N/A | N/A | N/A | N/A | N/A | N/A | Enthalpy Test Room | Three | R32 | Australia,New Zealand | 157868 | 47070 | 0 | Approved | Reverse Cycle | 1600 | Yes | Class 11 | Yes | N/A | N/A | Yes | Yes | Yes | N/A | 3.397 | Available | N/A | N/A | http://www.MitsubishiElectric.com.au/ | http://www.mitsubishielectric.com.au | Yes | 0 | 0 | AAC7877 | Yes | Variable output compressor | Inverter | No | - | 14000 | 4.37 | - | 1460 | 7000 | No | - | - | - | 3994.18 | 15078 | No | 1334.44 | 7539 | No | - | - | 16000 | 4.18 | 1620 | 8000 | No | - | - | Yes | 5710 | 14900 | No | - | - | No | - | - | - | - | - | No | - | - | No | - | - | No | - | -
PEAD-M140JAA/PUZ-ZM140YKA2-A | PEAD-M140JAA(D)/PUZ-ZM140YKA*-A | N/A | MITSUBISHI ELECTRIC | 2.94 | Ducted | Single Split System | - | Air | Air | Thailand | 4.37 | 11.06 | 14 | 732 | N/A | N/A | N/A | 250 | 4.18 | 16 | Enthalpy Test Room | 3.7579 | 4.0589 | Yes | - | N/A | 44 | 44 | 4.478 | N/A | N/A | N/A | N/A | 3.2813 | 3.9115 | N/A | N/A | N/A | N/A | N/A | N/A | Enthalpy Test Room | Three | R32 | Australia,New Zealand | 157868 | 47070 | 0 | Approved | Reverse Cycle | 1600 | Yes | Class 11 | Yes | N/A | N/A | Yes | Yes | Yes | N/A | 3.397 | Available | N/A | N/A | http://www.MitsubishiElectric.com.au/ | http://www.mitsubishielectric.com.au | Yes | 0 | 0 | AAC7877 | Yes | Variable output compressor | Inverter | No | - | 14000 | 4.37 | - | 1460 | 7000 | No | - | - | - | 3994.18 | 15078 | No | 1334.44 | 7539 | No | - | - | 16000 | 4.18 | 1620 | 8000 | No | - | - | Yes | 5710 | 14900 | No | - | - | No | - | - | - | - | - | No | - | - | No | - | - | No | - | -
PEAD-M140JAA/PUZ-ZM140YKA-A | PEAD-M140JAA(D)/PUZ-ZM140YKA*-A | N/A | MITSUBISHI ELECTRIC | 2.94 | Ducted | Single Split System | - | Air | Air | Thailand | 4.37 | 11.06 | 14 | 732 | N/A | N/A | N/A | 250 | 4.18 | 16 | Enthalpy Test Room | 3.7579 | 4.0589 | Yes | - | N/A | 44 | 44 | 4.478 | N/A | N/A | N/A | N/A | 3.2813 | 3.9115 | N/A | N/A | N/A | N/A | N/A | N/A | Enthalpy Test Room | Three | R32 | Australia,New Zealand | 157868 | 47070 | 0 | Approved | Reverse Cycle | 1600 | Yes | Class 11 | Yes | N/A | N/A | Yes | Yes | Yes | N/A | 3.397 | Available | N/A | N/A | http://www.MitsubishiElectric.com.au/ | http://www.mitsubishielectric.com.au | Yes | 0 | 0 | AAC7877 | Yes | Variable output compressor | Inverter | No | - | 14000 | 4.37 | - | 1460 | 7000 | No | - | - | - | 3994.18 | 15078 | No | 1334.44 | 7539 | No | - | - | 16000 | 4.18 | 1620 | 8000 | No | - | - | Yes | 5710 | 14900 | No | - | - | No | - | - | - | - | - | No | - | - | No | - | - | No | - | -
PEAD-M140JAAD/PUZ-ZM140YKA2-A | PEAD-M140JAA(D)/PUZ-ZM140YKA*-A | N/A | MITSUBISHI ELECTRIC | 2.94 | Ducted | Single Split System | - | Air | Air | Thailand | 4.37 | 11.06 | 14 | 732 | N/A | N/A | N/A | 250 | 4.18 | 16 | Enthalpy Test Room | 3.7579 | 4.0589 | Yes | - | N/A | 44 | 44 | 4.478 | N/A | N/A | N/A | N/A | 3.2813 | 3.9115 | N/A | N/A | N/A | N/A | N/A | N/A | Enthalpy Test Room | Three | R32 | Australia,New Zealand | 157868 | 47070 | 0 | Approved | Reverse Cycle | 1600 | Yes | Class 11 | Yes | N/A | N/A | Yes | Yes | Yes | N/A | 3.397 | Available | N/A | N/A | http://www.MitsubishiElectric.com.au/ | http://www.mitsubishielectric.com.au | Yes | 0 | 0 | AAC7877 | Yes | Variable output compressor | Inverter | No | - | 14000 | 4.37 | - | 1460 | 7000 | No | - | - | - | 3994.18 | 15078 | No | 1334.44 | 7539 | No | - | - | 16000 | 4.18 | 1620 | 8000 | No | - | - | Yes | 5710 | 14900 | No | - | - | No | - | - | - | - | - | No | - | - | No | - | - | No | - | -
PEAD-M140JAAD/PUZ-ZM140YKA-A | PEAD-M140JAA(D)/PUZ-ZM140YKA*-A | N/A | MITSUBISHI ELECTRIC | 2.94 | Ducted | Single Split System | - | Air | Air | Thailand | 4.37 | 11.06 | 14 | 732 | N/A | N/A | N/A | 250 | 4.18 | 16 | Enthalpy Test Room | 3.7579 | 4.0589 | Yes | - | N/A | 44 | 44 | 4.478 | N/A | N/A | N/A | N/A | 3.2813 | 3.9115 | N/A | N/A | N/A | N/A | N/A | N/A | Enthalpy Test Room | Three | R32 | Australia,New Zealand | 157868 | 47070 | 0 | Approved | Reverse Cycle | 1600 | Yes | Class 11 | Yes | N/A | N/A | Yes | Yes | Yes | N/A | 3.397 | Available | N/A | N/A | http://www.MitsubishiElectric.com.au/ | http://www.mitsubishielectric.com.au | Yes | 0 | 0 | AAC7877 | Yes | Variable output compressor | Inverter | No | - | 14000 | 4.37 | - | 1460 | 7000 | No | - | - | - | 3994.18 | 15078 | No | 1334.44 | 7539 | No | - | - | 16000 | 4.18 | 1620 | 8000 | No | - | - | Yes | 5710 | 14900 | No | - | - | No | - | - | - | - | - | No | - | - | No | - | - | No | - | -
PLA-M125EA*-A/PUZ-ZM125YKA*-A Series | PLA-M125EA*-A/PUZ-ZM125YKA*-A Series | N/A | MITSUBISHI ELECTRIC | 3.62 | Non Ducted | Single Split System | Cassette | Air | Air | Thailand | 3.55 | 8.88 | 12.5 | 840 | N/A | N/A | N/A | 298 | 3.58 | 14 | Enthalpy Test Room | 3.9988 | 4.2387 | Yes | - | N/A | 44 | 44 | N/A | N/A | N/A | N/A | N/A | 3.6092 | 3.7866 | N/A | N/A | N/A | N/A | N/A | N/A | Enthalpy Test Room | Three | R32 | Australia,New Zealand | 157864 | 47071 | 0 | Approved | Reverse Cycle | 840 | Yes | Class 11 | Yes | N/A | N/A | Yes | Yes | Yes | N/A | 3.7701 | Available | N/A | N/A | http://www.MitsubishiElectric.com.au/ | http://www.mitsubishielectric.com.au | Yes | 0 | 0 | AAC7881 | Yes | Variable output compressor | Inverter | No | - | 12500 | 3.55 | - | 1270 | 6250 | No | - | - | - | 3244.7 | 13462.5 | No | 1160.78 | 6731.25 | No | - | - | 14000 | 3.58 | 1300 | 7000 | No | - | - | Yes | 5600 | 12500 | No | - | - | No | - | - | - | - | - | - | - | - | No | - | - | No | - | -
PLA-M125EA2-A/PUZ-ZM125YKA2-A | PLA-M125EA*-A/PUZ-ZM125YKA*-A Series | N/A | MITSUBISHI ELECTRIC | 3.62 | Non Ducted | Single Split System | Cassette | Air | Air | Thailand | 3.55 | 8.88 | 12.5 | 840 | N/A | N/A | N/A | 298 | 3.58 | 14 | Enthalpy Test Room | 3.9988 | 4.2387 | Yes | - | N/A | 44 | 44 | N/A | N/A | N/A | N/A | N/A | 3.6092 | 3.7866 | N/A | N/A | N/A | N/A | N/A | N/A | Enthalpy Test Room | Three | R32 | Australia,New Zealand | 157864 | 47071 | 0 | Approved | Reverse Cycle | 840 | Yes | Class 11 | Yes | N/A | N/A | Yes | Yes | Yes | N/A | 3.7701 | Available | N/A | N/A | http://www.MitsubishiElectric.com.au/ | http://www.mitsubishielectric.com.au | Yes | 0 | 0 | AAC7881 | Yes | Variable output compressor | Inverter | No | - | 12500 | 3.55 | - | 1270 | 6250 | No | - | - | - | 3244.7 | 13462.5 | No | 1160.78 | 6731.25 | No | - | - | 14000 | 3.58 | 1300 | 7000 | No | - | - | Yes | 5600 | 12500 | No | - | - | No | - | - | - | - | - | - | - | - | No | - | - | No | - | -
PLA-M125EA2-A/PUZ-ZM125YKA-A | PLA-M125EA*-A/PUZ-ZM125YKA*-A Series | N/A | MITSUBISHI ELECTRIC | 3.62 | Non Ducted | Single Split System | Cassette | Air | Air | Thailand | 3.55 | 8.88 | 12.5 | 840 | N/A | N/A | N/A | 298 | 3.58 | 14 | Enthalpy Test Room | 3.9988 | 4.2387 | Yes | - | N/A | 44 | 44 | N/A | N/A | N/A | N/A | N/A | 3.6092 | 3.7866 | N/A | N/A | N/A | N/A | N/A | N/A | Enthalpy Test Room | Three | R32 | Australia,New Zealand | 157864 | 47071 | 0 | Approved | Reverse Cycle | 840 | Yes | Class 11 | Yes | N/A | N/A | Yes | Yes | Yes | N/A | 3.7701 | Available | N/A | N/A | http://www.MitsubishiElectric.com.au/ | http://www.mitsubishielectric.com.au | Yes | 0 | 0 | AAC7881 | Yes | Variable output compressor | Inverter | No | - | 12500 | 3.55 | - | 1270 | 6250 | No | - | - | - | 3244.7 | 13462.5 | No | 1160.78 | 6731.25 | No | - | - | 14000 | 3.58 | 1300 | 7000 | No | - | - | Yes | 5600 | 12500 | No | - | - | No | - | - | - | - | - | - | - | - | No | - | - | No | - | -
PLA-M125EA-A/PUZ-ZM125YKA2-A | PLA-M125EA*-A/PUZ-ZM125YKA*-A Series | N/A | MITSUBISHI ELECTRIC | 3.62 | Non Ducted | Single Split System | Cassette | Air | Air | Thailand | 3.55 | 8.88 | 12.5 | 840 | N/A | N/A | N/A | 298 | 3.58 | 14 | Enthalpy Test Room | 3.9988 | 4.2387 | Yes | - | N/A | 44 | 44 | N/A | N/A | N/A | N/A | N/A | 3.6092 | 3.7866 | N/A | N/A | N/A | N/A | N/A | N/A | Enthalpy Test Room | Three | R32 | Australia,New Zealand | 157864 | 47071 | 0 | Approved | Reverse Cycle | 840 | Yes | Class 11 | Yes | N/A | N/A | Yes | Yes | Yes | N/A | 3.7701 | Available | N/A | N/A | http://www.MitsubishiElectric.com.au/ | http://www.mitsubishielectric.com.au | Yes | 0 | 0 | AAC7881 | Yes | Variable output compressor | Inverter | No | - | 12500 | 3.55 | - | 1270 | 6250 | No | - | - | - | 3244.7 | 13462.5 | No | 1160.78 | 6731.25 | No | - | - | 14000 | 3.58 | 1300 | 7000 | No | - | - | Yes | 5600 | 12500 | No | - | - | No | - | - | - | - | - | - | - | - | No | - | - | No | - | -
PLA-M125EA-A/PUZ-ZM125YKA-A | PLA-M125EA*-A/PUZ-ZM125YKA*-A Series | N/A | MITSUBISHI ELECTRIC | 3.62 | Non Ducted | Single Split System | Cassette | Air | Air | Thailand | 3.55 | 8.88 | 12.5 | 840 | N/A | N/A | N/A | 298 | 3.58 | 14 | Enthalpy Test Room | 3.9988 | 4.2387 | Yes | - | N/A | 44 | 44 | N/A | N/A | N/A | N/A | N/A | 3.6092 | 3.7866 | N/A | N/A | N/A | N/A | N/A | N/A | Enthalpy Test Room | Three | R32 | Australia,New Zealand | 157864 | 47071 | 0 | Approved | Reverse Cycle | 840 | Yes | Class 11 | Yes | N/A | N/A | Yes | Yes | Yes | N/A | 3.7701 | Available | N/A | N/A | http://www.MitsubishiElectric.com.au/ | http://www.mitsubishielectric.com.au | Yes | 0 | 0 | AAC7881 | Yes | Variable output compressor | Inverter | No | - | 12500 | 3.55 | - | 1270 | 6250 | No | - | - | - | 3244.7 | 13462.5 | No | 1160.78 | 6731.25 | No | - | - | 14000 | 3.58 | 1300 | 7000 | No | - | - | Yes | 5600 | 12500 | No | - | - | No | - | - | - | - | - | - | - | - | No | - | - | No | - | -
PUHY-EP200YNW-A1 | 0 | N/A | MITSUBISHI ELECTRIC | N/A | Non Ducted | vrf | N/A | Air | Air | Thailand | 5 | N/A | 22.4 | N/A | N/A | N/A | N/A | N/A | 5.7 | 25 | Enthalpy Test Room | 4.4835 | 4.7057 | N/A | - | N/A | N/A | N/A | N/A | N/A | N/A | N/A | N/A | N/A | N/A | N/A | N/A | N/A | N/A | N/A | N/A | N/A | Three | R410A | Australia,New Zealand | 132142 | 45903 | 0 | Approved | Reverse Cycle | N/A | No | Class 20 | No | N/A | N/A | N/A | N/A | N/A | N/A | N/A | Available | N/A | N/A | http://www.MitsubishiElectric.com.au/ | http://www.mitsubishielectric.com.au | N/A | 0 | 0 | AAC5242 | Yes | Variable output compressor | Inverter | No | - | 22400 | 5 | - | 2230 | 11200 | No | - | - | - | 4570 | 24124.8 | Yes | 1750 | 11200 | No | - | - | 25000 | 5.7 | 2680 | 12500 | No | - | - | Yes | 5440 | 11400 | No | - | - | No | - | - | - | - | - | No | - | - | No | - | - | No | - | -
PUHY-EP250YNW-A1 | 0 | N/A | MITSUBISHI ELECTRIC | N/A | Non Ducted | vrf | N/A | Air | Air | Thailand | 6.66 | N/A | 28 | N/A | N/A | N/A | N/A | N/A | 7.49 | 31.5 | Enthalpy Test Room | 4.2092 | 4.4767 | N/A | - | N/A | N/A | N/A | N/A | N/A | N/A | N/A | N/A | N/A | N/A | N/A | N/A | N/A | N/A | N/A | N/A | N/A | Three | R410A | Australia,New Zealand | 132143 | 45904 | 0 | Approved | Reverse Cycle | N/A | No | Class 20 | No | N/A | N/A | N/A | N/A | N/A | N/A | N/A | Available | N/A | N/A | http://www.MitsubishiElectric.com.au/ | http://www.mitsubishielectric.com.au | N/A | 0 | 0 | AAC5253 | Yes | Variable output compressor | Inverter | No | - | 28000 | 6.66 | - | 2850 | 14000 | No | - | - | - | 6087.24 | 30156 | Yes | 2250 | 14000 | No | - | - | 31500 | 7.49 | 3430 | 15750 | No | - | - | Yes | 6720 | 12700 | No | - | - | No | - | - | - | - | - | No | - | - | No | - | - | No | - | -
PUHY-EP300YNW-A1 | 0 | N/A | MITSUBISHI ELECTRIC | N/A | Non Ducted | vrf | N/A | Air | Air | Thailand | 8.33 | N/A | 33.5 | N/A | N/A | N/A | N/A | N/A | 9.29 | 37.5 | Enthalpy Test Room | 4.0241 | 4.3963 | N/A | - | N/A | N/A | N/A | N/A | N/A | N/A | N/A | N/A | N/A | N/A | N/A | N/A | N/A | N/A | N/A | N/A | N/A | Three | R410A | Australia,New Zealand | 132145 | 45904 | 0 | Approved | Reverse Cycle | N/A | No | Class 20 | No | N/A | N/A | N/A | N/A | N/A | N/A | N/A | Available | N/A | N/A | http://www.MitsubishiElectric.com.au/ | http://www.mitsubishielectric.com.au | N/A | 0 | 0 | AAC5254 | Yes | Variable output compressor | Inverter | No | No | 33500 | 8.33 | - | 3350 | 16750 | No | - | - | - | 7613.62 | 36079.5 | Yes | 2630 | 16750 | No | - | - | 37500 | 9.29 | 4160 | 18700 | No | - | - | Yes | 8300 | 16300 | No | - | - | No | - | - | - | - | - | No | - | - | No | - | - | No | - | -
PUHY-EP350YNW-A1 | 0 | N/A | MITSUBISHI ELECTRIC | N/A | Non Ducted | vrf | N/A | Air | Air | Thailand | 10.24 | N/A | 40 | N/A | N/A | N/A | N/A | N/A | 11.32 | 45 | Enthalpy Test Room | 3.9112 | 4.5312 | N/A | - | N/A | N/A | N/A | N/A | N/A | N/A | N/A | N/A | N/A | N/A | N/A | N/A | N/A | N/A | N/A | N/A | N/A | Three | R410A | Australia,New Zealand | 132148 | 45903 | 0 | Approved | Reverse Cycle | N/A | No | Class 21 | No | N/A | N/A | N/A | N/A | N/A | N/A | N/A | Available | N/A | N/A | http://www.MitsubishiElectric.com.au/ | http://www.mitsubishielectric.com.au | N/A | 0 | 0 | AAC5243 | Yes | Variable output compressor | Inverter | No | No | 40000 | 10.24 | - | 4070 | 20000 | No | - | - | - | 9359.36 | 43080 | Yes | 3230 | 20000 | No | - | - | 45000 | 11.32 | 4680 | 22500 | No | - | - | Yes | 9690 | 18100 | No | - | - | No | - | - | - | - | - | No | - | - | No | - | - | No | - | -
PUHY-EP400YNW-A1 | 0 | N/A | MITSUBISHI ELECTRIC | N/A | Non Ducted | vrf | N/A | Air | Air | Thailand | 12.11 | N/A | 45 | N/A | N/A | N/A | N/A | N/A | 12.23 | 50 | Enthalpy Test Room | 3.7201 | 4.2675 | N/A | - | N/A | N/A | N/A | N/A | N/A | N/A | N/A | N/A | N/A | N/A | N/A | N/A | N/A | N/A | N/A | N/A | N/A | Three | R410A | Australia,New Zealand | 132150 | 45903 | 0 | Approved | Reverse Cycle | N/A | No | Class 21 | No | N/A | N/A | N/A | N/A | N/A | N/A | N/A | Available | N/A | N/A | http://www.MitsubishiElectric.com.au/ | http://www.mitsubishielectric.com.au | N/A | 0 | 0 | AAC5244 | Yes | Variable output compressor | Inverter | No | No | 45000 | 12.11 | - | 5100 | 22500 | No | - | - | - | 11068.54 | 48465 | Yes | 4160 | 22500 | No | - | - | 50000 | 12.23 | 5220 | 25000 | No | - | - | Yes | 10140 | 20600 | No | - | - | No | - | - | - | - | - | No | - | - | No | - | - | No | - | -
PUHY-EP450YNW-A1 | 0 | N/A | MITSUBISHI ELECTRIC | N/A | Non Ducted | vrf | N/A | Air | Air | Thailand | 14.33 | N/A | 50 | N/A | N/A | N/A | N/A | N/A | 14.22 | 56 | Enthalpy Test Room | 3.4918 | 4.0652 | N/A | - | N/A | N/A | N/A | N/A | N/A | N/A | N/A | N/A | N/A | N/A | N/A | N/A | N/A | N/A | N/A | N/A | N/A | Three | R410A | Australia,New Zealand | 132153 | 45903 | 0 | Approved | Reverse Cycle | N/A | No | Class 21 | No | N/A | N/A | N/A | N/A | N/A | N/A | N/A | Available | N/A | N/A | http://www.MitsubishiElectric.com.au/ | http://www.mitsubishielectric.com.au | N/A | 0 | 0 | AAC5247 | Yes | Variable output compressor | Inverter | No | No | 50000 | 14.33 | - | 5700 | 25000 | No | - | - | - | 13097.62 | 53850 | Yes | 4670 | 25000 | No | - | - | 56000 | 14.22 | 5930 | 28000 | No | - | - | Yes | 10380 | 21600 | No | - | - | No | - | - | - | - | - | No | - | - | No | - | - | No | - | -
PUHY-EP500YNW-A1 | 0 | N/A | MITSUBISHI ELECTRIC | N/A | Non Ducted | vrf | N/A | Air | Air | Thailand | 16.18 | N/A | 56 | N/A | N/A | N/A | N/A | N/A | 16.11 | 63 | Enthalpy Test Room | 3.464 | 4.048 | N/A | - | N/A | N/A | N/A | N/A | N/A | N/A | N/A | N/A | N/A | N/A | N/A | N/A | N/A | N/A | N/A | N/A | N/A | Three | R410A | Australia,New Zealand | 132154 | 45903 | 0 | Approved | Reverse Cycle | N/A | No | Class 21 | No | N/A | N/A | N/A | N/A | N/A | N/A | N/A | Available | N/A | N/A | http://www.MitsubishiElectric.com.au/ | http://www.mitsubishielectric.com.au | N/A | 0 | 0 | AAC5250 | Yes | Variable output compressor | Inverter | No | No | 56000 | 16.18 | - | 5810 | 28000 | No | - | - | - | 14788.52 | 60312 | Yes | 4660 | 28000 | No | - | - | 63000 | 16.11 | 6650 | 31500 | No | - | - | Yes | 10310 | 23300 | No | - | - | No | - | - | - | - | - | No | - | - | No | - | - | No | - | -
PUHY-P200YNW-A1 | 0 | N/A | MITSUBISHI ELECTRIC | N/A | Non Ducted | vrf | N/A | Air | Air | Thailand | 5.33 | N/A | 22.4 | N/A | N/A | N/A | N/A | N/A | 5.81 | 25 | Enthalpy Test Room | 4.2086 | 4.666 | N/A | - | N/A | N/A | N/A | N/A | N/A | N/A | N/A | N/A | N/A | N/A | N/A | N/A | N/A | N/A | N/A | N/A | N/A | Three | R410A | Australia,New Zealand | 132164 | 45903 | 0 | Approved | Reverse Cycle | N/A | No | Class 20 | No | N/A | N/A | N/A | N/A | N/A | N/A | N/A | Available | N/A | N/A | http://www.MitsubishiElectric.com.au/ | http://www.mitsubishielectric.com.au | N/A | 0 | 0 | AAC5251 | Yes | Variable output compressor | Inverter | No | - | 22400 | 5.33 | - | 2260 | 11200 | No | - | - | - | 4871.62 | 24124.8 | Yes | 1770 | 11200 | No | - | - | 25000 | 5.81 | 2750 | 12500 | No | - | - | Yes | 5830 | 11200 | No | - | - | No | - | - | - | - | - | No | - | - | No | - | - | No | - | -
PUHY-P250YNW-A1 | 0 | N/A | MITSUBISHI ELECTRIC | N/A | Non Ducted | vrf | N/A | Air | Air | Thailand | 7.18 | N/A | 28 | N/A | N/A | N/A | N/A | N/A | 7.53 | 31.5 | Enthalpy Test Room | 3.9058 | 4.4556 | N/A | - | N/A | N/A | N/A | N/A | N/A | N/A | N/A | N/A | N/A | N/A | N/A | N/A | N/A | N/A | N/A | N/A | N/A | Three | R410A | Australia,New Zealand | 132161 | 45903 | 0 | Approved | Reverse Cycle | N/A | No | Class 20 | No | N/A | N/A | N/A | N/A | N/A | N/A | N/A | Available | N/A | N/A | http://www.MitsubishiElectric.com.au/ | http://www.mitsubishielectric.com.au | N/A | 0 | 0 | AAC5248 | Yes | Variable output compressor | Inverter | No | - | 28000 | 7.18 | - | 2920 | 14000 | No | - | - | - | 6562.52 | 30156 | Yes | 2290 | 14000 | No | - | - | 31500 | 7.53 | 3510 | 15750 | No | - | - | Yes | 6090 | 12400 | No | - | - | No | - | - | - | - | - | No | - | - | No | - | - | No | - | -
PUHY-P300YNW-A1 | 0 | N/A | MITSUBISHI ELECTRIC | N/A | Non Ducted | vrf | N/A | Air | Air | Thailand | 9.56 | N/A | 33.5 | N/A | N/A | N/A | N/A | N/A | 9.67 | 37.5 | Enthalpy Test Room | 3.5063 | 4.2003 | N/A | - | N/A | N/A | N/A | N/A | N/A | N/A | N/A | N/A | N/A | N/A | N/A | N/A | N/A | N/A | N/A | N/A | N/A | Three | R410A | Australia,New Zealand | 132167 | 45903 | 0 | Approved | Reverse Cycle | N/A | No | Class 20 | No | N/A | N/A | N/A | N/A | N/A | N/A | N/A | Available | N/A | N/A | http://www.MitsubishiElectric.com.au/ | http://www.mitsubishielectric.com.au | N/A | 0 | 0 | AAC5249 | Yes | Variable output compressor | Inverter | No | No | 33500 | 9.56 | - | 3620 | 16750 | No | - | - | - | 8737.84 | 36079.5 | Yes | 2980 | 16750 | No | - | - | 37500 | 9.67 | 4650 | 18700 | No | - | - | Yes | 8300 | 15800 | No | - | - | No | - | - | - | - | - | No | - | - | No | - | - | No | - | -
PUHY-P350YNW-A1 | 0 | N/A | MITSUBISHI ELECTRIC | N/A | Non Ducted | vrf | N/A | Air | Air | Thailand | 11.22 | N/A | 40 | N/A | N/A | N/A | N/A | N/A | 10.94 | 45 | Enthalpy Test Room | 3.5679 | 4.2828 | N/A | - | N/A | N/A | N/A | N/A | N/A | N/A | N/A | N/A | N/A | N/A | N/A | N/A | N/A | N/A | N/A | N/A | N/A | Three | R410A | Australia,New Zealand | 132169 | 45904 | 0 | Approved | Reverse Cycle | N/A | No | Class 21 | No | N/A | N/A | N/A | N/A | N/A | N/A | N/A | Available | N/A | N/A | http://www.MitsubishiElectric.com.au/ | http://www.mitsubishielectric.com.au | N/A | 0 | 0 | AAC5255 | Yes | Variable output compressor | Inverter | No | No | 40000 | 11.22 | - | 4520 | 20000 | No | - | - | - | 10255.08 | 43080 | Yes | 3590 | 20000 | No | - | - | 45000 | 10.94 | 4770 | 22500 | No | - | - | Yes | 9870 | 17800 | No | - | - | No | - | - | - | - | - | No | - | - | No | - | - | No | - | -
PUHY-P400YNW-A1 | 0 | N/A | MITSUBISHI ELECTRIC | N/A | Non Ducted | vrf | N/A | Air | Air | Thailand | 13.75 | N/A | 45 | N/A | N/A | N/A | N/A | N/A | 12.4 | 50 | Enthalpy Test Room | 3.2755 | 4.1342 | N/A | - | N/A | N/A | N/A | N/A | N/A | N/A | N/A | N/A | N/A | N/A | N/A | N/A | N/A | N/A | N/A | N/A | N/A | Three | R410A | Australia,New Zealand | 132172 | 45903 | 0 | Approved | Reverse Cycle | N/A | No | Class 21 | No | N/A | N/A | N/A | N/A | N/A | N/A | N/A | Available | N/A | N/A | http://www.MitsubishiElectric.com.au/ | http://www.mitsubishielectric.com.au | N/A | 0 | 0 | AAC5252 | Yes | Variable output compressor | Inverter | No | No | 45000 | 13.75 | - | 5580 | 22500 | No | - | - | - | 12567.5 | 48465 | Yes | 4570 | 22500 | No | - | - | 50000 | 12.4 | 5460 | 25000 | No | - | - | Yes | 9910 | 20100 | No | - | - | No | - | - | - | - | - | No | - | - | No | - | - | No | - | -
PUHY-P450YNW-A1 | 0 | N/A | MITSUBISHI ELECTRIC | N/A | Non Ducted | vrf | N/A | Air | Air | Thailand | 14.71 | N/A | 50 | N/A | N/A | N/A | N/A | N/A | 15.09 | 56 | Enthalpy Test Room | 3.4021 | 3.9642 | N/A | - | N/A | N/A | N/A | N/A | N/A | N/A | N/A | N/A | N/A | N/A | N/A | N/A | N/A | N/A | N/A | N/A | N/A | Three | R410A | Australia,New Zealand | 132175 | 45904 | 0 | Approved | Reverse Cycle | N/A | No | Class 21 | No | N/A | N/A | N/A | N/A | N/A | N/A | N/A | Available | N/A | N/A | http://www.MitsubishiElectric.com.au/ | http://www.mitsubishielectric.com.au | N/A | 0 | 0 | AAC5256 | Yes | Variable output compressor | Inverter | No | No | 50000 | 14.71 | - | 5880 | 25000 | No | - | - | - | 13444.94 | 53850 | Yes | 4820 | 25000 | No | - | - | 56000 | 15.09 | 6800 | 28000 | No | - | - | Yes | 10600 | 21000 | No | - | - | No | - | - | - | - | - | No | - | - | No | - | - | No | - | -
PUHY-P500YNW-A1 | 0 | N/A | MITSUBISHI ELECTRIC | N/A | Non Ducted | vrf | N/A | Air | Air | Thailand | 16.68 | N/A | 56 | N/A | N/A | N/A | N/A | N/A | 16.11 | 63 | Enthalpy Test Room | 3.3606 | 4.0174 | N/A | - | N/A | N/A | N/A | N/A | N/A | N/A | N/A | N/A | N/A | N/A | N/A | N/A | N/A | N/A | N/A | N/A | N/A | Three | R410A | Australia,New Zealand | 132177 | 45904 | 0 | Approved | Reverse Cycle | N/A | No | Class 21 | No | N/A | N/A | N/A | N/A | N/A | N/A | N/A | Available | N/A | N/A | http://www.MitsubishiElectric.com.au/ | http://www.mitsubishielectric.com.au | N/A | 0 | 0 | AAC5257 | Yes | Variable output compressor | Inverter | No | No | 56000 | 16.68 | - | 6060 | 28000 | No | - | - | - | 15245.52 | 60312 | Yes | 4850 | 28000 | No | - | - | 63000 | 16.11 | 7590 | 31500 | No | - | - | Yes | 10210 | 23200 | No | - | - | No | - | - | - | - | - | No | - | - | No | - | - | No | - | -
PUMY-P112VKM5 | PUMY-P112VKM5 Series | N/A | MITSUBISHI ELECTRIC | N/A | Ducted | vrf | N/A | Air | Air | Japan | 3.17 | N/A | 12.5 | N/A | N/A | N/A | N/A | N/A | 3.185 | 14 | Enthalpy Test Room | 4.064 | 4.7369 | N/A | - | N/A | N/A | N/A | N/A | N/A | N/A | N/A | N/A | N/A | N/A | N/A | N/A | N/A | N/A | N/A | N/A | N/A | Single | R410A | Australia,New Zealand | 129305 | 45826 | 0 | Approved | Reverse Cycle | N/A | No | Class 20 | No | N/A | N/A | N/A | N/A | N/A | N/A | N/A | Available | N/A | N/A | http://www.MitsubishiElectric.com.au/ | http://www.mitsubishielectric.com.au | N/A | 0 | 0 | AAC4914 | Yes | Variable output compressor | Inverter | No | - | 12500 | 3.17 | - | 1420 | 6250 | No | - | - | - | 2897.38 | 13462.5 | No | 1297.88 | 6731.25 | No | - | - | 14000 | 3.185 | 1530 | 7000 | No | - | - | Yes | 4090 | 11400 | No | - | - | No | - | - | - | - | - | No | - | - | No | - | - | No | - | -
PUMY-P112VKM5 Series | PUMY-P112VKM5 Series | N/A | MITSUBISHI ELECTRIC | N/A | Ducted | vrf | N/A | Air | Air | Japan | 3.17 | N/A | 12.5 | N/A | N/A | N/A | N/A | N/A | 3.185 | 14 | Enthalpy Test Room | 4.064 | 4.7369 | N/A | - | N/A | N/A | N/A | N/A | N/A | N/A | N/A | N/A | N/A | N/A | N/A | N/A | N/A | N/A | N/A | N/A | N/A | Single | R410A | Australia,New Zealand | 129305 | 45826 | 0 | Approved | Reverse Cycle | N/A | No | Class 20 | No | N/A | N/A | N/A | N/A | N/A | N/A | N/A | Available | N/A | N/A | http://www.MitsubishiElectric.com.au/ | http://www.mitsubishielectric.com.au | N/A | 0 | 0 | AAC4914 | Yes | Variable output compressor | Inverter | No | - | 12500 | 3.17 | - | 1420 | 6250 | No | - | - | - | 2897.38 | 13462.5 | No | 1297.88 | 6731.25 | No | - | - | 14000 | 3.185 | 1530 | 7000 | No | - | - | Yes | 4090 | 11400 | No | - | - | No | - | - | - | - | - | No | - | - | No | - | - | No | - | -
PUMY-P112VKM5-BS | PUMY-P112VKM5 Series | N/A | MITSUBISHI ELECTRIC | N/A | Ducted | vrf | N/A | Air | Air | Japan | 3.17 | N/A | 12.5 | N/A | N/A | N/A | N/A | N/A | 3.185 | 14 | Enthalpy Test Room | 4.064 | 4.7369 | N/A | - | N/A | N/A | N/A | N/A | N/A | N/A | N/A | N/A | N/A | N/A | N/A | N/A | N/A | N/A | N/A | N/A | N/A | Single | R410A | Australia,New Zealand | 129305 | 45826 | 0 | Approved | Reverse Cycle | N/A | No | Class 20 | No | N/A | N/A | N/A | N/A | N/A | N/A | N/A | Available | N/A | N/A | http://www.MitsubishiElectric.com.au/ | http://www.mitsubishielectric.com.au | N/A | 0 | 0 | AAC4914 | Yes | Variable output compressor | Inverter | No | - | 12500 | 3.17 | - | 1420 | 6250 | No | - | - | - | 2897.38 | 13462.5 | No | 1297.88 | 6731.25 | No | - | - | 14000 | 3.185 | 1530 | 7000 | No | - | - | Yes | 4090 | 11400 | No | - | - | No | - | - | - | - | - | No | - | - | No | - | - | No | - | -
PUMY-P112YKM Series | PUMY-P112YKM Series | N/A | MITSUBISHI ELECTRIC | N/A | Ducted | vrf | N/A | Air | Air | Japan,Thailand | 3.17 | N/A | 12.5 | N/A | N/A | N/A | N/A | N/A | 3.185 | 14 | Enthalpy Test Room | 4.064 | 4.7369 | N/A | - | N/A | N/A | N/A | N/A | N/A | N/A | N/A | N/A | N/A | N/A | N/A | N/A | N/A | N/A | N/A | N/A | N/A | Three | R410A | Australia,New Zealand | 129324 | 45825 | 0 | Approved | Reverse Cycle | N/A | No | Class 20 | No | N/A | N/A | N/A | N/A | N/A | N/A | N/A | Available | N/A | N/A | http://www.MitsubishiElectric.com.au/ | http://www.mitsubishielectric.com.au | N/A | 0 | 0 | AAC4912 | Yes | Variable output compressor | Inverter | No | - | 12500 | 3.17 | - | 1420 | 6250 | No | - | - | - | 2897.38 | 13462.5 | No | 1297.88 | 6731.25 | No | - | - | 14000 | 3.185 | 1530 | 7000 | No | - | - | Yes | 4090 | 11400 | No | - | - | No | - | - | - | - | - | No | - | - | No | - | - | No | - | -
PUMY-P112YKM4-BSR2 | PUMY-P112YKM Series | N/A | MITSUBISHI ELECTRIC | N/A | Ducted | vrf | N/A | Air | Air | Japan,Thailand | 3.17 | N/A | 12.5 | N/A | N/A | N/A | N/A | N/A | 3.185 | 14 | Enthalpy Test Room | 4.064 | 4.7369 | N/A | - | N/A | N/A | N/A | N/A | N/A | N/A | N/A | N/A | N/A | N/A | N/A | N/A | N/A | N/A | N/A | N/A | N/A | Three | R410A | Australia,New Zealand | 129324 | 45825 | 0 | Approved | Reverse Cycle | N/A | No | Class 20 | No | N/A | N/A | N/A | N/A | N/A | N/A | N/A | Available | N/A | N/A | http://www.MitsubishiElectric.com.au/ | http://www.mitsubishielectric.com.au | N/A | 0 | 0 | AAC4912 | Yes | Variable output compressor | Inverter | No | - | 12500 | 3.17 | - | 1420 | 6250 | No | - | - | - | 2897.38 | 13462.5 | No | 1297.88 | 6731.25 | No | - | - | 14000 | 3.185 | 1530 | 7000 | No | - | - | Yes | 4090 | 11400 | No | - | - | No | - | - | - | - | - | No | - | - | No | - | - | No | - | -
PUMY-P112YKM4R2 | PUMY-P112YKM Series | N/A | MITSUBISHI ELECTRIC | N/A | Ducted | vrf | N/A | Air | Air | Japan,Thailand | 3.17 | N/A | 12.5 | N/A | N/A | N/A | N/A | N/A | 3.185 | 14 | Enthalpy Test Room | 4.064 | 4.7369 | N/A | - | N/A | N/A | N/A | N/A | N/A | N/A | N/A | N/A | N/A | N/A | N/A | N/A | N/A | N/A | N/A | N/A | N/A | Three | R410A | Australia,New Zealand | 129324 | 45825 | 0 | Approved | Reverse Cycle | N/A | No | Class 20 | No | N/A | N/A | N/A | N/A | N/A | N/A | N/A | Available | N/A | N/A | http://www.MitsubishiElectric.com.au/ | http://www.mitsubishielectric.com.au | N/A | 0 | 0 | AAC4912 | Yes | Variable output compressor | Inverter | No | - | 12500 | 3.17 | - | 1420 | 6250 | No | - | - | - | 2897.38 | 13462.5 | No | 1297.88 | 6731.25 | No | - | - | 14000 | 3.185 | 1530 | 7000 | No | - | - | Yes | 4090 | 11400 | No | - | - | No | - | - | - | - | - | No | - | - | No | - | - | No | - | -
PUMY-P112YKME4-BSR2 | PUMY-P112YKM Series | N/A | MITSUBISHI ELECTRIC | N/A | Ducted | vrf | N/A | Air | Air | Japan,Thailand | 3.17 | N/A | 12.5 | N/A | N/A | N/A | N/A | N/A | 3.185 | 14 | Enthalpy Test Room | 4.064 | 4.7369 | N/A | - | N/A | N/A | N/A | N/A | N/A | N/A | N/A | N/A | N/A | N/A | N/A | N/A | N/A | N/A | N/A | N/A | N/A | Three | R410A | Australia,New Zealand | 129324 | 45825 | 0 | Approved | Reverse Cycle | N/A | No | Class 20 | No | N/A | N/A | N/A | N/A | N/A | N/A | N/A | Available | N/A | N/A | http://www.MitsubishiElectric.com.au/ | http://www.mitsubishielectric.com.au | N/A | 0 | 0 | AAC4912 | Yes | Variable output compressor | Inverter | No | - | 12500 | 3.17 | - | 1420 | 6250 | No | - | - | - | 2897.38 | 13462.5 | No | 1297.88 | 6731.25 | No | - | - | 14000 | 3.185 | 1530 | 7000 | No | - | - | Yes | 4090 | 11400 | No | - | - | No | - | - | - | - | - | No | - | - | No | - | - | No | - | -
PUMY-P112YKME4R2 | PUMY-P112YKM Series | N/A | MITSUBISHI ELECTRIC | N/A | Ducted | vrf | N/A | Air | Air | Japan,Thailand | 3.17 | N/A | 12.5 | N/A | N/A | N/A | N/A | N/A | 3.185 | 14 | Enthalpy Test Room | 4.064 | 4.7369 | N/A | - | N/A | N/A | N/A | N/A | N/A | N/A | N/A | N/A | N/A | N/A | N/A | N/A | N/A | N/A | N/A | N/A | N/A | Three | R410A | Australia,New Zealand | 129324 | 45825 | 0 | Approved | Reverse Cycle | N/A | No | Class 20 | No | N/A | N/A | N/A | N/A | N/A | N/A | N/A | Available | N/A | N/A | http://www.MitsubishiElectric.com.au/ | http://www.mitsubishielectric.com.au | N/A | 0 | 0 | AAC4912 | Yes | Variable output compressor | Inverter | No | - | 12500 | 3.17 | - | 1420 | 6250 | No | - | - | - | 2897.38 | 13462.5 | No | 1297.88 | 6731.25 | No | - | - | 14000 | 3.185 | 1530 | 7000 | No | - | - | Yes | 4090 | 11400 | No | - | - | No | - | - | - | - | - | No | - | - | No | - | - | No | - | -
PUMY-P125VKM5 | PUMY-P125VKM5 Series | N/A | MITSUBISHI ELECTRIC | N/A | Ducted | vrf | N/A | Air | Air | Japan,Thailand | 3.65 | N/A | 14 | N/A | N/A | N/A | N/A | N/A | 3.885 | 16 | Enthalpy Test Room | 3.9595 | 4.3426 | N/A | - | N/A | N/A | N/A | N/A | N/A | N/A | N/A | N/A | N/A | N/A | N/A | N/A | N/A | N/A | N/A | N/A | N/A | Single | R410A | Australia,New Zealand | 129309 | 45826 | 0 | Approved | Reverse Cycle | N/A | No | Class 20 | No | N/A | N/A | N/A | N/A | N/A | N/A | N/A | Available | N/A | N/A | http://www.MitsubishiElectric.com.au/ | http://www.mitsubishielectric.com.au | N/A | 0 | 0 | AAC4916 | Yes | Variable output compressor | Inverter | No | - | 14000 | 3.65 | - | 1500 | 7000 | No | - | - | - | 3336.1 | 15078 | No | 1371 | 7539 | No | - | - | 16000 | 3.885 | 1720 | 8000 | No | - | - | Yes | 4740 | 13700 | No | - | - | No | - | - | - | - | - | No | - | - | No | - | - | No | - | -
PUMY-P125VKM5 Series | PUMY-P125VKM5 Series | N/A | MITSUBISHI ELECTRIC | N/A | Ducted | vrf | N/A | Air | Air | Japan,Thailand | 3.65 | N/A | 14 | N/A | N/A | N/A | N/A | N/A | 3.885 | 16 | Enthalpy Test Room | 3.9595 | 4.3426 | N/A | - | N/A | N/A | N/A | N/A | N/A | N/A | N/A | N/A | N/A | N/A | N/A | N/A | N/A | N/A | N/A | N/A | N/A | Single | R410A | Australia,New Zealand | 129309 | 45826 | 0 | Approved | Reverse Cycle | N/A | No | Class 20 | No | N/A | N/A | N/A | N/A | N/A | N/A | N/A | Available | N/A | N/A | http://www.MitsubishiElectric.com.au/ | http://www.mitsubishielectric.com.au | N/A | 0 | 0 | AAC4916 | Yes | Variable output compressor | Inverter | No | - | 14000 | 3.65 | - | 1500 | 7000 | No | - | - | - | 3336.1 | 15078 | No | 1371 | 7539 | No | - | - | 16000 | 3.885 | 1720 | 8000 | No | - | - | Yes | 4740 | 13700 | No | - | - | No | - | - | - | - | - | No | - | - | No | - | - | No | - | -
PUMY-P125VKM5-BS | PUMY-P125VKM5 Series | N/A | MITSUBISHI ELECTRIC | N/A | Ducted | vrf | N/A | Air | Air | Japan,Thailand | 3.65 | N/A | 14 | N/A | N/A | N/A | N/A | N/A | 3.885 | 16 | Enthalpy Test Room | 3.9595 | 4.3426 | N/A | - | N/A | N/A | N/A | N/A | N/A | N/A | N/A | N/A | N/A | N/A | N/A | N/A | N/A | N/A | N/A | N/A | N/A | Single | R410A | Australia,New Zealand | 129309 | 45826 | 0 | Approved | Reverse Cycle | N/A | No | Class 20 | No | N/A | N/A | N/A | N/A | N/A | N/A | N/A | Available | N/A | N/A | http://www.MitsubishiElectric.com.au/ | http://www.mitsubishielectric.com.au | N/A | 0 | 0 | AAC4916 | Yes | Variable output compressor | Inverter | No | - | 14000 | 3.65 | - | 1500 | 7000 | No | - | - | - | 3336.1 | 15078 | No | 1371 | 7539 | No | - | - | 16000 | 3.885 | 1720 | 8000 | No | - | - | Yes | 4740 | 13700 | No | - | - | No | - | - | - | - | - | No | - | - | No | - | - | No | - | -
PUMY-P125YKM Series | PUMY-P125YKM Series | N/A | MITSUBISHI ELECTRIC | N/A | Ducted | vrf | N/A | Air | Air | Japan,Thailand | 3.65 | N/A | 14 | N/A | N/A | N/A | N/A | N/A | 3.885 | 16 | Enthalpy Test Room | 3.9595 | 4.3426 | N/A | - | N/A | N/A | N/A | N/A | N/A | N/A | N/A | N/A | N/A | N/A | N/A | N/A | N/A | N/A | N/A | N/A | N/A | Three | R410A | Australia,New Zealand | 129329 | 45826 | 0 | Approved | Reverse Cycle | N/A | No | Class 20 | No | N/A | N/A | N/A | N/A | N/A | N/A | N/A | Available | N/A | N/A | http://www.MitsubishiElectric.com.au/ | http://www.mitsubishielectric.com.au | N/A | 0 | 0 | AAC4917 | Yes | Variable output compressor | Inverter | No | - | 14000 | 3.65 | - | 1500 | 7000 | No | - | - | - | 3336.1 | 15078 | No | 1371 | 7539 | No | - | - | 16000 | 3.885 | 1720 | 8000 | No | - | - | Yes | 4740 | 13700 | No | - | - | No | - | - | - | - | - | No | - | - | No | - | - | No | - | -
PUMY-P125YKM4-BSR2 | PUMY-P125YKM Series | N/A | MITSUBISHI ELECTRIC | N/A | Ducted | vrf | N/A | Air | Air | Japan,Thailand | 3.65 | N/A | 14 | N/A | N/A | N/A | N/A | N/A | 3.885 | 16 | Enthalpy Test Room | 3.9595 | 4.3426 | N/A | - | N/A | N/A | N/A | N/A | N/A | N/A | N/A | N/A | N/A | N/A | N/A | N/A | N/A | N/A | N/A | N/A | N/A | Three | R410A | Australia,New Zealand | 129329 | 45826 | 0 | Approved | Reverse Cycle | N/A | No | Class 20 | No | N/A | N/A | N/A | N/A | N/A | N/A | N/A | Available | N/A | N/A | http://www.MitsubishiElectric.com.au/ | http://www.mitsubishielectric.com.au | N/A | 0 | 0 | AAC4917 | Yes | Variable output compressor | Inverter | No | - | 14000 | 3.65 | - | 1500 | 7000 | No | - | - | - | 3336.1 | 15078 | No | 1371 | 7539 | No | - | - | 16000 | 3.885 | 1720 | 8000 | No | - | - | Yes | 4740 | 13700 | No | - | - | No | - | - | - | - | - | No | - | - | No | - | - | No | - | -
PUMY-P125YKM4R2 | PUMY-P125YKM Series | N/A | MITSUBISHI ELECTRIC | N/A | Ducted | vrf | N/A | Air | Air | Japan,Thailand | 3.65 | N/A | 14 | N/A | N/A | N/A | N/A | N/A | 3.885 | 16 | Enthalpy Test Room | 3.9595 | 4.3426 | N/A | - | N/A | N/A | N/A | N/A | N/A | N/A | N/A | N/A | N/A | N/A | N/A | N/A | N/A | N/A | N/A | N/A | N/A | Three | R410A | Australia,New Zealand | 129329 | 45826 | 0 | Approved | Reverse Cycle | N/A | No | Class 20 | No | N/A | N/A | N/A | N/A | N/A | N/A | N/A | Available | N/A | N/A | http://www.MitsubishiElectric.com.au/ | http://www.mitsubishielectric.com.au | N/A | 0 | 0 | AAC4917 | Yes | Variable output compressor | Inverter | No | - | 14000 | 3.65 | - | 1500 | 7000 | No | - | - | - | 3336.1 | 15078 | No | 1371 | 7539 | No | - | - | 16000 | 3.885 | 1720 | 8000 | No | - | - | Yes | 4740 | 13700 | No | - | - | No | - | - | - | - | - | No | - | - | No | - | - | No | - | -
PUMY-P125YKME4-BSR2 | PUMY-P125YKM Series | N/A | MITSUBISHI ELECTRIC | N/A | Ducted | vrf | N/A | Air | Air | Japan,Thailand | 3.65 | N/A | 14 | N/A | N/A | N/A | N/A | N/A | 3.885 | 16 | Enthalpy Test Room | 3.9595 | 4.3426 | N/A | - | N/A | N/A | N/A | N/A | N/A | N/A | N/A | N/A | N/A | N/A | N/A | N/A | N/A | N/A | N/A | N/A | N/A | Three | R410A | Australia,New Zealand | 129329 | 45826 | 0 | Approved | Reverse Cycle | N/A | No | Class 20 | No | N/A | N/A | N/A | N/A | N/A | N/A | N/A | Available | N/A | N/A | http://www.MitsubishiElectric.com.au/ | http://www.mitsubishielectric.com.au | N/A | 0 | 0 | AAC4917 | Yes | Variable output compressor | Inverter | No | - | 14000 | 3.65 | - | 1500 | 7000 | No | - | - | - | 3336.1 | 15078 | No | 1371 | 7539 | No | - | - | 16000 | 3.885 | 1720 | 8000 | No | - | - | Yes | 4740 | 13700 | No | - | - | No | - | - | - | - | - | No | - | - | No | - | - | No | - | -
PUMY-P125YKME4R2 | PUMY-P125YKM Series | N/A | MITSUBISHI ELECTRIC | N/A | Ducted | vrf | N/A | Air | Air | Japan,Thailand | 3.65 | N/A | 14 | N/A | N/A | N/A | N/A | N/A | 3.885 | 16 | Enthalpy Test Room | 3.9595 | 4.3426 | N/A | - | N/A | N/A | N/A | N/A | N/A | N/A | N/A | N/A | N/A | N/A | N/A | N/A | N/A | N/A | N/A | N/A | N/A | Three | R410A | Australia,New Zealand | 129329 | 45826 | 0 | Approved | Reverse Cycle | N/A | No | Class 20 | No | N/A | N/A | N/A | N/A | N/A | N/A | N/A | Available | N/A | N/A | http://www.MitsubishiElectric.com.au/ | http://www.mitsubishielectric.com.au | N/A | 0 | 0 | AAC4917 | Yes | Variable output compressor | Inverter | No | - | 14000 | 3.65 | - | 1500 | 7000 | No | - | - | - | 3336.1 | 15078 | No | 1371 | 7539 | No | - | - | 16000 | 3.885 | 1720 | 8000 | No | - | - | Yes | 4740 | 13700 | No | - | - | No | - | - | - | - | - | No | - | - | No | - | - | No | - | -
PUMY-P140VKM5 | PUMY-P140VKM5 Series | N/A | MITSUBISHI ELECTRIC | N/A | Ducted | vrf | N/A | Air | Air | Japan,Thailand | 4.76 | N/A | 15.5 | N/A | N/A | N/A | N/A | N/A | 4.615 | 18 | Enthalpy Test Room | 3.2959 | 4.0931 | N/A | - | N/A | N/A | N/A | N/A | N/A | N/A | N/A | N/A | N/A | N/A | N/A | N/A | N/A | N/A | N/A | N/A | N/A | Single | R410A | Australia,New Zealand | 129322 | 45826 | 0 | Approved | Reverse Cycle | N/A | No | Class 20 | No | N/A | N/A | N/A | N/A | N/A | N/A | N/A | Available | N/A | N/A | http://www.MitsubishiElectric.com.au/ | http://www.mitsubishielectric.com.au | N/A | 0 | 0 | AAC4918 | Yes | Variable output compressor | Inverter | No | - | 15500 | 4.76 | - | 1690 | 7750 | No | - | - | - | 4350.64 | 16693.5 | No | 1544.66 | 8346.75 | No | - | - | 18000 | 4.615 | 1840 | 9000 | No | - | - | Yes | 5270 | 15000 | No | - | - | No | - | - | - | - | - | No | - | - | No | - | - | No | - | -
PUMY-P140VKM5 Series | PUMY-P140VKM5 Series | N/A | MITSUBISHI ELECTRIC | N/A | Ducted | vrf | N/A | Air | Air | Japan,Thailand | 4.76 | N/A | 15.5 | N/A | N/A | N/A | N/A | N/A | 4.615 | 18 | Enthalpy Test Room | 3.2959 | 4.0931 | N/A | - | N/A | N/A | N/A | N/A | N/A | N/A | N/A | N/A | N/A | N/A | N/A | N/A | N/A | N/A | N/A | N/A | N/A | Single | R410A | Australia,New Zealand | 129322 | 45826 | 0 | Approved | Reverse Cycle | N/A | No | Class 20 | No | N/A | N/A | N/A | N/A | N/A | N/A | N/A | Available | N/A | N/A | http://www.MitsubishiElectric.com.au/ | http://www.mitsubishielectric.com.au | N/A | 0 | 0 | AAC4918 | Yes | Variable output compressor | Inverter | No | - | 15500 | 4.76 | - | 1690 | 7750 | No | - | - | - | 4350.64 | 16693.5 | No | 1544.66 | 8346.75 | No | - | - | 18000 | 4.615 | 1840 | 9000 | No | - | - | Yes | 5270 | 15000 | No | - | - | No | - | - | - | - | - | No | - | - | No | - | - | No | - | -
PUMY-P140VKM5-BS | PUMY-P140VKM5 Series | N/A | MITSUBISHI ELECTRIC | N/A | Ducted | vrf | N/A | Air | Air | Japan,Thailand | 4.76 | N/A | 15.5 | N/A | N/A | N/A | N/A | N/A | 4.615 | 18 | Enthalpy Test Room | 3.2959 | 4.0931 | N/A | - | N/A | N/A | N/A | N/A | N/A | N/A | N/A | N/A | N/A | N/A | N/A | N/A | N/A | N/A | N/A | N/A | N/A | Single | R410A | Australia,New Zealand | 129322 | 45826 | 0 | Approved | Reverse Cycle | N/A | No | Class 20 | No | N/A | N/A | N/A | N/A | N/A | N/A | N/A | Available | N/A | N/A | http://www.MitsubishiElectric.com.au/ | http://www.mitsubishielectric.com.au | N/A | 0 | 0 | AAC4918 | Yes | Variable output compressor | Inverter | No | - | 15500 | 4.76 | - | 1690 | 7750 | No | - | - | - | 4350.64 | 16693.5 | No | 1544.66 | 8346.75 | No | - | - | 18000 | 4.615 | 1840 | 9000 | No | - | - | Yes | 5270 | 15000 | No | - | - | No | - | - | - | - | - | No | - | - | No | - | - | No | - | -
PUMY-P140YKM Series | PUMY-P140YKM Series | N/A | MITSUBISHI ELECTRIC | N/A | Ducted | vrf | N/A | Air | Air | Japan,Thailand | 4.76 | N/A | 15.5 | N/A | N/A | N/A | N/A | N/A | 4.615 | 18 | Enthalpy Test Room | 3.2959 | 4.0931 | N/A | - | N/A | N/A | N/A | N/A | N/A | N/A | N/A | N/A | N/A | N/A | N/A | N/A | N/A | N/A | N/A | N/A | N/A | Three | R410A | Australia,New Zealand | 129334 | 45826 | 0 | Approved | Reverse Cycle | N/A | No | Class 20 | No | N/A | N/A | N/A | N/A | N/A | N/A | N/A | Available | N/A | N/A | http://www.MitsubishiElectric.com.au/ | http://www.mitsubishielectric.com.au | N/A | 0 | 0 | AAC4919 | Yes | Variable output compressor | Inverter | No | - | 15500 | 4.76 | - | 1690 | 7750 | No | - | - | - | 4350.64 | 16693.5 | No | 1544.66 | 8346.75 | No | - | - | 18000 | 4.615 | 1840 | 9000 | No | - | - | Yes | 5270 | 15000 | No | - | - | No | - | - | - | - | - | No | - | - | No | - | - | No | - | -
PUMY-P140YKM4-BSR2 | PUMY-P140YKM Series | N/A | MITSUBISHI ELECTRIC | N/A | Ducted | vrf | N/A | Air | Air | Japan,Thailand | 4.76 | N/A | 15.5 | N/A | N/A | N/A | N/A | N/A | 4.615 | 18 | Enthalpy Test Room | 3.2959 | 4.0931 | N/A | - | N/A | N/A | N/A | N/A | N/A | N/A | N/A | N/A | N/A | N/A | N/A | N/A | N/A | N/A | N/A | N/A | N/A | Three | R410A | Australia,New Zealand | 129334 | 45826 | 0 | Approved | Reverse Cycle | N/A | No | Class 20 | No | N/A | N/A | N/A | N/A | N/A | N/A | N/A | Available | N/A | N/A | http://www.MitsubishiElectric.com.au/ | http://www.mitsubishielectric.com.au | N/A | 0 | 0 | AAC4919 | Yes | Variable output compressor | Inverter | No | - | 15500 | 4.76 | - | 1690 | 7750 | No | - | - | - | 4350.64 | 16693.5 | No | 1544.66 | 8346.75 | No | - | - | 18000 | 4.615 | 1840 | 9000 | No | - | - | Yes | 5270 | 15000 | No | - | - | No | - | - | - | - | - | No | - | - | No | - | - | No | - | -
PUMY-P140YKM4R2 | PUMY-P140YKM Series | N/A | MITSUBISHI ELECTRIC | N/A | Ducted | vrf | N/A | Air | Air | Japan,Thailand | 4.76 | N/A | 15.5 | N/A | N/A | N/A | N/A | N/A | 4.615 | 18 | Enthalpy Test Room | 3.2959 | 4.0931 | N/A | - | N/A | N/A | N/A | N/A | N/A | N/A | N/A | N/A | N/A | N/A | N/A | N/A | N/A | N/A | N/A | N/A | N/A | Three | R410A | Australia,New Zealand | 129334 | 45826 | 0 | Approved | Reverse Cycle | N/A | No | Class 20 | No | N/A | N/A | N/A | N/A | N/A | N/A | N/A | Available | N/A | N/A | http://www.MitsubishiElectric.com.au/ | http://www.mitsubishielectric.com.au | N/A | 0 | 0 | AAC4919 | Yes | Variable output compressor | Inverter | No | - | 15500 | 4.76 | - | 1690 | 7750 | No | - | - | - | 4350.64 | 16693.5 | No | 1544.66 | 8346.75 | No | - | - | 18000 | 4.615 | 1840 | 9000 | No | - | - | Yes | 5270 | 15000 | No | - | - | No | - | - | - | - | - | No | - | - | No | - | - | No | - | -
PUMY-P140YKME4-BSR2 | PUMY-P140YKM Series | N/A | MITSUBISHI ELECTRIC | N/A | Ducted | vrf | N/A | Air | Air | Japan,Thailand | 4.76 | N/A | 15.5 | N/A | N/A | N/A | N/A | N/A | 4.615 | 18 | Enthalpy Test Room | 3.2959 | 4.0931 | N/A | - | N/A | N/A | N/A | N/A | N/A | N/A | N/A | N/A | N/A | N/A | N/A | N/A | N/A | N/A | N/A | N/A | N/A | Three | R410A | Australia,New Zealand | 129334 | 45826 | 0 | Approved | Reverse Cycle | N/A | No | Class 20 | No | N/A | N/A | N/A | N/A | N/A | N/A | N/A | Available | N/A | N/A | http://www.MitsubishiElectric.com.au/ | http://www.mitsubishielectric.com.au | N/A | 0 | 0 | AAC4919 | Yes | Variable output compressor | Inverter | No | - | 15500 | 4.76 | - | 1690 | 7750 | No | - | - | - | 4350.64 | 16693.5 | No | 1544.66 | 8346.75 | No | - | - | 18000 | 4.615 | 1840 | 9000 | No | - | - | Yes | 5270 | 15000 | No | - | - | No | - | - | - | - | - | No | - | - | No | - | - | No | - | -
PUMY-P140YKME4R2 | PUMY-P140YKM Series | N/A | MITSUBISHI ELECTRIC | N/A | Ducted | vrf | N/A | Air | Air | Japan,Thailand | 4.76 | N/A | 15.5 | N/A | N/A | N/A | N/A | N/A | 4.615 | 18 | Enthalpy Test Room | 3.2959 | 4.0931 | N/A | - | N/A | N/A | N/A | N/A | N/A | N/A | N/A | N/A | N/A | N/A | N/A | N/A | N/A | N/A | N/A | N/A | N/A | Three | R410A | Australia,New Zealand | 129334 | 45826 | 0 | Approved | Reverse Cycle | N/A | No | Class 20 | No | N/A | N/A | N/A | N/A | N/A | N/A | N/A | Available | N/A | N/A | http://www.MitsubishiElectric.com.au/ | http://www.mitsubishielectric.com.au | N/A | 0 | 0 | AAC4919 | Yes | Variable output compressor | Inverter | No | - | 15500 | 4.76 | - | 1690 | 7750 | No | - | - | - | 4350.64 | 16693.5 | No | 1544.66 | 8346.75 | No | - | - | 18000 | 4.615 | 1840 | 9000 | No | - | - | Yes | 5270 | 15000 | No | - | - | No | - | - | - | - | - | No | - | - | No | - | - | No | - | -
PUMY-P200YKMD2-A | PUMY-P200YKMD2-A Series | N/A | MITSUBISHI ELECTRIC | N/A | Ducted | vrf | N/A | Air | Air | Thailand | 6.9 | N/A | 22.4 | N/A | N/A | N/A | N/A | N/A | 6.45 | 25 | Enthalpy Test Room | 3.414 | 4.0636 | N/A | - | N/A | N/A | N/A | N/A | N/A | N/A | N/A | N/A | N/A | N/A | N/A | N/A | N/A | N/A | N/A | N/A | N/A | Three | R410A | Australia,New Zealand | 148741 | 46658 | 0 | Approved | Reverse Cycle | N/A | Yes | Class 20 | Yes | N/A | N/A | N/A | N/A | N/A | N/A | N/A | Available | N/A | N/A | http://www.MitsubishiElectric.com.au/ | http://www.mitsubishielectric.com.au | N/A | 0 | 0 | AAC7056 | Yes | Variable output compressor | Inverter | No | - | 22400 | 6.9 | - | 2650 | 11200 | No | - | - | - | 6306.6 | 24124.8 | No | 2422.1 | 12062.4 | No | - | - | 25000 | 6.45 | 2950 | 12500 | No | - | - | Yes | 7700 | 19000 | No | - | - | No | - | - | - | - | - | No | - | - | No | - | - | No | - | -
PUMY-P200YKMD2-A Series | PUMY-P200YKMD2-A Series | N/A | MITSUBISHI ELECTRIC | N/A | Ducted | vrf | N/A | Air | Air | Thailand | 6.9 | N/A | 22.4 | N/A | N/A | N/A | N/A | N/A | 6.45 | 25 | Enthalpy Test Room | 3.414 | 4.0636 | N/A | - | N/A | N/A | N/A | N/A | N/A | N/A | N/A | N/A | N/A | N/A | N/A | N/A | N/A | N/A | N/A | N/A | N/A | Three | R410A | Australia,New Zealand | 148741 | 46658 | 0 | Approved | Reverse Cycle | N/A | Yes | Class 20 | Yes | N/A | N/A | N/A | N/A | N/A | N/A | N/A | Available | N/A | N/A | http://www.MitsubishiElectric.com.au/ | http://www.mitsubishielectric.com.au | N/A | 0 | 0 | AAC7056 | Yes | Variable output compressor | Inverter | No | - | 22400 | 6.9 | - | 2650 | 11200 | No | - | - | - | 6306.6 | 24124.8 | No | 2422.1 | 12062.4 | No | - | - | 25000 | 6.45 | 2950 | 12500 | No | - | - | Yes | 7700 | 19000 | No | - | - | No | - | - | - | - | - | No | - | - | No | - | - | No | - | -
PUMY-P200YKMD2-A-BS | PUMY-P200YKMD2-A Series | N/A | MITSUBISHI ELECTRIC | N/A | Ducted | vrf | N/A | Air | Air | Thailand | 6.9 | N/A | 22.4 | N/A | N/A | N/A | N/A | N/A | 6.45 | 25 | Enthalpy Test Room | 3.414 | 4.0636 | N/A | - | N/A | N/A | N/A | N/A | N/A | N/A | N/A | N/A | N/A | N/A | N/A | N/A | N/A | N/A | N/A | N/A | N/A | Three | R410A | Australia,New Zealand | 148741 | 46658 | 0 | Approved | Reverse Cycle | N/A | Yes | Class 20 | Yes | N/A | N/A | N/A | N/A | N/A | N/A | N/A | Available | N/A | N/A | http://www.MitsubishiElectric.com.au/ | http://www.mitsubishielectric.com.au | N/A | 0 | 0 | AAC7056 | Yes | Variable output compressor | Inverter | No | - | 22400 | 6.9 | - | 2650 | 11200 | No | - | - | - | 6306.6 | 24124.8 | No | 2422.1 | 12062.4 | No | - | - | 25000 | 6.45 | 2950 | 12500 | No | - | - | Yes | 7700 | 19000 | No | - | - | No | - | - | - | - | - | No | - | - | No | - | - | No | - | -
PUMY-P250YBMD-A | PUMY-P250YBMD-A Series | N/A | MITSUBISHI ELECTRIC | N/A | Both | vrf | N/A | Air | Air | Thailand | 7.7 | 22.4 | 28 | N/A | N/A | N/A | N/A | N/A | 6.93 | 31.5 | Enthalpy Test Room | 3.6696 | 4.5676 | Yes | - | N/A | 47 | 47 | 4.4578 | N/A | N/A | N/A | N/A | 3.2107 | 4.0062 | N/A | N/A | N/A | N/A | N/A | N/A | Enthalpy Test Room | Three | R410A | Australia,New Zealand | 147681 | 46663 | 0 | Approved | Reverse Cycle | N/A | Yes | Class 20 | Yes | N/A | N/A | Yes | Yes | Yes | N/A | 3.2852 | Available | N/A | N/A | http://www.MitsubishiElectric.com.au/ | http://www.mitsubishielectric.com.au | Yes | 0 | 0 | AAC7071 | Yes | Variable output compressor | Inverter | No | - | 28000 | 7.7 | - | 3270 | 14000 | No | - | - | - | 7037.8 | 30156 | No | 2988.78 | 15078 | No | - | - | 31500 | 6.93 | 3900 | 15800 | No | - | - | Yes | 10700 | 25500 | No | - | - | No | - | - | - | - | - | No | - | - | No | - | - | No | - | -
PUMY-P250YBMD-A Series | PUMY-P250YBMD-A Series | N/A | MITSUBISHI ELECTRIC | N/A | Both | vrf | N/A | Air | Air | Thailand | 7.7 | 22.4 | 28 | N/A | N/A | N/A | N/A | N/A | 6.93 | 31.5 | Enthalpy Test Room | 3.6696 | 4.5676 | Yes | - | N/A | 47 | 47 | 4.4578 | N/A | N/A | N/A | N/A | 3.2107 | 4.0062 | N/A | N/A | N/A | N/A | N/A | N/A | Enthalpy Test Room | Three | R410A | Australia,New Zealand | 147681 | 46663 | 0 | Approved | Reverse Cycle | N/A | Yes | Class 20 | Yes | N/A | N/A | Yes | Yes | Yes | N/A | 3.2852 | Available | N/A | N/A | http://www.MitsubishiElectric.com.au/ | http://www.mitsubishielectric.com.au | Yes | 0 | 0 | AAC7071 | Yes | Variable output compressor | Inverter | No | - | 28000 | 7.7 | - | 3270 | 14000 | No | - | - | - | 7037.8 | 30156 | No | 2988.78 | 15078 | No | - | - | 31500 | 6.93 | 3900 | 15800 | No | - | - | Yes | 10700 | 25500 | No | - | - | No | - | - | - | - | - | No | - | - | No | - | - | No | - | -
PUMY-P250YBMD-A-BS | PUMY-P250YBMD-A Series | N/A | MITSUBISHI ELECTRIC | N/A | Both | vrf | N/A | Air | Air | Thailand | 7.7 | 22.4 | 28 | N/A | N/A | N/A | N/A | N/A | 6.93 | 31.5 | Enthalpy Test Room | 3.6696 | 4.5676 | Yes | - | N/A | 47 | 47 | 4.4578 | N/A | N/A | N/A | N/A | 3.2107 | 4.0062 | N/A | N/A | N/A | N/A | N/A | N/A | Enthalpy Test Room | Three | R410A | Australia,New Zealand | 147681 | 46663 | 0 | Approved | Reverse Cycle | N/A | Yes | Class 20 | Yes | N/A | N/A | Yes | Yes | Yes | N/A | 3.2852 | Available | N/A | N/A | http://www.MitsubishiElectric.com.au/ | http://www.mitsubishielectric.com.au | Yes | 0 | 0 | AAC7071 | Yes | Variable output compressor | Inverter | No | - | 28000 | 7.7 | - | 3270 | 14000 | No | - | - | - | 7037.8 | 30156 | No | 2988.78 | 15078 | No | - | - | 31500 | 6.93 | 3900 | 15800 | No | - | - | Yes | 10700 | 25500 | No | - | - | No | - | - | - | - | - | No | - | - | No | - | - | No | - | -
PUMY-P300YBMD-A | PUMY-P300YBMD-A Series | N/A | MITSUBISHI ELECTRIC | N/A | Both | vrf | N/A | Air | Air | Thailand | 9.47 | 22.4 | 33.5 | N/A | N/A | N/A | N/A | N/A | 8.66 | 37.5 | Enthalpy Test Room | 3.6105 | 4.3545 | Yes | - | N/A | 47 | 47 | 4.4578 | N/A | N/A | N/A | N/A | 3.2107 | 4.0062 | N/A | N/A | N/A | N/A | N/A | N/A | Enthalpy Test Room | Three | R410A | Australia,New Zealand | 147786 | 46666 | 0 | Approved | Reverse Cycle | N/A | Yes | Class 20 | Yes | N/A | N/A | Yes | Yes | Yes | N/A | 3.2852 | Available | N/A | N/A | http://www.MitsubishiElectric.com.au/ | http://www.mitsubishielectric.com.au | Yes | 0 | 0 | AAC7076 | Yes | Variable output compressor | Inverter | No | No | 33500 | 9.47 | - | 4200 | 16800 | No | - | - | - | 8655.58 | 36079.5 | No | 3838.8 | 18093.6 | No | - | - | 37500 | 8.66 | 4200 | 18750 | No | - | - | Yes | 10900 | 26800 | No | - | - | No | - | - | - | - | - | No | - | - | No | - | - | No | - | -
PUMY-P300YBMD-A Series | PUMY-P300YBMD-A Series | N/A | MITSUBISHI ELECTRIC | N/A | Both | vrf | N/A | Air | Air | Thailand | 9.47 | 22.4 | 33.5 | N/A | N/A | N/A | N/A | N/A | 8.66 | 37.5 | Enthalpy Test Room | 3.6105 | 4.3545 | Yes | - | N/A | 47 | 47 | 4.4578 | N/A | N/A | N/A | N/A | 3.2107 | 4.0062 | N/A | N/A | N/A | N/A | N/A | N/A | Enthalpy Test Room | Three | R410A | Australia,New Zealand | 147786 | 46666 | 0 | Approved | Reverse Cycle | N/A | Yes | Class 20 | Yes | N/A | N/A | Yes | Yes | Yes | N/A | 3.2852 | Available | N/A | N/A | http://www.MitsubishiElectric.com.au/ | http://www.mitsubishielectric.com.au | Yes | 0 | 0 | AAC7076 | Yes | Variable output compressor | Inverter | No | No | 33500 | 9.47 | - | 4200 | 16800 | No | - | - | - | 8655.58 | 36079.5 | No | 3838.8 | 18093.6 | No | - | - | 37500 | 8.66 | 4200 | 18750 | No | - | - | Yes | 10900 | 26800 | No | - | - | No | - | - | - | - | - | No | - | - | No | - | - | No | - | -
PUMY-P300YBMD-A-BS | PUMY-P300YBMD-A Series | N/A | MITSUBISHI ELECTRIC | N/A | Both | vrf | N/A | Air | Air | Thailand | 9.47 | 22.4 | 33.5 | N/A | N/A | N/A | N/A | N/A | 8.66 | 37.5 | Enthalpy Test Room | 3.6105 | 4.3545 | Yes | - | N/A | 47 | 47 | 4.4578 | N/A | N/A | N/A | N/A | 3.2107 | 4.0062 | N/A | N/A | N/A | N/A | N/A | N/A | Enthalpy Test Room | Three | R410A | Australia,New Zealand | 147786 | 46666 | 0 | Approved | Reverse Cycle | N/A | Yes | Class 20 | Yes | N/A | N/A | Yes | Yes | Yes | N/A | 3.2852 | Available | N/A | N/A | http://www.MitsubishiElectric.com.au/ | http://www.mitsubishielectric.com.au | Yes | 0 | 0 | AAC7076 | Yes | Variable output compressor | Inverter | No | No | 33500 | 9.47 | - | 4200 | 16800 | No | - | - | - | 8655.58 | 36079.5 | No | 3838.8 | 18093.6 | No | - | - | 37500 | 8.66 | 4200 | 18750 | No | - | - | Yes | 10900 | 26800 | No | - | - | No | - | - | - | - | - | No | - | - | No | - | - | No | - | -
PUMY-SP112VKMD2-A | PUMY-SP112VKMD2-A Series | N/A | MITSUBISHI ELECTRIC | N/A | Both | vrf | N/A | Air | Air | Thailand | 3.48 | 9 | 12.5 | N/A | N/A | N/A | N/A | N/A | 3.48 | 14 | Enthalpy Test Room | 4.198 | 4.0773 | Yes | - | N/A | 41 | 41 | N/A | N/A | N/A | N/A | N/A | 3.7779 | 4.4018 | N/A | N/A | N/A | N/A | N/A | N/A | Enthalpy Test Room | Single | R410A | Australia,New Zealand | 147818 | 46638 | 0 | Approved | Reverse Cycle | N/A | Yes | Class 20 | Yes | N/A | N/A | Yes | Yes | Yes | N/A | 4.0111 | Available | N/A | N/A | http://www.MitsubishiElectric.com.au/ | http://www.mitsubishielectric.com.au | Yes | 0 | 0 | AAC6974 | Yes | Variable output compressor | Inverter | No | - | 12500 | 3.48 | - | 1370 | 6250 | No | - | - | - | 3180.72 | 13462.5 | No | 1252.18 | 6731.25 | No | - | - | 14000 | 3.48 | 1630 | 7000 | No | - | - | Yes | 4650 | 12200 | No | - | - | No | - | - | - | - | - | No | - | - | No | - | - | No | - | -
PUMY-SP112VKMD2-A Series | PUMY-SP112VKMD2-A Series | N/A | MITSUBISHI ELECTRIC | N/A | Both | vrf | N/A | Air | Air | Thailand | 3.48 | 9 | 12.5 | N/A | N/A | N/A | N/A | N/A | 3.48 | 14 | Enthalpy Test Room | 4.198 | 4.0773 | Yes | - | N/A | 41 | 41 | N/A | N/A | N/A | N/A | N/A | 3.7779 | 4.4018 | N/A | N/A | N/A | N/A | N/A | N/A | Enthalpy Test Room | Single | R410A | Australia,New Zealand | 147818 | 46638 | 0 | Approved | Reverse Cycle | N/A | Yes | Class 20 | Yes | N/A | N/A | Yes | Yes | Yes | N/A | 4.0111 | Available | N/A | N/A | http://www.MitsubishiElectric.com.au/ | http://www.mitsubishielectric.com.au | Yes | 0 | 0 | AAC6974 | Yes | Variable output compressor | Inverter | No | - | 12500 | 3.48 | - | 1370 | 6250 | No | - | - | - | 3180.72 | 13462.5 | No | 1252.18 | 6731.25 | No | - | - | 14000 | 3.48 | 1630 | 7000 | No | - | - | Yes | 4650 | 12200 | No | - | - | No | - | - | - | - | - | No | - | - | No | - | - | No | - | -
PUMY-SP112VKMD2-A-BS | PUMY-SP112VKMD2-A Series | N/A | MITSUBISHI ELECTRIC | N/A | Both | vrf | N/A | Air | Air | Thailand | 3.48 | 9 | 12.5 | N/A | N/A | N/A | N/A | N/A | 3.48 | 14 | Enthalpy Test Room | 4.198 | 4.0773 | Yes | - | N/A | 41 | 41 | N/A | N/A | N/A | N/A | N/A | 3.7779 | 4.4018 | N/A | N/A | N/A | N/A | N/A | N/A | Enthalpy Test Room | Single | R410A | Australia,New Zealand | 147818 | 46638 | 0 | Approved | Reverse Cycle | N/A | Yes | Class 20 | Yes | N/A | N/A | Yes | Yes | Yes | N/A | 4.0111 | Available | N/A | N/A | http://www.MitsubishiElectric.com.au/ | http://www.mitsubishielectric.com.au | Yes | 0 | 0 | AAC6974 | Yes | Variable output compressor | Inverter | No | - | 12500 | 3.48 | - | 1370 | 6250 | No | - | - | - | 3180.72 | 13462.5 | No | 1252.18 | 6731.25 | No | - | - | 14000 | 3.48 | 1630 | 7000 | No | - | - | Yes | 4650 | 12200 | No | - | - | No | - | - | - | - | - | No | - | - | No | - | - | No | - | -
PUMY-SP112YKMD2-A | PUMY-SP112YKMD2-A Series | N/A | MITSUBISHI ELECTRIC | N/A | Both | vrf | N/A | Air | Air | Thailand | 3.48 | 9 | 12.5 | N/A | N/A | N/A | N/A | N/A | 3.57 | 14 | Enthalpy Test Room | 4.3486 | 4.4113 | Yes | - | N/A | 41 | 41 | N/A | N/A | N/A | N/A | N/A | 3.7779 | 4.4018 | N/A | N/A | N/A | N/A | N/A | N/A | Enthalpy Test Room | Three | R410A | Australia,New Zealand | 147831 | 46685 | 0 | Approved | Reverse Cycle | N/A | Yes | Class 20 | Yes | N/A | N/A | Yes | Yes | Yes | N/A | 4.0111 | Available | N/A | N/A | http://www.MitsubishiElectric.com.au/ | http://www.mitsubishielectric.com.au | Yes | 0 | 0 | AAC7119 | Yes | Variable output compressor | Inverter | No | - | 12500 | 3.48 | - | 1370 | 6250 | No | - | - | - | 3180.72 | 13462.5 | No | 1252.18 | 6731.25 | No | - | - | 14000 | 3.57 | 1630 | 7000 | No | - | - | Yes | 4650 | 12200 | No | - | - | No | - | - | - | - | - | No | - | - | No | - | - | No | - | -
PUMY-SP112YKMD2-A Series | PUMY-SP112YKMD2-A Series | N/A | MITSUBISHI ELECTRIC | N/A | Both | vrf | N/A | Air | Air | Thailand | 3.48 | 9 | 12.5 | N/A | N/A | N/A | N/A | N/A | 3.57 | 14 | Enthalpy Test Room | 4.3486 | 4.4113 | Yes | - | N/A | 41 | 41 | N/A | N/A | N/A | N/A | N/A | 3.7779 | 4.4018 | N/A | N/A | N/A | N/A | N/A | N/A | Enthalpy Test Room | Three | R410A | Australia,New Zealand | 147831 | 46685 | 0 | Approved | Reverse Cycle | N/A | Yes | Class 20 | Yes | N/A | N/A | Yes | Yes | Yes | N/A | 4.0111 | Available | N/A | N/A | http://www.MitsubishiElectric.com.au/ | http://www.mitsubishielectric.com.au | Yes | 0 | 0 | AAC7119 | Yes | Variable output compressor | Inverter | No | - | 12500 | 3.48 | - | 1370 | 6250 | No | - | - | - | 3180.72 | 13462.5 | No | 1252.18 | 6731.25 | No | - | - | 14000 | 3.57 | 1630 | 7000 | No | - | - | Yes | 4650 | 12200 | No | - | - | No | - | - | - | - | - | No | - | - | No | - | - | No | - | -
PUMY-SP112YKMD2-A-BS | PUMY-SP112YKMD2-A Series | N/A | MITSUBISHI ELECTRIC | N/A | Both | vrf | N/A | Air | Air | Thailand | 3.48 | 9 | 12.5 | N/A | N/A | N/A | N/A | N/A | 3.57 | 14 | Enthalpy Test Room | 4.3486 | 4.4113 | Yes | - | N/A | 41 | 41 | N/A | N/A | N/A | N/A | N/A | 3.7779 | 4.4018 | N/A | N/A | N/A | N/A | N/A | N/A | Enthalpy Test Room | Three | R410A | Australia,New Zealand | 147831 | 46685 | 0 | Approved | Reverse Cycle | N/A | Yes | Class 20 | Yes | N/A | N/A | Yes | Yes | Yes | N/A | 4.0111 | Available | N/A | N/A | http://www.MitsubishiElectric.com.au/ | http://www.mitsubishielectric.com.au | Yes | 0 | 0 | AAC7119 | Yes | Variable output compressor | Inverter | No | - | 12500 | 3.48 | - | 1370 | 6250 | No | - | - | - | 3180.72 | 13462.5 | No | 1252.18 | 6731.25 | No | - | - | 14000 | 3.57 | 1630 | 7000 | No | - | - | Yes | 4650 | 12200 | No | - | - | No | - | - | - | - | - | No | - | - | No | - | - | No | - | -
PUMY-SP125VKMD2-A | PUMY-SP125VKMD2-A Series | N/A | MITSUBISHI ELECTRIC | N/A | Both | vrf | N/A | Air | Air | Thailand | 4.32 | 9 | 14 | N/A | N/A | N/A | N/A | N/A | 4.3 | 16 | Enthalpy Test Room | 3.3998 | 4.1846 | Yes | - | N/A | 41 | 41 | N/A | N/A | N/A | N/A | N/A | 3.7779 | 4.4018 | N/A | N/A | N/A | N/A | N/A | N/A | Enthalpy Test Room | Single | R410A | Australia,New Zealand | 147829 | 46638 | 0 | Approved | Reverse Cycle | N/A | Yes | Class 20 | Yes | N/A | N/A | Yes | Yes | Yes | N/A | 4.0111 | Available | N/A | N/A | http://www.MitsubishiElectric.com.au/ | http://www.mitsubishielectric.com.au | Yes | 0 | 0 | AAC6972 | Yes | Variable output compressor | Inverter | No | - | 14000 | 4.32 | - | 1470 | 7000 | No | - | - | - | 3948.48 | 15078 | No | 1343.58 | 7539 | No | - | - | 16000 | 4.3 | 1900 | 8000 | No | - | - | Yes | 5580 | 13800 | No | - | - | No | - | - | - | - | - | No | - | - | No | - | - | No | - | -
PUMY-SP125VKMD2-A Series | PUMY-SP125VKMD2-A Series | N/A | MITSUBISHI ELECTRIC | N/A | Both | vrf | N/A | Air | Air | Thailand | 4.32 | 9 | 14 | N/A | N/A | N/A | N/A | N/A | 4.3 | 16 | Enthalpy Test Room | 3.3998 | 4.1846 | Yes | - | N/A | 41 | 41 | N/A | N/A | N/A | N/A | N/A | 3.7779 | 4.4018 | N/A | N/A | N/A | N/A | N/A | N/A | Enthalpy Test Room | Single | R410A | Australia,New Zealand | 147829 | 46638 | 0 | Approved | Reverse Cycle | N/A | Yes | Class 20 | Yes | N/A | N/A | Yes | Yes | Yes | N/A | 4.0111 | Available | N/A | N/A | http://www.MitsubishiElectric.com.au/ | http://www.mitsubishielectric.com.au | Yes | 0 | 0 | AAC6972 | Yes | Variable output compressor | Inverter | No | - | 14000 | 4.32 | - | 1470 | 7000 | No | - | - | - | 3948.48 | 15078 | No | 1343.58 | 7539 | No | - | - | 16000 | 4.3 | 1900 | 8000 | No | - | - | Yes | 5580 | 13800 | No | - | - | No | - | - | - | - | - | No | - | - | No | - | - | No | - | -
PUMY-SP125VKMD2-A-BS | PUMY-SP125VKMD2-A Series | N/A | MITSUBISHI ELECTRIC | N/A | Both | vrf | N/A | Air | Air | Thailand | 4.32 | 9 | 14 | N/A | N/A | N/A | N/A | N/A | 4.3 | 16 | Enthalpy Test Room | 3.3998 | 4.1846 | Yes | - | N/A | 41 | 41 | N/A | N/A | N/A | N/A | N/A | 3.7779 | 4.4018 | N/A | N/A | N/A | N/A | N/A | N/A | Enthalpy Test Room | Single | R410A | Australia,New Zealand | 147829 | 46638 | 0 | Approved | Reverse Cycle | N/A | Yes | Class 20 | Yes | N/A | N/A | Yes | Yes | Yes | N/A | 4.0111 | Available | N/A | N/A | http://www.MitsubishiElectric.com.au/ | http://www.mitsubishielectric.com.au | Yes | 0 | 0 | AAC6972 | Yes | Variable output compressor | Inverter | No | - | 14000 | 4.32 | - | 1470 | 7000 | No | - | - | - | 3948.48 | 15078 | No | 1343.58 | 7539 | No | - | - | 16000 | 4.3 | 1900 | 8000 | No | - | - | Yes | 5580 | 13800 | No | - | - | No | - | - | - | - | - | No | - | - | No | - | - | No | - | -
PUMY-SP125YKMD2-A | PUMY-SP125YKMD2-A Series | N/A | MITSUBISHI ELECTRIC | N/A | Both | vrf | N/A | Air | Air | Thailand | 4.32 | 9 | 14 | N/A | N/A | N/A | N/A | N/A | 4.3 | 16 | Enthalpy Test Room | 3.8152 | 3.9563 | Yes | - | N/A | 41 | 41 | N/A | N/A | N/A | N/A | N/A | 3.7779 | 4.4018 | N/A | N/A | N/A | N/A | N/A | N/A | Enthalpy Test Room | Three | R410A | Australia,New Zealand | 147836 | 46641 | 0 | Approved | Reverse Cycle | N/A | Yes | Class 20 | Yes | N/A | N/A | Yes | Yes | Yes | N/A | 4.0111 | Available | N/A | N/A | http://www.MitsubishiElectric.com.au/ | http://www.mitsubishielectric.com.au | Yes | 0 | 0 | AAC6980 | Yes | Variable output compressor | Inverter | No | - | 14000 | 4.32 | - | 1470 | 7000 | No | - | - | - | 3948.48 | 15078 | No | 1343.58 | 7539 | No | - | - | 16000 | 4.3 | 1900 | 8000 | No | - | - | Yes | 5580 | 13800 | No | - | - | No | - | - | - | - | - | No | - | - | No | - | - | No | - | -
PUMY-SP125YKMD2-A Series | PUMY-SP125YKMD2-A Series | N/A | MITSUBISHI ELECTRIC | N/A | Both | vrf | N/A | Air | Air | Thailand | 4.32 | 9 | 14 | N/A | N/A | N/A | N/A | N/A | 4.3 | 16 | Enthalpy Test Room | 3.8152 | 3.9563 | Yes | - | N/A | 41 | 41 | N/A | N/A | N/A | N/A | N/A | 3.7779 | 4.4018 | N/A | N/A | N/A | N/A | N/A | N/A | Enthalpy Test Room | Three | R410A | Australia,New Zealand | 147836 | 46641 | 0 | Approved | Reverse Cycle | N/A | Yes | Class 20 | Yes | N/A | N/A | Yes | Yes | Yes | N/A | 4.0111 | Available | N/A | N/A | http://www.MitsubishiElectric.com.au/ | http://www.mitsubishielectric.com.au | Yes | 0 | 0 | AAC6980 | Yes | Variable output compressor | Inverter | No | - | 14000 | 4.32 | - | 1470 | 7000 | No | - | - | - | 3948.48 | 15078 | No | 1343.58 | 7539 | No | - | - | 16000 | 4.3 | 1900 | 8000 | No | - | - | Yes | 5580 | 13800 | No | - | - | No | - | - | - | - | - | No | - | - | No | - | - | No | - | -
PUMY-SP125YKMD2-A-BS | PUMY-SP125YKMD2-A Series | N/A | MITSUBISHI ELECTRIC | N/A | Both | vrf | N/A | Air | Air | Thailand | 4.32 | 9 | 14 | N/A | N/A | N/A | N/A | N/A | 4.3 | 16 | Enthalpy Test Room | 3.8152 | 3.9563 | Yes | - | N/A | 41 | 41 | N/A | N/A | N/A | N/A | N/A | 3.7779 | 4.4018 | N/A | N/A | N/A | N/A | N/A | N/A | Enthalpy Test Room | Three | R410A | Australia,New Zealand | 147836 | 46641 | 0 | Approved | Reverse Cycle | N/A | Yes | Class 20 | Yes | N/A | N/A | Yes | Yes | Yes | N/A | 4.0111 | Available | N/A | N/A | http://www.MitsubishiElectric.com.au/ | http://www.mitsubishielectric.com.au | Yes | 0 | 0 | AAC6980 | Yes | Variable output compressor | Inverter | No | - | 14000 | 4.32 | - | 1470 | 7000 | No | - | - | - | 3948.48 | 15078 | No | 1343.58 | 7539 | No | - | - | 16000 | 4.3 | 1900 | 8000 | No | - | - | Yes | 5580 | 13800 | No | - | - | No | - | - | - | - | - | No | - | - | No | - | - | No | - | -
PUMY-SP140VKMD2-A | PUMY-SP140VKMD2-A Series | N/A | MITSUBISHI ELECTRIC | N/A | Both | vrf | N/A | Air | Air | Thailand | 4.9 | 9 | 15.5 | N/A | N/A | N/A | N/A | N/A | 4.46 | 16.5 | Enthalpy Test Room | 3.5545 | 3.9944 | Yes | - | N/A | 41 | 41 | N/A | N/A | N/A | N/A | N/A | 3.7779 | 4.4018 | N/A | N/A | N/A | N/A | N/A | N/A | Enthalpy Test Room | Single | R410A | Australia,New Zealand | 147830 | 46648 | 0 | Approved | Reverse Cycle | N/A | Yes | Class 20 | Yes | N/A | N/A | Yes | Yes | Yes | N/A | 4.0111 | Available | N/A | N/A | http://www.MitsubishiElectric.com.au/ | http://www.mitsubishielectric.com.au | Yes | 0 | 0 | AAC7013 | Yes | Variable output compressor | Inverter | No | - | 15500 | 4.9 | - | 1750 | 7750 | No | - | - | - | 4478.6 | 16693.5 | No | 1599.5 | 8346.75 | No | - | - | 16500 | 4.46 | 2030 | 8300 | No | - | - | Yes | 6160 | 14700 | No | - | - | No | - | - | - | - | - | No | - | - | No | - | - | No | - | -
PUMY-SP140VKMD2-A Series | PUMY-SP140VKMD2-A Series | N/A | MITSUBISHI ELECTRIC | N/A | Both | vrf | N/A | Air | Air | Thailand | 4.9 | 9 | 15.5 | N/A | N/A | N/A | N/A | N/A | 4.46 | 16.5 | Enthalpy Test Room | 3.5545 | 3.9944 | Yes | - | N/A | 41 | 41 | N/A | N/A | N/A | N/A | N/A | 3.7779 | 4.4018 | N/A | N/A | N/A | N/A | N/A | N/A | Enthalpy Test Room | Single | R410A | Australia,New Zealand | 147830 | 46648 | 0 | Approved | Reverse Cycle | N/A | Yes | Class 20 | Yes | N/A | N/A | Yes | Yes | Yes | N/A | 4.0111 | Available | N/A | N/A | http://www.MitsubishiElectric.com.au/ | http://www.mitsubishielectric.com.au | Yes | 0 | 0 | AAC7013 | Yes | Variable output compressor | Inverter | No | - | 15500 | 4.9 | - | 1750 | 7750 | No | - | - | - | 4478.6 | 16693.5 | No | 1599.5 | 8346.75 | No | - | - | 16500 | 4.46 | 2030 | 8300 | No | - | - | Yes | 6160 | 14700 | No | - | - | No | - | - | - | - | - | No | - | - | No | - | - | No | - | -
PUMY-SP140VKMD2-A-BS | PUMY-SP140VKMD2-A Series | N/A | MITSUBISHI ELECTRIC | N/A | Both | vrf | N/A | Air | Air | Thailand | 4.9 | 9 | 15.5 | N/A | N/A | N/A | N/A | N/A | 4.46 | 16.5 | Enthalpy Test Room | 3.5545 | 3.9944 | Yes | - | N/A | 41 | 41 | N/A | N/A | N/A | N/A | N/A | 3.7779 | 4.4018 | N/A | N/A | N/A | N/A | N/A | N/A | Enthalpy Test Room | Single | R410A | Australia,New Zealand | 147830 | 46648 | 0 | Approved | Reverse Cycle | N/A | Yes | Class 20 | Yes | N/A | N/A | Yes | Yes | Yes | N/A | 4.0111 | Available | N/A | N/A | http://www.MitsubishiElectric.com.au/ | http://www.mitsubishielectric.com.au | Yes | 0 | 0 | AAC7013 | Yes | Variable output compressor | Inverter | No | - | 15500 | 4.9 | - | 1750 | 7750 | No | - | - | - | 4478.6 | 16693.5 | No | 1599.5 | 8346.75 | No | - | - | 16500 | 4.46 | 2030 | 8300 | No | - | - | Yes | 6160 | 14700 | No | - | - | No | - | - | - | - | - | No | - | - | No | - | - | No | - | -
PUMY-SP140YKMD2-A | PUMY-SP140YKMD2-A Series | N/A | MITSUBISHI ELECTRIC | N/A | Both | vrf | N/A | Air | Air | Thailand | 4.69 | 9 | 15.5 | N/A | N/A | N/A | N/A | N/A | 4.4 | 16.5 | Enthalpy Test Room | 3.5043 | 3.7949 | Yes | - | N/A | 41 | 41 | N/A | N/A | N/A | N/A | N/A | 3.7779 | 4.4018 | N/A | N/A | N/A | N/A | N/A | N/A | Enthalpy Test Room | Three | R410A | Australia,New Zealand | 147840 | 46642 | 0 | Approved | Reverse Cycle | N/A | Yes | Class 20 | Yes | N/A | N/A | Yes | Yes | Yes | N/A | 4.0111 | Available | N/A | N/A | http://www.MitsubishiElectric.com.au/ | http://www.mitsubishielectric.com.au | Yes | 0 | 0 | AAC6989 | Yes | Variable output compressor | Inverter | No | - | 15500 | 4.69 | - | 1750 | 7750 | No | - | - | - | 4286.66 | 16693.5 | No | 1599.5 | 8346.75 | No | - | - | 16500 | 4.4 | 2030 | 8300 | No | - | - | Yes | 6160 | 14700 | No | - | - | No | - | - | - | - | - | No | - | - | No | - | - | No | - | -
PUMY-SP140YKMD2-A Series | PUMY-SP140YKMD2-A Series | N/A | MITSUBISHI ELECTRIC | N/A | Both | vrf | N/A | Air | Air | Thailand | 4.69 | 9 | 15.5 | N/A | N/A | N/A | N/A | N/A | 4.4 | 16.5 | Enthalpy Test Room | 3.5043 | 3.7949 | Yes | - | N/A | 41 | 41 | N/A | N/A | N/A | N/A | N/A | 3.7779 | 4.4018 | N/A | N/A | N/A | N/A | N/A | N/A | Enthalpy Test Room | Three | R410A | Australia,New Zealand | 147840 | 46642 | 0 | Approved | Reverse Cycle | N/A | Yes | Class 20 | Yes | N/A | N/A | Yes | Yes | Yes | N/A | 4.0111 | Available | N/A | N/A | http://www.MitsubishiElectric.com.au/ | http://www.mitsubishielectric.com.au | Yes | 0 | 0 | AAC6989 | Yes | Variable output compressor | Inverter | No | - | 15500 | 4.69 | - | 1750 | 7750 | No | - | - | - | 4286.66 | 16693.5 | No | 1599.5 | 8346.75 | No | - | - | 16500 | 4.4 | 2030 | 8300 | No | - | - | Yes | 6160 | 14700 | No | - | - | No | - | - | - | - | - | No | - | - | No | - | - | No | - | -
PUMY-SP140YKMD2-A-BS | PUMY-SP140YKMD2-A Series | N/A | MITSUBISHI ELECTRIC | N/A | Both | vrf | N/A | Air | Air | Thailand | 4.69 | 9 | 15.5 | N/A | N/A | N/A | N/A | N/A | 4.4 | 16.5 | Enthalpy Test Room | 3.5043 | 3.7949 | Yes | - | N/A | 41 | 41 | N/A | N/A | N/A | N/A | N/A | 3.7779 | 4.4018 | N/A | N/A | N/A | N/A | N/A | N/A | Enthalpy Test Room | Three | R410A | Australia,New Zealand | 147840 | 46642 | 0 | Approved | Reverse Cycle | N/A | Yes | Class 20 | Yes | N/A | N/A | Yes | Yes | Yes | N/A | 4.0111 | Available | N/A | N/A | http://www.MitsubishiElectric.com.au/ | http://www.mitsubishielectric.com.au | Yes | 0 | 0 | AAC6989 | Yes | Variable output compressor | Inverter | No | - | 15500 | 4.69 | - | 1750 | 7750 | No | - | - | - | 4286.66 | 16693.5 | No | 1599.5 | 8346.75 | No | - | - | 16500 | 4.4 | 2030 | 8300 | No | - | - | Yes | 6160 | 14700 | No | - | - | No | - | - | - | - | - | No | - | - | No | - | - | No | - | -
PUMY-SP80VKMD2-A | PUMY-SP80VKMD2-A Series | N/A | MITSUBISHI ELECTRIC | N/A | Ducted | vrf | N/A | Air | Air | Thailand | 2.52 | 9 | 9 | N/A | N/A | N/A | N/A | N/A | 2.68 | 10 | Enthalpy Test Room | 4.5505 | 4.0831 | Yes | - | N/A | 41 | 41 | N/A | N/A | N/A | N/A | N/A | 3.7779 | 4.4018 | N/A | N/A | N/A | N/A | N/A | N/A | Enthalpy Test Room | Single | R410A | Australia,New Zealand | 147791 | 46637 | 0 | Approved | Reverse Cycle | N/A | Yes | Class 19 | Yes | N/A | N/A | Yes | Yes | Yes | N/A | 4.0111 | Available | N/A | N/A | http://www.MitsubishiElectric.com.au/ | http://www.mitsubishielectric.com.au | Yes | 0 | 0 | AAC6962 | Yes | Variable output compressor | Inverter | No | - | 9000 | 2.52 | - | 1280 | 4500 | No | - | - | - | 2303.28 | 9693 | No | 1169.92 | 4846.5 | No | - | - | 10000 | 2.68 | 1310 | 5000 | No | - | - | Yes | 3800 | 10520 | No | - | - | No | - | - | - | - | - | No | - | - | No | - | - | No | - | -
PUMY-SP80VKMD2-A Series | PUMY-SP80VKMD2-A Series | N/A | MITSUBISHI ELECTRIC | N/A | Ducted | vrf | N/A | Air | Air | Thailand | 2.52 | 9 | 9 | N/A | N/A | N/A | N/A | N/A | 2.68 | 10 | Enthalpy Test Room | 4.5505 | 4.0831 | Yes | - | N/A | 41 | 41 | N/A | N/A | N/A | N/A | N/A | 3.7779 | 4.4018 | N/A | N/A | N/A | N/A | N/A | N/A | Enthalpy Test Room | Single | R410A | Australia,New Zealand | 147791 | 46637 | 0 | Approved | Reverse Cycle | N/A | Yes | Class 19 | Yes | N/A | N/A | Yes | Yes | Yes | N/A | 4.0111 | Available | N/A | N/A | http://www.MitsubishiElectric.com.au/ | http://www.mitsubishielectric.com.au | Yes | 0 | 0 | AAC6962 | Yes | Variable output compressor | Inverter | No | - | 9000 | 2.52 | - | 1280 | 4500 | No | - | - | - | 2303.28 | 9693 | No | 1169.92 | 4846.5 | No | - | - | 10000 | 2.68 | 1310 | 5000 | No | - | - | Yes | 3800 | 10520 | No | - | - | No | - | - | - | - | - | No | - | - | No | - | - | No | - | -
PUMY-SP80VKMD2-A-BS | PUMY-SP80VKMD2-A Series | N/A | MITSUBISHI ELECTRIC | N/A | Ducted | vrf | N/A | Air | Air | Thailand | 2.52 | 9 | 9 | N/A | N/A | N/A | N/A | N/A | 2.68 | 10 | Enthalpy Test Room | 4.5505 | 4.0831 | Yes | - | N/A | 41 | 41 | N/A | N/A | N/A | N/A | N/A | 3.7779 | 4.4018 | N/A | N/A | N/A | N/A | N/A | N/A | Enthalpy Test Room | Single | R410A | Australia,New Zealand | 147791 | 46637 | 0 | Approved | Reverse Cycle | N/A | Yes | Class 19 | Yes | N/A | N/A | Yes | Yes | Yes | N/A | 4.0111 | Available | N/A | N/A | http://www.MitsubishiElectric.com.au/ | http://www.mitsubishielectric.com.au | Yes | 0 | 0 | AAC6962 | Yes | Variable output compressor | Inverter | No | - | 9000 | 2.52 | - | 1280 | 4500 | No | - | - | - | 2303.28 | 9693 | No | 1169.92 | 4846.5 | No | - | - | 10000 | 2.68 | 1310 | 5000 | No | - | - | Yes | 3800 | 10520 | No | - | - | No | - | - | - | - | - | No | - | - | No | - | - | No | - | -
PUMY-SP80YKMD2-A | PUMY-SP80YKMD2-A Series | N/A | MITSUBISHI ELECTRIC | N/A | Ducted | vrf | N/A | Air | Air | Thailand | 2.52 | 9 | 9 | N/A | N/A | N/A | N/A | N/A | 2.63 | 10 | Enthalpy Test Room | 4.202 | 4.1612 | Yes | - | N/A | 41 | 41 | N/A | N/A | N/A | N/A | N/A | 3.7779 | 4.4018 | N/A | N/A | N/A | N/A | N/A | N/A | Enthalpy Test Room | Three | R410A | Australia,New Zealand | 147834 | 46645 | 0 | Approved | Reverse Cycle | N/A | Yes | Class 19 | Yes | N/A | N/A | Yes | Yes | Yes | N/A | 4.0111 | Available | N/A | N/A | http://www.MitsubishiElectric.com.au/ | http://www.mitsubishielectric.com.au | Yes | 0 | 0 | AAC7012 | Yes | Variable output compressor | Inverter | No | - | 9000 | 2.52 | - | 1280 | 4500 | No | - | - | - | 2303.28 | 9693 | No | 1169.92 | 4846.5 | No | - | - | 10000 | 2.63 | 1310 | 5000 | No | - | - | Yes | 3800 | 10500 | No | - | - | No | - | - | - | - | - | No | - | - | No | - | - | No | - | -
PUMY-SP80YKMD2-A Series | PUMY-SP80YKMD2-A Series | N/A | MITSUBISHI ELECTRIC | N/A | Ducted | vrf | N/A | Air | Air | Thailand | 2.52 | 9 | 9 | N/A | N/A | N/A | N/A | N/A | 2.63 | 10 | Enthalpy Test Room | 4.202 | 4.1612 | Yes | - | N/A | 41 | 41 | N/A | N/A | N/A | N/A | N/A | 3.7779 | 4.4018 | N/A | N/A | N/A | N/A | N/A | N/A | Enthalpy Test Room | Three | R410A | Australia,New Zealand | 147834 | 46645 | 0 | Approved | Reverse Cycle | N/A | Yes | Class 19 | Yes | N/A | N/A | Yes | Yes | Yes | N/A | 4.0111 | Available | N/A | N/A | http://www.MitsubishiElectric.com.au/ | http://www.mitsubishielectric.com.au | Yes | 0 | 0 | AAC7012 | Yes | Variable output compressor | Inverter | No | - | 9000 | 2.52 | - | 1280 | 4500 | No | - | - | - | 2303.28 | 9693 | No | 1169.92 | 4846.5 | No | - | - | 10000 | 2.63 | 1310 | 5000 | No | - | - | Yes | 3800 | 10500 | No | - | - | No | - | - | - | - | - | No | - | - | No | - | - | No | - | -
PUMY-SP80YKMD2-A-BS | PUMY-SP80YKMD2-A Series | N/A | MITSUBISHI ELECTRIC | N/A | Ducted | vrf | N/A | Air | Air | Thailand | 2.52 | 9 | 9 | N/A | N/A | N/A | N/A | N/A | 2.63 | 10 | Enthalpy Test Room | 4.202 | 4.1612 | Yes | - | N/A | 41 | 41 | N/A | N/A | N/A | N/A | N/A | 3.7779 | 4.4018 | N/A | N/A | N/A | N/A | N/A | N/A | Enthalpy Test Room | Three | R410A | Australia,New Zealand | 147834 | 46645 | 0 | Approved | Reverse Cycle | N/A | Yes | Class 19 | Yes | N/A | N/A | Yes | Yes | Yes | N/A | 4.0111 | Available | N/A | N/A | http://www.MitsubishiElectric.com.au/ | http://www.mitsubishielectric.com.au | Yes | 0 | 0 | AAC7012 | Yes | Variable output compressor | Inverter | No | - | 9000 | 2.52 | - | 1280 | 4500 | No | - | - | - | 2303.28 | 9693 | No | 1169.92 | 4846.5 | No | - | - | 10000 | 2.63 | 1310 | 5000 | No | - | - | Yes | 3800 | 10500 | No | - | - | No | - | - | - | - | - | No | - | - | No | - | - | No | - | -
PURY-EP200YNW-A1 | 0 | N/A | MITSUBISHI ELECTRIC | N/A | Non Ducted | vrf | N/A | Air | Air | Thailand | 5.65 | N/A | 22.4 | N/A | N/A | N/A | N/A | N/A | 6.23 | 25 | Enthalpy Test Room | 3.9744 | 4.2988 | N/A | - | N/A | N/A | N/A | N/A | N/A | N/A | N/A | N/A | N/A | N/A | N/A | N/A | N/A | N/A | N/A | N/A | N/A | Three | R410A | Australia,New Zealand | 131927 | 45903 | 0 | Approved | Reverse Cycle | N/A | No | Class 20 | No | N/A | N/A | N/A | N/A | N/A | N/A | N/A | Available | N/A | N/A | http://www.MitsubishiElectric.com.au/ | http://www.mitsubishielectric.com.au | N/A | 0 | 0 | AAC5241 | Yes | Variable output compressor | Inverter | No | - | 22400 | 5.65 | - | 2340 | 11200 | No | - | - | - | 5164.1 | 24124.8 | Yes | 1780 | 11200 | No | - | - | 25000 | 6.23 | 2920 | 12500 | No | - | - | Yes | 6320 | 11400 | No | - | - | No | - | - | - | - | - | No | - | - | No | - | - | No | - | -
PURY-EP250YNW-A1 | 0 | N/A | MITSUBISHI ELECTRIC | N/A | Non Ducted | vrf | N/A | Air | Air | Thailand | 7.33 | N/A | 28 | N/A | N/A | N/A | N/A | N/A | 8.3 | 31.5 | Enthalpy Test Room | 3.8454 | 3.8931 | N/A | - | N/A | N/A | N/A | N/A | N/A | N/A | N/A | N/A | N/A | N/A | N/A | N/A | N/A | N/A | N/A | N/A | N/A | Three | R410A | Australia,New Zealand | 131923 | 45902 | 0 | Approved | Reverse Cycle | N/A | No | Class 20 | No | N/A | N/A | N/A | N/A | N/A | N/A | N/A | Available | N/A | N/A | http://www.MitsubishiElectric.com.au/ | http://www.mitsubishielectric.com.au | N/A | 0 | 0 | AAC5225 | Yes | Variable output compressor | Inverter | No | - | 28000 | 7.33 | - | 3100 | 14000 | No | - | - | - | 6699.62 | 30156 | Yes | 2420 | 14000 | No | - | - | 31500 | 8.3 | 3880 | 15750 | No | - | - | Yes | 7390 | 12700 | No | - | - | No | - | - | - | - | - | No | - | - | No | - | - | No | - | -
PURY-EP300YNW-A1 | 0 | N/A | MITSUBISHI ELECTRIC | N/A | Non Ducted | vrf | N/A | Air | Air | Thailand | 9.06 | N/A | 33.5 | N/A | N/A | N/A | N/A | N/A | 10.8 | 37.5 | Enthalpy Test Room | 3.7105 | 3.7783 | N/A | - | N/A | N/A | N/A | N/A | N/A | N/A | N/A | N/A | N/A | N/A | N/A | N/A | N/A | N/A | N/A | N/A | N/A | Three | R410A | Australia,New Zealand | 132083 | 45901 | 0 | Approved | Reverse Cycle | N/A | No | Class 20 | No | N/A | N/A | N/A | N/A | N/A | N/A | N/A | Available | N/A | N/A | http://www.MitsubishiElectric.com.au/ | http://www.mitsubishielectric.com.au | N/A | 0 | 0 | AAC5216 | Yes | Variable output compressor | Inverter | No | No | 33500 | 9.06 | - | 4030 | 16750 | No | - | - | - | 8280.84 | 36079.5 | Yes | 3160 | 16750 | No | - | - | 37500 | 10.8 | 4720 | 18700 | No | - | - | Yes | 10310 | 16300 | No | - | - | No | - | - | - | - | - | No | - | - | No | - | - | No | - | -
PURY-EP350YNW-A1 | 0 | N/A | MITSUBISHI ELECTRIC | N/A | Non Ducted | vrf | N/A | Air | Air | Thailand | 10.75 | N/A | 40 | N/A | N/A | N/A | N/A | N/A | 11.84 | 45 | Enthalpy Test Room | 3.8514 | 3.948 | N/A | - | N/A | N/A | N/A | N/A | N/A | N/A | N/A | N/A | N/A | N/A | N/A | N/A | N/A | N/A | N/A | N/A | N/A | Three | R410A | Australia,New Zealand | 132088 | 45901 | 0 | Approved | Reverse Cycle | N/A | No | Class 21 | No | N/A | N/A | N/A | N/A | N/A | N/A | N/A | Available | N/A | N/A | http://www.MitsubishiElectric.com.au/ | http://www.mitsubishielectric.com.au | N/A | 0 | 0 | AAC5220 | Yes | Variable output compressor | Inverter | No | No | 40000 | 10.75 | - | 4450 | 20000 | No | - | - | - | 9825.5 | 43080 | Yes | 3520 | 20000 | No | - | - | 45000 | 11.84 | 5270 | 22500 | No | - | - | Yes | 9880 | 18100 | No | - | - | No | - | - | - | - | - | No | - | - | No | - | - | No | - | -
PURY-EP400YNW-A1 | 0 | N/A | MITSUBISHI ELECTRIC | N/A | Non Ducted | vrf | N/A | Air | Air | Thailand | 12.78 | N/A | 45 | N/A | N/A | N/A | N/A | N/A | 13.55 | 50 | Enthalpy Test Room | 3.5678 | 3.8487 | N/A | - | N/A | N/A | N/A | N/A | N/A | N/A | N/A | N/A | N/A | N/A | N/A | N/A | N/A | N/A | N/A | N/A | N/A | Three | R410A | Australia,New Zealand | 132090 | 45901 | 0 | Approved | Reverse Cycle | N/A | No | Class 21 | No | N/A | N/A | N/A | N/A | N/A | N/A | N/A | Available | N/A | N/A | http://www.MitsubishiElectric.com.au/ | http://www.mitsubishielectric.com.au | N/A | 0 | 0 | AAC5221 | Yes | Variable output compressor | Inverter | No | No | 45000 | 12.78 | - | 5570 | 22500 | No | - | - | - | 11680.92 | 48465 | Yes | 4520 | 22500 | No | - | - | 50000 | 13.55 | 6070 | 25000 | No | - | - | Yes | 11770 | 20600 | No | - | - | No | - | - | - | - | - | No | - | - | No | - | - | No | - | -
PURY-EP450YNW-A1 | 0 | N/A | MITSUBISHI ELECTRIC | N/A | Non Ducted | vrf | N/A | Air | Air | Thailand | 14.55 | N/A | 50 | N/A | N/A | N/A | N/A | N/A | 15.6 | 56 | Enthalpy Test Room | 3.4756 | 3.7057 | N/A | - | N/A | N/A | N/A | N/A | N/A | N/A | N/A | N/A | N/A | N/A | N/A | N/A | N/A | N/A | N/A | N/A | N/A | Three | R410A | Australia,New Zealand | 132092 | 45901 | 0 | Approved | Reverse Cycle | N/A | No | Class 21 | No | N/A | N/A | N/A | N/A | N/A | N/A | N/A | Available | N/A | N/A | http://www.MitsubishiElectric.com.au/ | http://www.mitsubishielectric.com.au | N/A | 0 | 0 | AAC5222 | Yes | Variable output compressor | Inverter | No | No | 50000 | 14.55 | - | 6130 | 25000 | No | - | - | - | 13298.7 | 53850 | Yes | 4990 | 25000 | No | - | - | 56000 | 15.6 | 6920 | 28000 | No | - | - | Yes | 12460 | 21600 | No | - | - | No | - | - | - | - | - | No | - | - | No | - | - | No | - | -
PURY-EP500YNW-A1 | 0 | N/A | MITSUBISHI ELECTRIC | N/A | Non Ducted | vrf | N/A | Air | Air | Thailand | 18.15 | N/A | 56 | N/A | N/A | N/A | N/A | N/A | 18.3 | 63 | Enthalpy Test Room | 3.1703 | 3.5615 | N/A | - | N/A | N/A | N/A | N/A | N/A | N/A | N/A | N/A | N/A | N/A | N/A | N/A | N/A | N/A | N/A | N/A | N/A | Three | R410A | Australia,New Zealand | 132095 | 45902 | 0 | Approved | Reverse Cycle | N/A | No | Class 21 | No | N/A | N/A | N/A | N/A | N/A | N/A | N/A | Available | N/A | N/A | http://www.MitsubishiElectric.com.au/ | http://www.mitsubishielectric.com.au | N/A | 0 | 0 | AAC5223 | Yes | Variable output compressor | Inverter | No | No | 56000 | 18.15 | - | 6620 | 28000 | No | - | - | - | 16589.1 | 60312 | Yes | 5360 | 28000 | No | - | - | 63000 | 18.3 | 7890 | 31500 | No | - | - | Yes | 13850 | 23300 | No | - | - | No | - | - | - | - | - | No | - | - | No | - | - | No | - | -
PURY-P200YNW-A1 | 0 | N/A | MITSUBISHI ELECTRIC | N/A | Non Ducted | vrf | N/A | Air | Air | Thailand | 6.09 | N/A | 22.4 | N/A | N/A | N/A | N/A | N/A | 6.41 | 25 | Enthalpy Test Room | 3.6946 | 4.1963 | N/A | - | N/A | N/A | N/A | N/A | N/A | N/A | N/A | N/A | N/A | N/A | N/A | N/A | N/A | N/A | N/A | N/A | N/A | Three | R410A | Australia,New Zealand | 132097 | 45903 | 0 | Approved | Reverse Cycle | N/A | No | Class 20 | No | N/A | N/A | N/A | N/A | N/A | N/A | N/A | Available | N/A | N/A | http://www.MitsubishiElectric.com.au/ | http://www.mitsubishielectric.com.au | N/A | 0 | 0 | AAC5246 | Yes | Variable output compressor | Inverter | No | - | 22400 | 6.09 | - | 2520 | 11200 | No | - | - | - | 5566.26 | 24124.8 | Yes | 1850 | 11200 | No | - | - | 25000 | 6.41 | 2990 | 12500 | No | - | - | Yes | 6280 | 11200 | No | - | - | No | - | - | - | - | - | No | - | - | - | - | - | No | - | -
PURY-P250YNW-A1 | 0 | N/A | MITSUBISHI ELECTRIC | N/A | Non Ducted | vrf | N/A | Air | Air | Thailand | 7.96 | N/A | 28 | N/A | N/A | N/A | N/A | N/A | 8.55 | 31.5 | Enthalpy Test Room | 3.5283 | 3.9192 | N/A | - | N/A | N/A | N/A | N/A | N/A | N/A | N/A | N/A | N/A | N/A | N/A | N/A | N/A | N/A | N/A | N/A | N/A | Three | R410A | Australia,New Zealand | 132100 | 45902 | 0 | Approved | Reverse Cycle | N/A | No | Class 20 | No | N/A | N/A | N/A | N/A | N/A | N/A | N/A | Available | N/A | N/A | http://www.MitsubishiElectric.com.au/ | http://www.mitsubishielectric.com.au | N/A | 0 | 0 | AAC5224 | Yes | Variable output compressor | Inverter | No | - | 28000 | 7.96 | - | 3310 | 14000 | No | - | - | - | 7275.44 | 30156 | Yes | 2520 | 14000 | No | - | - | 31500 | 8.55 | 3980 | 15750 | No | - | - | Yes | 7340 | 12400 | No | - | - | No | - | - | - | - | - | No | - | - | No | - | - | No | - | -
PURY-P300YNW-A1 | 0 | N/A | MITSUBISHI ELECTRIC | N/A | Non Ducted | vrf | N/A | Air | Air | Thailand | 9.9 | N/A | 33.5 | N/A | N/A | N/A | N/A | N/A | 11.1 | 37.5 | Enthalpy Test Room | 3.39 | 3.6571 | N/A | - | N/A | N/A | N/A | N/A | N/A | N/A | N/A | N/A | N/A | N/A | N/A | N/A | N/A | N/A | N/A | N/A | N/A | Three | R410A | Australia,New Zealand | 132124 | 45902 | 0 | Approved | Reverse Cycle | N/A | No | Class 20 | No | N/A | N/A | N/A | N/A | N/A | N/A | N/A | Available | N/A | N/A | http://www.MitsubishiElectric.com.au/ | http://www.mitsubishielectric.com.au | N/A | 0 | 0 | AAC5238 | Yes | Variable output compressor | Inverter | No | No | 33500 | 9.9 | - | 4250 | 16750 | No | - | - | - | 9048.6 | 36079.5 | Yes | 3270 | 16750 | No | - | - | 37500 | 11.1 | 4870 | 18700 | No | - | - | Yes | 10240 | 15800 | No | - | - | No | - | - | - | - | - | No | - | - | No | - | - | No | - | -
PURY-P350YNW-A1 | 0 | N/A | MITSUBISHI ELECTRIC | N/A | Non Ducted | vrf | N/A | Air | Air | Thailand | 11.85 | N/A | 40 | N/A | N/A | N/A | N/A | N/A | 12.2 | 45 | Enthalpy Test Room | 3.497 | 3.838 | N/A | - | N/A | N/A | N/A | N/A | N/A | N/A | N/A | N/A | N/A | N/A | N/A | N/A | N/A | N/A | N/A | N/A | N/A | Three | R410A | Australia,New Zealand | 132125 | 45902 | 0 | Approved | Reverse Cycle | N/A | No | Class 21 | No | N/A | N/A | N/A | N/A | N/A | N/A | N/A | Available | N/A | N/A | http://www.MitsubishiElectric.com.au/ | http://www.mitsubishielectric.com.au | N/A | 0 | 0 | AAC5234 | Yes | Variable output compressor | Inverter | No | No | 40000 | 11.85 | - | 4750 | 20000 | No | - | - | - | 10830.9 | 43080 | Yes | 3700 | 20000 | No | - | - | 45000 | 12.2 | 5470 | 22500 | No | - | - | Yes | 9810 | 17600 | No | - | - | No | - | - | - | - | - | No | - | - | No | - | - | No | - | -
PURY-P400YNW-A1 | 0 | N/A | MITSUBISHI ELECTRIC | N/A | Non Ducted | vrf | N/A | Air | Air | Thailand | 14.1 | N/A | 45 | N/A | N/A | N/A | N/A | N/A | 13.6 | 50 | Enthalpy Test Room | 3.2702 | 3.7673 | N/A | - | N/A | N/A | N/A | N/A | N/A | N/A | N/A | N/A | N/A | N/A | N/A | N/A | N/A | N/A | N/A | N/A | N/A | Three | R410A | Australia,New Zealand | 132128 | 45902 | 0 | Approved | Reverse Cycle | N/A | No | Class 21 | No | N/A | N/A | N/A | N/A | N/A | N/A | N/A | Available | N/A | N/A | http://www.MitsubishiElectric.com.au/ | http://www.mitsubishielectric.com.au | N/A | 0 | 0 | AAC5239 | Yes | Variable output compressor | Inverter | No | No | 45000 | 14.1 | - | 5980 | 22500 | No | - | - | - | 12887.4 | 48465 | Yes | 4770 | 22500 | No | - | - | 50000 | 13.6 | 6320 | 25000 | No | - | - | Yes | 11650 | 20100 | No | - | - | No | - | - | - | - | - | No | - | - | No | - | - | No | - | -
PURY-P450YNW-A1 | 0 | N/A | MITSUBISHI ELECTRIC | N/A | Non Ducted | vrf | N/A | Air | Air | Thailand | 14.9 | N/A | 50 | N/A | N/A | N/A | N/A | N/A | 16.65 | 56 | Enthalpy Test Room | 3.4114 | 3.5923 | N/A | - | N/A | N/A | N/A | N/A | N/A | N/A | N/A | N/A | N/A | N/A | N/A | N/A | N/A | N/A | N/A | N/A | N/A | Three | R410A | Australia,New Zealand | 132135 | 45902 | 0 | Approved | Reverse Cycle | N/A | No | Class 21 | No | N/A | N/A | N/A | N/A | N/A | N/A | N/A | Available | N/A | N/A | http://www.MitsubishiElectric.com.au/ | http://www.mitsubishielectric.com.au | N/A | 0 | 0 | AAC5233 | Yes | Variable output compressor | Inverter | No | No | 50000 | 14.9 | - | 6330 | 25000 | No | - | - | - | 13618.6 | 53850 | Yes | 5090 | 25000 | No | - | - | 56000 | 16.65 | 7250 | 28000 | No | - | - | Yes | 12330 | 21000 | No | - | - | No | - | - | - | - | - | No | - | - | No | - | - | No | - | -
PURY-P500YNW-A1 | 0 | N/A | MITSUBISHI ELECTRIC | N/A | Non Ducted | vrf | N/A | Air | Air | Thailand | 18.45 | N/A | 56 | N/A | N/A | N/A | N/A | N/A | 18.3 | 63 | Enthalpy Test Room | 3.0802 | 3.5352 | N/A | - | N/A | N/A | N/A | N/A | N/A | N/A | N/A | N/A | N/A | N/A | N/A | N/A | N/A | N/A | N/A | N/A | N/A | Three | R410A | Australia,New Zealand | 132138 | 45902 | 0 | Approved | Reverse Cycle | N/A | No | Class 21 | No | N/A | N/A | N/A | N/A | N/A | N/A | N/A | Available | N/A | N/A | http://www.MitsubishiElectric.com.au/ | http://www.mitsubishielectric.com.au | N/A | 0 | 0 | AAC5240 | Yes | Variable output compressor | Inverter | No | No | 56000 | 18.45 | - | 7260 | 28000 | No | - | - | - | 16863.3 | 60312 | Yes | 5760 | 28000 | No | - | - | 63000 | 18.3 | 8010 | 31500 | No | - | - | Yes | 13830 | 23200 | No | - | - | No | - | - | - | - | - | No | - | - | No | - | - | No | - | -
PUZ-M100VKA-A/PCA-M100KA | PUZ-M100VKA-A/PCA-M100KA Series | N/A | MITSUBISHI ELECTRIC | N/A | Non Ducted | Single Split System | Under ceiling | Air | Air | Thailand | 2.97 | N/A | 10 | N/A | N/A | N/A | N/A | N/A | 3.38 | 11.2 | Enthalpy Test Room | 3.4111 | 3.6421 | N/A | - | N/A | N/A | N/A | N/A | N/A | N/A | N/A | N/A | N/A | N/A | N/A | N/A | N/A | N/A | N/A | N/A | N/A | Single | R32 | Australia,New Zealand | 131993 | 45897 | 0 | Approved | Reverse Cycle | N/A | Yes | Class 11 | Yes | N/A | N/A | N/A | N/A | N/A | N/A | N/A | Available | N/A | N/A | http://www.MitsubishiElectric.com.au/ | http://www.mitsubishielectric.com.au | N/A | 0 | 0 | AAC5210 | Yes | Variable output compressor | Inverter | No | - | 10000 | 2.97 | - | 1050 | 5000 | No | - | - | - | 2714.58 | 10770 | No | 959.7 | 5385 | No | - | - | 11200 | 3.38 | 1080 | 5600 | No | - | - | Yes | 3830 | 9500 | No | - | - | No | - | - | - | - | - | No | - | - | No | - | - | No | - | -
PUZ-M100VKA-A/PCA-M100KA Series | PUZ-M100VKA-A/PCA-M100KA Series | N/A | MITSUBISHI ELECTRIC | N/A | Non Ducted | Single Split System | Under ceiling | Air | Air | Thailand | 2.97 | N/A | 10 | N/A | N/A | N/A | N/A | N/A | 3.38 | 11.2 | Enthalpy Test Room | 3.4111 | 3.6421 | N/A | - | N/A | N/A | N/A | N/A | N/A | N/A | N/A | N/A | N/A | N/A | N/A | N/A | N/A | N/A | N/A | N/A | N/A | Single | R32 | Australia,New Zealand | 131993 | 45897 | 0 | Approved | Reverse Cycle | N/A | Yes | Class 11 | Yes | N/A | N/A | N/A | N/A | N/A | N/A | N/A | Available | N/A | N/A | http://www.MitsubishiElectric.com.au/ | http://www.mitsubishielectric.com.au | N/A | 0 | 0 | AAC5210 | Yes | Variable output compressor | Inverter | No | - | 10000 | 2.97 | - | 1050 | 5000 | No | - | - | - | 2714.58 | 10770 | No | 959.7 | 5385 | No | - | - | 11200 | 3.38 | 1080 | 5600 | No | - | - | Yes | 3830 | 9500 | No | - | - | No | - | - | - | - | - | No | - | - | No | - | - | No | - | -
PUZ-M100VKA-A/PCA-M100KA2 | PUZ-M100VKA-A/PCA-M100KA Series | N/A | MITSUBISHI ELECTRIC | N/A | Non Ducted | Single Split System | Under ceiling | Air | Air | Thailand | 2.97 | N/A | 10 | N/A | N/A | N/A | N/A | N/A | 3.38 | 11.2 | Enthalpy Test Room | 3.4111 | 3.6421 | N/A | - | N/A | N/A | N/A | N/A | N/A | N/A | N/A | N/A | N/A | N/A | N/A | N/A | N/A | N/A | N/A | N/A | N/A | Single | R32 | Australia,New Zealand | 131993 | 45897 | 0 | Approved | Reverse Cycle | N/A | Yes | Class 11 | Yes | N/A | N/A | N/A | N/A | N/A | N/A | N/A | Available | N/A | N/A | http://www.MitsubishiElectric.com.au/ | http://www.mitsubishielectric.com.au | N/A | 0 | 0 | AAC5210 | Yes | Variable output compressor | Inverter | No | - | 10000 | 2.97 | - | 1050 | 5000 | No | - | - | - | 2714.58 | 10770 | No | 959.7 | 5385 | No | - | - | 11200 | 3.38 | 1080 | 5600 | No | - | - | Yes | 3830 | 9500 | No | - | - | No | - | - | - | - | - | No | - | - | No | - | - | No | - | -
PUZ-M100VKA-A/PEAD-M100JAA | PUZ-M100VKA-A/PEAD-M100JAA Series | N/A | MITSUBISHI ELECTRIC | N/A | Ducted | Single Split System | - | Air | Air | Thailand | 3.06 | N/A | 10 | N/A | N/A | N/A | N/A | N/A | 3.35 | 12.5 | Enthalpy Test Room | 3.4465 | 3.9554 | N/A | - | N/A | N/A | N/A | N/A | N/A | N/A | N/A | N/A | N/A | N/A | N/A | N/A | N/A | N/A | N/A | N/A | N/A | Single | R32 | Australia,New Zealand | 146631 | 46519 | 0 | Approved | Reverse Cycle | N/A | Yes | Class 11 | Yes | N/A | N/A | N/A | N/A | N/A | N/A | N/A | Available | N/A | N/A | http://www.MitsubishiElectric.com.au/ | http://www.mitsubishielectric.com.au | N/A | 0 | 0 | AAC6689 | Yes | Variable output compressor | Inverter | No | - | 10000 | 3.06 | - | 1010 | 5000 | No | - | - | - | 2796.84 | 10770 | No | 923.14 | 5385 | No | - | - | 12500 | 3.35 | 1270 | 6200 | No | - | - | Yes | 3530 | 9500 | No | - | - | No | - | - | - | - | - | No | - | - | No | - | - | No | - | -
PUZ-M100VKA-A/PEAD-M100JAA Series | PUZ-M100VKA-A/PEAD-M100JAA Series | N/A | MITSUBISHI ELECTRIC | N/A | Ducted | Single Split System | - | Air | Air | Thailand | 3.06 | N/A | 10 | N/A | N/A | N/A | N/A | N/A | 3.35 | 12.5 | Enthalpy Test Room | 3.4465 | 3.9554 | N/A | - | N/A | N/A | N/A | N/A | N/A | N/A | N/A | N/A | N/A | N/A | N/A | N/A | N/A | N/A | N/A | N/A | N/A | Single | R32 | Australia,New Zealand | 146631 | 46519 | 0 | Approved | Reverse Cycle | N/A | Yes | Class 11 | Yes | N/A | N/A | N/A | N/A | N/A | N/A | N/A | Available | N/A | N/A | http://www.MitsubishiElectric.com.au/ | http://www.mitsubishielectric.com.au | N/A | 0 | 0 | AAC6689 | Yes | Variable output compressor | Inverter | No | - | 10000 | 3.06 | - | 1010 | 5000 | No | - | - | - | 2796.84 | 10770 | No | 923.14 | 5385 | No | - | - | 12500 | 3.35 | 1270 | 6200 | No | - | - | Yes | 3530 | 9500 | No | - | - | No | - | - | - | - | - | No | - | - | No | - | - | No | - | -
PUZ-M100VKA-A/PEAD-M100JAAD | PUZ-M100VKA-A/PEAD-M100JAA Series | N/A | MITSUBISHI ELECTRIC | N/A | Ducted | Single Split System | - | Air | Air | Thailand | 3.06 | N/A | 10 | N/A | N/A | N/A | N/A | N/A | 3.35 | 12.5 | Enthalpy Test Room | 3.4465 | 3.9554 | N/A | - | N/A | N/A | N/A | N/A | N/A | N/A | N/A | N/A | N/A | N/A | N/A | N/A | N/A | N/A | N/A | N/A | N/A | Single | R32 | Australia,New Zealand | 146631 | 46519 | 0 | Approved | Reverse Cycle | N/A | Yes | Class 11 | Yes | N/A | N/A | N/A | N/A | N/A | N/A | N/A | Available | N/A | N/A | http://www.MitsubishiElectric.com.au/ | http://www.mitsubishielectric.com.au | N/A | 0 | 0 | AAC6689 | Yes | Variable output compressor | Inverter | No | - | 10000 | 3.06 | - | 1010 | 5000 | No | - | - | - | 2796.84 | 10770 | No | 923.14 | 5385 | No | - | - | 12500 | 3.35 | 1270 | 6200 | No | - | - | Yes | 3530 | 9500 | No | - | - | No | - | - | - | - | - | No | - | - | No | - | - | No | - | -
PUZ-M100VKA-A/PEA-M100GAA | 0 | N/A | MITSUBISHI ELECTRIC | N/A | Ducted | Single Split System | - | Air | Air | Thailand | 3.08 | N/A | 10 | N/A | N/A | N/A | N/A | N/A | 3.36 | 12.5 | Enthalpy Test Room | 3.3172 | 3.8768 | N/A | - | N/A | N/A | N/A | N/A | N/A | N/A | N/A | N/A | N/A | N/A | N/A | N/A | N/A | N/A | N/A | N/A | N/A | Single | R32 | Australia,New Zealand | 146660 | 46518 | 0 | Approved | Reverse Cycle | N/A | Yes | Class 11 | Yes | N/A | N/A | N/A | N/A | N/A | N/A | N/A | Available | N/A | N/A | http://www.MitsubishiElectric.com.au/ | http://www.mitsubishielectric.com.au | N/A | 0 | 0 | AAC6679 | Yes | Variable output compressor | Inverter | No | - | 10000 | 3.08 | - | 1010 | 5000 | No | - | - | - | 2815.12 | 10770 | No | 923.14 | 5385 | No | - | - | 12500 | 3.36 | 1280 | 6200 | No | - | - | Yes | 3350 | 9500 | No | - | - | No | - | - | - | - | - | No | - | - | No | - | - | No | - | -
PUZ-M100VKA-A/PEA-M100HAA | 0 | N/A | MITSUBISHI ELECTRIC | N/A | Ducted | Single Split System | - | Air | Air | Thailand | 3.02 | N/A | 10 | N/A | N/A | N/A | N/A | N/A | 3.24 | 12.5 | Enthalpy Test Room | 3.336 | 3.9027 | N/A | - | N/A | N/A | N/A | N/A | N/A | N/A | N/A | N/A | N/A | N/A | N/A | N/A | N/A | N/A | N/A | N/A | N/A | Single | R32 | Australia,New Zealand | 131966 | 45896 | 0 | Approved | Reverse Cycle | N/A | Yes | Class 11 | Yes | N/A | N/A | N/A | N/A | N/A | N/A | N/A | Available | N/A | N/A | http://www.MitsubishiElectric.com.au/ | http://www.mitsubishielectric.com.au | N/A | 0 | 0 | AAC5204 | Yes | Variable output compressor | Inverter | No | - | 10000 | 3.02 | - | 940 | 5000 | No | - | - | - | 2760.28 | 10770 | No | 859.16 | 5385 | No | - | - | 12500 | 3.24 | 1300 | 6200 | No | - | - | Yes | 3450 | 9500 | No | - | - | No | - | - | - | - | - | No | - | - | No | - | - | No | - | -
PUZ-M100VKA-A/PLA-M100EA2-A | PUZ-M100VKA-A/PLA-M100EA-A Series | N/A | MITSUBISHI ELECTRIC | N/A | Non Ducted | Single Split System | Cassette | Air | Air | Thailand | 2.88 | N/A | 10 | N/A | N/A | N/A | N/A | N/A | 2.98 | 11.2 | Enthalpy Test Room | 3.5662 | 3.7975 | N/A | - | N/A | N/A | N/A | N/A | N/A | N/A | N/A | N/A | N/A | N/A | N/A | N/A | N/A | N/A | N/A | N/A | N/A | Single | R32 | Australia,New Zealand | 131998 | 45896 | 0 | Approved | Reverse Cycle | N/A | Yes | Class 11 | Yes | N/A | N/A | N/A | N/A | N/A | N/A | N/A | Available | N/A | N/A | http://www.MitsubishiElectric.com.au/ | http://www.mitsubishielectric.com.au | N/A | 0 | 0 | AAC5207 | Yes | Variable output compressor | Inverter | No | - | 10000 | 2.88 | - | 940 | 5000 | No | - | - | - | 2632.32 | 10770 | No | 859.16 | 5385 | No | - | - | 11200 | 2.98 | 1070 | 5600 | No | - | - | Yes | 3660 | 9500 | No | - | - | No | - | - | - | - | - | No | - | - | No | - | - | No | - | -
PUZ-M100VKA-A/PLA-M100EA-A | PUZ-M100VKA-A/PLA-M100EA-A Series | N/A | MITSUBISHI ELECTRIC | N/A | Non Ducted | Single Split System | Cassette | Air | Air | Thailand | 2.88 | N/A | 10 | N/A | N/A | N/A | N/A | N/A | 2.98 | 11.2 | Enthalpy Test Room | 3.5662 | 3.7975 | N/A | - | N/A | N/A | N/A | N/A | N/A | N/A | N/A | N/A | N/A | N/A | N/A | N/A | N/A | N/A | N/A | N/A | N/A | Single | R32 | Australia,New Zealand | 131998 | 45896 | 0 | Approved | Reverse Cycle | N/A | Yes | Class 11 | Yes | N/A | N/A | N/A | N/A | N/A | N/A | N/A | Available | N/A | N/A | http://www.MitsubishiElectric.com.au/ | http://www.mitsubishielectric.com.au | N/A | 0 | 0 | AAC5207 | Yes | Variable output compressor | Inverter | No | - | 10000 | 2.88 | - | 940 | 5000 | No | - | - | - | 2632.32 | 10770 | No | 859.16 | 5385 | No | - | - | 11200 | 2.98 | 1070 | 5600 | No | - | - | Yes | 3660 | 9500 | No | - | - | No | - | - | - | - | - | No | - | - | No | - | - | No | - | -
PUZ-M100VKA-A/PLA-M100EA-A Series | PUZ-M100VKA-A/PLA-M100EA-A Series | N/A | MITSUBISHI ELECTRIC | N/A | Non Ducted | Single Split System | Cassette | Air | Air | Thailand | 2.88 | N/A | 10 | N/A | N/A | N/A | N/A | N/A | 2.98 | 11.2 | Enthalpy Test Room | 3.5662 | 3.7975 | N/A | - | N/A | N/A | N/A | N/A | N/A | N/A | N/A | N/A | N/A | N/A | N/A | N/A | N/A | N/A | N/A | N/A | N/A | Single | R32 | Australia,New Zealand | 131998 | 45896 | 0 | Approved | Reverse Cycle | N/A | Yes | Class 11 | Yes | N/A | N/A | N/A | N/A | N/A | N/A | N/A | Available | N/A | N/A | http://www.MitsubishiElectric.com.au/ | http://www.mitsubishielectric.com.au | N/A | 0 | 0 | AAC5207 | Yes | Variable output compressor | Inverter | No | - | 10000 | 2.88 | - | 940 | 5000 | No | - | - | - | 2632.32 | 10770 | No | 859.16 | 5385 | No | - | - | 11200 | 2.98 | 1070 | 5600 | No | - | - | Yes | 3660 | 9500 | No | - | - | No | - | - | - | - | - | No | - | - | No | - | - | No | - | -
PUZ-M125VKA-A/PCA-M125KA | PUZ-M125VKA-A/PCA-M125KA Series | N/A | MITSUBISHI ELECTRIC | N/A | Non Ducted | Single Split System | Under ceiling | Air | Air | Thailand | 3.6 | N/A | 11.5 | N/A | N/A | N/A | N/A | N/A | 4.35 | 14 | Enthalpy Test Room | 3.2031 | 3.3329 | N/A | - | N/A | N/A | N/A | N/A | N/A | N/A | N/A | N/A | N/A | N/A | N/A | N/A | N/A | N/A | N/A | N/A | N/A | Single | R32 | Australia,New Zealand | 131995 | 45897 | 0 | Approved | Reverse Cycle | N/A | Yes | Class 11 | Yes | N/A | N/A | N/A | N/A | N/A | N/A | N/A | Available | N/A | N/A | http://www.MitsubishiElectric.com.au/ | http://www.mitsubishielectric.com.au | N/A | 0 | 0 | AAC5211 | Yes | Variable output compressor | Inverter | No | - | 11500 | 3.6 | - | 1280 | 5800 | No | - | - | - | 3290.4 | 12385.5 | No | 1169.92 | 6246.6 | No | - | - | 14000 | 4.35 | 1440 | 7000 | No | - | - | Yes | 4090 | 10300 | No | - | - | No | - | - | - | - | - | No | - | - | No | - | - | No | - | -
PUZ-M125VKA-A/PCA-M125KA Series | PUZ-M125VKA-A/PCA-M125KA Series | N/A | MITSUBISHI ELECTRIC | N/A | Non Ducted | Single Split System | Under ceiling | Air | Air | Thailand | 3.6 | N/A | 11.5 | N/A | N/A | N/A | N/A | N/A | 4.35 | 14 | Enthalpy Test Room | 3.2031 | 3.3329 | N/A | - | N/A | N/A | N/A | N/A | N/A | N/A | N/A | N/A | N/A | N/A | N/A | N/A | N/A | N/A | N/A | N/A | N/A | Single | R32 | Australia,New Zealand | 131995 | 45897 | 0 | Approved | Reverse Cycle | N/A | Yes | Class 11 | Yes | N/A | N/A | N/A | N/A | N/A | N/A | N/A | Available | N/A | N/A | http://www.MitsubishiElectric.com.au/ | http://www.mitsubishielectric.com.au | N/A | 0 | 0 | AAC5211 | Yes | Variable output compressor | Inverter | No | - | 11500 | 3.6 | - | 1280 | 5800 | No | - | - | - | 3290.4 | 12385.5 | No | 1169.92 | 6246.6 | No | - | - | 14000 | 4.35 | 1440 | 7000 | No | - | - | Yes | 4090 | 10300 | No | - | - | No | - | - | - | - | - | No | - | - | No | - | - | No | - | -
PUZ-M125VKA-A/PCA-M125KA2 | PUZ-M125VKA-A/PCA-M125KA Series | N/A | MITSUBISHI ELECTRIC | N/A | Non Ducted | Single Split System | Under ceiling | Air | Air | Thailand | 3.6 | N/A | 11.5 | N/A | N/A | N/A | N/A | N/A | 4.35 | 14 | Enthalpy Test Room | 3.2031 | 3.3329 | N/A | - | N/A | N/A | N/A | N/A | N/A | N/A | N/A | N/A | N/A | N/A | N/A | N/A | N/A | N/A | N/A | N/A | N/A | Single | R32 | Australia,New Zealand | 131995 | 45897 | 0 | Approved | Reverse Cycle | N/A | Yes | Class 11 | Yes | N/A | N/A | N/A | N/A | N/A | N/A | N/A | Available | N/A | N/A | http://www.MitsubishiElectric.com.au/ | http://www.mitsubishielectric.com.au | N/A | 0 | 0 | AAC5211 | Yes | Variable output compressor | Inverter | No | - | 11500 | 3.6 | - | 1280 | 5800 | No | - | - | - | 3290.4 | 12385.5 | No | 1169.92 | 6246.6 | No | - | - | 14000 | 4.35 | 1440 | 7000 | No | - | - | Yes | 4090 | 10300 | No | - | - | No | - | - | - | - | - | No | - | - | No | - | - | No | - | -
PUZ-M125VKA-A/PEAD-M125JAA | PUZ-M125VKA-A/PEAD-M125JAA Series | N/A | MITSUBISHI ELECTRIC | N/A | Ducted | Single Split System | - | Air | Air | Thailand | 3.83 | N/A | 12 | N/A | N/A | N/A | N/A | N/A | 3.68 | 14 | Enthalpy Test Room | 3.1423 | 3.9266 | N/A | - | N/A | N/A | N/A | N/A | N/A | N/A | N/A | N/A | N/A | N/A | N/A | N/A | N/A | N/A | N/A | N/A | N/A | Single | R32 | Australia,New Zealand | 146634 | 46517 | 0 | Approved | Reverse Cycle | N/A | Yes | Class 11 | Yes | N/A | N/A | N/A | N/A | N/A | N/A | N/A | Available | N/A | N/A | http://www.MitsubishiElectric.com.au/ | http://www.mitsubishielectric.com.au | N/A | 0 | 0 | AAC6669 | Yes | Variable output compressor | Inverter | No | - | 12000 | 3.83 | - | 1460 | 6000 | No | - | - | - | 3500.62 | 12924 | No | 1334.44 | 6462 | No | - | - | 14000 | 3.68 | 1390 | 7000 | No | - | - | Yes | 4460 | 10900 | No | - | - | No | - | - | - | - | - | No | - | - | No | - | - | No | - | -
PUZ-M125VKA-A/PEAD-M125JAA Series | PUZ-M125VKA-A/PEAD-M125JAA Series | N/A | MITSUBISHI ELECTRIC | N/A | Ducted | Single Split System | - | Air | Air | Thailand | 3.83 | N/A | 12 | N/A | N/A | N/A | N/A | N/A | 3.68 | 14 | Enthalpy Test Room | 3.1423 | 3.9266 | N/A | - | N/A | N/A | N/A | N/A | N/A | N/A | N/A | N/A | N/A | N/A | N/A | N/A | N/A | N/A | N/A | N/A | N/A | Single | R32 | Australia,New Zealand | 146634 | 46517 | 0 | Approved | Reverse Cycle | N/A | Yes | Class 11 | Yes | N/A | N/A | N/A | N/A | N/A | N/A | N/A | Available | N/A | N/A | http://www.MitsubishiElectric.com.au/ | http://www.mitsubishielectric.com.au | N/A | 0 | 0 | AAC6669 | Yes | Variable output compressor | Inverter | No | - | 12000 | 3.83 | - | 1460 | 6000 | No | - | - | - | 3500.62 | 12924 | No | 1334.44 | 6462 | No | - | - | 14000 | 3.68 | 1390 | 7000 | No | - | - | Yes | 4460 | 10900 | No | - | - | No | - | - | - | - | - | No | - | - | No | - | - | No | - | -
PUZ-M125VKA-A/PEAD-M125JAAD | PUZ-M125VKA-A/PEAD-M125JAA Series | N/A | MITSUBISHI ELECTRIC | N/A | Ducted | Single Split System | - | Air | Air | Thailand | 3.83 | N/A | 12 | N/A | N/A | N/A | N/A | N/A | 3.68 | 14 | Enthalpy Test Room | 3.1423 | 3.9266 | N/A | - | N/A | N/A | N/A | N/A | N/A | N/A | N/A | N/A | N/A | N/A | N/A | N/A | N/A | N/A | N/A | N/A | N/A | Single | R32 | Australia,New Zealand | 146634 | 46517 | 0 | Approved | Reverse Cycle | N/A | Yes | Class 11 | Yes | N/A | N/A | N/A | N/A | N/A | N/A | N/A | Available | N/A | N/A | http://www.MitsubishiElectric.com.au/ | http://www.mitsubishielectric.com.au | N/A | 0 | 0 | AAC6669 | Yes | Variable output compressor | Inverter | No | - | 12000 | 3.83 | - | 1460 | 6000 | No | - | - | - | 3500.62 | 12924 | No | 1334.44 | 6462 | No | - | - | 14000 | 3.68 | 1390 | 7000 | No | - | - | Yes | 4460 | 10900 | No | - | - | No | - | - | - | - | - | No | - | - | No | - | - | No | - | -
PUZ-M125VKA-A/PEA-M125GAA | 0 | N/A | MITSUBISHI ELECTRIC | N/A | Ducted | Single Split System | - | Air | Air | Thailand | 3.81 | N/A | 12 | N/A | N/A | N/A | N/A | N/A | 3.54 | 14 | Enthalpy Test Room | 3.1875 | 4.0558 | N/A | - | N/A | N/A | N/A | N/A | N/A | N/A | N/A | N/A | N/A | N/A | N/A | N/A | N/A | N/A | N/A | N/A | N/A | Single | R32 | Australia,New Zealand | 146664 | 46518 | 0 | Approved | Reverse Cycle | N/A | Yes | Class 11 | Yes | N/A | N/A | N/A | N/A | N/A | N/A | N/A | Available | N/A | N/A | http://www.MitsubishiElectric.com.au/ | http://www.mitsubishielectric.com.au | N/A | 0 | 0 | AAC6678 | Yes | Variable output compressor | Inverter | No | - | 12000 | 3.81 | - | 1440 | 6000 | No | - | - | - | 3482.34 | 12924 | No | 1316.16 | 6462 | No | - | - | 14000 | 3.54 | 1570 | 7000 | No | - | - | Yes | 4230 | 10900 | No | - | - | No | - | - | - | - | - | No | - | - | No | - | - | No | - | -
PUZ-M125VKA-A/PEA-M125HAA | 0 | N/A | MITSUBISHI ELECTRIC | N/A | Ducted | Single Split System | - | Air | Air | Thailand | 3.78 | N/A | 12 | N/A | N/A | N/A | N/A | N/A | 3.44 | 14 | Enthalpy Test Room | 3.2269 | 4.1559 | N/A | - | N/A | N/A | N/A | N/A | N/A | N/A | N/A | N/A | N/A | N/A | N/A | N/A | N/A | N/A | N/A | N/A | N/A | Single | R32 | Australia,New Zealand | 131982 | 45896 | 0 | Approved | Reverse Cycle | N/A | Yes | Class 11 | Yes | N/A | N/A | N/A | N/A | N/A | N/A | N/A | Available | N/A | N/A | http://www.MitsubishiElectric.com.au/ | http://www.mitsubishielectric.com.au | N/A | 0 | 0 | AAC5205 | Yes | Variable output compressor | Inverter | No | - | 12000 | 3.78 | - | 1320 | 6000 | No | - | - | - | 3454.92 | 12924 | No | 1206.48 | 6462 | No | - | - | 14000 | 3.44 | 1460 | 7000 | No | - | - | Yes | 4230 | 10800 | No | - | - | No | - | - | - | - | - | No | - | - | No | - | - | No | - | -
PUZ-M125VKA-A/PLA-M125EA2-A | PUZ-M125VKA-A/PLA-M125EA-A Series | N/A | MITSUBISHI ELECTRIC | N/A | Non Ducted | Single Split System | Cassette | Air | Air | Thailand | 3.46 | N/A | 12 | N/A | N/A | N/A | N/A | N/A | 3.85 | 14 | Enthalpy Test Room | 3.5006 | 3.6881 | N/A | - | N/A | N/A | N/A | N/A | N/A | N/A | N/A | N/A | N/A | N/A | N/A | N/A | N/A | N/A | N/A | N/A | N/A | Single | R32 | Australia,New Zealand | 132002 | 45896 | 0 | Approved | Reverse Cycle | N/A | Yes | Class 11 | Yes | N/A | N/A | N/A | N/A | N/A | N/A | N/A | Available | N/A | N/A | http://www.MitsubishiElectric.com.au/ | http://www.mitsubishielectric.com.au | N/A | 0 | 0 | AAC5208 | Yes | Variable output compressor | Inverter | No | - | 12000 | 3.46 | - | 1200 | 6000 | No | - | - | - | 3162.44 | 12924 | No | 1096.8 | 6462 | No | - | - | 14000 | 3.85 | 1410 | 7000 | No | - | - | Yes | 3840 | 10400 | No | - | - | No | - | - | - | - | - | No | - | - | No | - | - | No | - | -
PUZ-M125VKA-A/PLA-M125EA-A | PUZ-M125VKA-A/PLA-M125EA-A Series | N/A | MITSUBISHI ELECTRIC | N/A | Non Ducted | Single Split System | Cassette | Air | Air | Thailand | 3.46 | N/A | 12 | N/A | N/A | N/A | N/A | N/A | 3.85 | 14 | Enthalpy Test Room | 3.5006 | 3.6881 | N/A | - | N/A | N/A | N/A | N/A | N/A | N/A | N/A | N/A | N/A | N/A | N/A | N/A | N/A | N/A | N/A | N/A | N/A | Single | R32 | Australia,New Zealand | 132002 | 45896 | 0 | Approved | Reverse Cycle | N/A | Yes | Class 11 | Yes | N/A | N/A | N/A | N/A | N/A | N/A | N/A | Available | N/A | N/A | http://www.MitsubishiElectric.com.au/ | http://www.mitsubishielectric.com.au | N/A | 0 | 0 | AAC5208 | Yes | Variable output compressor | Inverter | No | - | 12000 | 3.46 | - | 1200 | 6000 | No | - | - | - | 3162.44 | 12924 | No | 1096.8 | 6462 | No | - | - | 14000 | 3.85 | 1410 | 7000 | No | - | - | Yes | 3840 | 10400 | No | - | - | No | - | - | - | - | - | No | - | - | No | - | - | No | - | -
PUZ-M125VKA-A/PLA-M125EA-A Series | PUZ-M125VKA-A/PLA-M125EA-A Series | N/A | MITSUBISHI ELECTRIC | N/A | Non Ducted | Single Split System | Cassette | Air | Air | Thailand | 3.46 | N/A | 12 | N/A | N/A | N/A | N/A | N/A | 3.85 | 14 | Enthalpy Test Room | 3.5006 | 3.6881 | N/A | - | N/A | N/A | N/A | N/A | N/A | N/A | N/A | N/A | N/A | N/A | N/A | N/A | N/A | N/A | N/A | N/A | N/A | Single | R32 | Australia,New Zealand | 132002 | 45896 | 0 | Approved | Reverse Cycle | N/A | Yes | Class 11 | Yes | N/A | N/A | N/A | N/A | N/A | N/A | N/A | Available | N/A | N/A | http://www.MitsubishiElectric.com.au/ | http://www.mitsubishielectric.com.au | N/A | 0 | 0 | AAC5208 | Yes | Variable output compressor | Inverter | No | - | 12000 | 3.46 | - | 1200 | 6000 | No | - | - | - | 3162.44 | 12924 | No | 1096.8 | 6462 | No | - | - | 14000 | 3.85 | 1410 | 7000 | No | - | - | Yes | 3840 | 10400 | No | - | - | No | - | - | - | - | - | No | - | - | No | - | - | No | - | -
PUZ-M140VKA-A/PEAD-M140JAA | PUZ-M140VKA-A/PEAD-M140JAA Series | N/A | MITSUBISHI ELECTRIC | N/A | Ducted | Single Split System | - | Air | Air | Thailand | 4.4 | N/A | 14 | N/A | N/A | N/A | N/A | N/A | 4.3 | 16 | Enthalpy Test Room | 3.3708 | 4.0977 | N/A | - | N/A | N/A | N/A | N/A | N/A | N/A | N/A | N/A | N/A | N/A | N/A | N/A | N/A | N/A | N/A | N/A | N/A | Single | R32 | Australia,New Zealand | 146636 | 46518 | 0 | Approved | Reverse Cycle | N/A | Yes | Class 11 | Yes | N/A | N/A | N/A | N/A | N/A | N/A | N/A | Available | N/A | N/A | http://www.MitsubishiElectric.com.au/ | http://www.mitsubishielectric.com.au | N/A | 0 | 0 | AAC6682 | Yes | Variable output compressor | Inverter | No | - | 14000 | 4.4 | - | 1620 | 7000 | No | - | - | - | 4021.6 | 15078 | No | 1480.68 | 7539 | No | - | - | 16000 | 4.3 | 1640 | 8000 | No | - | - | Yes | 5980 | 12900 | No | - | - | No | - | - | - | - | - | No | - | - | No | - | - | No | - | -
PUZ-M140VKA-A/PEAD-M140JAA Series | PUZ-M140VKA-A/PEAD-M140JAA Series | N/A | MITSUBISHI ELECTRIC | N/A | Ducted | Single Split System | - | Air | Air | Thailand | 4.4 | N/A | 14 | N/A | N/A | N/A | N/A | N/A | 4.3 | 16 | Enthalpy Test Room | 3.3708 | 4.0977 | N/A | - | N/A | N/A | N/A | N/A | N/A | N/A | N/A | N/A | N/A | N/A | N/A | N/A | N/A | N/A | N/A | N/A | N/A | Single | R32 | Australia,New Zealand | 146636 | 46518 | 0 | Approved | Reverse Cycle | N/A | Yes | Class 11 | Yes | N/A | N/A | N/A | N/A | N/A | N/A | N/A | Available | N/A | N/A | http://www.MitsubishiElectric.com.au/ | http://www.mitsubishielectric.com.au | N/A | 0 | 0 | AAC6682 | Yes | Variable output compressor | Inverter | No | - | 14000 | 4.4 | - | 1620 | 7000 | No | - | - | - | 4021.6 | 15078 | No | 1480.68 | 7539 | No | - | - | 16000 | 4.3 | 1640 | 8000 | No | - | - | Yes | 5980 | 12900 | No | - | - | No | - | - | - | - | - | No | - | - | No | - | - | No | - | -
PUZ-M140VKA-A/PEAD-M140JAAD | PUZ-M140VKA-A/PEAD-M140JAA Series | N/A | MITSUBISHI ELECTRIC | N/A | Ducted | Single Split System | - | Air | Air | Thailand | 4.4 | N/A | 14 | N/A | N/A | N/A | N/A | N/A | 4.3 | 16 | Enthalpy Test Room | 3.3708 | 4.0977 | N/A | - | N/A | N/A | N/A | N/A | N/A | N/A | N/A | N/A | N/A | N/A | N/A | N/A | N/A | N/A | N/A | N/A | N/A | Single | R32 | Australia,New Zealand | 146636 | 46518 | 0 | Approved | Reverse Cycle | N/A | Yes | Class 11 | Yes | N/A | N/A | N/A | N/A | N/A | N/A | N/A | Available | N/A | N/A | http://www.MitsubishiElectric.com.au/ | http://www.mitsubishielectric.com.au | N/A | 0 | 0 | AAC6682 | Yes | Variable output compressor | Inverter | No | - | 14000 | 4.4 | - | 1620 | 7000 | No | - | - | - | 4021.6 | 15078 | No | 1480.68 | 7539 | No | - | - | 16000 | 4.3 | 1640 | 8000 | No | - | - | Yes | 5980 | 12900 | No | - | - | No | - | - | - | - | - | No | - | - | No | - | - | No | - | -
PUZ-M140VKA-A/PEA-M140GAA | 0 | N/A | MITSUBISHI ELECTRIC | N/A | Ducted | Single Split System | - | Air | Air | Thailand | 4.22 | N/A | 14 | N/A | N/A | N/A | N/A | N/A | 4.2 | 16 | Enthalpy Test Room | 3.3554 | 3.979 | N/A | - | N/A | N/A | N/A | N/A | N/A | N/A | N/A | N/A | N/A | N/A | N/A | N/A | N/A | N/A | N/A | N/A | N/A | Single | R32 | Australia,New Zealand | 146666 | 46518 | 0 | Approved | Reverse Cycle | N/A | Yes | Class 11 | Yes | N/A | N/A | N/A | N/A | N/A | N/A | N/A | Available | N/A | N/A | http://www.MitsubishiElectric.com.au/ | http://www.mitsubishielectric.com.au | N/A | 0 | 0 | AAC6677 | Yes | Variable output compressor | Inverter | No | - | 14000 | 4.22 | - | 1660 | 7000 | No | - | - | - | 3857.08 | 15078 | No | 1517.24 | 7539 | No | - | - | 16000 | 4.2 | 1690 | 8000 | No | - | - | Yes | 4420 | 12900 | No | - | - | No | - | - | - | - | - | No | - | - | No | - | - | No | - | -
PUZ-M140VKA-A/PEA-M140HAA | 0 | N/A | MITSUBISHI ELECTRIC | N/A | Ducted | Single Split System | - | Air | Air | Thailand | 4.24 | N/A | 14 | N/A | N/A | N/A | N/A | N/A | 3.85 | 16 | Enthalpy Test Room | 3.3073 | 4.1772 | N/A | - | N/A | N/A | N/A | N/A | N/A | N/A | N/A | N/A | N/A | N/A | N/A | N/A | N/A | N/A | N/A | N/A | N/A | Single | R32 | Australia,New Zealand | 131984 | 45896 | 0 | Approved | Reverse Cycle | N/A | Yes | Class 11 | Yes | N/A | N/A | N/A | N/A | N/A | N/A | N/A | Available | N/A | N/A | http://www.MitsubishiElectric.com.au/ | http://www.mitsubishielectric.com.au | N/A | 0 | 0 | AAC5206 | Yes | Variable output compressor | Inverter | No | - | 14000 | 4.24 | - | 1480 | 7000 | No | - | - | - | 3875.36 | 15078 | No | 1352.72 | 7539 | No | - | - | 16000 | 3.85 | 1570 | 8000 | No | - | - | Yes | 4510 | 12900 | No | - | - | No | - | - | - | - | - | No | - | - | No | - | - | No | - | -
PUZ-ZM100VKA*-A/PLA-M100EA*-A | PUZ-ZM100VKA*-A/PLA-M100EA*-A | N/A | MITSUBISHI ELECTRIC | N/A | Non Ducted | Single Split System | Cassette | Air | Air | Thailand | 2.43 | N/A | 10 | N/A | N/A | N/A | N/A | N/A | 2.94 | 11.2 | Enthalpy Test Room | 4.1306 | 3.8217 | N/A | - | N/A | N/A | N/A | N/A | N/A | N/A | N/A | N/A | N/A | N/A | N/A | N/A | N/A | N/A | N/A | N/A | N/A | Single | R32 | Australia,New Zealand | 146593 | 46524 | 0 | Approved | Reverse Cycle | N/A | Yes | Class 11 | Yes | N/A | N/A | N/A | N/A | N/A | N/A | N/A | Available | N/A | N/A | http://www.MitsubishiElectric.com.au/ | http://www.mitsubishielectric.com.au | N/A | 0 | 0 | AAC6710 | Yes | Variable output compressor | Inverter | No | - | 10000 | 2.43 | - | 990 | 5000 | No | - | - | - | 2221.02 | 10770 | No | 904.86 | 5385 | No | - | - | 11200 | 2.94 | 1040 | 5600 | No | - | - | Yes | 4390 | 10300 | No | - | - | No | - | - | - | - | - | No | - | - | No | - | - | No | - | -
PUZ-ZM100VKA2-A/PCA-M100KA | PUZ-ZM100VKA-A/PCA-M100KA Series | N/A | MITSUBISHI ELECTRIC | N/A | Non Ducted | Single Split System | Under ceiling | Air | Air | Thailand | 2.55 | N/A | 10 | N/A | N/A | N/A | N/A | N/A | 3.28 | 11.2 | Enthalpy Test Room | 3.9509 | 3.6638 | N/A | - | N/A | N/A | N/A | N/A | N/A | N/A | N/A | N/A | N/A | N/A | N/A | N/A | N/A | N/A | N/A | N/A | N/A | Single | R32 | Australia,New Zealand | 146599 | 46518 | 0 | Approved | Reverse Cycle | N/A | Yes | Class 11 | Yes | N/A | N/A | N/A | N/A | N/A | N/A | N/A | Available | N/A | N/A | http://www.MitsubishiElectric.com.au/ | http://www.mitsubishielectric.com.au | N/A | 0 | 0 | AAC6671 | Yes | Variable output compressor | Inverter | No | - | 10000 | 2.55 | - | 1000 | 5000 | No | - | - | - | 2330.7 | 10770 | No | 914 | 5385 | No | - | - | 11200 | 3.28 | 1120 | 5600 | No | - | - | Yes | 2360 | 10700 | No | - | - | No | - | - | - | - | - | No | - | - | No | - | - | No | - | -
PUZ-ZM100VKA2-A/PCA-M100KA2 | PUZ-ZM100VKA-A/PCA-M100KA Series | N/A | MITSUBISHI ELECTRIC | N/A | Non Ducted | Single Split System | Under ceiling | Air | Air | Thailand | 2.55 | N/A | 10 | N/A | N/A | N/A | N/A | N/A | 3.28 | 11.2 | Enthalpy Test Room | 3.9509 | 3.6638 | N/A | - | N/A | N/A | N/A | N/A | N/A | N/A | N/A | N/A | N/A | N/A | N/A | N/A | N/A | N/A | N/A | N/A | N/A | Single | R32 | Australia,New Zealand | 146599 | 46518 | 0 | Approved | Reverse Cycle | N/A | Yes | Class 11 | Yes | N/A | N/A | N/A | N/A | N/A | N/A | N/A | Available | N/A | N/A | http://www.MitsubishiElectric.com.au/ | http://www.mitsubishielectric.com.au | N/A | 0 | 0 | AAC6671 | Yes | Variable output compressor | Inverter | No | - | 10000 | 2.55 | - | 1000 | 5000 | No | - | - | - | 2330.7 | 10770 | No | 914 | 5385 | No | - | - | 11200 | 3.28 | 1120 | 5600 | No | - | - | Yes | 2360 | 10700 | No | - | - | No | - | - | - | - | - | No | - | - | No | - | - | No | - | -
PUZ-ZM100VKA2-A/PEAD-M100JAA | PUZ-ZM100VKA-A/PEAD-M100JAA Series | N/A | MITSUBISHI ELECTRIC | N/A | Ducted | Single Split System | - | Air | Air | Thailand | 2.67 | N/A | 10 | N/A | N/A | N/A | N/A | N/A | 2.8 | 11.2 | Enthalpy Test Room | 3.9548 | 4.1079 | N/A | - | N/A | N/A | N/A | N/A | N/A | N/A | N/A | N/A | N/A | N/A | N/A | N/A | N/A | N/A | N/A | N/A | N/A | Single | R32 | Australia,New Zealand | 146615 | 46519 | 0 | Approved | Reverse Cycle | N/A | Yes | Class 11 | Yes | N/A | N/A | N/A | N/A | N/A | N/A | N/A | Available | N/A | N/A | http://www.MitsubishiElectric.com.au/ | http://www.mitsubishielectric.com.au | N/A | 0 | 0 | AAC6687 | Yes | Variable output compressor | Inverter | No | - | 10000 | 2.67 | - | 1000 | 5000 | No | - | - | - | 2440.38 | 10770 | No | 914 | 5385 | No | - | - | 11200 | 2.8 | 1070 | 5600 | No | - | - | Yes | 4120 | 10700 | No | - | - | No | - | - | - | - | - | No | - | - | No | - | - | No | - | -
PUZ-ZM100VKA2-A/PEAD-M100JAAD | PUZ-ZM100VKA-A/PEAD-M100JAA Series | N/A | MITSUBISHI ELECTRIC | N/A | Ducted | Single Split System | - | Air | Air | Thailand | 2.67 | N/A | 10 | N/A | N/A | N/A | N/A | N/A | 2.8 | 11.2 | Enthalpy Test Room | 3.9548 | 4.1079 | N/A | - | N/A | N/A | N/A | N/A | N/A | N/A | N/A | N/A | N/A | N/A | N/A | N/A | N/A | N/A | N/A | N/A | N/A | Single | R32 | Australia,New Zealand | 146615 | 46519 | 0 | Approved | Reverse Cycle | N/A | Yes | Class 11 | Yes | N/A | N/A | N/A | N/A | N/A | N/A | N/A | Available | N/A | N/A | http://www.MitsubishiElectric.com.au/ | http://www.mitsubishielectric.com.au | N/A | 0 | 0 | AAC6687 | Yes | Variable output compressor | Inverter | No | - | 10000 | 2.67 | - | 1000 | 5000 | No | - | - | - | 2440.38 | 10770 | No | 914 | 5385 | No | - | - | 11200 | 2.8 | 1070 | 5600 | No | - | - | Yes | 4120 | 10700 | No | - | - | No | - | - | - | - | - | No | - | - | No | - | - | No | - | -
PUZ-ZM100VKA2-A/PEA-M100GAA | PUZ-ZM100VKA-A/PEA-M100GAA Series | N/A | MITSUBISHI ELECTRIC | N/A | Ducted | Single Split System | - | Air | Air | Thailand | 2.39 | N/A | 10 | N/A | N/A | N/A | N/A | N/A | 2.51 | 11.2 | Enthalpy Test Room | 4.3498 | 4.5294 | N/A | - | N/A | N/A | N/A | N/A | N/A | N/A | N/A | N/A | N/A | N/A | N/A | N/A | N/A | N/A | N/A | N/A | N/A | Single | R32 | Australia,New Zealand | 146650 | 46518 | 0 | Approved | Reverse Cycle | N/A | Yes | Class 11 | Yes | N/A | N/A | N/A | N/A | N/A | N/A | N/A | Available | N/A | N/A | http://www.MitsubishiElectric.com.au/ | http://www.mitsubishielectric.com.au | N/A | 0 | 0 | AAC6673 | Yes | Variable output compressor | Inverter | No | - | 10000 | 2.39 | - | 1000 | 5000 | No | - | - | - | 2184.46 | 10770 | No | 914 | 5385 | No | - | - | 11200 | 2.51 | 1140 | 5600 | No | - | - | Yes | 3840 | 10700 | No | - | - | No | - | - | - | - | - | No | - | - | No | - | - | No | - | -
PUZ-ZM100VKA2-A/PEA-M100HAA | PUZ-ZM100VKA-A/PEA-M100HAA Series | N/A | MITSUBISHI ELECTRIC | N/A | Ducted | Single Split System | - | Air | Air | Thailand | 2.65 | N/A | 10 | N/A | N/A | N/A | N/A | N/A | 2.71 | 11.2 | Enthalpy Test Room | 4.1564 | 4.372 | N/A | - | N/A | N/A | N/A | N/A | N/A | N/A | N/A | N/A | N/A | N/A | N/A | N/A | N/A | N/A | N/A | N/A | N/A | Single | R32 | Australia,New Zealand | 146654 | 46518 | 0 | Approved | Reverse Cycle | N/A | Yes | Class 11 | Yes | N/A | N/A | N/A | N/A | N/A | N/A | N/A | Available | N/A | N/A | http://www.MitsubishiElectric.com.au/ | http://www.mitsubishielectric.com.au | N/A | 0 | 0 | AAC6672 | Yes | Variable output compressor | Inverter | No | - | 10000 | 2.65 | - | 960 | 5000 | No | - | - | - | 2422.1 | 10770 | No | 877.44 | 5385 | No | - | - | 11200 | 2.71 | 1040 | 5600 | No | - | - | Yes | 3960 | 10700 | No | - | - | No | - | - | - | - | - | No | - | - | No | - | - | No | - | -
PUZ-ZM100VKA2-A/PKA-M100KA | PUZ-ZM100VKA-A/PKA-M100KA Series | N/A | MITSUBISHI ELECTRIC | N/A | Non Ducted | Single Split System | Wall Hung | Air | Air | Thailand | 2.81 | N/A | 10 | N/A | N/A | N/A | N/A | N/A | 3.1 | 11.2 | Enthalpy Test Room | 3.964 | 4.2321 | N/A | - | N/A | N/A | N/A | N/A | N/A | N/A | N/A | N/A | N/A | N/A | N/A | N/A | N/A | N/A | N/A | N/A | N/A | Single | R32 | Australia,New Zealand | 146614 | 46517 | 0 | Approved | Reverse Cycle | N/A | Yes | Class 11 | Yes | N/A | N/A | N/A | N/A | N/A | N/A | N/A | Available | N/A | N/A | http://www.MitsubishiElectric.com.au/ | http://www.mitsubishielectric.com.au | N/A | 0 | 0 | AAC6667 | Yes | Variable output compressor | Inverter | No | - | 10000 | 2.81 | - | 980 | 5000 | No | - | - | - | 2568.34 | 10770 | No | 895.72 | 5385 | No | - | - | 11200 | 3.1 | 1130 | 5600 | No | - | - | Yes | 4930 | 10200 | No | - | - | No | - | - | - | - | - | No | - | - | No | - | - | No | - | -
PUZ-ZM100VKA2-A/PKA-M100KA2 | PUZ-ZM100VKA-A/PKA-M100KA Series | N/A | MITSUBISHI ELECTRIC | N/A | Non Ducted | Single Split System | Wall Hung | Air | Air | Thailand | 2.81 | N/A | 10 | N/A | N/A | N/A | N/A | N/A | 3.1 | 11.2 | Enthalpy Test Room | 3.964 | 4.2321 | N/A | - | N/A | N/A | N/A | N/A | N/A | N/A | N/A | N/A | N/A | N/A | N/A | N/A | N/A | N/A | N/A | N/A | N/A | Single | R32 | Australia,New Zealand | 146614 | 46517 | 0 | Approved | Reverse Cycle | N/A | Yes | Class 11 | Yes | N/A | N/A | N/A | N/A | N/A | N/A | N/A | Available | N/A | N/A | http://www.MitsubishiElectric.com.au/ | http://www.mitsubishielectric.com.au | N/A | 0 | 0 | AAC6667 | Yes | Variable output compressor | Inverter | No | - | 10000 | 2.81 | - | 980 | 5000 | No | - | - | - | 2568.34 | 10770 | No | 895.72 | 5385 | No | - | - | 11200 | 3.1 | 1130 | 5600 | No | - | - | Yes | 4930 | 10200 | No | - | - | No | - | - | - | - | - | No | - | - | No | - | - | No | - | -
PUZ-ZM100VKA2-A/PKA-M100KAL | PUZ-ZM100VKA-A/PKA-M100KA Series | N/A | MITSUBISHI ELECTRIC | N/A | Non Ducted | Single Split System | Wall Hung | Air | Air | Thailand | 2.81 | N/A | 10 | N/A | N/A | N/A | N/A | N/A | 3.1 | 11.2 | Enthalpy Test Room | 3.964 | 4.2321 | N/A | - | N/A | N/A | N/A | N/A | N/A | N/A | N/A | N/A | N/A | N/A | N/A | N/A | N/A | N/A | N/A | N/A | N/A | Single | R32 | Australia,New Zealand | 146614 | 46517 | 0 | Approved | Reverse Cycle | N/A | Yes | Class 11 | Yes | N/A | N/A | N/A | N/A | N/A | N/A | N/A | Available | N/A | N/A | http://www.MitsubishiElectric.com.au/ | http://www.mitsubishielectric.com.au | N/A | 0 | 0 | AAC6667 | Yes | Variable output compressor | Inverter | No | - | 10000 | 2.81 | - | 980 | 5000 | No | - | - | - | 2568.34 | 10770 | No | 895.72 | 5385 | No | - | - | 11200 | 3.1 | 1130 | 5600 | No | - | - | Yes | 4930 | 10200 | No | - | - | No | - | - | - | - | - | No | - | - | No | - | - | No | - | -
PUZ-ZM100VKA2-A/PKA-M100KAL2 | PUZ-ZM100VKA-A/PKA-M100KA Series | N/A | MITSUBISHI ELECTRIC | N/A | Non Ducted | Single Split System | Wall Hung | Air | Air | Thailand | 2.81 | N/A | 10 | N/A | N/A | N/A | N/A | N/A | 3.1 | 11.2 | Enthalpy Test Room | 3.964 | 4.2321 | N/A | - | N/A | N/A | N/A | N/A | N/A | N/A | N/A | N/A | N/A | N/A | N/A | N/A | N/A | N/A | N/A | N/A | N/A | Single | R32 | Australia,New Zealand | 146614 | 46517 | 0 | Approved | Reverse Cycle | N/A | Yes | Class 11 | Yes | N/A | N/A | N/A | N/A | N/A | N/A | N/A | Available | N/A | N/A | http://www.MitsubishiElectric.com.au/ | http://www.mitsubishielectric.com.au | N/A | 0 | 0 | AAC6667 | Yes | Variable output compressor | Inverter | No | - | 10000 | 2.81 | - | 980 | 5000 | No | - | - | - | 2568.34 | 10770 | No | 895.72 | 5385 | No | - | - | 11200 | 3.1 | 1130 | 5600 | No | - | - | Yes | 4930 | 10200 | No | - | - | No | - | - | - | - | - | No | - | - | No | - | - | No | - | -
PUZ-ZM100VKA2-A/PLA-M100EA2-A | PUZ-ZM100VKA*-A/PLA-M100EA*-A | N/A | MITSUBISHI ELECTRIC | N/A | Non Ducted | Single Split System | Cassette | Air | Air | Thailand | 2.43 | N/A | 10 | N/A | N/A | N/A | N/A | N/A | 2.94 | 11.2 | Enthalpy Test Room | 4.1306 | 3.8217 | N/A | - | N/A | N/A | N/A | N/A | N/A | N/A | N/A | N/A | N/A | N/A | N/A | N/A | N/A | N/A | N/A | N/A | N/A | Single | R32 | Australia,New Zealand | 146593 | 46524 | 0 | Approved | Reverse Cycle | N/A | Yes | Class 11 | Yes | N/A | N/A | N/A | N/A | N/A | N/A | N/A | Available | N/A | N/A | http://www.MitsubishiElectric.com.au/ | http://www.mitsubishielectric.com.au | N/A | 0 | 0 | AAC6710 | Yes | Variable output compressor | Inverter | No | - | 10000 | 2.43 | - | 990 | 5000 | No | - | - | - | 2221.02 | 10770 | No | 904.86 | 5385 | No | - | - | 11200 | 2.94 | 1040 | 5600 | No | - | - | Yes | 4390 | 10300 | No | - | - | No | - | - | - | - | - | No | - | - | No | - | - | No | - | -
PUZ-ZM100VKA2-A/PLA-M100EA-A | PUZ-ZM100VKA*-A/PLA-M100EA*-A | N/A | MITSUBISHI ELECTRIC | N/A | Non Ducted | Single Split System | Cassette | Air | Air | Thailand | 2.43 | N/A | 10 | N/A | N/A | N/A | N/A | N/A | 2.94 | 11.2 | Enthalpy Test Room | 4.1306 | 3.8217 | N/A | - | N/A | N/A | N/A | N/A | N/A | N/A | N/A | N/A | N/A | N/A | N/A | N/A | N/A | N/A | N/A | N/A | N/A | Single | R32 | Australia,New Zealand | 146593 | 46524 | 0 | Approved | Reverse Cycle | N/A | Yes | Class 11 | Yes | N/A | N/A | N/A | N/A | N/A | N/A | N/A | Available | N/A | N/A | http://www.MitsubishiElectric.com.au/ | http://www.mitsubishielectric.com.au | N/A | 0 | 0 | AAC6710 | Yes | Variable output compressor | Inverter | No | - | 10000 | 2.43 | - | 990 | 5000 | No | - | - | - | 2221.02 | 10770 | No | 904.86 | 5385 | No | - | - | 11200 | 2.94 | 1040 | 5600 | No | - | - | Yes | 4390 | 10300 | No | - | - | No | - | - | - | - | - | No | - | - | No | - | - | No | - | -
PUZ-ZM100VKA-A/PCA-M100KA | PUZ-ZM100VKA-A/PCA-M100KA Series | N/A | MITSUBISHI ELECTRIC | N/A | Non Ducted | Single Split System | Under ceiling | Air | Air | Thailand | 2.55 | N/A | 10 | N/A | N/A | N/A | N/A | N/A | 3.28 | 11.2 | Enthalpy Test Room | 3.9509 | 3.6638 | N/A | - | N/A | N/A | N/A | N/A | N/A | N/A | N/A | N/A | N/A | N/A | N/A | N/A | N/A | N/A | N/A | N/A | N/A | Single | R32 | Australia,New Zealand | 146599 | 46518 | 0 | Approved | Reverse Cycle | N/A | Yes | Class 11 | Yes | N/A | N/A | N/A | N/A | N/A | N/A | N/A | Available | N/A | N/A | http://www.MitsubishiElectric.com.au/ | http://www.mitsubishielectric.com.au | N/A | 0 | 0 | AAC6671 | Yes | Variable output compressor | Inverter | No | - | 10000 | 2.55 | - | 1000 | 5000 | No | - | - | - | 2330.7 | 10770 | No | 914 | 5385 | No | - | - | 11200 | 3.28 | 1120 | 5600 | No | - | - | Yes | 2360 | 10700 | No | - | - | No | - | - | - | - | - | No | - | - | No | - | - | No | - | -
PUZ-ZM100VKA-A/PCA-M100KA Series | PUZ-ZM100VKA-A/PCA-M100KA Series | N/A | MITSUBISHI ELECTRIC | N/A | Non Ducted | Single Split System | Under ceiling | Air | Air | Thailand | 2.55 | N/A | 10 | N/A | N/A | N/A | N/A | N/A | 3.28 | 11.2 | Enthalpy Test Room | 3.9509 | 3.6638 | N/A | - | N/A | N/A | N/A | N/A | N/A | N/A | N/A | N/A | N/A | N/A | N/A | N/A | N/A | N/A | N/A | N/A | N/A | Single | R32 | Australia,New Zealand | 146599 | 46518 | 0 | Approved | Reverse Cycle | N/A | Yes | Class 11 | Yes | N/A | N/A | N/A | N/A | N/A | N/A | N/A | Available | N/A | N/A | http://www.MitsubishiElectric.com.au/ | http://www.mitsubishielectric.com.au | N/A | 0 | 0 | AAC6671 | Yes | Variable output compressor | Inverter | No | - | 10000 | 2.55 | - | 1000 | 5000 | No | - | - | - | 2330.7 | 10770 | No | 914 | 5385 | No | - | - | 11200 | 3.28 | 1120 | 5600 | No | - | - | Yes | 2360 | 10700 | No | - | - | No | - | - | - | - | - | No | - | - | No | - | - | No | - | -
PUZ-ZM100VKA-A/PCA-M100KA2 | PUZ-ZM100VKA-A/PCA-M100KA Series | N/A | MITSUBISHI ELECTRIC | N/A | Non Ducted | Single Split System | Under ceiling | Air | Air | Thailand | 2.55 | N/A | 10 | N/A | N/A | N/A | N/A | N/A | 3.28 | 11.2 | Enthalpy Test Room | 3.9509 | 3.6638 | N/A | - | N/A | N/A | N/A | N/A | N/A | N/A | N/A | N/A | N/A | N/A | N/A | N/A | N/A | N/A | N/A | N/A | N/A | Single | R32 | Australia,New Zealand | 146599 | 46518 | 0 | Approved | Reverse Cycle | N/A | Yes | Class 11 | Yes | N/A | N/A | N/A | N/A | N/A | N/A | N/A | Available | N/A | N/A | http://www.MitsubishiElectric.com.au/ | http://www.mitsubishielectric.com.au | N/A | 0 | 0 | AAC6671 | Yes | Variable output compressor | Inverter | No | - | 10000 | 2.55 | - | 1000 | 5000 | No | - | - | - | 2330.7 | 10770 | No | 914 | 5385 | No | - | - | 11200 | 3.28 | 1120 | 5600 | No | - | - | Yes | 2360 | 10700 | No | - | - | No | - | - | - | - | - | No | - | - | No | - | - | No | - | -
PUZ-ZM100VKA-A/PEAD-M100JAA | PUZ-ZM100VKA-A/PEAD-M100JAA Series | N/A | MITSUBISHI ELECTRIC | N/A | Ducted | Single Split System | - | Air | Air | Thailand | 2.67 | N/A | 10 | N/A | N/A | N/A | N/A | N/A | 2.8 | 11.2 | Enthalpy Test Room | 3.9548 | 4.1079 | N/A | - | N/A | N/A | N/A | N/A | N/A | N/A | N/A | N/A | N/A | N/A | N/A | N/A | N/A | N/A | N/A | N/A | N/A | Single | R32 | Australia,New Zealand | 146615 | 46519 | 0 | Approved | Reverse Cycle | N/A | Yes | Class 11 | Yes | N/A | N/A | N/A | N/A | N/A | N/A | N/A | Available | N/A | N/A | http://www.MitsubishiElectric.com.au/ | http://www.mitsubishielectric.com.au | N/A | 0 | 0 | AAC6687 | Yes | Variable output compressor | Inverter | No | - | 10000 | 2.67 | - | 1000 | 5000 | No | - | - | - | 2440.38 | 10770 | No | 914 | 5385 | No | - | - | 11200 | 2.8 | 1070 | 5600 | No | - | - | Yes | 4120 | 10700 | No | - | - | No | - | - | - | - | - | No | - | - | No | - | - | No | - | -
PUZ-ZM100VKA-A/PEAD-M100JAA Series | PUZ-ZM100VKA-A/PEAD-M100JAA Series | N/A | MITSUBISHI ELECTRIC | N/A | Ducted | Single Split System | - | Air | Air | Thailand | 2.67 | N/A | 10 | N/A | N/A | N/A | N/A | N/A | 2.8 | 11.2 | Enthalpy Test Room | 3.9548 | 4.1079 | N/A | - | N/A | N/A | N/A | N/A | N/A | N/A | N/A | N/A | N/A | N/A | N/A | N/A | N/A | N/A | N/A | N/A | N/A | Single | R32 | Australia,New Zealand | 146615 | 46519 | 0 | Approved | Reverse Cycle | N/A | Yes | Class 11 | Yes | N/A | N/A | N/A | N/A | N/A | N/A | N/A | Available | N/A | N/A | http://www.MitsubishiElectric.com.au/ | http://www.mitsubishielectric.com.au | N/A | 0 | 0 | AAC6687 | Yes | Variable output compressor | Inverter | No | - | 10000 | 2.67 | - | 1000 | 5000 | No | - | - | - | 2440.38 | 10770 | No | 914 | 5385 | No | - | - | 11200 | 2.8 | 1070 | 5600 | No | - | - | Yes | 4120 | 10700 | No | - | - | No | - | - | - | - | - | No | - | - | No | - | - | No | - | -
PUZ-ZM100VKA-A/PEAD-M100JAAD | PUZ-ZM100VKA-A/PEAD-M100JAA Series | N/A | MITSUBISHI ELECTRIC | N/A | Ducted | Single Split System | - | Air | Air | Thailand | 2.67 | N/A | 10 | N/A | N/A | N/A | N/A | N/A | 2.8 | 11.2 | Enthalpy Test Room | 3.9548 | 4.1079 | N/A | - | N/A | N/A | N/A | N/A | N/A | N/A | N/A | N/A | N/A | N/A | N/A | N/A | N/A | N/A | N/A | N/A | N/A | Single | R32 | Australia,New Zealand | 146615 | 46519 | 0 | Approved | Reverse Cycle | N/A | Yes | Class 11 | Yes | N/A | N/A | N/A | N/A | N/A | N/A | N/A | Available | N/A | N/A | http://www.MitsubishiElectric.com.au/ | http://www.mitsubishielectric.com.au | N/A | 0 | 0 | AAC6687 | Yes | Variable output compressor | Inverter | No | - | 10000 | 2.67 | - | 1000 | 5000 | No | - | - | - | 2440.38 | 10770 | No | 914 | 5385 | No | - | - | 11200 | 2.8 | 1070 | 5600 | No | - | - | Yes | 4120 | 10700 | No | - | - | No | - | - | - | - | - | No | - | - | No | - | - | No | - | -
PUZ-ZM100VKA-A/PEA-M100GAA | PUZ-ZM100VKA-A/PEA-M100GAA Series | N/A | MITSUBISHI ELECTRIC | N/A | Ducted | Single Split System | - | Air | Air | Thailand | 2.39 | N/A | 10 | N/A | N/A | N/A | N/A | N/A | 2.51 | 11.2 | Enthalpy Test Room | 4.3498 | 4.5294 | N/A | - | N/A | N/A | N/A | N/A | N/A | N/A | N/A | N/A | N/A | N/A | N/A | N/A | N/A | N/A | N/A | N/A | N/A | Single | R32 | Australia,New Zealand | 146650 | 46518 | 0 | Approved | Reverse Cycle | N/A | Yes | Class 11 | Yes | N/A | N/A | N/A | N/A | N/A | N/A | N/A | Available | N/A | N/A | http://www.MitsubishiElectric.com.au/ | http://www.mitsubishielectric.com.au | N/A | 0 | 0 | AAC6673 | Yes | Variable output compressor | Inverter | No | - | 10000 | 2.39 | - | 1000 | 5000 | No | - | - | - | 2184.46 | 10770 | No | 914 | 5385 | No | - | - | 11200 | 2.51 | 1140 | 5600 | No | - | - | Yes | 3840 | 10700 | No | - | - | No | - | - | - | - | - | No | - | - | No | - | - | No | - | -
PUZ-ZM100VKA-A/PEA-M100GAA Series | PUZ-ZM100VKA-A/PEA-M100GAA Series | N/A | MITSUBISHI ELECTRIC | N/A | Ducted | Single Split System | - | Air | Air | Thailand | 2.39 | N/A | 10 | N/A | N/A | N/A | N/A | N/A | 2.51 | 11.2 | Enthalpy Test Room | 4.3498 | 4.5294 | N/A | - | N/A | N/A | N/A | N/A | N/A | N/A | N/A | N/A | N/A | N/A | N/A | N/A | N/A | N/A | N/A | N/A | N/A | Single | R32 | Australia,New Zealand | 146650 | 46518 | 0 | Approved | Reverse Cycle | N/A | Yes | Class 11 | Yes | N/A | N/A | N/A | N/A | N/A | N/A | N/A | Available | N/A | N/A | http://www.MitsubishiElectric.com.au/ | http://www.mitsubishielectric.com.au | N/A | 0 | 0 | AAC6673 | Yes | Variable output compressor | Inverter | No | - | 10000 | 2.39 | - | 1000 | 5000 | No | - | - | - | 2184.46 | 10770 | No | 914 | 5385 | No | - | - | 11200 | 2.51 | 1140 | 5600 | No | - | - | Yes | 3840 | 10700 | No | - | - | No | - | - | - | - | - | No | - | - | No | - | - | No | - | -
PUZ-ZM100VKA-A/PEA-M100HAA | PUZ-ZM100VKA-A/PEA-M100HAA Series | N/A | MITSUBISHI ELECTRIC | N/A | Ducted | Single Split System | - | Air | Air | Thailand | 2.65 | N/A | 10 | N/A | N/A | N/A | N/A | N/A | 2.71 | 11.2 | Enthalpy Test Room | 4.1564 | 4.372 | N/A | - | N/A | N/A | N/A | N/A | N/A | N/A | N/A | N/A | N/A | N/A | N/A | N/A | N/A | N/A | N/A | N/A | N/A | Single | R32 | Australia,New Zealand | 146654 | 46518 | 0 | Approved | Reverse Cycle | N/A | Yes | Class 11 | Yes | N/A | N/A | N/A | N/A | N/A | N/A | N/A | Available | N/A | N/A | http://www.MitsubishiElectric.com.au/ | http://www.mitsubishielectric.com.au | N/A | 0 | 0 | AAC6672 | Yes | Variable output compressor | Inverter | No | - | 10000 | 2.65 | - | 960 | 5000 | No | - | - | - | 2422.1 | 10770 | No | 877.44 | 5385 | No | - | - | 11200 | 2.71 | 1040 | 5600 | No | - | - | Yes | 3960 | 10700 | No | - | - | No | - | - | - | - | - | No | - | - | No | - | - | No | - | -
PUZ-ZM100VKA-A/PEA-M100HAA Series | PUZ-ZM100VKA-A/PEA-M100HAA Series | N/A | MITSUBISHI ELECTRIC | N/A | Ducted | Single Split System | - | Air | Air | Thailand | 2.65 | N/A | 10 | N/A | N/A | N/A | N/A | N/A | 2.71 | 11.2 | Enthalpy Test Room | 4.1564 | 4.372 | N/A | - | N/A | N/A | N/A | N/A | N/A | N/A | N/A | N/A | N/A | N/A | N/A | N/A | N/A | N/A | N/A | N/A | N/A | Single | R32 | Australia,New Zealand | 146654 | 46518 | 0 | Approved | Reverse Cycle | N/A | Yes | Class 11 | Yes | N/A | N/A | N/A | N/A | N/A | N/A | N/A | Available | N/A | N/A | http://www.MitsubishiElectric.com.au/ | http://www.mitsubishielectric.com.au | N/A | 0 | 0 | AAC6672 | Yes | Variable output compressor | Inverter | No | - | 10000 | 2.65 | - | 960 | 5000 | No | - | - | - | 2422.1 | 10770 | No | 877.44 | 5385 | No | - | - | 11200 | 2.71 | 1040 | 5600 | No | - | - | Yes | 3960 | 10700 | No | - | - | No | - | - | - | - | - | No | - | - | No | - | - | No | - | -
PUZ-ZM100VKA-A/PKA-M100KA | PUZ-ZM100VKA-A/PKA-M100KA Series | N/A | MITSUBISHI ELECTRIC | N/A | Non Ducted | Single Split System | Wall Hung | Air | Air | Thailand | 2.81 | N/A | 10 | N/A | N/A | N/A | N/A | N/A | 3.1 | 11.2 | Enthalpy Test Room | 3.964 | 4.2321 | N/A | - | N/A | N/A | N/A | N/A | N/A | N/A | N/A | N/A | N/A | N/A | N/A | N/A | N/A | N/A | N/A | N/A | N/A | Single | R32 | Australia,New Zealand | 146614 | 46517 | 0 | Approved | Reverse Cycle | N/A | Yes | Class 11 | Yes | N/A | N/A | N/A | N/A | N/A | N/A | N/A | Available | N/A | N/A | http://www.MitsubishiElectric.com.au/ | http://www.mitsubishielectric.com.au | N/A | 0 | 0 | AAC6667 | Yes | Variable output compressor | Inverter | No | - | 10000 | 2.81 | - | 980 | 5000 | No | - | - | - | 2568.34 | 10770 | No | 895.72 | 5385 | No | - | - | 11200 | 3.1 | 1130 | 5600 | No | - | - | Yes | 4930 | 10200 | No | - | - | No | - | - | - | - | - | No | - | - | No | - | - | No | - | -
PUZ-ZM100VKA-A/PKA-M100KA Series | PUZ-ZM100VKA-A/PKA-M100KA Series | N/A | MITSUBISHI ELECTRIC | N/A | Non Ducted | Single Split System | Wall Hung | Air | Air | Thailand | 2.81 | N/A | 10 | N/A | N/A | N/A | N/A | N/A | 3.1 | 11.2 | Enthalpy Test Room | 3.964 | 4.2321 | N/A | - | N/A | N/A | N/A | N/A | N/A | N/A | N/A | N/A | N/A | N/A | N/A | N/A | N/A | N/A | N/A | N/A | N/A | Single | R32 | Australia,New Zealand | 146614 | 46517 | 0 | Approved | Reverse Cycle | N/A | Yes | Class 11 | Yes | N/A | N/A | N/A | N/A | N/A | N/A | N/A | Available | N/A | N/A | http://www.MitsubishiElectric.com.au/ | http://www.mitsubishielectric.com.au | N/A | 0 | 0 | AAC6667 | Yes | Variable output compressor | Inverter | No | - | 10000 | 2.81 | - | 980 | 5000 | No | - | - | - | 2568.34 | 10770 | No | 895.72 | 5385 | No | - | - | 11200 | 3.1 | 1130 | 5600 | No | - | - | Yes | 4930 | 10200 | No | - | - | No | - | - | - | - | - | No | - | - | No | - | - | No | - | -
PUZ-ZM100VKA-A/PKA-M100KA2 | PUZ-ZM100VKA-A/PKA-M100KA Series | N/A | MITSUBISHI ELECTRIC | N/A | Non Ducted | Single Split System | Wall Hung | Air | Air | Thailand | 2.81 | N/A | 10 | N/A | N/A | N/A | N/A | N/A | 3.1 | 11.2 | Enthalpy Test Room | 3.964 | 4.2321 | N/A | - | N/A | N/A | N/A | N/A | N/A | N/A | N/A | N/A | N/A | N/A | N/A | N/A | N/A | N/A | N/A | N/A | N/A | Single | R32 | Australia,New Zealand | 146614 | 46517 | 0 | Approved | Reverse Cycle | N/A | Yes | Class 11 | Yes | N/A | N/A | N/A | N/A | N/A | N/A | N/A | Available | N/A | N/A | http://www.MitsubishiElectric.com.au/ | http://www.mitsubishielectric.com.au | N/A | 0 | 0 | AAC6667 | Yes | Variable output compressor | Inverter | No | - | 10000 | 2.81 | - | 980 | 5000 | No | - | - | - | 2568.34 | 10770 | No | 895.72 | 5385 | No | - | - | 11200 | 3.1 | 1130 | 5600 | No | - | - | Yes | 4930 | 10200 | No | - | - | No | - | - | - | - | - | No | - | - | No | - | - | No | - | -
PUZ-ZM100VKA-A/PKA-M100KAL | PUZ-ZM100VKA-A/PKA-M100KA Series | N/A | MITSUBISHI ELECTRIC | N/A | Non Ducted | Single Split System | Wall Hung | Air | Air | Thailand | 2.81 | N/A | 10 | N/A | N/A | N/A | N/A | N/A | 3.1 | 11.2 | Enthalpy Test Room | 3.964 | 4.2321 | N/A | - | N/A | N/A | N/A | N/A | N/A | N/A | N/A | N/A | N/A | N/A | N/A | N/A | N/A | N/A | N/A | N/A | N/A | Single | R32 | Australia,New Zealand | 146614 | 46517 | 0 | Approved | Reverse Cycle | N/A | Yes | Class 11 | Yes | N/A | N/A | N/A | N/A | N/A | N/A | N/A | Available | N/A | N/A | http://www.MitsubishiElectric.com.au/ | http://www.mitsubishielectric.com.au | N/A | 0 | 0 | AAC6667 | Yes | Variable output compressor | Inverter | No | - | 10000 | 2.81 | - | 980 | 5000 | No | - | - | - | 2568.34 | 10770 | No | 895.72 | 5385 | No | - | - | 11200 | 3.1 | 1130 | 5600 | No | - | - | Yes | 4930 | 10200 | No | - | - | No | - | - | - | - | - | No | - | - | No | - | - | No | - | -
PUZ-ZM100VKA-A/PKA-M100KAL2 | PUZ-ZM100VKA-A/PKA-M100KA Series | N/A | MITSUBISHI ELECTRIC | N/A | Non Ducted | Single Split System | Wall Hung | Air | Air | Thailand | 2.81 | N/A | 10 | N/A | N/A | N/A | N/A | N/A | 3.1 | 11.2 | Enthalpy Test Room | 3.964 | 4.2321 | N/A | - | N/A | N/A | N/A | N/A | N/A | N/A | N/A | N/A | N/A | N/A | N/A | N/A | N/A | N/A | N/A | N/A | N/A | Single | R32 | Australia,New Zealand | 146614 | 46517 | 0 | Approved | Reverse Cycle | N/A | Yes | Class 11 | Yes | N/A | N/A | N/A | N/A | N/A | N/A | N/A | Available | N/A | N/A | http://www.MitsubishiElectric.com.au/ | http://www.mitsubishielectric.com.au | N/A | 0 | 0 | AAC6667 | Yes | Variable output compressor | Inverter | No | - | 10000 | 2.81 | - | 980 | 5000 | No | - | - | - | 2568.34 | 10770 | No | 895.72 | 5385 | No | - | - | 11200 | 3.1 | 1130 | 5600 | No | - | - | Yes | 4930 | 10200 | No | - | - | No | - | - | - | - | - | No | - | - | No | - | - | No | - | -
PUZ-ZM100VKA-A/PLA-M100EA2-A | PUZ-ZM100VKA*-A/PLA-M100EA*-A | N/A | MITSUBISHI ELECTRIC | N/A | Non Ducted | Single Split System | Cassette | Air | Air | Thailand | 2.43 | N/A | 10 | N/A | N/A | N/A | N/A | N/A | 2.94 | 11.2 | Enthalpy Test Room | 4.1306 | 3.8217 | N/A | - | N/A | N/A | N/A | N/A | N/A | N/A | N/A | N/A | N/A | N/A | N/A | N/A | N/A | N/A | N/A | N/A | N/A | Single | R32 | Australia,New Zealand | 146593 | 46524 | 0 | Approved | Reverse Cycle | N/A | Yes | Class 11 | Yes | N/A | N/A | N/A | N/A | N/A | N/A | N/A | Available | N/A | N/A | http://www.MitsubishiElectric.com.au/ | http://www.mitsubishielectric.com.au | N/A | 0 | 0 | AAC6710 | Yes | Variable output compressor | Inverter | No | - | 10000 | 2.43 | - | 990 | 5000 | No | - | - | - | 2221.02 | 10770 | No | 904.86 | 5385 | No | - | - | 11200 | 2.94 | 1040 | 5600 | No | - | - | Yes | 4390 | 10300 | No | - | - | No | - | - | - | - | - | No | - | - | No | - | - | No | - | -
PUZ-ZM100VKA-A/PLA-M100EA-A | PUZ-ZM100VKA*-A/PLA-M100EA*-A | N/A | MITSUBISHI ELECTRIC | N/A | Non Ducted | Single Split System | Cassette | Air | Air | Thailand | 2.43 | N/A | 10 | N/A | N/A | N/A | N/A | N/A | 2.94 | 11.2 | Enthalpy Test Room | 4.1306 | 3.8217 | N/A | - | N/A | N/A | N/A | N/A | N/A | N/A | N/A | N/A | N/A | N/A | N/A | N/A | N/A | N/A | N/A | N/A | N/A | Single | R32 | Australia,New Zealand | 146593 | 46524 | 0 | Approved | Reverse Cycle | N/A | Yes | Class 11 | Yes | N/A | N/A | N/A | N/A | N/A | N/A | N/A | Available | N/A | N/A | http://www.MitsubishiElectric.com.au/ | http://www.mitsubishielectric.com.au | N/A | 0 | 0 | AAC6710 | Yes | Variable output compressor | Inverter | No | - | 10000 | 2.43 | - | 990 | 5000 | No | - | - | - | 2221.02 | 10770 | No | 904.86 | 5385 | No | - | - | 11200 | 2.94 | 1040 | 5600 | No | - | - | Yes | 4390 | 10300 | No | - | - | No | - | - | - | - | - | No | - | - | No | - | - | No | - | -
PUZ-ZM100YKA2-A / PEAD-M100JAA | PUZ-ZM100YKA3-A / PEAD-M100JAA(D) Series | N/A | MITSUBISHI ELECTRIC | 1.9 | Ducted | Single Split System | - | Air | Air | Thailand | 2.67 | 8.1 | 10 | 732 | N/A | N/A | N/A | 250 | 2.8 | 11.2 | Enthalpy Test Room | 4.1412 | 4.5187 | Yes | - | N/A | 44 | 44 | N/A | N/A | N/A | N/A | N/A | 3.7364 | 3.8987 | N/A | N/A | N/A | N/A | N/A | N/A | Enthalpy Test Room | Three | R32 | Australia,New Zealand | 157318 | 47050 | 0 | Approved | Reverse Cycle | 1400 | Yes | Class 11 | Yes | N/A | N/A | Yes | Yes | Yes | N/A | 3.9548 | Available | N/A | N/A | http://www.MitsubishiElectric.com.au/ | http://www.mitsubishielectric.com.au | Yes | 0 | 0 | AAC7841 | Yes | Variable output compressor | Inverter | No | - | 10000 | 2.67 | - | 1000 | 5000 | No | - | - | - | 2440.38 | 10770 | No | 914 | 5385 | No | - | - | 11200 | 2.8 | 1070 | 5600 | No | - | - | Yes | 4120 | 10700 | No | - | - | No | - | - | - | - | - | No | - | - | No | - | - | No | - | -
PUZ-ZM100YKA2-A / PEAD-M100JAAD | PUZ-ZM100YKA3-A / PEAD-M100JAA(D) Series | N/A | MITSUBISHI ELECTRIC | 1.9 | Ducted | Single Split System | - | Air | Air | Thailand | 2.67 | 8.1 | 10 | 732 | N/A | N/A | N/A | 250 | 2.8 | 11.2 | Enthalpy Test Room | 4.1412 | 4.5187 | Yes | - | N/A | 44 | 44 | N/A | N/A | N/A | N/A | N/A | 3.7364 | 3.8987 | N/A | N/A | N/A | N/A | N/A | N/A | Enthalpy Test Room | Three | R32 | Australia,New Zealand | 157318 | 47050 | 0 | Approved | Reverse Cycle | 1400 | Yes | Class 11 | Yes | N/A | N/A | Yes | Yes | Yes | N/A | 3.9548 | Available | N/A | N/A | http://www.MitsubishiElectric.com.au/ | http://www.mitsubishielectric.com.au | Yes | 0 | 0 | AAC7841 | Yes | Variable output compressor | Inverter | No | - | 10000 | 2.67 | - | 1000 | 5000 | No | - | - | - | 2440.38 | 10770 | No | 914 | 5385 | No | - | - | 11200 | 2.8 | 1070 | 5600 | No | - | - | Yes | 4120 | 10700 | No | - | - | No | - | - | - | - | - | No | - | - | No | - | - | No | - | -
PUZ-ZM100YKA2-A / PEA-M100HAA | PUZ-ZM100YKA3-A / PEA-M100HAA Series | N/A | MITSUBISHI ELECTRIC | 1.51 | Ducted | Single Split System | - | Air | Air | Thailand | 2.65 | 8.49 | 10 | 900 | N/A | N/A | N/A | 380 | 2.71 | 11.2 | Enthalpy Test Room | 4.2617 | 4.7536 | Yes | - | N/A | 44 | 44 | N/A | N/A | N/A | N/A | N/A | 3.9178 | 4.1379 | N/A | N/A | N/A | N/A | N/A | N/A | Enthalpy Test Room | Three | R32 | Australia,New Zealand | 157428 | 47050 | 0 | Approved | Reverse Cycle | 1405 | Yes | Class 11 | Yes | N/A | N/A | Yes | Yes | Yes | N/A | 4.1564 | Available | N/A | N/A | http://www.MitsubishiElectric.com.au/ | http://www.mitsubishielectric.com.au | Yes | 0 | 0 | AAC7842 | Yes | Variable output compressor | Inverter | No | - | 10000 | 2.65 | - | 960 | 5000 | No | - | - | - | 2422.1 | 10770 | No | 877.44 | 5385 | No | - | - | 11200 | 2.71 | 1040 | 5600 | No | - | - | Yes | 3960 | 10700 | No | - | - | No | - | - | - | - | - | No | - | - | No | - | - | No | - | -
PUZ-ZM100YKA2-A/PCA-M100KA | PUZ-ZM100YKA3/PCA-M100KA Series | N/A | MITSUBISHI ELECTRIC | N/A | Non Ducted | Single Split System | Under ceiling | Air | Air | Thailand | 2.55 | N/A | 10 | N/A | N/A | N/A | N/A | N/A | 3.28 | 11.2 | Enthalpy Test Room | 4.0548 | 3.5778 | N/A | - | N/A | N/A | N/A | N/A | N/A | N/A | N/A | N/A | N/A | N/A | N/A | N/A | N/A | N/A | N/A | N/A | N/A | Three | R32 | Australia,New Zealand | 157139 | 47055 | 0 | Approved | Reverse Cycle | N/A | Yes | Class 8 | Yes | N/A | N/A | N/A | N/A | N/A | N/A | N/A | Available | N/A | N/A | http://www.MitsubishiElectric.com.au/ | http://www.mitsubishielectric.com.au | N/A | 0 | 0 | AAC7850 | Yes | Variable output compressor | Inverter | No | - | 10000 | 2.55 | - | 1000 | 5000 | No | - | - | - | 2330.7 | 10770 | No | 914 | 5385 | No | - | - | 11200 | 3.28 | 1120 | 5600 | Yes | 580 | 3400 | Yes | 4600 | 10700 | No | - | - | No | - | - | - | - | - | No | - | - | No | - | - | No | - | -
PUZ-ZM100YKA2-A/PCA-M100KA2 | PUZ-ZM100YKA3/PCA-M100KA Series | N/A | MITSUBISHI ELECTRIC | N/A | Non Ducted | Single Split System | Under ceiling | Air | Air | Thailand | 2.55 | N/A | 10 | N/A | N/A | N/A | N/A | N/A | 3.28 | 11.2 | Enthalpy Test Room | 4.0548 | 3.5778 | N/A | - | N/A | N/A | N/A | N/A | N/A | N/A | N/A | N/A | N/A | N/A | N/A | N/A | N/A | N/A | N/A | N/A | N/A | Three | R32 | Australia,New Zealand | 157139 | 47055 | 0 | Approved | Reverse Cycle | N/A | Yes | Class 8 | Yes | N/A | N/A | N/A | N/A | N/A | N/A | N/A | Available | N/A | N/A | http://www.MitsubishiElectric.com.au/ | http://www.mitsubishielectric.com.au | N/A | 0 | 0 | AAC7850 | Yes | Variable output compressor | Inverter | No | - | 10000 | 2.55 | - | 1000 | 5000 | No | - | - | - | 2330.7 | 10770 | No | 914 | 5385 | No | - | - | 11200 | 3.28 | 1120 | 5600 | Yes | 580 | 3400 | Yes | 4600 | 10700 | No | - | - | No | - | - | - | - | - | No | - | - | No | - | - | No | - | -
PUZ-ZM100YKA2-A/PEA-M100GAA | PUZ-ZM100YKA3-A/PEA-M100GAA Series | N/A | MITSUBISHI ELECTRIC | 1.5 | Ducted | Single Split System | - | Air | Air | Thailand | 2.39 | 8.5 | 10 | 634 | N/A | N/A | N/A | 400 | 2.51 | 11.2 | Enthalpy Test Room | 4.6926 | 4.879 | Yes | - | N/A | 44 | 44 | N/A | N/A | N/A | N/A | N/A | 4.1045 | 4.3938 | N/A | N/A | N/A | N/A | N/A | N/A | Enthalpy Test Room | Three | R32 | Australia,New Zealand | 157351 | 47051 | 0 | Approved | Reverse Cycle | 1400 | Yes | Class 11 | Yes | N/A | N/A | Yes | Yes | Yes | N/A | 4.362 | Available | N/A | N/A | http://www.MitsubishiElectric.com.au/ | http://www.mitsubishielectric.com.au | Yes | 0 | 0 | AAC7844 | Yes | Variable output compressor | Inverter | No | - | 10000 | 2.39 | - | 1000 | 5000 | No | - | - | - | 2184.46 | 10770 | No | 914 | 5385 | No | - | - | 11200 | 2.51 | 1140 | 5600 | No | - | - | Yes | 3840 | 10700 | No | - | - | No | - | - | - | - | - | No | - | - | No | - | - | No | - | -
PUZ-ZM100YKA2-A/PKA-M100KA | PUZ-ZM100YKA3-A/PKA-M100KA2 Series | N/A | MITSUBISHI ELECTRIC | 3.1 | Non Ducted | Single Split System | Wall Hung | Air | Air | Thailand | 2.81 | 6.9 | 10 | 295 | N/A | N/A | N/A | 365 | 3.1 | 11.2 | Enthalpy Test Room | 3.9569 | 3.7336 | Yes | - | N/A | 44 | 44 | N/A | N/A | N/A | N/A | N/A | 3.736 | 3.4942 | N/A | N/A | N/A | N/A | N/A | N/A | Enthalpy Test Room | Three | R32 | Australia,New Zealand | 157433 | 47050 | 0 | Approved | Reverse Cycle | 1170 | Yes | Class 11 | Yes | N/A | N/A | Yes | Yes | Yes | N/A | 3.9509 | Available | N/A | N/A | http://www.MitsubishiElectric.com.au/ | http://www.mitsubishielectric.com.au | Yes | 0 | 0 | AAC7843 | Yes | Variable output compressor | Inverter | No | - | 10000 | 2.81 | - | 980 | 5000 | No | - | - | - | 2568.34 | 10770 | No | 895.72 | 5385 | No | - | - | 11200 | 3.1 | 1130 | 5600 | No | - | - | Yes | 4930 | 10200 | No | - | - | No | - | - | - | - | - | No | - | - | No | - | - | No | - | -
PUZ-ZM100YKA2-A/PKA-M100KA2 | PUZ-ZM100YKA3-A/PKA-M100KA2 Series | N/A | MITSUBISHI ELECTRIC | 3.1 | Non Ducted | Single Split System | Wall Hung | Air | Air | Thailand | 2.81 | 6.9 | 10 | 295 | N/A | N/A | N/A | 365 | 3.1 | 11.2 | Enthalpy Test Room | 3.9569 | 3.7336 | Yes | - | N/A | 44 | 44 | N/A | N/A | N/A | N/A | N/A | 3.736 | 3.4942 | N/A | N/A | N/A | N/A | N/A | N/A | Enthalpy Test Room | Three | R32 | Australia,New Zealand | 157433 | 47050 | 0 | Approved | Reverse Cycle | 1170 | Yes | Class 11 | Yes | N/A | N/A | Yes | Yes | Yes | N/A | 3.9509 | Available | N/A | N/A | http://www.MitsubishiElectric.com.au/ | http://www.mitsubishielectric.com.au | Yes | 0 | 0 | AAC7843 | Yes | Variable output compressor | Inverter | No | - | 10000 | 2.81 | - | 980 | 5000 | No | - | - | - | 2568.34 | 10770 | No | 895.72 | 5385 | No | - | - | 11200 | 3.1 | 1130 | 5600 | No | - | - | Yes | 4930 | 10200 | No | - | - | No | - | - | - | - | - | No | - | - | No | - | - | No | - | -
PUZ-ZM100YKA2-A/PKA-M100KAL | PUZ-ZM100YKA3-A/PKA-M100KA2 Series | N/A | MITSUBISHI ELECTRIC | 3.1 | Non Ducted | Single Split System | Wall Hung | Air | Air | Thailand | 2.81 | 6.9 | 10 | 295 | N/A | N/A | N/A | 365 | 3.1 | 11.2 | Enthalpy Test Room | 3.9569 | 3.7336 | Yes | - | N/A | 44 | 44 | N/A | N/A | N/A | N/A | N/A | 3.736 | 3.4942 | N/A | N/A | N/A | N/A | N/A | N/A | Enthalpy Test Room | Three | R32 | Australia,New Zealand | 157433 | 47050 | 0 | Approved | Reverse Cycle | 1170 | Yes | Class 11 | Yes | N/A | N/A | Yes | Yes | Yes | N/A | 3.9509 | Available | N/A | N/A | http://www.MitsubishiElectric.com.au/ | http://www.mitsubishielectric.com.au | Yes | 0 | 0 | AAC7843 | Yes | Variable output compressor | Inverter | No | - | 10000 | 2.81 | - | 980 | 5000 | No | - | - | - | 2568.34 | 10770 | No | 895.72 | 5385 | No | - | - | 11200 | 3.1 | 1130 | 5600 | No | - | - | Yes | 4930 | 10200 | No | - | - | No | - | - | - | - | - | No | - | - | No | - | - | No | - | -
PUZ-ZM100YKA2-A/PKA-M100KAL2 | PUZ-ZM100YKA3-A/PKA-M100KA2 Series | N/A | MITSUBISHI ELECTRIC | 3.1 | Non Ducted | Single Split System | Wall Hung | Air | Air | Thailand | 2.81 | 6.9 | 10 | 295 | N/A | N/A | N/A | 365 | 3.1 | 11.2 | Enthalpy Test Room | 3.9569 | 3.7336 | Yes | - | N/A | 44 | 44 | N/A | N/A | N/A | N/A | N/A | 3.736 | 3.4942 | N/A | N/A | N/A | N/A | N/A | N/A | Enthalpy Test Room | Three | R32 | Australia,New Zealand | 157433 | 47050 | 0 | Approved | Reverse Cycle | 1170 | Yes | Class 11 | Yes | N/A | N/A | Yes | Yes | Yes | N/A | 3.9509 | Available | N/A | N/A | http://www.MitsubishiElectric.com.au/ | http://www.mitsubishielectric.com.au | Yes | 0 | 0 | AAC7843 | Yes | Variable output compressor | Inverter | No | - | 10000 | 2.81 | - | 980 | 5000 | No | - | - | - | 2568.34 | 10770 | No | 895.72 | 5385 | No | - | - | 11200 | 3.1 | 1130 | 5600 | No | - | - | Yes | 4930 | 10200 | No | - | - | No | - | - | - | - | - | No | - | - | No | - | - | No | - | -
PUZ-ZM100YKA2-A/PLA-M100EA2-A | PUZ-ZM100YKA3-A/PLA-M100EA2-A Series | N/A | MITSUBISHI ELECTRIC | 2.6 | Non Ducted | Single Split System | Cassette | Air | Air | Thailand | 2.43 | 7.4 | 10 | 840 | N/A | N/A | N/A | 298 | 2.94 | 11.2 | Enthalpy Test Room | 4.4097 | 4.0922 | Yes | - | N/A | 44 | 44 | N/A | N/A | N/A | N/A | N/A | 3.8936 | 3.6395 | N/A | N/A | N/A | N/A | N/A | N/A | Enthalpy Test Room | Three | R32 | Australia,New Zealand | 157434 | 47051 | 0 | Approved | Reverse Cycle | 840 | Yes | Class 11 | Yes | N/A | N/A | Yes | Yes | Yes | N/A | 4.1306 | Available | N/A | N/A | http://www.MitsubishiElectric.com.au/ | http://www.mitsubishielectric.com.au | Yes | 0 | 0 | AAC7845 | Yes | Variable output compressor | Inverter | No | - | 10000 | 2.43 | - | 990 | 5000 | No | - | - | - | 2221.02 | 10770 | No | 904.86 | 5385 | No | - | - | 11200 | 2.94 | 1040 | 5600 | No | - | - | Yes | 4390 | 10300 | No | - | - | No | - | - | - | - | - | No | - | - | No | - | - | No | - | -
PUZ-ZM100YKA2-A/PLA-M100EA-A | PUZ-ZM100YKA3-A/PLA-M100EA2-A Series | N/A | MITSUBISHI ELECTRIC | 2.6 | Non Ducted | Single Split System | Cassette | Air | Air | Thailand | 2.43 | 7.4 | 10 | 840 | N/A | N/A | N/A | 298 | 2.94 | 11.2 | Enthalpy Test Room | 4.4097 | 4.0922 | Yes | - | N/A | 44 | 44 | N/A | N/A | N/A | N/A | N/A | 3.8936 | 3.6395 | N/A | N/A | N/A | N/A | N/A | N/A | Enthalpy Test Room | Three | R32 | Australia,New Zealand | 157434 | 47051 | 0 | Approved | Reverse Cycle | 840 | Yes | Class 11 | Yes | N/A | N/A | Yes | Yes | Yes | N/A | 4.1306 | Available | N/A | N/A | http://www.MitsubishiElectric.com.au/ | http://www.mitsubishielectric.com.au | Yes | 0 | 0 | AAC7845 | Yes | Variable output compressor | Inverter | No | - | 10000 | 2.43 | - | 990 | 5000 | No | - | - | - | 2221.02 | 10770 | No | 904.86 | 5385 | No | - | - | 11200 | 2.94 | 1040 | 5600 | No | - | - | Yes | 4390 | 10300 | No | - | - | No | - | - | - | - | - | No | - | - | No | - | - | No | - | -
PUZ-ZM100YKA3/PCA-M100KA Series | PUZ-ZM100YKA3/PCA-M100KA Series | N/A | MITSUBISHI ELECTRIC | N/A | Non Ducted | Single Split System | Under ceiling | Air | Air | Thailand | 2.55 | N/A | 10 | N/A | N/A | N/A | N/A | N/A | 3.28 | 11.2 | Enthalpy Test Room | 4.0548 | 3.5778 | N/A | - | N/A | N/A | N/A | N/A | N/A | N/A | N/A | N/A | N/A | N/A | N/A | N/A | N/A | N/A | N/A | N/A | N/A | Three | R32 | Australia,New Zealand | 157139 | 47055 | 0 | Approved | Reverse Cycle | N/A | Yes | Class 8 | Yes | N/A | N/A | N/A | N/A | N/A | N/A | N/A | Available | N/A | N/A | http://www.MitsubishiElectric.com.au/ | http://www.mitsubishielectric.com.au | N/A | 0 | 0 | AAC7850 | Yes | Variable output compressor | Inverter | No | - | 10000 | 2.55 | - | 1000 | 5000 | No | - | - | - | 2330.7 | 10770 | No | 914 | 5385 | No | - | - | 11200 | 3.28 | 1120 | 5600 | Yes | 580 | 3400 | Yes | 4600 | 10700 | No | - | - | No | - | - | - | - | - | No | - | - | No | - | - | No | - | -
PUZ-ZM100YKA3-A / PEAD-M100JAA | PUZ-ZM100YKA3-A / PEAD-M100JAA(D) Series | N/A | MITSUBISHI ELECTRIC | 1.9 | Ducted | Single Split System | - | Air | Air | Thailand | 2.67 | 8.1 | 10 | 732 | N/A | N/A | N/A | 250 | 2.8 | 11.2 | Enthalpy Test Room | 4.1412 | 4.5187 | Yes | - | N/A | 44 | 44 | N/A | N/A | N/A | N/A | N/A | 3.7364 | 3.8987 | N/A | N/A | N/A | N/A | N/A | N/A | Enthalpy Test Room | Three | R32 | Australia,New Zealand | 157318 | 47050 | 0 | Approved | Reverse Cycle | 1400 | Yes | Class 11 | Yes | N/A | N/A | Yes | Yes | Yes | N/A | 3.9548 | Available | N/A | N/A | http://www.MitsubishiElectric.com.au/ | http://www.mitsubishielectric.com.au | Yes | 0 | 0 | AAC7841 | Yes | Variable output compressor | Inverter | No | - | 10000 | 2.67 | - | 1000 | 5000 | No | - | - | - | 2440.38 | 10770 | No | 914 | 5385 | No | - | - | 11200 | 2.8 | 1070 | 5600 | No | - | - | Yes | 4120 | 10700 | No | - | - | No | - | - | - | - | - | No | - | - | No | - | - | No | - | -
PUZ-ZM100YKA3-A / PEAD-M100JAA(D) Series | PUZ-ZM100YKA3-A / PEAD-M100JAA(D) Series | N/A | MITSUBISHI ELECTRIC | 1.9 | Ducted | Single Split System | - | Air | Air | Thailand | 2.67 | 8.1 | 10 | 732 | N/A | N/A | N/A | 250 | 2.8 | 11.2 | Enthalpy Test Room | 4.1412 | 4.5187 | Yes | - | N/A | 44 | 44 | N/A | N/A | N/A | N/A | N/A | 3.7364 | 3.8987 | N/A | N/A | N/A | N/A | N/A | N/A | Enthalpy Test Room | Three | R32 | Australia,New Zealand | 157318 | 47050 | 0 | Approved | Reverse Cycle | 1400 | Yes | Class 11 | Yes | N/A | N/A | Yes | Yes | Yes | N/A | 3.9548 | Available | N/A | N/A | http://www.MitsubishiElectric.com.au/ | http://www.mitsubishielectric.com.au | Yes | 0 | 0 | AAC7841 | Yes | Variable output compressor | Inverter | No | - | 10000 | 2.67 | - | 1000 | 5000 | No | - | - | - | 2440.38 | 10770 | No | 914 | 5385 | No | - | - | 11200 | 2.8 | 1070 | 5600 | No | - | - | Yes | 4120 | 10700 | No | - | - | No | - | - | - | - | - | No | - | - | No | - | - | No | - | -
PUZ-ZM100YKA3-A / PEAD-M100JAAD | PUZ-ZM100YKA3-A / PEAD-M100JAA(D) Series | N/A | MITSUBISHI ELECTRIC | 1.9 | Ducted | Single Split System | - | Air | Air | Thailand | 2.67 | 8.1 | 10 | 732 | N/A | N/A | N/A | 250 | 2.8 | 11.2 | Enthalpy Test Room | 4.1412 | 4.5187 | Yes | - | N/A | 44 | 44 | N/A | N/A | N/A | N/A | N/A | 3.7364 | 3.8987 | N/A | N/A | N/A | N/A | N/A | N/A | Enthalpy Test Room | Three | R32 | Australia,New Zealand | 157318 | 47050 | 0 | Approved | Reverse Cycle | 1400 | Yes | Class 11 | Yes | N/A | N/A | Yes | Yes | Yes | N/A | 3.9548 | Available | N/A | N/A | http://www.MitsubishiElectric.com.au/ | http://www.mitsubishielectric.com.au | Yes | 0 | 0 | AAC7841 | Yes | Variable output compressor | Inverter | No | - | 10000 | 2.67 | - | 1000 | 5000 | No | - | - | - | 2440.38 | 10770 | No | 914 | 5385 | No | - | - | 11200 | 2.8 | 1070 | 5600 | No | - | - | Yes | 4120 | 10700 | No | - | - | No | - | - | - | - | - | No | - | - | No | - | - | No | - | -
PUZ-ZM100YKA3-A / PEA-M100HAA | PUZ-ZM100YKA3-A / PEA-M100HAA Series | N/A | MITSUBISHI ELECTRIC | 1.51 | Ducted | Single Split System | - | Air | Air | Thailand | 2.65 | 8.49 | 10 | 900 | N/A | N/A | N/A | 380 | 2.71 | 11.2 | Enthalpy Test Room | 4.2617 | 4.7536 | Yes | - | N/A | 44 | 44 | N/A | N/A | N/A | N/A | N/A | 3.9178 | 4.1379 | N/A | N/A | N/A | N/A | N/A | N/A | Enthalpy Test Room | Three | R32 | Australia,New Zealand | 157428 | 47050 | 0 | Approved | Reverse Cycle | 1405 | Yes | Class 11 | Yes | N/A | N/A | Yes | Yes | Yes | N/A | 4.1564 | Available | N/A | N/A | http://www.MitsubishiElectric.com.au/ | http://www.mitsubishielectric.com.au | Yes | 0 | 0 | AAC7842 | Yes | Variable output compressor | Inverter | No | - | 10000 | 2.65 | - | 960 | 5000 | No | - | - | - | 2422.1 | 10770 | No | 877.44 | 5385 | No | - | - | 11200 | 2.71 | 1040 | 5600 | No | - | - | Yes | 3960 | 10700 | No | - | - | No | - | - | - | - | - | No | - | - | No | - | - | No | - | -
PUZ-ZM100YKA3-A / PEA-M100HAA Series | PUZ-ZM100YKA3-A / PEA-M100HAA Series | N/A | MITSUBISHI ELECTRIC | 1.51 | Ducted | Single Split System | - | Air | Air | Thailand | 2.65 | 8.49 | 10 | 900 | N/A | N/A | N/A | 380 | 2.71 | 11.2 | Enthalpy Test Room | 4.2617 | 4.7536 | Yes | - | N/A | 44 | 44 | N/A | N/A | N/A | N/A | N/A | 3.9178 | 4.1379 | N/A | N/A | N/A | N/A | N/A | N/A | Enthalpy Test Room | Three | R32 | Australia,New Zealand | 157428 | 47050 | 0 | Approved | Reverse Cycle | 1405 | Yes | Class 11 | Yes | N/A | N/A | Yes | Yes | Yes | N/A | 4.1564 | Available | N/A | N/A | http://www.MitsubishiElectric.com.au/ | http://www.mitsubishielectric.com.au | Yes | 0 | 0 | AAC7842 | Yes | Variable output compressor | Inverter | No | - | 10000 | 2.65 | - | 960 | 5000 | No | - | - | - | 2422.1 | 10770 | No | 877.44 | 5385 | No | - | - | 11200 | 2.71 | 1040 | 5600 | No | - | - | Yes | 3960 | 10700 | No | - | - | No | - | - | - | - | - | No | - | - | No | - | - | No | - | -
PUZ-ZM100YKA3-A/PCA-M100KA | PUZ-ZM100YKA3/PCA-M100KA Series | N/A | MITSUBISHI ELECTRIC | N/A | Non Ducted | Single Split System | Under ceiling | Air | Air | Thailand | 2.55 | N/A | 10 | N/A | N/A | N/A | N/A | N/A | 3.28 | 11.2 | Enthalpy Test Room | 4.0548 | 3.5778 | N/A | - | N/A | N/A | N/A | N/A | N/A | N/A | N/A | N/A | N/A | N/A | N/A | N/A | N/A | N/A | N/A | N/A | N/A | Three | R32 | Australia,New Zealand | 157139 | 47055 | 0 | Approved | Reverse Cycle | N/A | Yes | Class 8 | Yes | N/A | N/A | N/A | N/A | N/A | N/A | N/A | Available | N/A | N/A | http://www.MitsubishiElectric.com.au/ | http://www.mitsubishielectric.com.au | N/A | 0 | 0 | AAC7850 | Yes | Variable output compressor | Inverter | No | - | 10000 | 2.55 | - | 1000 | 5000 | No | - | - | - | 2330.7 | 10770 | No | 914 | 5385 | No | - | - | 11200 | 3.28 | 1120 | 5600 | Yes | 580 | 3400 | Yes | 4600 | 10700 | No | - | - | No | - | - | - | - | - | No | - | - | No | - | - | No | - | -
PUZ-ZM100YKA3-A/PCA-M100KA2 | PUZ-ZM100YKA3/PCA-M100KA Series | N/A | MITSUBISHI ELECTRIC | N/A | Non Ducted | Single Split System | Under ceiling | Air | Air | Thailand | 2.55 | N/A | 10 | N/A | N/A | N/A | N/A | N/A | 3.28 | 11.2 | Enthalpy Test Room | 4.0548 | 3.5778 | N/A | - | N/A | N/A | N/A | N/A | N/A | N/A | N/A | N/A | N/A | N/A | N/A | N/A | N/A | N/A | N/A | N/A | N/A | Three | R32 | Australia,New Zealand | 157139 | 47055 | 0 | Approved | Reverse Cycle | N/A | Yes | Class 8 | Yes | N/A | N/A | N/A | N/A | N/A | N/A | N/A | Available | N/A | N/A | http://www.MitsubishiElectric.com.au/ | http://www.mitsubishielectric.com.au | N/A | 0 | 0 | AAC7850 | Yes | Variable output compressor | Inverter | No | - | 10000 | 2.55 | - | 1000 | 5000 | No | - | - | - | 2330.7 | 10770 | No | 914 | 5385 | No | - | - | 11200 | 3.28 | 1120 | 5600 | Yes | 580 | 3400 | Yes | 4600 | 10700 | No | - | - | No | - | - | - | - | - | No | - | - | No | - | - | No | - | -
PUZ-ZM100YKA3-A/PEA-M100GAA | PUZ-ZM100YKA3-A/PEA-M100GAA Series | N/A | MITSUBISHI ELECTRIC | 1.5 | Ducted | Single Split System | - | Air | Air | Thailand | 2.39 | 8.5 | 10 | 634 | N/A | N/A | N/A | 400 | 2.51 | 11.2 | Enthalpy Test Room | 4.6926 | 4.879 | Yes | - | N/A | 44 | 44 | N/A | N/A | N/A | N/A | N/A | 4.1045 | 4.3938 | N/A | N/A | N/A | N/A | N/A | N/A | Enthalpy Test Room | Three | R32 | Australia,New Zealand | 157351 | 47051 | 0 | Approved | Reverse Cycle | 1400 | Yes | Class 11 | Yes | N/A | N/A | Yes | Yes | Yes | N/A | 4.362 | Available | N/A | N/A | http://www.MitsubishiElectric.com.au/ | http://www.mitsubishielectric.com.au | Yes | 0 | 0 | AAC7844 | Yes | Variable output compressor | Inverter | No | - | 10000 | 2.39 | - | 1000 | 5000 | No | - | - | - | 2184.46 | 10770 | No | 914 | 5385 | No | - | - | 11200 | 2.51 | 1140 | 5600 | No | - | - | Yes | 3840 | 10700 | No | - | - | No | - | - | - | - | - | No | - | - | No | - | - | No | - | -
PUZ-ZM100YKA3-A/PEA-M100GAA Series | PUZ-ZM100YKA3-A/PEA-M100GAA Series | N/A | MITSUBISHI ELECTRIC | 1.5 | Ducted | Single Split System | - | Air | Air | Thailand | 2.39 | 8.5 | 10 | 634 | N/A | N/A | N/A | 400 | 2.51 | 11.2 | Enthalpy Test Room | 4.6926 | 4.879 | Yes | - | N/A | 44 | 44 | N/A | N/A | N/A | N/A | N/A | 4.1045 | 4.3938 | N/A | N/A | N/A | N/A | N/A | N/A | Enthalpy Test Room | Three | R32 | Australia,New Zealand | 157351 | 47051 | 0 | Approved | Reverse Cycle | 1400 | Yes | Class 11 | Yes | N/A | N/A | Yes | Yes | Yes | N/A | 4.362 | Available | N/A | N/A | http://www.MitsubishiElectric.com.au/ | http://www.mitsubishielectric.com.au | Yes | 0 | 0 | AAC7844 | Yes | Variable output compressor | Inverter | No | - | 10000 | 2.39 | - | 1000 | 5000 | No | - | - | - | 2184.46 | 10770 | No | 914 | 5385 | No | - | - | 11200 | 2.51 | 1140 | 5600 | No | - | - | Yes | 3840 | 10700 | No | - | - | No | - | - | - | - | - | No | - | - | No | - | - | No | - | -
PUZ-ZM100YKA3-A/PKA-M100KA | PUZ-ZM100YKA3-A/PKA-M100KA2 Series | N/A | MITSUBISHI ELECTRIC | 3.1 | Non Ducted | Single Split System | Wall Hung | Air | Air | Thailand | 2.81 | 6.9 | 10 | 295 | N/A | N/A | N/A | 365 | 3.1 | 11.2 | Enthalpy Test Room | 3.9569 | 3.7336 | Yes | - | N/A | 44 | 44 | N/A | N/A | N/A | N/A | N/A | 3.736 | 3.4942 | N/A | N/A | N/A | N/A | N/A | N/A | Enthalpy Test Room | Three | R32 | Australia,New Zealand | 157433 | 47050 | 0 | Approved | Reverse Cycle | 1170 | Yes | Class 11 | Yes | N/A | N/A | Yes | Yes | Yes | N/A | 3.9509 | Available | N/A | N/A | http://www.MitsubishiElectric.com.au/ | http://www.mitsubishielectric.com.au | Yes | 0 | 0 | AAC7843 | Yes | Variable output compressor | Inverter | No | - | 10000 | 2.81 | - | 980 | 5000 | No | - | - | - | 2568.34 | 10770 | No | 895.72 | 5385 | No | - | - | 11200 | 3.1 | 1130 | 5600 | No | - | - | Yes | 4930 | 10200 | No | - | - | No | - | - | - | - | - | No | - | - | No | - | - | No | - | -
PUZ-ZM100YKA3-A/PKA-M100KA2 | PUZ-ZM100YKA3-A/PKA-M100KA2 Series | N/A | MITSUBISHI ELECTRIC | 3.1 | Non Ducted | Single Split System | Wall Hung | Air | Air | Thailand | 2.81 | 6.9 | 10 | 295 | N/A | N/A | N/A | 365 | 3.1 | 11.2 | Enthalpy Test Room | 3.9569 | 3.7336 | Yes | - | N/A | 44 | 44 | N/A | N/A | N/A | N/A | N/A | 3.736 | 3.4942 | N/A | N/A | N/A | N/A | N/A | N/A | Enthalpy Test Room | Three | R32 | Australia,New Zealand | 157433 | 47050 | 0 | Approved | Reverse Cycle | 1170 | Yes | Class 11 | Yes | N/A | N/A | Yes | Yes | Yes | N/A | 3.9509 | Available | N/A | N/A | http://www.MitsubishiElectric.com.au/ | http://www.mitsubishielectric.com.au | Yes | 0 | 0 | AAC7843 | Yes | Variable output compressor | Inverter | No | - | 10000 | 2.81 | - | 980 | 5000 | No | - | - | - | 2568.34 | 10770 | No | 895.72 | 5385 | No | - | - | 11200 | 3.1 | 1130 | 5600 | No | - | - | Yes | 4930 | 10200 | No | - | - | No | - | - | - | - | - | No | - | - | No | - | - | No | - | -
PUZ-ZM100YKA3-A/PKA-M100KA2 Series | PUZ-ZM100YKA3-A/PKA-M100KA2 Series | N/A | MITSUBISHI ELECTRIC | 3.1 | Non Ducted | Single Split System | Wall Hung | Air | Air | Thailand | 2.81 | 6.9 | 10 | 295 | N/A | N/A | N/A | 365 | 3.1 | 11.2 | Enthalpy Test Room | 3.9569 | 3.7336 | Yes | - | N/A | 44 | 44 | N/A | N/A | N/A | N/A | N/A | 3.736 | 3.4942 | N/A | N/A | N/A | N/A | N/A | N/A | Enthalpy Test Room | Three | R32 | Australia,New Zealand | 157433 | 47050 | 0 | Approved | Reverse Cycle | 1170 | Yes | Class 11 | Yes | N/A | N/A | Yes | Yes | Yes | N/A | 3.9509 | Available | N/A | N/A | http://www.MitsubishiElectric.com.au/ | http://www.mitsubishielectric.com.au | Yes | 0 | 0 | AAC7843 | Yes | Variable output compressor | Inverter | No | - | 10000 | 2.81 | - | 980 | 5000 | No | - | - | - | 2568.34 | 10770 | No | 895.72 | 5385 | No | - | - | 11200 | 3.1 | 1130 | 5600 | No | - | - | Yes | 4930 | 10200 | No | - | - | No | - | - | - | - | - | No | - | - | No | - | - | No | - | -
PUZ-ZM100YKA3-A/PKA-M100KAL | PUZ-ZM100YKA3-A/PKA-M100KA2 Series | N/A | MITSUBISHI ELECTRIC | 3.1 | Non Ducted | Single Split System | Wall Hung | Air | Air | Thailand | 2.81 | 6.9 | 10 | 295 | N/A | N/A | N/A | 365 | 3.1 | 11.2 | Enthalpy Test Room | 3.9569 | 3.7336 | Yes | - | N/A | 44 | 44 | N/A | N/A | N/A | N/A | N/A | 3.736 | 3.4942 | N/A | N/A | N/A | N/A | N/A | N/A | Enthalpy Test Room | Three | R32 | Australia,New Zealand | 157433 | 47050 | 0 | Approved | Reverse Cycle | 1170 | Yes | Class 11 | Yes | N/A | N/A | Yes | Yes | Yes | N/A | 3.9509 | Available | N/A | N/A | http://www.MitsubishiElectric.com.au/ | http://www.mitsubishielectric.com.au | Yes | 0 | 0 | AAC7843 | Yes | Variable output compressor | Inverter | No | - | 10000 | 2.81 | - | 980 | 5000 | No | - | - | - | 2568.34 | 10770 | No | 895.72 | 5385 | No | - | - | 11200 | 3.1 | 1130 | 5600 | No | - | - | Yes | 4930 | 10200 | No | - | - | No | - | - | - | - | - | No | - | - | No | - | - | No | - | -
PUZ-ZM100YKA3-A/PKA-M100KAL2 | PUZ-ZM100YKA3-A/PKA-M100KA2 Series | N/A | MITSUBISHI ELECTRIC | 3.1 | Non Ducted | Single Split System | Wall Hung | Air | Air | Thailand | 2.81 | 6.9 | 10 | 295 | N/A | N/A | N/A | 365 | 3.1 | 11.2 | Enthalpy Test Room | 3.9569 | 3.7336 | Yes | - | N/A | 44 | 44 | N/A | N/A | N/A | N/A | N/A | 3.736 | 3.4942 | N/A | N/A | N/A | N/A | N/A | N/A | Enthalpy Test Room | Three | R32 | Australia,New Zealand | 157433 | 47050 | 0 | Approved | Reverse Cycle | 1170 | Yes | Class 11 | Yes | N/A | N/A | Yes | Yes | Yes | N/A | 3.9509 | Available | N/A | N/A | http://www.MitsubishiElectric.com.au/ | http://www.mitsubishielectric.com.au | Yes | 0 | 0 | AAC7843 | Yes | Variable output compressor | Inverter | No | - | 10000 | 2.81 | - | 980 | 5000 | No | - | - | - | 2568.34 | 10770 | No | 895.72 | 5385 | No | - | - | 11200 | 3.1 | 1130 | 5600 | No | - | - | Yes | 4930 | 10200 | No | - | - | No | - | - | - | - | - | No | - | - | No | - | - | No | - | -
PUZ-ZM100YKA3-A/PLA-M100EA2-A | PUZ-ZM100YKA3-A/PLA-M100EA2-A Series | N/A | MITSUBISHI ELECTRIC | 2.6 | Non Ducted | Single Split System | Cassette | Air | Air | Thailand | 2.43 | 7.4 | 10 | 840 | N/A | N/A | N/A | 298 | 2.94 | 11.2 | Enthalpy Test Room | 4.4097 | 4.0922 | Yes | - | N/A | 44 | 44 | N/A | N/A | N/A | N/A | N/A | 3.8936 | 3.6395 | N/A | N/A | N/A | N/A | N/A | N/A | Enthalpy Test Room | Three | R32 | Australia,New Zealand | 157434 | 47051 | 0 | Approved | Reverse Cycle | 840 | Yes | Class 11 | Yes | N/A | N/A | Yes | Yes | Yes | N/A | 4.1306 | Available | N/A | N/A | http://www.MitsubishiElectric.com.au/ | http://www.mitsubishielectric.com.au | Yes | 0 | 0 | AAC7845 | Yes | Variable output compressor | Inverter | No | - | 10000 | 2.43 | - | 990 | 5000 | No | - | - | - | 2221.02 | 10770 | No | 904.86 | 5385 | No | - | - | 11200 | 2.94 | 1040 | 5600 | No | - | - | Yes | 4390 | 10300 | No | - | - | No | - | - | - | - | - | No | - | - | No | - | - | No | - | -
PUZ-ZM100YKA3-A/PLA-M100EA2-A Series | PUZ-ZM100YKA3-A/PLA-M100EA2-A Series | N/A | MITSUBISHI ELECTRIC | 2.6 | Non Ducted | Single Split System | Cassette | Air | Air | Thailand | 2.43 | 7.4 | 10 | 840 | N/A | N/A | N/A | 298 | 2.94 | 11.2 | Enthalpy Test Room | 4.4097 | 4.0922 | Yes | - | N/A | 44 | 44 | N/A | N/A | N/A | N/A | N/A | 3.8936 | 3.6395 | N/A | N/A | N/A | N/A | N/A | N/A | Enthalpy Test Room | Three | R32 | Australia,New Zealand | 157434 | 47051 | 0 | Approved | Reverse Cycle | 840 | Yes | Class 11 | Yes | N/A | N/A | Yes | Yes | Yes | N/A | 4.1306 | Available | N/A | N/A | http://www.MitsubishiElectric.com.au/ | http://www.mitsubishielectric.com.au | Yes | 0 | 0 | AAC7845 | Yes | Variable output compressor | Inverter | No | - | 10000 | 2.43 | - | 990 | 5000 | No | - | - | - | 2221.02 | 10770 | No | 904.86 | 5385 | No | - | - | 11200 | 2.94 | 1040 | 5600 | No | - | - | Yes | 4390 | 10300 | No | - | - | No | - | - | - | - | - | No | - | - | No | - | - | No | - | -
PUZ-ZM100YKA3-A/PLA-M100EA-A | PUZ-ZM100YKA3-A/PLA-M100EA2-A Series | N/A | MITSUBISHI ELECTRIC | 2.6 | Non Ducted | Single Split System | Cassette | Air | Air | Thailand | 2.43 | 7.4 | 10 | 840 | N/A | N/A | N/A | 298 | 2.94 | 11.2 | Enthalpy Test Room | 4.4097 | 4.0922 | Yes | - | N/A | 44 | 44 | N/A | N/A | N/A | N/A | N/A | 3.8936 | 3.6395 | N/A | N/A | N/A | N/A | N/A | N/A | Enthalpy Test Room | Three | R32 | Australia,New Zealand | 157434 | 47051 | 0 | Approved | Reverse Cycle | 840 | Yes | Class 11 | Yes | N/A | N/A | Yes | Yes | Yes | N/A | 4.1306 | Available | N/A | N/A | http://www.MitsubishiElectric.com.au/ | http://www.mitsubishielectric.com.au | Yes | 0 | 0 | AAC7845 | Yes | Variable output compressor | Inverter | No | - | 10000 | 2.43 | - | 990 | 5000 | No | - | - | - | 2221.02 | 10770 | No | 904.86 | 5385 | No | - | - | 11200 | 2.94 | 1040 | 5600 | No | - | - | Yes | 4390 | 10300 | No | - | - | No | - | - | - | - | - | No | - | - | No | - | - | No | - | -
PUZ-ZM125VKA(2)-A/PEAD-M125JAA(D) Series | PUZ-ZM125VKA(2)-A/PEAD-M125JAA(D) Series | N/A | MITSUBISHI ELECTRIC | N/A | Ducted | Single Split System | - | Air | Air | Thailand | 3.66 | N/A | 12.5 | N/A | N/A | N/A | N/A | N/A | 3.52 | 14 | Enthalpy Test Room | 3.4928 | 4.0192 | N/A | - | N/A | N/A | N/A | N/A | N/A | N/A | N/A | N/A | N/A | N/A | N/A | N/A | N/A | N/A | N/A | N/A | N/A | Single | R32 | Australia,New Zealand | 146627 | 46519 | 0 | Approved | Reverse Cycle | N/A | Yes | Class 11 | Yes | N/A | N/A | N/A | N/A | N/A | N/A | N/A | Available | N/A | N/A | http://www.MitsubishiElectric.com.au/ | http://www.mitsubishielectric.com.au | N/A | 0 | 0 | AAC6688 | Yes | Variable output compressor | Inverter | No | - | 12500 | 3.66 | - | 1260 | 6250 | No | - | - | - | 3345.24 | 13462.5 | No | 1151.64 | 6731.25 | No | - | - | 14000 | 3.52 | 1380 | 7000 | No | - | - | Yes | 5880 | 13000 | No | - | - | No | - | - | - | - | - | No | - | - | No | - | - | No | - | -
PUZ-ZM125VKA2-A/PCA-M125KA | PUZ-ZM125VKA-A/PCA-M125KA Series | N/A | MITSUBISHI ELECTRIC | N/A | Non Ducted | Single Split System | Under ceiling | Air | Air | Thailand | 3.77 | N/A | 12.5 | N/A | N/A | N/A | N/A | N/A | 4.22 | 14 | Enthalpy Test Room | 3.336 | 3.3241 | N/A | - | N/A | N/A | N/A | N/A | N/A | N/A | N/A | N/A | N/A | N/A | N/A | N/A | N/A | N/A | N/A | N/A | N/A | Single | R32 | Australia,New Zealand | 146609 | 46518 | 0 | Approved | Reverse Cycle | N/A | Yes | Class 11 | Yes | N/A | N/A | N/A | N/A | N/A | N/A | N/A | Available | N/A | N/A | http://www.MitsubishiElectric.com.au/ | http://www.mitsubishielectric.com.au | N/A | 0 | 0 | AAC6670 | Yes | Variable output compressor | Inverter | No | - | 12500 | 3.77 | - | 1270 | 6250 | No | - | - | - | 3445.78 | 13462.5 | No | 1160.78 | 6731.25 | No | - | - | 14000 | 4.22 | 1440 | 7000 | No | - | - | Yes | 5580 | 12600 | No | - | - | No | - | - | - | - | - | No | - | - | No | - | - | No | - | -
PUZ-ZM125VKA2-A/PCA-M125KA2 | PUZ-ZM125VKA-A/PCA-M125KA Series | N/A | MITSUBISHI ELECTRIC | N/A | Non Ducted | Single Split System | Under ceiling | Air | Air | Thailand | 3.77 | N/A | 12.5 | N/A | N/A | N/A | N/A | N/A | 4.22 | 14 | Enthalpy Test Room | 3.336 | 3.3241 | N/A | - | N/A | N/A | N/A | N/A | N/A | N/A | N/A | N/A | N/A | N/A | N/A | N/A | N/A | N/A | N/A | N/A | N/A | Single | R32 | Australia,New Zealand | 146609 | 46518 | 0 | Approved | Reverse Cycle | N/A | Yes | Class 11 | Yes | N/A | N/A | N/A | N/A | N/A | N/A | N/A | Available | N/A | N/A | http://www.MitsubishiElectric.com.au/ | http://www.mitsubishielectric.com.au | N/A | 0 | 0 | AAC6670 | Yes | Variable output compressor | Inverter | No | - | 12500 | 3.77 | - | 1270 | 6250 | No | - | - | - | 3445.78 | 13462.5 | No | 1160.78 | 6731.25 | No | - | - | 14000 | 4.22 | 1440 | 7000 | No | - | - | Yes | 5580 | 12600 | No | - | - | No | - | - | - | - | - | No | - | - | No | - | - | No | - | -
PUZ-ZM125VKA2-A/PEAD-M125JAA | PUZ-ZM125VKA(2)-A/PEAD-M125JAA(D) Series | N/A | MITSUBISHI ELECTRIC | N/A | Ducted | Single Split System | - | Air | Air | Thailand | 3.66 | N/A | 12.5 | N/A | N/A | N/A | N/A | N/A | 3.52 | 14 | Enthalpy Test Room | 3.4928 | 4.0192 | N/A | - | N/A | N/A | N/A | N/A | N/A | N/A | N/A | N/A | N/A | N/A | N/A | N/A | N/A | N/A | N/A | N/A | N/A | Single | R32 | Australia,New Zealand | 146627 | 46519 | 0 | Approved | Reverse Cycle | N/A | Yes | Class 11 | Yes | N/A | N/A | N/A | N/A | N/A | N/A | N/A | Available | N/A | N/A | http://www.MitsubishiElectric.com.au/ | http://www.mitsubishielectric.com.au | N/A | 0 | 0 | AAC6688 | Yes | Variable output compressor | Inverter | No | - | 12500 | 3.66 | - | 1260 | 6250 | No | - | - | - | 3345.24 | 13462.5 | No | 1151.64 | 6731.25 | No | - | - | 14000 | 3.52 | 1380 | 7000 | No | - | - | Yes | 5880 | 13000 | No | - | - | No | - | - | - | - | - | No | - | - | No | - | - | No | - | -
PUZ-ZM125VKA2-A/PEAD-M125JAAD | PUZ-ZM125VKA(2)-A/PEAD-M125JAA(D) Series | N/A | MITSUBISHI ELECTRIC | N/A | Ducted | Single Split System | - | Air | Air | Thailand | 3.66 | N/A | 12.5 | N/A | N/A | N/A | N/A | N/A | 3.52 | 14 | Enthalpy Test Room | 3.4928 | 4.0192 | N/A | - | N/A | N/A | N/A | N/A | N/A | N/A | N/A | N/A | N/A | N/A | N/A | N/A | N/A | N/A | N/A | N/A | N/A | Single | R32 | Australia,New Zealand | 146627 | 46519 | 0 | Approved | Reverse Cycle | N/A | Yes | Class 11 | Yes | N/A | N/A | N/A | N/A | N/A | N/A | N/A | Available | N/A | N/A | http://www.MitsubishiElectric.com.au/ | http://www.mitsubishielectric.com.au | N/A | 0 | 0 | AAC6688 | Yes | Variable output compressor | Inverter | No | - | 12500 | 3.66 | - | 1260 | 6250 | No | - | - | - | 3345.24 | 13462.5 | No | 1151.64 | 6731.25 | No | - | - | 14000 | 3.52 | 1380 | 7000 | No | - | - | Yes | 5880 | 13000 | No | - | - | No | - | - | - | - | - | No | - | - | No | - | - | No | - | -
PUZ-ZM125VKA2-A/PEA-M125GAA | PUZ-ZM125VKA-A/PEA-M125GAA Series | N/A | MITSUBISHI ELECTRIC | N/A | Ducted | Single Split System | - | Air | Air | Thailand | 3.52 | N/A | 12.5 | N/A | N/A | N/A | N/A | N/A | 3.27 | 14 | Enthalpy Test Room | 4.0611 | 4.2817 | N/A | - | N/A | N/A | N/A | N/A | N/A | N/A | N/A | N/A | N/A | N/A | N/A | N/A | N/A | N/A | N/A | N/A | N/A | Single | R32 | Australia,New Zealand | 146652 | 46518 | 0 | Approved | Reverse Cycle | N/A | Yes | Class 11 | Yes | N/A | N/A | N/A | N/A | N/A | N/A | N/A | Available | N/A | N/A | http://www.MitsubishiElectric.com.au/ | http://www.mitsubishielectric.com.au | N/A | 0 | 0 | AAC6681 | Yes | Variable output compressor | Inverter | No | - | 12500 | 3.52 | - | 1360 | 6250 | No | - | - | - | 3217.28 | 13462.5 | No | 1243.04 | 6731.25 | No | - | - | 14000 | 3.27 | 1450 | 7000 | No | - | - | Yes | 5610 | 13400 | No | - | - | No | - | - | - | - | - | No | - | - | No | - | - | No | - | -
PUZ-ZM125VKA2-A/PEA-M125HAA | PUZ-ZM125VKA2-A/PEA-M125HAA Series | N/A | MITSUBISHI ELECTRIC | N/A | Ducted | Single Split System | - | Air | Air | Thailand | 3.5 | N/A | 12.5 | N/A | N/A | N/A | N/A | N/A | 3.4 | 14 | Enthalpy Test Room | 3.7313 | 4.5793 | N/A | - | N/A | N/A | N/A | N/A | N/A | N/A | N/A | N/A | N/A | N/A | N/A | N/A | N/A | N/A | N/A | N/A | N/A | Single | R32 | Australia,New Zealand | 146658 | 46518 | 0 | Approved | Reverse Cycle | N/A | Yes | Class 11 | Yes | N/A | N/A | N/A | N/A | N/A | N/A | N/A | Available | N/A | N/A | http://www.MitsubishiElectric.com.au/ | http://www.mitsubishielectric.com.au | N/A | 0 | 0 | AAC6680 | Yes | Variable output compressor | Inverter | No | - | 12500 | 3.5 | - | 1350 | 6250 | No | - | - | - | 3199 | 13462.5 | No | 1233.9 | 6731.25 | No | - | - | 14000 | 3.4 | 1370 | 7000 | No | - | - | Yes | 4920 | 13400 | No | - | - | No | - | - | - | - | - | No | - | - | No | - | - | No | - | -
PUZ-ZM125VKA2-A/PEA-M125HAA Series | PUZ-ZM125VKA2-A/PEA-M125HAA Series | N/A | MITSUBISHI ELECTRIC | N/A | Ducted | Single Split System | - | Air | Air | Thailand | 3.5 | N/A | 12.5 | N/A | N/A | N/A | N/A | N/A | 3.4 | 14 | Enthalpy Test Room | 3.7313 | 4.5793 | N/A | - | N/A | N/A | N/A | N/A | N/A | N/A | N/A | N/A | N/A | N/A | N/A | N/A | N/A | N/A | N/A | N/A | N/A | Single | R32 | Australia,New Zealand | 146658 | 46518 | 0 | Approved | Reverse Cycle | N/A | Yes | Class 11 | Yes | N/A | N/A | N/A | N/A | N/A | N/A | N/A | Available | N/A | N/A | http://www.MitsubishiElectric.com.au/ | http://www.mitsubishielectric.com.au | N/A | 0 | 0 | AAC6680 | Yes | Variable output compressor | Inverter | No | - | 12500 | 3.5 | - | 1350 | 6250 | No | - | - | - | 3199 | 13462.5 | No | 1233.9 | 6731.25 | No | - | - | 14000 | 3.4 | 1370 | 7000 | No | - | - | Yes | 4920 | 13400 | No | - | - | No | - | - | - | - | - | No | - | - | No | - | - | No | - | -
PUZ-ZM125VKA2-A/PLA-M125EA2-A | PUZ-ZM125VKA-A/PLA-M125EA-A Series | N/A | MITSUBISHI ELECTRIC | N/A | Non Ducted | Single Split System | Cassette | Air | Air | Thailand | 3.55 | N/A | 12.5 | N/A | N/A | N/A | N/A | N/A | 3.58 | 14 | Enthalpy Test Room | 4.0522 | 3.9538 | N/A | - | N/A | N/A | N/A | N/A | N/A | N/A | N/A | N/A | N/A | N/A | N/A | N/A | N/A | N/A | N/A | N/A | N/A | Single | R32 | Australia,New Zealand | 146588 | 46517 | 0 | Approved | Reverse Cycle | N/A | Yes | Class 11 | Yes | N/A | N/A | N/A | N/A | N/A | N/A | N/A | Available | N/A | N/A | http://www.MitsubishiElectric.com.au/ | http://www.mitsubishielectric.com.au | N/A | 0 | 0 | AAC6664 | Yes | Variable output compressor | Inverter | No | - | 12500 | 3.55 | - | 1270 | 6250 | No | - | - | - | 3244.7 | 13462.5 | No | 1160.78 | 6731.25 | No | - | - | 14000 | 3.58 | 1300 | 7000 | No | - | - | Yes | 5600 | 12500 | No | - | - | No | - | - | - | - | - | No | - | - | No | - | - | No | - | -
PUZ-ZM125VKA2-A/PLA-M125EA-A | PUZ-ZM125VKA-A/PLA-M125EA-A Series | N/A | MITSUBISHI ELECTRIC | N/A | Non Ducted | Single Split System | Cassette | Air | Air | Thailand | 3.55 | N/A | 12.5 | N/A | N/A | N/A | N/A | N/A | 3.58 | 14 | Enthalpy Test Room | 4.0522 | 3.9538 | N/A | - | N/A | N/A | N/A | N/A | N/A | N/A | N/A | N/A | N/A | N/A | N/A | N/A | N/A | N/A | N/A | N/A | N/A | Single | R32 | Australia,New Zealand | 146588 | 46517 | 0 | Approved | Reverse Cycle | N/A | Yes | Class 11 | Yes | N/A | N/A | N/A | N/A | N/A | N/A | N/A | Available | N/A | N/A | http://www.MitsubishiElectric.com.au/ | http://www.mitsubishielectric.com.au | N/A | 0 | 0 | AAC6664 | Yes | Variable output compressor | Inverter | No | - | 12500 | 3.55 | - | 1270 | 6250 | No | - | - | - | 3244.7 | 13462.5 | No | 1160.78 | 6731.25 | No | - | - | 14000 | 3.58 | 1300 | 7000 | No | - | - | Yes | 5600 | 12500 | No | - | - | No | - | - | - | - | - | No | - | - | No | - | - | No | - | -
PUZ-ZM125VKA-A/PCA-M125KA | PUZ-ZM125VKA-A/PCA-M125KA Series | N/A | MITSUBISHI ELECTRIC | N/A | Non Ducted | Single Split System | Under ceiling | Air | Air | Thailand | 3.77 | N/A | 12.5 | N/A | N/A | N/A | N/A | N/A | 4.22 | 14 | Enthalpy Test Room | 3.336 | 3.3241 | N/A | - | N/A | N/A | N/A | N/A | N/A | N/A | N/A | N/A | N/A | N/A | N/A | N/A | N/A | N/A | N/A | N/A | N/A | Single | R32 | Australia,New Zealand | 146609 | 46518 | 0 | Approved | Reverse Cycle | N/A | Yes | Class 11 | Yes | N/A | N/A | N/A | N/A | N/A | N/A | N/A | Available | N/A | N/A | http://www.MitsubishiElectric.com.au/ | http://www.mitsubishielectric.com.au | N/A | 0 | 0 | AAC6670 | Yes | Variable output compressor | Inverter | No | - | 12500 | 3.77 | - | 1270 | 6250 | No | - | - | - | 3445.78 | 13462.5 | No | 1160.78 | 6731.25 | No | - | - | 14000 | 4.22 | 1440 | 7000 | No | - | - | Yes | 5580 | 12600 | No | - | - | No | - | - | - | - | - | No | - | - | No | - | - | No | - | -
PUZ-ZM125VKA-A/PCA-M125KA Series | PUZ-ZM125VKA-A/PCA-M125KA Series | N/A | MITSUBISHI ELECTRIC | N/A | Non Ducted | Single Split System | Under ceiling | Air | Air | Thailand | 3.77 | N/A | 12.5 | N/A | N/A | N/A | N/A | N/A | 4.22 | 14 | Enthalpy Test Room | 3.336 | 3.3241 | N/A | - | N/A | N/A | N/A | N/A | N/A | N/A | N/A | N/A | N/A | N/A | N/A | N/A | N/A | N/A | N/A | N/A | N/A | Single | R32 | Australia,New Zealand | 146609 | 46518 | 0 | Approved | Reverse Cycle | N/A | Yes | Class 11 | Yes | N/A | N/A | N/A | N/A | N/A | N/A | N/A | Available | N/A | N/A | http://www.MitsubishiElectric.com.au/ | http://www.mitsubishielectric.com.au | N/A | 0 | 0 | AAC6670 | Yes | Variable output compressor | Inverter | No | - | 12500 | 3.77 | - | 1270 | 6250 | No | - | - | - | 3445.78 | 13462.5 | No | 1160.78 | 6731.25 | No | - | - | 14000 | 4.22 | 1440 | 7000 | No | - | - | Yes | 5580 | 12600 | No | - | - | No | - | - | - | - | - | No | - | - | No | - | - | No | - | -
PUZ-ZM125VKA-A/PCA-M125KA2 | PUZ-ZM125VKA-A/PCA-M125KA Series | N/A | MITSUBISHI ELECTRIC | N/A | Non Ducted | Single Split System | Under ceiling | Air | Air | Thailand | 3.77 | N/A | 12.5 | N/A | N/A | N/A | N/A | N/A | 4.22 | 14 | Enthalpy Test Room | 3.336 | 3.3241 | N/A | - | N/A | N/A | N/A | N/A | N/A | N/A | N/A | N/A | N/A | N/A | N/A | N/A | N/A | N/A | N/A | N/A | N/A | Single | R32 | Australia,New Zealand | 146609 | 46518 | 0 | Approved | Reverse Cycle | N/A | Yes | Class 11 | Yes | N/A | N/A | N/A | N/A | N/A | N/A | N/A | Available | N/A | N/A | http://www.MitsubishiElectric.com.au/ | http://www.mitsubishielectric.com.au | N/A | 0 | 0 | AAC6670 | Yes | Variable output compressor | Inverter | No | - | 12500 | 3.77 | - | 1270 | 6250 | No | - | - | - | 3445.78 | 13462.5 | No | 1160.78 | 6731.25 | No | - | - | 14000 | 4.22 | 1440 | 7000 | No | - | - | Yes | 5580 | 12600 | No | - | - | No | - | - | - | - | - | No | - | - | No | - | - | No | - | -
PUZ-ZM125VKA-A/PEAD-M125JAA | PUZ-ZM125VKA(2)-A/PEAD-M125JAA(D) Series | N/A | MITSUBISHI ELECTRIC | N/A | Ducted | Single Split System | - | Air | Air | Thailand | 3.66 | N/A | 12.5 | N/A | N/A | N/A | N/A | N/A | 3.52 | 14 | Enthalpy Test Room | 3.4928 | 4.0192 | N/A | - | N/A | N/A | N/A | N/A | N/A | N/A | N/A | N/A | N/A | N/A | N/A | N/A | N/A | N/A | N/A | N/A | N/A | Single | R32 | Australia,New Zealand | 146627 | 46519 | 0 | Approved | Reverse Cycle | N/A | Yes | Class 11 | Yes | N/A | N/A | N/A | N/A | N/A | N/A | N/A | Available | N/A | N/A | http://www.MitsubishiElectric.com.au/ | http://www.mitsubishielectric.com.au | N/A | 0 | 0 | AAC6688 | Yes | Variable output compressor | Inverter | No | - | 12500 | 3.66 | - | 1260 | 6250 | No | - | - | - | 3345.24 | 13462.5 | No | 1151.64 | 6731.25 | No | - | - | 14000 | 3.52 | 1380 | 7000 | No | - | - | Yes | 5880 | 13000 | No | - | - | No | - | - | - | - | - | No | - | - | No | - | - | No | - | -
PUZ-ZM125VKA-A/PEAD-M125JAAD | PUZ-ZM125VKA(2)-A/PEAD-M125JAA(D) Series | N/A | MITSUBISHI ELECTRIC | N/A | Ducted | Single Split System | - | Air | Air | Thailand | 3.66 | N/A | 12.5 | N/A | N/A | N/A | N/A | N/A | 3.52 | 14 | Enthalpy Test Room | 3.4928 | 4.0192 | N/A | - | N/A | N/A | N/A | N/A | N/A | N/A | N/A | N/A | N/A | N/A | N/A | N/A | N/A | N/A | N/A | N/A | N/A | Single | R32 | Australia,New Zealand | 146627 | 46519 | 0 | Approved | Reverse Cycle | N/A | Yes | Class 11 | Yes | N/A | N/A | N/A | N/A | N/A | N/A | N/A | Available | N/A | N/A | http://www.MitsubishiElectric.com.au/ | http://www.mitsubishielectric.com.au | N/A | 0 | 0 | AAC6688 | Yes | Variable output compressor | Inverter | No | - | 12500 | 3.66 | - | 1260 | 6250 | No | - | - | - | 3345.24 | 13462.5 | No | 1151.64 | 6731.25 | No | - | - | 14000 | 3.52 | 1380 | 7000 | No | - | - | Yes | 5880 | 13000 | No | - | - | No | - | - | - | - | - | No | - | - | No | - | - | No | - | -
PUZ-ZM125VKA-A/PEA-M125GAA | PUZ-ZM125VKA-A/PEA-M125GAA Series | N/A | MITSUBISHI ELECTRIC | N/A | Ducted | Single Split System | - | Air | Air | Thailand | 3.52 | N/A | 12.5 | N/A | N/A | N/A | N/A | N/A | 3.27 | 14 | Enthalpy Test Room | 4.0611 | 4.2817 | N/A | - | N/A | N/A | N/A | N/A | N/A | N/A | N/A | N/A | N/A | N/A | N/A | N/A | N/A | N/A | N/A | N/A | N/A | Single | R32 | Australia,New Zealand | 146652 | 46518 | 0 | Approved | Reverse Cycle | N/A | Yes | Class 11 | Yes | N/A | N/A | N/A | N/A | N/A | N/A | N/A | Available | N/A | N/A | http://www.MitsubishiElectric.com.au/ | http://www.mitsubishielectric.com.au | N/A | 0 | 0 | AAC6681 | Yes | Variable output compressor | Inverter | No | - | 12500 | 3.52 | - | 1360 | 6250 | No | - | - | - | 3217.28 | 13462.5 | No | 1243.04 | 6731.25 | No | - | - | 14000 | 3.27 | 1450 | 7000 | No | - | - | Yes | 5610 | 13400 | No | - | - | No | - | - | - | - | - | No | - | - | No | - | - | No | - | -
PUZ-ZM125VKA-A/PEA-M125GAA Series | PUZ-ZM125VKA-A/PEA-M125GAA Series | N/A | MITSUBISHI ELECTRIC | N/A | Ducted | Single Split System | - | Air | Air | Thailand | 3.52 | N/A | 12.5 | N/A | N/A | N/A | N/A | N/A | 3.27 | 14 | Enthalpy Test Room | 4.0611 | 4.2817 | N/A | - | N/A | N/A | N/A | N/A | N/A | N/A | N/A | N/A | N/A | N/A | N/A | N/A | N/A | N/A | N/A | N/A | N/A | Single | R32 | Australia,New Zealand | 146652 | 46518 | 0 | Approved | Reverse Cycle | N/A | Yes | Class 11 | Yes | N/A | N/A | N/A | N/A | N/A | N/A | N/A | Available | N/A | N/A | http://www.MitsubishiElectric.com.au/ | http://www.mitsubishielectric.com.au | N/A | 0 | 0 | AAC6681 | Yes | Variable output compressor | Inverter | No | - | 12500 | 3.52 | - | 1360 | 6250 | No | - | - | - | 3217.28 | 13462.5 | No | 1243.04 | 6731.25 | No | - | - | 14000 | 3.27 | 1450 | 7000 | No | - | - | Yes | 5610 | 13400 | No | - | - | No | - | - | - | - | - | No | - | - | No | - | - | No | - | -
PUZ-ZM125VKA-A/PEA-M125HAA | PUZ-ZM125VKA2-A/PEA-M125HAA Series | N/A | MITSUBISHI ELECTRIC | N/A | Ducted | Single Split System | - | Air | Air | Thailand | 3.5 | N/A | 12.5 | N/A | N/A | N/A | N/A | N/A | 3.4 | 14 | Enthalpy Test Room | 3.7313 | 4.5793 | N/A | - | N/A | N/A | N/A | N/A | N/A | N/A | N/A | N/A | N/A | N/A | N/A | N/A | N/A | N/A | N/A | N/A | N/A | Single | R32 | Australia,New Zealand | 146658 | 46518 | 0 | Approved | Reverse Cycle | N/A | Yes | Class 11 | Yes | N/A | N/A | N/A | N/A | N/A | N/A | N/A | Available | N/A | N/A | http://www.MitsubishiElectric.com.au/ | http://www.mitsubishielectric.com.au | N/A | 0 | 0 | AAC6680 | Yes | Variable output compressor | Inverter | No | - | 12500 | 3.5 | - | 1350 | 6250 | No | - | - | - | 3199 | 13462.5 | No | 1233.9 | 6731.25 | No | - | - | 14000 | 3.4 | 1370 | 7000 | No | - | - | Yes | 4920 | 13400 | No | - | - | No | - | - | - | - | - | No | - | - | No | - | - | No | - | -
PUZ-ZM125VKA-A/PLA-M125EA2-A | PUZ-ZM125VKA-A/PLA-M125EA-A Series | N/A | MITSUBISHI ELECTRIC | N/A | Non Ducted | Single Split System | Cassette | Air | Air | Thailand | 3.55 | N/A | 12.5 | N/A | N/A | N/A | N/A | N/A | 3.58 | 14 | Enthalpy Test Room | 4.0522 | 3.9538 | N/A | - | N/A | N/A | N/A | N/A | N/A | N/A | N/A | N/A | N/A | N/A | N/A | N/A | N/A | N/A | N/A | N/A | N/A | Single | R32 | Australia,New Zealand | 146588 | 46517 | 0 | Approved | Reverse Cycle | N/A | Yes | Class 11 | Yes | N/A | N/A | N/A | N/A | N/A | N/A | N/A | Available | N/A | N/A | http://www.MitsubishiElectric.com.au/ | http://www.mitsubishielectric.com.au | N/A | 0 | 0 | AAC6664 | Yes | Variable output compressor | Inverter | No | - | 12500 | 3.55 | - | 1270 | 6250 | No | - | - | - | 3244.7 | 13462.5 | No | 1160.78 | 6731.25 | No | - | - | 14000 | 3.58 | 1300 | 7000 | No | - | - | Yes | 5600 | 12500 | No | - | - | No | - | - | - | - | - | No | - | - | No | - | - | No | - | -
PUZ-ZM125VKA-A/PLA-M125EA-A | PUZ-ZM125VKA-A/PLA-M125EA-A Series | N/A | MITSUBISHI ELECTRIC | N/A | Non Ducted | Single Split System | Cassette | Air | Air | Thailand | 3.55 | N/A | 12.5 | N/A | N/A | N/A | N/A | N/A | 3.58 | 14 | Enthalpy Test Room | 4.0522 | 3.9538 | N/A | - | N/A | N/A | N/A | N/A | N/A | N/A | N/A | N/A | N/A | N/A | N/A | N/A | N/A | N/A | N/A | N/A | N/A | Single | R32 | Australia,New Zealand | 146588 | 46517 | 0 | Approved | Reverse Cycle | N/A | Yes | Class 11 | Yes | N/A | N/A | N/A | N/A | N/A | N/A | N/A | Available | N/A | N/A | http://www.MitsubishiElectric.com.au/ | http://www.mitsubishielectric.com.au | N/A | 0 | 0 | AAC6664 | Yes | Variable output compressor | Inverter | No | - | 12500 | 3.55 | - | 1270 | 6250 | No | - | - | - | 3244.7 | 13462.5 | No | 1160.78 | 6731.25 | No | - | - | 14000 | 3.58 | 1300 | 7000 | No | - | - | Yes | 5600 | 12500 | No | - | - | No | - | - | - | - | - | No | - | - | No | - | - | No | - | -
PUZ-ZM125VKA-A/PLA-M125EA-A Series | PUZ-ZM125VKA-A/PLA-M125EA-A Series | N/A | MITSUBISHI ELECTRIC | N/A | Non Ducted | Single Split System | Cassette | Air | Air | Thailand | 3.55 | N/A | 12.5 | N/A | N/A | N/A | N/A | N/A | 3.58 | 14 | Enthalpy Test Room | 4.0522 | 3.9538 | N/A | - | N/A | N/A | N/A | N/A | N/A | N/A | N/A | N/A | N/A | N/A | N/A | N/A | N/A | N/A | N/A | N/A | N/A | Single | R32 | Australia,New Zealand | 146588 | 46517 | 0 | Approved | Reverse Cycle | N/A | Yes | Class 11 | Yes | N/A | N/A | N/A | N/A | N/A | N/A | N/A | Available | N/A | N/A | http://www.MitsubishiElectric.com.au/ | http://www.mitsubishielectric.com.au | N/A | 0 | 0 | AAC6664 | Yes | Variable output compressor | Inverter | No | - | 12500 | 3.55 | - | 1270 | 6250 | No | - | - | - | 3244.7 | 13462.5 | No | 1160.78 | 6731.25 | No | - | - | 14000 | 3.58 | 1300 | 7000 | No | - | - | Yes | 5600 | 12500 | No | - | - | No | - | - | - | - | - | No | - | - | No | - | - | No | - | -
PUZ-ZM125YKA*-A/PEA-M125GAA Series | PUZ-ZM125YKA*-A/PEA-M125GAA Series | N/A | MITSUBISHI ELECTRIC | 1 | Ducted | Single Split System | - | Air | Air | Thailand | 3.52 | 11.5 | 12.5 | 634 | N/A | N/A | N/A | 400 | 3.27 | 14 | Enthalpy Test Room | 4.1183 | 4.4738 | Yes | - | N/A | 44 | 44 | N/A | N/A | N/A | N/A | N/A | 3.791 | 4.1102 | N/A | N/A | N/A | N/A | N/A | N/A | Enthalpy Test Room | Three | R32 | Australia,New Zealand | 157862 | 47071 | 0 | Approved | Reverse Cycle | 1400 | Yes | Class 11 | Yes | N/A | N/A | Yes | Yes | Yes | N/A | 3.9691 | Available | N/A | N/A | http://www.MitsubishiElectric.com.au/ | http://www.mitsubishielectric.com.au | Yes | 0 | 0 | AAC7883 | Yes | Variable output compressor | Inverter | No | - | 12500 | 3.52 | - | 1360 | 6250 | No | - | - | - | 3217.28 | 13462.5 | No | 1243.04 | 6731.25 | No | - | - | 14000 | 3.27 | 1450 | 7000 | No | - | - | Yes | 5610 | 13400 | No | - | - | No | - | - | - | - | - | No | - | - | No | - | - | No | - | -
PUZ-ZM125YKA*-A/PEA-M125HAA Series | PUZ-ZM125YKA*-A/PEA-M125HAA Series | N/A | MITSUBISHI ELECTRIC | 1.61 | Ducted | Single Split System | - | Air | Air | Thailand | 3.5 | 10.89 | 12.5 | 900 | N/A | N/A | N/A | 380 | 3.4 | 14 | Enthalpy Test Room | 3.9595 | 4.833 | Yes | - | N/A | 44 | 44 | N/A | N/A | N/A | N/A | N/A | 3.4775 | 4.1169 | N/A | N/A | N/A | N/A | N/A | N/A | Enthalpy Test Room | Three | R32 | Australia,New Zealand | 157863 | 47071 | 0 | Approved | Reverse Cycle | 1405 | Yes | Class 11 | Yes | N/A | N/A | Yes | Yes | Yes | N/A | 3.6264 | Available | N/A | N/A | http://www.MitsubishiElectric.com.au/ | http://www.mitsubishielectric.com.au | Yes | 0 | 0 | AAC7882 | Yes | Variable output compressor | Inverter | No | - | 12500 | 3.5 | - | 1350 | 6250 | No | - | - | - | 3199 | 13462.5 | No | 1233.9 | 6731.25 | No | - | - | 14000 | 3.4 | 1370 | 7000 | No | - | - | Yes | 4920 | 13400 | No | - | - | No | - | - | - | - | - | No | - | - | No | - | - | No | - | -
PUZ-ZM125YKA2-A/PCA-M125KA | PUZ-ZM125YKA-A/PCA-M125KA Series | N/A | MITSUBISHI ELECTRIC | 3.87 | Non Ducted | Single Split System | Under ceiling | Air | Air | Thailand | 3.77 | 8.63 | 12.5 | 680 | N/A | N/A | N/A | 230 | 4.22 | 14 | Enthalpy Test Room | 3.4036 | 3.5419 | Yes | - | N/A | 44 | 44 | 4.1024 | N/A | N/A | N/A | N/A | 3.2091 | 3.2124 | N/A | N/A | N/A | N/A | N/A | N/A | Enthalpy Test Room | Three | R32 | Australia,New Zealand | 157855 | 47071 | 0 | Approved | Reverse Cycle | 1600 | Yes | Class 11 | Yes | N/A | N/A | Yes | Yes | Yes | N/A | 3.336 | Available | N/A | N/A | http://www.MitsubishiElectric.com.au/ | http://www.mitsubishielectric.com.au | Yes | 0 | 0 | AAC7884 | Yes | Variable output compressor | Inverter | No | - | 12500 | 3.77 | - | 1270 | 6250 | No | - | - | - | 3445.78 | 13462.5 | No | 1160.78 | 6731.25 | No | - | - | 14000 | 4.22 | 1440 | 7000 | No | - | - | Yes | 5580 | 12600 | No | - | - | No | - | - | - | - | - | No | - | - | No | - | - | No | - | -
PUZ-ZM125YKA2-A/PCA-M125KA2 | PUZ-ZM125YKA-A/PCA-M125KA Series | N/A | MITSUBISHI ELECTRIC | 3.87 | Non Ducted | Single Split System | Under ceiling | Air | Air | Thailand | 3.77 | 8.63 | 12.5 | 680 | N/A | N/A | N/A | 230 | 4.22 | 14 | Enthalpy Test Room | 3.4036 | 3.5419 | Yes | - | N/A | 44 | 44 | 4.1024 | N/A | N/A | N/A | N/A | 3.2091 | 3.2124 | N/A | N/A | N/A | N/A | N/A | N/A | Enthalpy Test Room | Three | R32 | Australia,New Zealand | 157855 | 47071 | 0 | Approved | Reverse Cycle | 1600 | Yes | Class 11 | Yes | N/A | N/A | Yes | Yes | Yes | N/A | 3.336 | Available | N/A | N/A | http://www.MitsubishiElectric.com.au/ | http://www.mitsubishielectric.com.au | Yes | 0 | 0 | AAC7884 | Yes | Variable output compressor | Inverter | No | - | 12500 | 3.77 | - | 1270 | 6250 | No | - | - | - | 3445.78 | 13462.5 | No | 1160.78 | 6731.25 | No | - | - | 14000 | 4.22 | 1440 | 7000 | No | - | - | Yes | 5580 | 12600 | No | - | - | No | - | - | - | - | - | No | - | - | No | - | - | No | - | -
PUZ-ZM125YKA2-A/PEAD-M125JAA | PUZ-ZM125YKA-A/PEAD-M125JAA Series | N/A | MITSUBISHI ELECTRIC | 2.75 | Ducted | Single Split System | - | Air | Air | Thailand | 3.66 | 9.75 | 12.5 | 732 | N/A | N/A | N/A | 250 | 3.52 | 14 | Enthalpy Test Room | 3.7549 | 4.2616 | Yes | - | N/A | 44 | 44 | N/A | N/A | N/A | N/A | N/A | 3.3378 | 3.8552 | N/A | N/A | N/A | N/A | N/A | N/A | Enthalpy Test Room | Three | R32 | Australia,New Zealand | 157857 | 47071 | 0 | Approved | Reverse Cycle | 1400 | Yes | Class 11 | Yes | N/A | N/A | Yes | Yes | Yes | N/A | 3.4737 | Available | N/A | N/A | http://www.MitsubishiElectric.com.au/ | http://www.mitsubishielectric.com.au | Yes | 0 | 0 | AAC7885 | Yes | Variable output compressor | Inverter | No | - | 12500 | 3.66 | - | 1260 | 6250 | No | - | - | - | 3345.24 | 13462.5 | No | 1151.64 | 6731.25 | No | - | - | 14000 | 3.52 | 1380 | 7000 | No | - | - | Yes | 5880 | 13000 | No | - | - | No | - | - | - | - | - | No | - | - | No | - | - | No | - | -
PUZ-ZM125YKA2-A/PEAD-M125JAAD | PUZ-ZM125YKA-A/PEAD-M125JAA Series | N/A | MITSUBISHI ELECTRIC | 2.75 | Ducted | Single Split System | - | Air | Air | Thailand | 3.66 | 9.75 | 12.5 | 732 | N/A | N/A | N/A | 250 | 3.52 | 14 | Enthalpy Test Room | 3.7549 | 4.2616 | Yes | - | N/A | 44 | 44 | N/A | N/A | N/A | N/A | N/A | 3.3378 | 3.8552 | N/A | N/A | N/A | N/A | N/A | N/A | Enthalpy Test Room | Three | R32 | Australia,New Zealand | 157857 | 47071 | 0 | Approved | Reverse Cycle | 1400 | Yes | Class 11 | Yes | N/A | N/A | Yes | Yes | Yes | N/A | 3.4737 | Available | N/A | N/A | http://www.MitsubishiElectric.com.au/ | http://www.mitsubishielectric.com.au | Yes | 0 | 0 | AAC7885 | Yes | Variable output compressor | Inverter | No | - | 12500 | 3.66 | - | 1260 | 6250 | No | - | - | - | 3345.24 | 13462.5 | No | 1151.64 | 6731.25 | No | - | - | 14000 | 3.52 | 1380 | 7000 | No | - | - | Yes | 5880 | 13000 | No | - | - | No | - | - | - | - | - | No | - | - | No | - | - | No | - | -
PUZ-ZM125YKA2-A/PEA-M125GAA | PUZ-ZM125YKA*-A/PEA-M125GAA Series | N/A | MITSUBISHI ELECTRIC | 1 | Ducted | Single Split System | - | Air | Air | Thailand | 3.52 | 11.5 | 12.5 | 634 | N/A | N/A | N/A | 400 | 3.27 | 14 | Enthalpy Test Room | 4.1183 | 4.4738 | Yes | - | N/A | 44 | 44 | N/A | N/A | N/A | N/A | N/A | 3.791 | 4.1102 | N/A | N/A | N/A | N/A | N/A | N/A | Enthalpy Test Room | Three | R32 | Australia,New Zealand | 157862 | 47071 | 0 | Approved | Reverse Cycle | 1400 | Yes | Class 11 | Yes | N/A | N/A | Yes | Yes | Yes | N/A | 3.9691 | Available | N/A | N/A | http://www.MitsubishiElectric.com.au/ | http://www.mitsubishielectric.com.au | Yes | 0 | 0 | AAC7883 | Yes | Variable output compressor | Inverter | No | - | 12500 | 3.52 | - | 1360 | 6250 | No | - | - | - | 3217.28 | 13462.5 | No | 1243.04 | 6731.25 | No | - | - | 14000 | 3.27 | 1450 | 7000 | No | - | - | Yes | 5610 | 13400 | No | - | - | No | - | - | - | - | - | No | - | - | No | - | - | No | - | -
PUZ-ZM125YKA2-A/PEA-M125HAA | PUZ-ZM125YKA*-A/PEA-M125HAA Series | N/A | MITSUBISHI ELECTRIC | 1.61 | Ducted | Single Split System | - | Air | Air | Thailand | 3.5 | 10.89 | 12.5 | 900 | N/A | N/A | N/A | 380 | 3.4 | 14 | Enthalpy Test Room | 3.9595 | 4.833 | Yes | - | N/A | 44 | 44 | N/A | N/A | N/A | N/A | N/A | 3.4775 | 4.1169 | N/A | N/A | N/A | N/A | N/A | N/A | Enthalpy Test Room | Three | R32 | Australia,New Zealand | 157863 | 47071 | 0 | Approved | Reverse Cycle | 1405 | Yes | Class 11 | Yes | N/A | N/A | Yes | Yes | Yes | N/A | 3.6264 | Available | N/A | N/A | http://www.MitsubishiElectric.com.au/ | http://www.mitsubishielectric.com.au | Yes | 0 | 0 | AAC7882 | Yes | Variable output compressor | Inverter | No | - | 12500 | 3.5 | - | 1350 | 6250 | No | - | - | - | 3199 | 13462.5 | No | 1233.9 | 6731.25 | No | - | - | 14000 | 3.4 | 1370 | 7000 | No | - | - | Yes | 4920 | 13400 | No | - | - | No | - | - | - | - | - | No | - | - | No | - | - | No | - | -
PUZ-ZM125YKA-A/PCA-M125KA | PUZ-ZM125YKA-A/PCA-M125KA Series | N/A | MITSUBISHI ELECTRIC | 3.87 | Non Ducted | Single Split System | Under ceiling | Air | Air | Thailand | 3.77 | 8.63 | 12.5 | 680 | N/A | N/A | N/A | 230 | 4.22 | 14 | Enthalpy Test Room | 3.4036 | 3.5419 | Yes | - | N/A | 44 | 44 | 4.1024 | N/A | N/A | N/A | N/A | 3.2091 | 3.2124 | N/A | N/A | N/A | N/A | N/A | N/A | Enthalpy Test Room | Three | R32 | Australia,New Zealand | 157855 | 47071 | 0 | Approved | Reverse Cycle | 1600 | Yes | Class 11 | Yes | N/A | N/A | Yes | Yes | Yes | N/A | 3.336 | Available | N/A | N/A | http://www.MitsubishiElectric.com.au/ | http://www.mitsubishielectric.com.au | Yes | 0 | 0 | AAC7884 | Yes | Variable output compressor | Inverter | No | - | 12500 | 3.77 | - | 1270 | 6250 | No | - | - | - | 3445.78 | 13462.5 | No | 1160.78 | 6731.25 | No | - | - | 14000 | 4.22 | 1440 | 7000 | No | - | - | Yes | 5580 | 12600 | No | - | - | No | - | - | - | - | - | No | - | - | No | - | - | No | - | -
PUZ-ZM125YKA-A/PCA-M125KA Series | PUZ-ZM125YKA-A/PCA-M125KA Series | N/A | MITSUBISHI ELECTRIC | 3.87 | Non Ducted | Single Split System | Under ceiling | Air | Air | Thailand | 3.77 | 8.63 | 12.5 | 680 | N/A | N/A | N/A | 230 | 4.22 | 14 | Enthalpy Test Room | 3.4036 | 3.5419 | Yes | - | N/A | 44 | 44 | 4.1024 | N/A | N/A | N/A | N/A | 3.2091 | 3.2124 | N/A | N/A | N/A | N/A | N/A | N/A | Enthalpy Test Room | Three | R32 | Australia,New Zealand | 157855 | 47071 | 0 | Approved | Reverse Cycle | 1600 | Yes | Class 11 | Yes | N/A | N/A | Yes | Yes | Yes | N/A | 3.336 | Available | N/A | N/A | http://www.MitsubishiElectric.com.au/ | http://www.mitsubishielectric.com.au | Yes | 0 | 0 | AAC7884 | Yes | Variable output compressor | Inverter | No | - | 12500 | 3.77 | - | 1270 | 6250 | No | - | - | - | 3445.78 | 13462.5 | No | 1160.78 | 6731.25 | No | - | - | 14000 | 4.22 | 1440 | 7000 | No | - | - | Yes | 5580 | 12600 | No | - | - | No | - | - | - | - | - | No | - | - | No | - | - | No | - | -
PUZ-ZM125YKA-A/PCA-M125KA2 | PUZ-ZM125YKA-A/PCA-M125KA Series | N/A | MITSUBISHI ELECTRIC | 3.87 | Non Ducted | Single Split System | Under ceiling | Air | Air | Thailand | 3.77 | 8.63 | 12.5 | 680 | N/A | N/A | N/A | 230 | 4.22 | 14 | Enthalpy Test Room | 3.4036 | 3.5419 | Yes | - | N/A | 44 | 44 | 4.1024 | N/A | N/A | N/A | N/A | 3.2091 | 3.2124 | N/A | N/A | N/A | N/A | N/A | N/A | Enthalpy Test Room | Three | R32 | Australia,New Zealand | 157855 | 47071 | 0 | Approved | Reverse Cycle | 1600 | Yes | Class 11 | Yes | N/A | N/A | Yes | Yes | Yes | N/A | 3.336 | Available | N/A | N/A | http://www.MitsubishiElectric.com.au/ | http://www.mitsubishielectric.com.au | Yes | 0 | 0 | AAC7884 | Yes | Variable output compressor | Inverter | No | - | 12500 | 3.77 | - | 1270 | 6250 | No | - | - | - | 3445.78 | 13462.5 | No | 1160.78 | 6731.25 | No | - | - | 14000 | 4.22 | 1440 | 7000 | No | - | - | Yes | 5580 | 12600 | No | - | - | No | - | - | - | - | - | No | - | - | No | - | - | No | - | -
PUZ-ZM125YKA-A/PEAD-M125JAA | PUZ-ZM125YKA-A/PEAD-M125JAA Series | N/A | MITSUBISHI ELECTRIC | 2.75 | Ducted | Single Split System | - | Air | Air | Thailand | 3.66 | 9.75 | 12.5 | 732 | N/A | N/A | N/A | 250 | 3.52 | 14 | Enthalpy Test Room | 3.7549 | 4.2616 | Yes | - | N/A | 44 | 44 | N/A | N/A | N/A | N/A | N/A | 3.3378 | 3.8552 | N/A | N/A | N/A | N/A | N/A | N/A | Enthalpy Test Room | Three | R32 | Australia,New Zealand | 157857 | 47071 | 0 | Approved | Reverse Cycle | 1400 | Yes | Class 11 | Yes | N/A | N/A | Yes | Yes | Yes | N/A | 3.4737 | Available | N/A | N/A | http://www.MitsubishiElectric.com.au/ | http://www.mitsubishielectric.com.au | Yes | 0 | 0 | AAC7885 | Yes | Variable output compressor | Inverter | No | - | 12500 | 3.66 | - | 1260 | 6250 | No | - | - | - | 3345.24 | 13462.5 | No | 1151.64 | 6731.25 | No | - | - | 14000 | 3.52 | 1380 | 7000 | No | - | - | Yes | 5880 | 13000 | No | - | - | No | - | - | - | - | - | No | - | - | No | - | - | No | - | -
PUZ-ZM125YKA-A/PEAD-M125JAA Series | PUZ-ZM125YKA-A/PEAD-M125JAA Series | N/A | MITSUBISHI ELECTRIC | 2.75 | Ducted | Single Split System | - | Air | Air | Thailand | 3.66 | 9.75 | 12.5 | 732 | N/A | N/A | N/A | 250 | 3.52 | 14 | Enthalpy Test Room | 3.7549 | 4.2616 | Yes | - | N/A | 44 | 44 | N/A | N/A | N/A | N/A | N/A | 3.3378 | 3.8552 | N/A | N/A | N/A | N/A | N/A | N/A | Enthalpy Test Room | Three | R32 | Australia,New Zealand | 157857 | 47071 | 0 | Approved | Reverse Cycle | 1400 | Yes | Class 11 | Yes | N/A | N/A | Yes | Yes | Yes | N/A | 3.4737 | Available | N/A | N/A | http://www.MitsubishiElectric.com.au/ | http://www.mitsubishielectric.com.au | Yes | 0 | 0 | AAC7885 | Yes | Variable output compressor | Inverter | No | - | 12500 | 3.66 | - | 1260 | 6250 | No | - | - | - | 3345.24 | 13462.5 | No | 1151.64 | 6731.25 | No | - | - | 14000 | 3.52 | 1380 | 7000 | No | - | - | Yes | 5880 | 13000 | No | - | - | No | - | - | - | - | - | No | - | - | No | - | - | No | - | -
PUZ-ZM125YKA-A/PEAD-M125JAAD | PUZ-ZM125YKA-A/PEAD-M125JAA Series | N/A | MITSUBISHI ELECTRIC | 2.75 | Ducted | Single Split System | - | Air | Air | Thailand | 3.66 | 9.75 | 12.5 | 732 | N/A | N/A | N/A | 250 | 3.52 | 14 | Enthalpy Test Room | 3.7549 | 4.2616 | Yes | - | N/A | 44 | 44 | N/A | N/A | N/A | N/A | N/A | 3.3378 | 3.8552 | N/A | N/A | N/A | N/A | N/A | N/A | Enthalpy Test Room | Three | R32 | Australia,New Zealand | 157857 | 47071 | 0 | Approved | Reverse Cycle | 1400 | Yes | Class 11 | Yes | N/A | N/A | Yes | Yes | Yes | N/A | 3.4737 | Available | N/A | N/A | http://www.MitsubishiElectric.com.au/ | http://www.mitsubishielectric.com.au | Yes | 0 | 0 | AAC7885 | Yes | Variable output compressor | Inverter | No | - | 12500 | 3.66 | - | 1260 | 6250 | No | - | - | - | 3345.24 | 13462.5 | No | 1151.64 | 6731.25 | No | - | - | 14000 | 3.52 | 1380 | 7000 | No | - | - | Yes | 5880 | 13000 | No | - | - | No | - | - | - | - | - | No | - | - | No | - | - | No | - | -
PUZ-ZM125YKA-A/PEA-M125GAA | PUZ-ZM125YKA*-A/PEA-M125GAA Series | N/A | MITSUBISHI ELECTRIC | 1 | Ducted | Single Split System | - | Air | Air | Thailand | 3.52 | 11.5 | 12.5 | 634 | N/A | N/A | N/A | 400 | 3.27 | 14 | Enthalpy Test Room | 4.1183 | 4.4738 | Yes | - | N/A | 44 | 44 | N/A | N/A | N/A | N/A | N/A | 3.791 | 4.1102 | N/A | N/A | N/A | N/A | N/A | N/A | Enthalpy Test Room | Three | R32 | Australia,New Zealand | 157862 | 47071 | 0 | Approved | Reverse Cycle | 1400 | Yes | Class 11 | Yes | N/A | N/A | Yes | Yes | Yes | N/A | 3.9691 | Available | N/A | N/A | http://www.MitsubishiElectric.com.au/ | http://www.mitsubishielectric.com.au | Yes | 0 | 0 | AAC7883 | Yes | Variable output compressor | Inverter | No | - | 12500 | 3.52 | - | 1360 | 6250 | No | - | - | - | 3217.28 | 13462.5 | No | 1243.04 | 6731.25 | No | - | - | 14000 | 3.27 | 1450 | 7000 | No | - | - | Yes | 5610 | 13400 | No | - | - | No | - | - | - | - | - | No | - | - | No | - | - | No | - | -
PUZ-ZM125YKA-A/PEA-M125HAA | PUZ-ZM125YKA*-A/PEA-M125HAA Series | N/A | MITSUBISHI ELECTRIC | 1.61 | Ducted | Single Split System | - | Air | Air | Thailand | 3.5 | 10.89 | 12.5 | 900 | N/A | N/A | N/A | 380 | 3.4 | 14 | Enthalpy Test Room | 3.9595 | 4.833 | Yes | - | N/A | 44 | 44 | N/A | N/A | N/A | N/A | N/A | 3.4775 | 4.1169 | N/A | N/A | N/A | N/A | N/A | N/A | Enthalpy Test Room | Three | R32 | Australia,New Zealand | 157863 | 47071 | 0 | Approved | Reverse Cycle | 1405 | Yes | Class 11 | Yes | N/A | N/A | Yes | Yes | Yes | N/A | 3.6264 | Available | N/A | N/A | http://www.MitsubishiElectric.com.au/ | http://www.mitsubishielectric.com.au | Yes | 0 | 0 | AAC7882 | Yes | Variable output compressor | Inverter | No | - | 12500 | 3.5 | - | 1350 | 6250 | No | - | - | - | 3199 | 13462.5 | No | 1233.9 | 6731.25 | No | - | - | 14000 | 3.4 | 1370 | 7000 | No | - | - | Yes | 4920 | 13400 | No | - | - | No | - | - | - | - | - | No | - | - | No | - | - | No | - | -
PUZ-ZM140VKA(2)-A/PEAD-M140JAA(D) Series | PUZ-ZM140VKA(2)-A/PEAD-M140JAA(D) Series | N/A | MITSUBISHI ELECTRIC | N/A | Ducted | Single Split System | - | Air | Air | Thailand | 4.37 | N/A | 14 | N/A | N/A | N/A | N/A | N/A | 4.18 | 16 | Enthalpy Test Room | 3.4971 | 4.0332 | N/A | - | N/A | N/A | N/A | N/A | N/A | N/A | N/A | N/A | N/A | N/A | N/A | N/A | N/A | N/A | N/A | N/A | N/A | Single | R32 | Australia,New Zealand | 157898 | 47070 | 0 | Approved | Reverse Cycle | N/A | Yes | Class 11 | Yes | N/A | N/A | N/A | N/A | N/A | N/A | N/A | Available | N/A | N/A | http://www.MitsubishiElectric.com.au/ | http://www.mitsubishielectric.com.au | N/A | 0 | 0 | AAC7879 | Yes | Variable output compressor | Inverter | No | - | 14000 | 4.37 | - | 1460 | 7000 | No | - | - | - | 3994.18 | 15078 | No | 1334.44 | 7539 | No | - | - | 16000 | 4.18 | 1620 | 8000 | Yes | 950 | 4400 | Yes | 5500 | 14500 | No | - | - | No | - | - | - | - | - | No | - | - | No | - | - | No | - | -
PUZ-ZM140VKA*-A/PEA-M140GAA | PUZ-ZM140VKA*-A/PEA-M140GAA | N/A | MITSUBISHI ELECTRIC | N/A | Ducted | Single Split System | - | Air | Air | Thailand | 4.1 | N/A | 14 | N/A | N/A | N/A | N/A | N/A | 3.9 | 16 | Enthalpy Test Room | 3.7891 | 4.2374 | N/A | - | N/A | N/A | N/A | N/A | N/A | N/A | N/A | N/A | N/A | N/A | N/A | N/A | N/A | N/A | N/A | N/A | N/A | Single | R32 | Australia,New Zealand | 157896 | 47070 | 0 | Approved | Reverse Cycle | N/A | Yes | Class 11 | Yes | N/A | N/A | N/A | N/A | N/A | N/A | N/A | Available | N/A | N/A | http://www.MitsubishiElectric.com.au/ | http://www.mitsubishielectric.com.au | N/A | 0 | 0 | AAC7878 | Yes | Variable output compressor | Inverter | No | - | 14000 | 4.1 | - | 1460 | 7000 | No | - | - | - | 3747.4 | 15078 | No | 1334.44 | 7539 | No | - | - | 16000 | 3.9 | 1660 | 8100 | No | - | - | Yes | 5530 | 14800 | No | - | - | No | - | - | - | - | - | No | - | - | No | - | - | No | - | -
PUZ-ZM140VKA2-A/PCA-M140KA | PUZ-ZM140VKA-A/PCA-M140KA Series | N/A | MITSUBISHI ELECTRIC | N/A | Non Ducted | Single Split System | Under ceiling | Air | Air | Thailand | 4.15 | N/A | 13.5 | N/A | N/A | N/A | N/A | N/A | 4.72 | 16 | Enthalpy Test Room | 3.4159 | 3.4336 | N/A | - | N/A | N/A | N/A | N/A | N/A | N/A | N/A | N/A | N/A | N/A | N/A | N/A | N/A | N/A | N/A | N/A | N/A | Single | R32 | Australia,New Zealand | 146610 | 46517 | 0 | Approved | Reverse Cycle | N/A | Yes | Class 11 | Yes | N/A | N/A | N/A | N/A | N/A | N/A | N/A | Available | N/A | N/A | http://www.MitsubishiElectric.com.au/ | http://www.mitsubishielectric.com.au | N/A | 0 | 0 | AAC6666 | Yes | Variable output compressor | Inverter | No | - | 13500 | 4.15 | - | 1430 | 6750 | No | - | - | - | 3793.1 | 14539.5 | No | 1307.02 | 7269.75 | No | - | - | 16000 | 4.72 | 1630 | 8000 | No | - | - | Yes | 5840 | 13200 | No | - | - | No | - | - | - | - | - | No | - | - | No | - | - | No | - | -
PUZ-ZM140VKA2-A/PCA-M140KA2 | PUZ-ZM140VKA-A/PCA-M140KA Series | N/A | MITSUBISHI ELECTRIC | N/A | Non Ducted | Single Split System | Under ceiling | Air | Air | Thailand | 4.15 | N/A | 13.5 | N/A | N/A | N/A | N/A | N/A | 4.72 | 16 | Enthalpy Test Room | 3.4159 | 3.4336 | N/A | - | N/A | N/A | N/A | N/A | N/A | N/A | N/A | N/A | N/A | N/A | N/A | N/A | N/A | N/A | N/A | N/A | N/A | Single | R32 | Australia,New Zealand | 146610 | 46517 | 0 | Approved | Reverse Cycle | N/A | Yes | Class 11 | Yes | N/A | N/A | N/A | N/A | N/A | N/A | N/A | Available | N/A | N/A | http://www.MitsubishiElectric.com.au/ | http://www.mitsubishielectric.com.au | N/A | 0 | 0 | AAC6666 | Yes | Variable output compressor | Inverter | No | - | 13500 | 4.15 | - | 1430 | 6750 | No | - | - | - | 3793.1 | 14539.5 | No | 1307.02 | 7269.75 | No | - | - | 16000 | 4.72 | 1630 | 8000 | No | - | - | Yes | 5840 | 13200 | No | - | - | No | - | - | - | - | - | No | - | - | No | - | - | No | - | -
PUZ-ZM140VKA2-A/PEAD-M140JAA | PUZ-ZM140VKA(2)-A/PEAD-M140JAA(D) Series | N/A | MITSUBISHI ELECTRIC | N/A | Ducted | Single Split System | - | Air | Air | Thailand | 4.37 | N/A | 14 | N/A | N/A | N/A | N/A | N/A | 4.18 | 16 | Enthalpy Test Room | 3.4971 | 4.0332 | N/A | - | N/A | N/A | N/A | N/A | N/A | N/A | N/A | N/A | N/A | N/A | N/A | N/A | N/A | N/A | N/A | N/A | N/A | Single | R32 | Australia,New Zealand | 157898 | 47070 | 0 | Approved | Reverse Cycle | N/A | Yes | Class 11 | Yes | N/A | N/A | N/A | N/A | N/A | N/A | N/A | Available | N/A | N/A | http://www.MitsubishiElectric.com.au/ | http://www.mitsubishielectric.com.au | N/A | 0 | 0 | AAC7879 | Yes | Variable output compressor | Inverter | No | - | 14000 | 4.37 | - | 1460 | 7000 | No | - | - | - | 3994.18 | 15078 | No | 1334.44 | 7539 | No | - | - | 16000 | 4.18 | 1620 | 8000 | Yes | 950 | 4400 | Yes | 5500 | 14500 | No | - | - | No | - | - | - | - | - | No | - | - | No | - | - | No | - | -
PUZ-ZM140VKA2-A/PEAD-M140JAAD | PUZ-ZM140VKA(2)-A/PEAD-M140JAA(D) Series | N/A | MITSUBISHI ELECTRIC | N/A | Ducted | Single Split System | - | Air | Air | Thailand | 4.37 | N/A | 14 | N/A | N/A | N/A | N/A | N/A | 4.18 | 16 | Enthalpy Test Room | 3.4971 | 4.0332 | N/A | - | N/A | N/A | N/A | N/A | N/A | N/A | N/A | N/A | N/A | N/A | N/A | N/A | N/A | N/A | N/A | N/A | N/A | Single | R32 | Australia,New Zealand | 157898 | 47070 | 0 | Approved | Reverse Cycle | N/A | Yes | Class 11 | Yes | N/A | N/A | N/A | N/A | N/A | N/A | N/A | Available | N/A | N/A | http://www.MitsubishiElectric.com.au/ | http://www.mitsubishielectric.com.au | N/A | 0 | 0 | AAC7879 | Yes | Variable output compressor | Inverter | No | - | 14000 | 4.37 | - | 1460 | 7000 | No | - | - | - | 3994.18 | 15078 | No | 1334.44 | 7539 | No | - | - | 16000 | 4.18 | 1620 | 8000 | Yes | 950 | 4400 | Yes | 5500 | 14500 | No | - | - | No | - | - | - | - | - | No | - | - | No | - | - | No | - | -
PUZ-ZM140VKA2-A/PEA-M140GAA | PUZ-ZM140VKA*-A/PEA-M140GAA | N/A | MITSUBISHI ELECTRIC | N/A | Ducted | Single Split System | - | Air | Air | Thailand | 4.1 | N/A | 14 | N/A | N/A | N/A | N/A | N/A | 3.9 | 16 | Enthalpy Test Room | 3.7891 | 4.2374 | N/A | - | N/A | N/A | N/A | N/A | N/A | N/A | N/A | N/A | N/A | N/A | N/A | N/A | N/A | N/A | N/A | N/A | N/A | Single | R32 | Australia,New Zealand | 157896 | 47070 | 0 | Approved | Reverse Cycle | N/A | Yes | Class 11 | Yes | N/A | N/A | N/A | N/A | N/A | N/A | N/A | Available | N/A | N/A | http://www.MitsubishiElectric.com.au/ | http://www.mitsubishielectric.com.au | N/A | 0 | 0 | AAC7878 | Yes | Variable output compressor | Inverter | No | - | 14000 | 4.1 | - | 1460 | 7000 | No | - | - | - | 3747.4 | 15078 | No | 1334.44 | 7539 | No | - | - | 16000 | 3.9 | 1660 | 8100 | No | - | - | Yes | 5530 | 14800 | No | - | - | No | - | - | - | - | - | No | - | - | No | - | - | No | - | -
PUZ-ZM140VKA2-A/PEA-M140HAA | PUZ-ZM140VKA-A/PEA-M140HAA Series | N/A | MITSUBISHI ELECTRIC | N/A | Ducted | Single Split System | - | Air | Air | Thailand | 4.19 | N/A | 14 | N/A | N/A | N/A | N/A | N/A | 3.97 | 16 | Enthalpy Test Room | 3.3664 | 4.0934 | N/A | - | N/A | N/A | N/A | N/A | N/A | N/A | N/A | N/A | N/A | N/A | N/A | N/A | N/A | N/A | N/A | N/A | N/A | Single | R32 | Australia,New Zealand | 157902 | 47072 | 0 | Approved | Reverse Cycle | N/A | Yes | Class 11 | Yes | N/A | N/A | N/A | N/A | N/A | N/A | N/A | Available | N/A | N/A | http://www.MitsubishiElectric.com.au/ | http://www.mitsubishielectric.com.au | N/A | 0 | 0 | AAC7893 | Yes | Variable output compressor | Inverter | No | - | 14000 | 4.19 | - | 1520 | 7000 | No | - | - | - | 3829.66 | 15078 | No | 1389.28 | 7539 | No | - | - | 16000 | 3.97 | 1590 | 8000 | Yes | 890 | 3970 | Yes | 5650 | 14950 | No | - | - | No | - | - | - | - | - | No | - | - | No | - | - | No | - | -
PUZ-ZM140VKA2-A/PLA-M140EA2-A | PUZ-ZM140VKA-A/PLA-M140EA-A Series | N/A | MITSUBISHI ELECTRIC | N/A | Non Ducted | Single Split System | Cassette | Air | Air | Thailand | 3.93 | N/A | 13.5 | N/A | N/A | N/A | N/A | N/A | 4.48 | 16 | Enthalpy Test Room | 3.6534 | 3.6029 | N/A | - | N/A | N/A | N/A | N/A | N/A | N/A | N/A | N/A | N/A | N/A | N/A | N/A | N/A | N/A | N/A | N/A | N/A | Single | R32 | Australia,New Zealand | 146594 | 46517 | 0 | Approved | Reverse Cycle | N/A | Yes | Class 11 | Yes | N/A | N/A | N/A | N/A | N/A | N/A | N/A | Available | N/A | N/A | http://www.MitsubishiElectric.com.au/ | http://www.mitsubishielectric.com.au | N/A | 0 | 0 | AAC6665 | Yes | Variable output compressor | Inverter | No | - | 13500 | 3.93 | - | 1290 | 6750 | No | - | - | - | 3592.02 | 14539.5 | No | 1179.06 | 7269.75 | No | - | - | 16000 | 4.48 | 1580 | 8000 | No | - | - | Yes | 5760 | 13200 | No | - | - | No | - | - | - | - | - | No | - | - | No | - | - | No | - | -
PUZ-ZM140VKA2-A/PLA-M140EA-A | PUZ-ZM140VKA-A/PLA-M140EA-A Series | N/A | MITSUBISHI ELECTRIC | N/A | Non Ducted | Single Split System | Cassette | Air | Air | Thailand | 3.93 | N/A | 13.5 | N/A | N/A | N/A | N/A | N/A | 4.48 | 16 | Enthalpy Test Room | 3.6534 | 3.6029 | N/A | - | N/A | N/A | N/A | N/A | N/A | N/A | N/A | N/A | N/A | N/A | N/A | N/A | N/A | N/A | N/A | N/A | N/A | Single | R32 | Australia,New Zealand | 146594 | 46517 | 0 | Approved | Reverse Cycle | N/A | Yes | Class 11 | Yes | N/A | N/A | N/A | N/A | N/A | N/A | N/A | Available | N/A | N/A | http://www.MitsubishiElectric.com.au/ | http://www.mitsubishielectric.com.au | N/A | 0 | 0 | AAC6665 | Yes | Variable output compressor | Inverter | No | - | 13500 | 3.93 | - | 1290 | 6750 | No | - | - | - | 3592.02 | 14539.5 | No | 1179.06 | 7269.75 | No | - | - | 16000 | 4.48 | 1580 | 8000 | No | - | - | Yes | 5760 | 13200 | No | - | - | No | - | - | - | - | - | No | - | - | No | - | - | No | - | -
PUZ-ZM140VKA-A/PCA-M140KA | PUZ-ZM140VKA-A/PCA-M140KA Series | N/A | MITSUBISHI ELECTRIC | N/A | Non Ducted | Single Split System | Under ceiling | Air | Air | Thailand | 4.15 | N/A | 13.5 | N/A | N/A | N/A | N/A | N/A | 4.72 | 16 | Enthalpy Test Room | 3.4159 | 3.4336 | N/A | - | N/A | N/A | N/A | N/A | N/A | N/A | N/A | N/A | N/A | N/A | N/A | N/A | N/A | N/A | N/A | N/A | N/A | Single | R32 | Australia,New Zealand | 146610 | 46517 | 0 | Approved | Reverse Cycle | N/A | Yes | Class 11 | Yes | N/A | N/A | N/A | N/A | N/A | N/A | N/A | Available | N/A | N/A | http://www.MitsubishiElectric.com.au/ | http://www.mitsubishielectric.com.au | N/A | 0 | 0 | AAC6666 | Yes | Variable output compressor | Inverter | No | - | 13500 | 4.15 | - | 1430 | 6750 | No | - | - | - | 3793.1 | 14539.5 | No | 1307.02 | 7269.75 | No | - | - | 16000 | 4.72 | 1630 | 8000 | No | - | - | Yes | 5840 | 13200 | No | - | - | No | - | - | - | - | - | No | - | - | No | - | - | No | - | -
PUZ-ZM140VKA-A/PCA-M140KA Series | PUZ-ZM140VKA-A/PCA-M140KA Series | N/A | MITSUBISHI ELECTRIC | N/A | Non Ducted | Single Split System | Under ceiling | Air | Air | Thailand | 4.15 | N/A | 13.5 | N/A | N/A | N/A | N/A | N/A | 4.72 | 16 | Enthalpy Test Room | 3.4159 | 3.4336 | N/A | - | N/A | N/A | N/A | N/A | N/A | N/A | N/A | N/A | N/A | N/A | N/A | N/A | N/A | N/A | N/A | N/A | N/A | Single | R32 | Australia,New Zealand | 146610 | 46517 | 0 | Approved | Reverse Cycle | N/A | Yes | Class 11 | Yes | N/A | N/A | N/A | N/A | N/A | N/A | N/A | Available | N/A | N/A | http://www.MitsubishiElectric.com.au/ | http://www.mitsubishielectric.com.au | N/A | 0 | 0 | AAC6666 | Yes | Variable output compressor | Inverter | No | - | 13500 | 4.15 | - | 1430 | 6750 | No | - | - | - | 3793.1 | 14539.5 | No | 1307.02 | 7269.75 | No | - | - | 16000 | 4.72 | 1630 | 8000 | No | - | - | Yes | 5840 | 13200 | No | - | - | No | - | - | - | - | - | No | - | - | No | - | - | No | - | -
PUZ-ZM140VKA-A/PCA-M140KA2 | PUZ-ZM140VKA-A/PCA-M140KA Series | N/A | MITSUBISHI ELECTRIC | N/A | Non Ducted | Single Split System | Under ceiling | Air | Air | Thailand | 4.15 | N/A | 13.5 | N/A | N/A | N/A | N/A | N/A | 4.72 | 16 | Enthalpy Test Room | 3.4159 | 3.4336 | N/A | - | N/A | N/A | N/A | N/A | N/A | N/A | N/A | N/A | N/A | N/A | N/A | N/A | N/A | N/A | N/A | N/A | N/A | Single | R32 | Australia,New Zealand | 146610 | 46517 | 0 | Approved | Reverse Cycle | N/A | Yes | Class 11 | Yes | N/A | N/A | N/A | N/A | N/A | N/A | N/A | Available | N/A | N/A | http://www.MitsubishiElectric.com.au/ | http://www.mitsubishielectric.com.au | N/A | 0 | 0 | AAC6666 | Yes | Variable output compressor | Inverter | No | - | 13500 | 4.15 | - | 1430 | 6750 | No | - | - | - | 3793.1 | 14539.5 | No | 1307.02 | 7269.75 | No | - | - | 16000 | 4.72 | 1630 | 8000 | No | - | - | Yes | 5840 | 13200 | No | - | - | No | - | - | - | - | - | No | - | - | No | - | - | No | - | -
PUZ-ZM140VKA-A/PEAD-M140JAA | 0 | N/A | MITSUBISHI ELECTRIC | N/A | Ducted | Single Split System | - | Air | Air | Thailand | 4.37 | N/A | 14 | N/A | N/A | N/A | N/A | N/A | 4.18 | 16 | Enthalpy Test Room | 3.4971 | 4.0332 | N/A | - | N/A | N/A | N/A | N/A | N/A | N/A | N/A | N/A | N/A | N/A | N/A | N/A | N/A | N/A | N/A | N/A | N/A | Single | R32 | Australia,New Zealand | 146628 | 46517 | 0 | Approved | Reverse Cycle | N/A | Yes | Class 11 | Yes | N/A | N/A | N/A | N/A | N/A | N/A | N/A | Available | N/A | N/A | http://www.MitsubishiElectric.com.au/ | http://www.mitsubishielectric.com.au | N/A | 0 | 0 | AAC6668 | Yes | Variable output compressor | Inverter | No | - | 14000 | 4.37 | - | 1460 | 7000 | No | - | - | - | 3994.18 | 15078 | No | 1334.44 | 7539 | No | - | - | 16000 | 4.18 | 1620 | 8000 | No | - | - | Yes | 5710 | 14900 | No | - | - | No | - | - | - | - | - | No | - | - | No | - | - | No | - | -
PUZ-ZM140VKA-A/PEAD-M140JAA | PUZ-ZM140VKA(2)-A/PEAD-M140JAA(D) Series | N/A | MITSUBISHI ELECTRIC | N/A | Ducted | Single Split System | - | Air | Air | Thailand | 4.37 | N/A | 14 | N/A | N/A | N/A | N/A | N/A | 4.18 | 16 | Enthalpy Test Room | 3.4971 | 4.0332 | N/A | - | N/A | N/A | N/A | N/A | N/A | N/A | N/A | N/A | N/A | N/A | N/A | N/A | N/A | N/A | N/A | N/A | N/A | Single | R32 | Australia,New Zealand | 157898 | 47070 | 0 | Approved | Reverse Cycle | N/A | Yes | Class 11 | Yes | N/A | N/A | N/A | N/A | N/A | N/A | N/A | Available | N/A | N/A | http://www.MitsubishiElectric.com.au/ | http://www.mitsubishielectric.com.au | N/A | 0 | 0 | AAC7879 | Yes | Variable output compressor | Inverter | No | - | 14000 | 4.37 | - | 1460 | 7000 | No | - | - | - | 3994.18 | 15078 | No | 1334.44 | 7539 | No | - | - | 16000 | 4.18 | 1620 | 8000 | Yes | 950 | 4400 | Yes | 5500 | 14500 | No | - | - | No | - | - | - | - | - | No | - | - | No | - | - | No | - | -
PUZ-ZM140VKA-A/PEAD-M140JAAD | PUZ-ZM140VKA(2)-A/PEAD-M140JAA(D) Series | N/A | MITSUBISHI ELECTRIC | N/A | Ducted | Single Split System | - | Air | Air | Thailand | 4.37 | N/A | 14 | N/A | N/A | N/A | N/A | N/A | 4.18 | 16 | Enthalpy Test Room | 3.4971 | 4.0332 | N/A | - | N/A | N/A | N/A | N/A | N/A | N/A | N/A | N/A | N/A | N/A | N/A | N/A | N/A | N/A | N/A | N/A | N/A | Single | R32 | Australia,New Zealand | 157898 | 47070 | 0 | Approved | Reverse Cycle | N/A | Yes | Class 11 | Yes | N/A | N/A | N/A | N/A | N/A | N/A | N/A | Available | N/A | N/A | http://www.MitsubishiElectric.com.au/ | http://www.mitsubishielectric.com.au | N/A | 0 | 0 | AAC7879 | Yes | Variable output compressor | Inverter | No | - | 14000 | 4.37 | - | 1460 | 7000 | No | - | - | - | 3994.18 | 15078 | No | 1334.44 | 7539 | No | - | - | 16000 | 4.18 | 1620 | 8000 | Yes | 950 | 4400 | Yes | 5500 | 14500 | No | - | - | No | - | - | - | - | - | No | - | - | No | - | - | No | - | -
PUZ-ZM140VKA-A/PEA-M140GAA | 0 | N/A | MITSUBISHI ELECTRIC | N/A | Ducted | Single Split System | - | Air | Air | Thailand | 4.1 | N/A | 14 | N/A | N/A | N/A | N/A | N/A | 3.9 | 16 | Enthalpy Test Room | 3.7891 | 4.2374 | N/A | - | N/A | N/A | N/A | N/A | N/A | N/A | N/A | N/A | N/A | N/A | N/A | N/A | N/A | N/A | N/A | N/A | N/A | Single | R32 | Australia,New Zealand | 146653 | 46519 | 0 | Approved | Reverse Cycle | N/A | Yes | Class 11 | Yes | N/A | N/A | N/A | N/A | N/A | N/A | N/A | Available | N/A | N/A | http://www.MitsubishiElectric.com.au/ | http://www.mitsubishielectric.com.au | N/A | 0 | 0 | AAC6690 | Yes | Variable output compressor | Inverter | No | - | 14000 | 4.1 | - | 1460 | 7000 | No | - | - | - | 3747.4 | 15078 | No | 1334.44 | 7539 | No | - | - | 16000 | 3.9 | 1660 | 8000 | No | - | - | Yes | 5690 | 15100 | No | - | - | No | - | - | - | - | - | No | - | - | No | - | - | No | - | -
PUZ-ZM140VKA-A/PEA-M140GAA | PUZ-ZM140VKA*-A/PEA-M140GAA | N/A | MITSUBISHI ELECTRIC | N/A | Ducted | Single Split System | - | Air | Air | Thailand | 4.1 | N/A | 14 | N/A | N/A | N/A | N/A | N/A | 3.9 | 16 | Enthalpy Test Room | 3.7891 | 4.2374 | N/A | - | N/A | N/A | N/A | N/A | N/A | N/A | N/A | N/A | N/A | N/A | N/A | N/A | N/A | N/A | N/A | N/A | N/A | Single | R32 | Australia,New Zealand | 157896 | 47070 | 0 | Approved | Reverse Cycle | N/A | Yes | Class 11 | Yes | N/A | N/A | N/A | N/A | N/A | N/A | N/A | Available | N/A | N/A | http://www.MitsubishiElectric.com.au/ | http://www.mitsubishielectric.com.au | N/A | 0 | 0 | AAC7878 | Yes | Variable output compressor | Inverter | No | - | 14000 | 4.1 | - | 1460 | 7000 | No | - | - | - | 3747.4 | 15078 | No | 1334.44 | 7539 | No | - | - | 16000 | 3.9 | 1660 | 8100 | No | - | - | Yes | 5530 | 14800 | No | - | - | No | - | - | - | - | - | No | - | - | No | - | - | No | - | -
PUZ-ZM140VKA-A/PEA-M140HAA | 0 | N/A | MITSUBISHI ELECTRIC | N/A | Ducted | Single Split System | - | Air | Air | Thailand | 4.19 | N/A | 14 | N/A | N/A | N/A | N/A | N/A | 3.97 | 16 | Enthalpy Test Room | 3.3664 | 4.0934 | N/A | - | N/A | N/A | N/A | N/A | N/A | N/A | N/A | N/A | N/A | N/A | N/A | N/A | N/A | N/A | N/A | N/A | N/A | Single | R32 | Australia,New Zealand | 146659 | 46519 | 0 | Approved | Reverse Cycle | N/A | Yes | Class 11 | Yes | N/A | N/A | N/A | N/A | N/A | N/A | N/A | Available | N/A | N/A | http://www.MitsubishiElectric.com.au/ | http://www.mitsubishielectric.com.au | N/A | 0 | 0 | AAC6691 | Yes | Variable output compressor | Inverter | No | - | 14000 | 4.19 | - | 1520 | 7000 | No | - | - | - | 3829.66 | 15078 | No | 1389.28 | 7539 | No | - | - | 16000 | 3.97 | 1590 | 8000 | No | - | - | Yes | 5810 | 15100 | No | - | - | No | - | - | - | - | - | No | - | - | No | - | - | No | - | -
PUZ-ZM140VKA-A/PEA-M140HAA | PUZ-ZM140VKA-A/PEA-M140HAA Series | N/A | MITSUBISHI ELECTRIC | N/A | Ducted | Single Split System | - | Air | Air | Thailand | 4.19 | N/A | 14 | N/A | N/A | N/A | N/A | N/A | 3.97 | 16 | Enthalpy Test Room | 3.3664 | 4.0934 | N/A | - | N/A | N/A | N/A | N/A | N/A | N/A | N/A | N/A | N/A | N/A | N/A | N/A | N/A | N/A | N/A | N/A | N/A | Single | R32 | Australia,New Zealand | 157902 | 47072 | 0 | Approved | Reverse Cycle | N/A | Yes | Class 11 | Yes | N/A | N/A | N/A | N/A | N/A | N/A | N/A | Available | N/A | N/A | http://www.MitsubishiElectric.com.au/ | http://www.mitsubishielectric.com.au | N/A | 0 | 0 | AAC7893 | Yes | Variable output compressor | Inverter | No | - | 14000 | 4.19 | - | 1520 | 7000 | No | - | - | - | 3829.66 | 15078 | No | 1389.28 | 7539 | No | - | - | 16000 | 3.97 | 1590 | 8000 | Yes | 890 | 3970 | Yes | 5650 | 14950 | No | - | - | No | - | - | - | - | - | No | - | - | No | - | - | No | - | -
PUZ-ZM140VKA-A/PEA-M140HAA Series | PUZ-ZM140VKA-A/PEA-M140HAA Series | N/A | MITSUBISHI ELECTRIC | N/A | Ducted | Single Split System | - | Air | Air | Thailand | 4.19 | N/A | 14 | N/A | N/A | N/A | N/A | N/A | 3.97 | 16 | Enthalpy Test Room | 3.3664 | 4.0934 | N/A | - | N/A | N/A | N/A | N/A | N/A | N/A | N/A | N/A | N/A | N/A | N/A | N/A | N/A | N/A | N/A | N/A | N/A | Single | R32 | Australia,New Zealand | 157902 | 47072 | 0 | Approved | Reverse Cycle | N/A | Yes | Class 11 | Yes | N/A | N/A | N/A | N/A | N/A | N/A | N/A | Available | N/A | N/A | http://www.MitsubishiElectric.com.au/ | http://www.mitsubishielectric.com.au | N/A | 0 | 0 | AAC7893 | Yes | Variable output compressor | Inverter | No | - | 14000 | 4.19 | - | 1520 | 7000 | No | - | - | - | 3829.66 | 15078 | No | 1389.28 | 7539 | No | - | - | 16000 | 3.97 | 1590 | 8000 | Yes | 890 | 3970 | Yes | 5650 | 14950 | No | - | - | No | - | - | - | - | - | No | - | - | No | - | - | No | - | -
PUZ-ZM140VKA-A/PLA-M140EA2-A | PUZ-ZM140VKA-A/PLA-M140EA-A Series | N/A | MITSUBISHI ELECTRIC | N/A | Non Ducted | Single Split System | Cassette | Air | Air | Thailand | 3.93 | N/A | 13.5 | N/A | N/A | N/A | N/A | N/A | 4.48 | 16 | Enthalpy Test Room | 3.6534 | 3.6029 | N/A | - | N/A | N/A | N/A | N/A | N/A | N/A | N/A | N/A | N/A | N/A | N/A | N/A | N/A | N/A | N/A | N/A | N/A | Single | R32 | Australia,New Zealand | 146594 | 46517 | 0 | Approved | Reverse Cycle | N/A | Yes | Class 11 | Yes | N/A | N/A | N/A | N/A | N/A | N/A | N/A | Available | N/A | N/A | http://www.MitsubishiElectric.com.au/ | http://www.mitsubishielectric.com.au | N/A | 0 | 0 | AAC6665 | Yes | Variable output compressor | Inverter | No | - | 13500 | 3.93 | - | 1290 | 6750 | No | - | - | - | 3592.02 | 14539.5 | No | 1179.06 | 7269.75 | No | - | - | 16000 | 4.48 | 1580 | 8000 | No | - | - | Yes | 5760 | 13200 | No | - | - | No | - | - | - | - | - | No | - | - | No | - | - | No | - | -
PUZ-ZM140VKA-A/PLA-M140EA-A | PUZ-ZM140VKA-A/PLA-M140EA-A Series | N/A | MITSUBISHI ELECTRIC | N/A | Non Ducted | Single Split System | Cassette | Air | Air | Thailand | 3.93 | N/A | 13.5 | N/A | N/A | N/A | N/A | N/A | 4.48 | 16 | Enthalpy Test Room | 3.6534 | 3.6029 | N/A | - | N/A | N/A | N/A | N/A | N/A | N/A | N/A | N/A | N/A | N/A | N/A | N/A | N/A | N/A | N/A | N/A | N/A | Single | R32 | Australia,New Zealand | 146594 | 46517 | 0 | Approved | Reverse Cycle | N/A | Yes | Class 11 | Yes | N/A | N/A | N/A | N/A | N/A | N/A | N/A | Available | N/A | N/A | http://www.MitsubishiElectric.com.au/ | http://www.mitsubishielectric.com.au | N/A | 0 | 0 | AAC6665 | Yes | Variable output compressor | Inverter | No | - | 13500 | 3.93 | - | 1290 | 6750 | No | - | - | - | 3592.02 | 14539.5 | No | 1179.06 | 7269.75 | No | - | - | 16000 | 4.48 | 1580 | 8000 | No | - | - | Yes | 5760 | 13200 | No | - | - | No | - | - | - | - | - | No | - | - | No | - | - | No | - | -
PUZ-ZM140VKA-A/PLA-M140EA-A Series | PUZ-ZM140VKA-A/PLA-M140EA-A Series | N/A | MITSUBISHI ELECTRIC | N/A | Non Ducted | Single Split System | Cassette | Air | Air | Thailand | 3.93 | N/A | 13.5 | N/A | N/A | N/A | N/A | N/A | 4.48 | 16 | Enthalpy Test Room | 3.6534 | 3.6029 | N/A | - | N/A | N/A | N/A | N/A | N/A | N/A | N/A | N/A | N/A | N/A | N/A | N/A | N/A | N/A | N/A | N/A | N/A | Single | R32 | Australia,New Zealand | 146594 | 46517 | 0 | Approved | Reverse Cycle | N/A | Yes | Class 11 | Yes | N/A | N/A | N/A | N/A | N/A | N/A | N/A | Available | N/A | N/A | http://www.MitsubishiElectric.com.au/ | http://www.mitsubishielectric.com.au | N/A | 0 | 0 | AAC6665 | Yes | Variable output compressor | Inverter | No | - | 13500 | 3.93 | - | 1290 | 6750 | No | - | - | - | 3592.02 | 14539.5 | No | 1179.06 | 7269.75 | No | - | - | 16000 | 4.48 | 1580 | 8000 | No | - | - | Yes | 5760 | 13200 | No | - | - | No | - | - | - | - | - | No | - | - | No | - | - | No | - | -
PUZ-ZM140YKA*-A/PEA-M140HAA Series | PUZ-ZM140YKA*-A/PEA-M140HAA Series | N/A | MITSUBISHI ELECTRIC | 2.69 | Ducted | Single Split System | - | Air | Air | Thailand | 4.19 | 11.31 | 14 | 900 | N/A | N/A | N/A | 380 | 3.97 | 16 | Enthalpy Test Room | 3.6591 | 4.4449 | Yes | - | N/A | 44 | 44 | N/A | N/A | N/A | N/A | N/A | 3.2511 | 3.9445 | N/A | N/A | N/A | N/A | N/A | N/A | Enthalpy Test Room | Three | R32 | Australia,New Zealand | 157872 | 47071 | 0 | Approved | Reverse Cycle | 1405 | Yes | Class 11 | Yes | N/A | N/A | Yes | Yes | Yes | N/A | 3.3664 | Available | N/A | N/A | http://www.MitsubishiElectric.com.au/ | http://www.mitsubishielectric.com.au | Yes | 0 | 0 | AAC7888 | Yes | Variable output compressor | Inverter | No | - | 14000 | 4.19 | - | 1520 | 7000 | No | - | - | - | 3829.66 | 15078 | No | 1389.28 | 7539 | No | - | - | 16000 | 3.97 | 1590 | 8000 | No | - | - | Yes | 5810 | 15100 | No | - | - | No | - | - | - | - | - | No | - | - | No | - | - | No | - | -
PUZ-ZM140YKA*-A/PLA-M140EA*-A Series | PUZ-ZM140YKA*-A/PLA-M140EA*-A Series | N/A | MITSUBISHI ELECTRIC | 4.18 | Non Ducted | Single Split System | Cassette | Air | Air | Thailand | 3.93 | 9.32 | 13.5 | 840 | N/A | N/A | N/A | 298 | 4.48 | 16 | Enthalpy Test Room | 3.7672 | 3.8865 | Yes | - | N/A | 44 | 44 | N/A | N/A | N/A | N/A | N/A | 3.3147 | 3.4614 | N/A | N/A | N/A | N/A | N/A | N/A | Enthalpy Test Room | Three | R32 | Australia,New Zealand | 157873 | 47071 | 0 | Approved | Reverse Cycle | 840 | Yes | Class 11 | Yes | N/A | N/A | Yes | Yes | Yes | N/A | 3.4402 | Available | N/A | N/A | http://www.MitsubishiElectric.com.au/ | http://www.mitsubishielectric.com.au | Yes | 0 | 0 | AAC7889 | Yes | Variable output compressor | Inverter | No | - | 13500 | 3.93 | - | 1290 | 6750 | No | - | - | - | 3592.02 | 14539.5 | No | 1179.06 | 7269.75 | No | - | - | 16000 | 4.48 | 1580 | 8000 | No | - | - | Yes | 5760 | 13200 | No | - | - | No | - | - | - | - | - | No | - | - | No | - | - | No | - | -
PUZ-ZM140YKA2-A/PCA-M140KA | PUZ-ZM140YKA-A/PCA-M140KA Series | N/A | MITSUBISHI ELECTRIC | 4.32 | Non Ducted | Single Split System | Under ceiling | Air | Air | Thailand | 4.15 | 9.18 | 13.5 | 680 | N/A | N/A | N/A | 230 | 4.72 | 16 | Enthalpy Test Room | 3.6535 | 3.7709 | Yes | - | N/A | 44 | 44 | 4.5324 | N/A | N/A | N/A | N/A | 3.2948 | 3.3286 | N/A | N/A | N/A | N/A | N/A | N/A | Enthalpy Test Room | Three | R32 | Australia,New Zealand | 157865 | 47071 | 0 | Approved | Reverse Cycle | 1600 | Yes | Class 11 | Yes | N/A | N/A | Yes | Yes | Yes | N/A | 3.4159 | Available | N/A | N/A | http://www.MitsubishiElectric.com.au/ | http://www.mitsubishielectric.com.au | Yes | 0 | 0 | AAC7886 | Yes | Variable output compressor | Inverter | No | - | 13500 | 4.15 | - | 1430 | 6750 | No | - | - | - | 3793.1 | 14539.5 | No | 1307.02 | 7269.75 | No | - | - | 16000 | 4.72 | 1630 | 8000 | No | - | - | Yes | 5840 | 13200 | No | - | - | No | - | - | - | - | - | No | - | - | No | - | - | No | - | -
PUZ-ZM140YKA2-A/PCA-M140KA2 | PUZ-ZM140YKA-A/PCA-M140KA Series | N/A | MITSUBISHI ELECTRIC | 4.32 | Non Ducted | Single Split System | Under ceiling | Air | Air | Thailand | 4.15 | 9.18 | 13.5 | 680 | N/A | N/A | N/A | 230 | 4.72 | 16 | Enthalpy Test Room | 3.6535 | 3.7709 | Yes | - | N/A | 44 | 44 | 4.5324 | N/A | N/A | N/A | N/A | 3.2948 | 3.3286 | N/A | N/A | N/A | N/A | N/A | N/A | Enthalpy Test Room | Three | R32 | Australia,New Zealand | 157865 | 47071 | 0 | Approved | Reverse Cycle | 1600 | Yes | Class 11 | Yes | N/A | N/A | Yes | Yes | Yes | N/A | 3.4159 | Available | N/A | N/A | http://www.MitsubishiElectric.com.au/ | http://www.mitsubishielectric.com.au | Yes | 0 | 0 | AAC7886 | Yes | Variable output compressor | Inverter | No | - | 13500 | 4.15 | - | 1430 | 6750 | No | - | - | - | 3793.1 | 14539.5 | No | 1307.02 | 7269.75 | No | - | - | 16000 | 4.72 | 1630 | 8000 | No | - | - | Yes | 5840 | 13200 | No | - | - | No | - | - | - | - | - | No | - | - | No | - | - | No | - | -
PUZ-ZM140YKA2-A/PEA-M140GAA | PUZ-ZM140YKA-A/PEA-M140GAA Series | N/A | MITSUBISHI ELECTRIC | 2.1 | Ducted | Single Split System | - | Air | Air | Thailand | 4.1 | 11.9 | 14 | 634 | N/A | N/A | N/A | 400 | 3.9 | 16 | Enthalpy Test Room | 4.0757 | 4.3923 | Yes | - | N/A | 44 | 44 | N/A | N/A | N/A | N/A | N/A | 3.6001 | 4.066 | N/A | N/A | N/A | N/A | N/A | N/A | Enthalpy Test Room | Three | R32 | Australia,New Zealand | 157871 | 47071 | 0 | Approved | Reverse Cycle | 1400 | Yes | Class 11 | Yes | N/A | N/A | Yes | Yes | Yes | N/A | 3.741 | Available | N/A | N/A | http://www.MitsubishiElectric.com.au/ | http://www.mitsubishielectric.com.au | Yes | 0 | 0 | AAC7887 | Yes | Variable output compressor | Inverter | No | - | 14000 | 4.1 | - | 1460 | 7000 | No | - | - | - | 3747.4 | 15078 | No | 1334.44 | 7539 | No | - | - | 16000 | 3.9 | 1660 | 8000 | No | - | - | Yes | 5690 | 15100 | No | - | - | No | - | - | - | - | - | No | - | - | No | - | - | No | - | -
PUZ-ZM140YKA2-A/PEA-M140HAA | PUZ-ZM140YKA*-A/PEA-M140HAA Series | N/A | MITSUBISHI ELECTRIC | 2.69 | Ducted | Single Split System | - | Air | Air | Thailand | 4.19 | 11.31 | 14 | 900 | N/A | N/A | N/A | 380 | 3.97 | 16 | Enthalpy Test Room | 3.6591 | 4.4449 | Yes | - | N/A | 44 | 44 | N/A | N/A | N/A | N/A | N/A | 3.2511 | 3.9445 | N/A | N/A | N/A | N/A | N/A | N/A | Enthalpy Test Room | Three | R32 | Australia,New Zealand | 157872 | 47071 | 0 | Approved | Reverse Cycle | 1405 | Yes | Class 11 | Yes | N/A | N/A | Yes | Yes | Yes | N/A | 3.3664 | Available | N/A | N/A | http://www.MitsubishiElectric.com.au/ | http://www.mitsubishielectric.com.au | Yes | 0 | 0 | AAC7888 | Yes | Variable output compressor | Inverter | No | - | 14000 | 4.19 | - | 1520 | 7000 | No | - | - | - | 3829.66 | 15078 | No | 1389.28 | 7539 | No | - | - | 16000 | 3.97 | 1590 | 8000 | No | - | - | Yes | 5810 | 15100 | No | - | - | No | - | - | - | - | - | No | - | - | No | - | - | No | - | -
PUZ-ZM140YKA2-A/PLA-M140EA2-A | PUZ-ZM140YKA*-A/PLA-M140EA*-A Series | N/A | MITSUBISHI ELECTRIC | 4.18 | Non Ducted | Single Split System | Cassette | Air | Air | Thailand | 3.93 | 9.32 | 13.5 | 840 | N/A | N/A | N/A | 298 | 4.48 | 16 | Enthalpy Test Room | 3.7672 | 3.8865 | Yes | - | N/A | 44 | 44 | N/A | N/A | N/A | N/A | N/A | 3.3147 | 3.4614 | N/A | N/A | N/A | N/A | N/A | N/A | Enthalpy Test Room | Three | R32 | Australia,New Zealand | 157873 | 47071 | 0 | Approved | Reverse Cycle | 840 | Yes | Class 11 | Yes | N/A | N/A | Yes | Yes | Yes | N/A | 3.4402 | Available | N/A | N/A | http://www.MitsubishiElectric.com.au/ | http://www.mitsubishielectric.com.au | Yes | 0 | 0 | AAC7889 | Yes | Variable output compressor | Inverter | No | - | 13500 | 3.93 | - | 1290 | 6750 | No | - | - | - | 3592.02 | 14539.5 | No | 1179.06 | 7269.75 | No | - | - | 16000 | 4.48 | 1580 | 8000 | No | - | - | Yes | 5760 | 13200 | No | - | - | No | - | - | - | - | - | No | - | - | No | - | - | No | - | -
PUZ-ZM140YKA2-A/PLA-M140EA-A | PUZ-ZM140YKA*-A/PLA-M140EA*-A Series | N/A | MITSUBISHI ELECTRIC | 4.18 | Non Ducted | Single Split System | Cassette | Air | Air | Thailand | 3.93 | 9.32 | 13.5 | 840 | N/A | N/A | N/A | 298 | 4.48 | 16 | Enthalpy Test Room | 3.7672 | 3.8865 | Yes | - | N/A | 44 | 44 | N/A | N/A | N/A | N/A | N/A | 3.3147 | 3.4614 | N/A | N/A | N/A | N/A | N/A | N/A | Enthalpy Test Room | Three | R32 | Australia,New Zealand | 157873 | 47071 | 0 | Approved | Reverse Cycle | 840 | Yes | Class 11 | Yes | N/A | N/A | Yes | Yes | Yes | N/A | 3.4402 | Available | N/A | N/A | http://www.MitsubishiElectric.com.au/ | http://www.mitsubishielectric.com.au | Yes | 0 | 0 | AAC7889 | Yes | Variable output compressor | Inverter | No | - | 13500 | 3.93 | - | 1290 | 6750 | No | - | - | - | 3592.02 | 14539.5 | No | 1179.06 | 7269.75 | No | - | - | 16000 | 4.48 | 1580 | 8000 | No | - | - | Yes | 5760 | 13200 | No | - | - | No | - | - | - | - | - | No | - | - | No | - | - | No | - | -
PUZ-ZM140YKA-A/PCA-M140KA | PUZ-ZM140YKA-A/PCA-M140KA Series | N/A | MITSUBISHI ELECTRIC | 4.32 | Non Ducted | Single Split System | Under ceiling | Air | Air | Thailand | 4.15 | 9.18 | 13.5 | 680 | N/A | N/A | N/A | 230 | 4.72 | 16 | Enthalpy Test Room | 3.6535 | 3.7709 | Yes | - | N/A | 44 | 44 | 4.5324 | N/A | N/A | N/A | N/A | 3.2948 | 3.3286 | N/A | N/A | N/A | N/A | N/A | N/A | Enthalpy Test Room | Three | R32 | Australia,New Zealand | 157865 | 47071 | 0 | Approved | Reverse Cycle | 1600 | Yes | Class 11 | Yes | N/A | N/A | Yes | Yes | Yes | N/A | 3.4159 | Available | N/A | N/A | http://www.MitsubishiElectric.com.au/ | http://www.mitsubishielectric.com.au | Yes | 0 | 0 | AAC7886 | Yes | Variable output compressor | Inverter | No | - | 13500 | 4.15 | - | 1430 | 6750 | No | - | - | - | 3793.1 | 14539.5 | No | 1307.02 | 7269.75 | No | - | - | 16000 | 4.72 | 1630 | 8000 | No | - | - | Yes | 5840 | 13200 | No | - | - | No | - | - | - | - | - | No | - | - | No | - | - | No | - | -
PUZ-ZM140YKA-A/PCA-M140KA Series | PUZ-ZM140YKA-A/PCA-M140KA Series | N/A | MITSUBISHI ELECTRIC | 4.32 | Non Ducted | Single Split System | Under ceiling | Air | Air | Thailand | 4.15 | 9.18 | 13.5 | 680 | N/A | N/A | N/A | 230 | 4.72 | 16 | Enthalpy Test Room | 3.6535 | 3.7709 | Yes | - | N/A | 44 | 44 | 4.5324 | N/A | N/A | N/A | N/A | 3.2948 | 3.3286 | N/A | N/A | N/A | N/A | N/A | N/A | Enthalpy Test Room | Three | R32 | Australia,New Zealand | 157865 | 47071 | 0 | Approved | Reverse Cycle | 1600 | Yes | Class 11 | Yes | N/A | N/A | Yes | Yes | Yes | N/A | 3.4159 | Available | N/A | N/A | http://www.MitsubishiElectric.com.au/ | http://www.mitsubishielectric.com.au | Yes | 0 | 0 | AAC7886 | Yes | Variable output compressor | Inverter | No | - | 13500 | 4.15 | - | 1430 | 6750 | No | - | - | - | 3793.1 | 14539.5 | No | 1307.02 | 7269.75 | No | - | - | 16000 | 4.72 | 1630 | 8000 | No | - | - | Yes | 5840 | 13200 | No | - | - | No | - | - | - | - | - | No | - | - | No | - | - | No | - | -
PUZ-ZM140YKA-A/PCA-M140KA2 | PUZ-ZM140YKA-A/PCA-M140KA Series | N/A | MITSUBISHI ELECTRIC | 4.32 | Non Ducted | Single Split System | Under ceiling | Air | Air | Thailand | 4.15 | 9.18 | 13.5 | 680 | N/A | N/A | N/A | 230 | 4.72 | 16 | Enthalpy Test Room | 3.6535 | 3.7709 | Yes | - | N/A | 44 | 44 | 4.5324 | N/A | N/A | N/A | N/A | 3.2948 | 3.3286 | N/A | N/A | N/A | N/A | N/A | N/A | Enthalpy Test Room | Three | R32 | Australia,New Zealand | 157865 | 47071 | 0 | Approved | Reverse Cycle | 1600 | Yes | Class 11 | Yes | N/A | N/A | Yes | Yes | Yes | N/A | 3.4159 | Available | N/A | N/A | http://www.MitsubishiElectric.com.au/ | http://www.mitsubishielectric.com.au | Yes | 0 | 0 | AAC7886 | Yes | Variable output compressor | Inverter | No | - | 13500 | 4.15 | - | 1430 | 6750 | No | - | - | - | 3793.1 | 14539.5 | No | 1307.02 | 7269.75 | No | - | - | 16000 | 4.72 | 1630 | 8000 | No | - | - | Yes | 5840 | 13200 | No | - | - | No | - | - | - | - | - | No | - | - | No | - | - | No | - | -
PUZ-ZM140YKA-A/PEA-M140GAA | PUZ-ZM140YKA-A/PEA-M140GAA Series | N/A | MITSUBISHI ELECTRIC | 2.1 | Ducted | Single Split System | - | Air | Air | Thailand | 4.1 | 11.9 | 14 | 634 | N/A | N/A | N/A | 400 | 3.9 | 16 | Enthalpy Test Room | 4.0757 | 4.3923 | Yes | - | N/A | 44 | 44 | N/A | N/A | N/A | N/A | N/A | 3.6001 | 4.066 | N/A | N/A | N/A | N/A | N/A | N/A | Enthalpy Test Room | Three | R32 | Australia,New Zealand | 157871 | 47071 | 0 | Approved | Reverse Cycle | 1400 | Yes | Class 11 | Yes | N/A | N/A | Yes | Yes | Yes | N/A | 3.741 | Available | N/A | N/A | http://www.MitsubishiElectric.com.au/ | http://www.mitsubishielectric.com.au | Yes | 0 | 0 | AAC7887 | Yes | Variable output compressor | Inverter | No | - | 14000 | 4.1 | - | 1460 | 7000 | No | - | - | - | 3747.4 | 15078 | No | 1334.44 | 7539 | No | - | - | 16000 | 3.9 | 1660 | 8000 | No | - | - | Yes | 5690 | 15100 | No | - | - | No | - | - | - | - | - | No | - | - | No | - | - | No | - | -
PUZ-ZM140YKA-A/PEA-M140GAA Series | PUZ-ZM140YKA-A/PEA-M140GAA Series | N/A | MITSUBISHI ELECTRIC | 2.1 | Ducted | Single Split System | - | Air | Air | Thailand | 4.1 | 11.9 | 14 | 634 | N/A | N/A | N/A | 400 | 3.9 | 16 | Enthalpy Test Room | 4.0757 | 4.3923 | Yes | - | N/A | 44 | 44 | N/A | N/A | N/A | N/A | N/A | 3.6001 | 4.066 | N/A | N/A | N/A | N/A | N/A | N/A | Enthalpy Test Room | Three | R32 | Australia,New Zealand | 157871 | 47071 | 0 | Approved | Reverse Cycle | 1400 | Yes | Class 11 | Yes | N/A | N/A | Yes | Yes | Yes | N/A | 3.741 | Available | N/A | N/A | http://www.MitsubishiElectric.com.au/ | http://www.mitsubishielectric.com.au | Yes | 0 | 0 | AAC7887 | Yes | Variable output compressor | Inverter | No | - | 14000 | 4.1 | - | 1460 | 7000 | No | - | - | - | 3747.4 | 15078 | No | 1334.44 | 7539 | No | - | - | 16000 | 3.9 | 1660 | 8000 | No | - | - | Yes | 5690 | 15100 | No | - | - | No | - | - | - | - | - | No | - | - | No | - | - | No | - | -
PUZ-ZM140YKA-A/PEA-M140HAA | PUZ-ZM140YKA*-A/PEA-M140HAA Series | N/A | MITSUBISHI ELECTRIC | 2.69 | Ducted | Single Split System | - | Air | Air | Thailand | 4.19 | 11.31 | 14 | 900 | N/A | N/A | N/A | 380 | 3.97 | 16 | Enthalpy Test Room | 3.6591 | 4.4449 | Yes | - | N/A | 44 | 44 | N/A | N/A | N/A | N/A | N/A | 3.2511 | 3.9445 | N/A | N/A | N/A | N/A | N/A | N/A | Enthalpy Test Room | Three | R32 | Australia,New Zealand | 157872 | 47071 | 0 | Approved | Reverse Cycle | 1405 | Yes | Class 11 | Yes | N/A | N/A | Yes | Yes | Yes | N/A | 3.3664 | Available | N/A | N/A | http://www.MitsubishiElectric.com.au/ | http://www.mitsubishielectric.com.au | Yes | 0 | 0 | AAC7888 | Yes | Variable output compressor | Inverter | No | - | 14000 | 4.19 | - | 1520 | 7000 | No | - | - | - | 3829.66 | 15078 | No | 1389.28 | 7539 | No | - | - | 16000 | 3.97 | 1590 | 8000 | No | - | - | Yes | 5810 | 15100 | No | - | - | No | - | - | - | - | - | No | - | - | No | - | - | No | - | -
PUZ-ZM140YKA-A/PLA-M140EA2-A | PUZ-ZM140YKA*-A/PLA-M140EA*-A Series | N/A | MITSUBISHI ELECTRIC | 4.18 | Non Ducted | Single Split System | Cassette | Air | Air | Thailand | 3.93 | 9.32 | 13.5 | 840 | N/A | N/A | N/A | 298 | 4.48 | 16 | Enthalpy Test Room | 3.7672 | 3.8865 | Yes | - | N/A | 44 | 44 | N/A | N/A | N/A | N/A | N/A | 3.3147 | 3.4614 | N/A | N/A | N/A | N/A | N/A | N/A | Enthalpy Test Room | Three | R32 | Australia,New Zealand | 157873 | 47071 | 0 | Approved | Reverse Cycle | 840 | Yes | Class 11 | Yes | N/A | N/A | Yes | Yes | Yes | N/A | 3.4402 | Available | N/A | N/A | http://www.MitsubishiElectric.com.au/ | http://www.mitsubishielectric.com.au | Yes | 0 | 0 | AAC7889 | Yes | Variable output compressor | Inverter | No | - | 13500 | 3.93 | - | 1290 | 6750 | No | - | - | - | 3592.02 | 14539.5 | No | 1179.06 | 7269.75 | No | - | - | 16000 | 4.48 | 1580 | 8000 | No | - | - | Yes | 5760 | 13200 | No | - | - | No | - | - | - | - | - | No | - | - | No | - | - | No | - | -
PUZ-ZM140YKA-A/PLA-M140EA-A | PUZ-ZM140YKA*-A/PLA-M140EA*-A Series | N/A | MITSUBISHI ELECTRIC | 4.18 | Non Ducted | Single Split System | Cassette | Air | Air | Thailand | 3.93 | 9.32 | 13.5 | 840 | N/A | N/A | N/A | 298 | 4.48 | 16 | Enthalpy Test Room | 3.7672 | 3.8865 | Yes | - | N/A | 44 | 44 | N/A | N/A | N/A | N/A | N/A | 3.3147 | 3.4614 | N/A | N/A | N/A | N/A | N/A | N/A | Enthalpy Test Room | Three | R32 | Australia,New Zealand | 157873 | 47071 | 0 | Approved | Reverse Cycle | 840 | Yes | Class 11 | Yes | N/A | N/A | Yes | Yes | Yes | N/A | 3.4402 | Available | N/A | N/A | http://www.MitsubishiElectric.com.au/ | http://www.mitsubishielectric.com.au | Yes | 0 | 0 | AAC7889 | Yes | Variable output compressor | Inverter | No | - | 13500 | 3.93 | - | 1290 | 6750 | No | - | - | - | 3592.02 | 14539.5 | No | 1179.06 | 7269.75 | No | - | - | 16000 | 4.48 | 1580 | 8000 | No | - | - | Yes | 5760 | 13200 | No | - | - | No | - | - | - | - | - | No | - | - | No | - | - | No | - | -
PUZ-ZM160VKA-A / PEA-M160HAA | 0 | N/A | MITSUBISHI ELECTRIC | N/A | Ducted | Single Split System | - | Air | Air | Thailand | 4.95 | N/A | 16 | N/A | N/A | N/A | N/A | N/A | 4.58 | 18 | Enthalpy Test Room | 3.5481 | 3.9899 | N/A | - | N/A | N/A | N/A | N/A | N/A | N/A | N/A | N/A | N/A | N/A | N/A | N/A | N/A | N/A | N/A | N/A | N/A | Single | R32 | Australia,New Zealand | 155191 | 46935 | 0 | Approved | Reverse Cycle | N/A | Yes | Class 11 | Yes | N/A | N/A | N/A | N/A | N/A | N/A | N/A | Available | N/A | N/A | http://www.MitsubishiElectric.com.au/ | http://www.mitsubishielectric.com.au | N/A | 0 | 0 | AAC7607 | Yes | Variable output compressor | Inverter | No | - | 16000 | 4.95 | - | 1890 | 8000 | Yes | 1330 | 4700 | - | 4524.3 | 17232 | Yes | 1300 | 8100 | - | 890 | 5350 | 18000 | 4.58 | 1850 | 9000 | Yes | 1110 | 5400 | Yes | 6400 | 16000 | No | - | - | No | - | - | - | - | - | Yes | 6000 | 14000 | No | - | - | No | - | -
PUZ-ZM160YKA-A / PEA-M160HAA | 0 | N/A | MITSUBISHI ELECTRIC | N/A | Ducted | Single Split System | - | Air | Air | Thailand | 4.95 | N/A | 16 | N/A | N/A | N/A | N/A | N/A | 4.58 | 18 | Enthalpy Test Room | 3.2523 | 4.0791 | N/A | - | N/A | N/A | N/A | N/A | N/A | N/A | N/A | N/A | N/A | N/A | N/A | N/A | N/A | N/A | N/A | N/A | N/A | Three | R32 | Australia,New Zealand | 155193 | 46937 | 0 | Approved | Reverse Cycle | N/A | Yes | Class 11 | Yes | N/A | N/A | N/A | N/A | N/A | N/A | N/A | Available | N/A | N/A | http://www.MitsubishiElectric.com.au/ | http://www.mitsubishielectric.com.au | N/A | 0 | 0 | AAC7613 | Yes | Variable output compressor | Inverter | No | - | 16000 | 4.95 | - | 1890 | 8000 | Yes | 1330 | 4700 | - | 4524.3 | 17232 | Yes | 1300 | 8100 | - | 890 | 5353 | 18000 | 4.58 | 1850 | 9000 | Yes | 1110 | 5400 | Yes | 6400 | 16000 | No | - | - | No | - | - | - | - | - | Yes | 6000 | 14000 | No | - | - | No | - | -
PUZ-ZM180VKA-A / PEA-M180LAA | 0 | N/A | MITSUBISHI ELECTRIC | N/A | Ducted | Single Split System | - | Air | Air | Thailand | 5.52 | N/A | 18 | N/A | N/A | N/A | N/A | N/A | 5.1 | 20 | Enthalpy Test Room | 3.3036 | 4.0668 | N/A | - | N/A | N/A | N/A | N/A | N/A | N/A | N/A | N/A | N/A | N/A | N/A | N/A | N/A | N/A | N/A | N/A | N/A | Single | R32 | Australia,New Zealand | 155222 | 46931 | 0 | Approved | Reverse Cycle | N/A | Yes | Class 11 | Yes | N/A | N/A | N/A | N/A | N/A | N/A | N/A | Available | N/A | N/A | http://www.MitsubishiElectric.com.au/ | http://www.mitsubishielectric.com.au | N/A | 0 | 0 | AAC7599 | Yes | Variable output compressor | Inverter | No | - | 18000 | 5.52 | - | 1980 | 9000 | Yes | 1180 | 4900 | - | 5045.28 | 19386 | Yes | 1660 | 9200 | - | 960 | 5520 | 20000 | 5.1 | 1970 | 10000 | Yes | 1130 | 5400 | Yes | 5800 | 16100 | No | - | - | No | - | - | - | - | - | Yes | 5560 | 14000 | No | - | - | No | - | -
PUZ-ZM180YKA-A / PEA-M180LAA | 0 | N/A | MITSUBISHI ELECTRIC | N/A | Ducted | Single Split System | - | Air | Air | Thailand | 5.52 | N/A | 18 | N/A | N/A | N/A | N/A | N/A | 5.1 | 20 | Enthalpy Test Room | 3.7424 | 4.1358 | N/A | - | N/A | N/A | N/A | N/A | N/A | N/A | N/A | N/A | N/A | N/A | N/A | N/A | N/A | N/A | N/A | N/A | N/A | Three | R32 | Australia,New Zealand | 155230 | 46931 | 0 | Approved | Reverse Cycle | N/A | Yes | Class 11 | Yes | N/A | N/A | N/A | N/A | N/A | N/A | N/A | Available | N/A | N/A | http://www.MitsubishiElectric.com.au/ | http://www.mitsubishielectric.com.au | N/A | 0 | 0 | AAC7598 | Yes | Variable output compressor | Inverter | No | - | 18000 | 5.52 | - | 1980 | 9000 | Yes | 1180 | 4900 | - | 5045.28 | 19386 | Yes | 1660 | 9200 | - | 960 | 5520 | 20000 | 5.1 | 1970 | 10000 | Yes | 1130 | 5400 | Yes | 5800 | 16100 | No | - | - | No | - | - | - | - | - | Yes | 5560 | 14000 | No | - | - | No | - | -
PUZ-ZM200YKA-A / PEA-M200LAA | 0 | N/A | MITSUBISHI ELECTRIC | N/A | Ducted | Single Split System | - | Air | Air | Thailand | 6.4 | N/A | 20 | N/A | N/A | N/A | N/A | N/A | 5.9 | 22.4 | Enthalpy Test Room | 3.1729 | 3.9644 | N/A | - | N/A | N/A | N/A | N/A | N/A | N/A | N/A | N/A | N/A | N/A | N/A | N/A | N/A | N/A | N/A | N/A | N/A | Three | R32 | Australia,New Zealand | 152642 | 46811 | 0 | Approved | Reverse Cycle | N/A | Yes | Class 11 | Yes | N/A | N/A | N/A | N/A | N/A | N/A | N/A | Available | N/A | N/A | http://www.MitsubishiElectric.com.au/ | http://www.mitsubishielectric.com.au | N/A | 0 | 0 | AAC7310 | Yes | Variable output compressor | Inverter | No | - | 20000 | 6.4 | - | 2350 | 9950 | Yes | 1350 | 4900 | - | 5849.6 | 21540 | Yes | 1850 | 10300 | - | 1100 | 6000 | 22400 | 5.9 | 2360 | 11200 | Yes | 1280 | 5700 | Yes | 10000 | 22400 | No | - | - | Yes | 2540 | 8400 | - | - | - | Yes | 9800 | 20000 | No | - | - | No | - | -
PUZ-ZM250YKA-A / PEA-M250LAA | 0 | N/A | MITSUBISHI ELECTRIC | N/A | Ducted | Single Split System | - | Air | Air | Thailand | 8 | N/A | 24.5 | N/A | N/A | N/A | N/A | N/A | 7.5 | 28 | Enthalpy Test Room | 3.0973 | 3.992 | N/A | - | N/A | N/A | N/A | N/A | N/A | N/A | N/A | N/A | N/A | N/A | N/A | N/A | N/A | N/A | N/A | N/A | N/A | Three | R32 | Australia,New Zealand | 152637 | 46810 | 0 | Approved | Reverse Cycle | N/A | Yes | Class 11 | Yes | N/A | N/A | N/A | N/A | N/A | N/A | N/A | Available | N/A | N/A | http://www.MitsubishiElectric.com.au/ | http://www.mitsubishielectric.com.au | N/A | 0 | 0 | AAC7281 | Yes | Variable output compressor | Inverter | No | - | 24500 | 8 | - | 3170 | 12400 | Yes | 1650 | 6300 | - | 7312 | 26386.5 | Yes | 2610 | 13200 | - | 1390 | 7100 | 28000 | 7.5 | 2920 | 14000 | Yes | 1650 | 7900 | Yes | 11600 | 25000 | No | - | - | Yes | 2900 | 10600 | - | - | - | Yes | 11700 | 24500 | No | - | - | No | - | -
PUZ-ZM71VHA*-A/PCA-M71HA* Series | PUZ-ZM71VHA*-A/PCA-M71HA* Series | N/A | MITSUBISHI ELECTRIC | N/A | Non Ducted | Single Split System | Under ceiling | Air | Air | Thailand | 2.02 | N/A | 7.1 | N/A | N/A | N/A | N/A | N/A | 2.17 | 7.6 | Enthalpy Test Room | 3.5208 | 3.8487 | N/A | - | N/A | N/A | N/A | N/A | N/A | N/A | N/A | N/A | N/A | N/A | N/A | N/A | N/A | N/A | N/A | N/A | N/A | Single | R32 | Australia,New Zealand | 146668 | 46518 | 0 | Approved | Reverse Cycle | N/A | Yes | Class 9 | Yes | N/A | N/A | N/A | N/A | N/A | N/A | N/A | Available | N/A | N/A | http://www.MitsubishiElectric.com.au/ | http://www.mitsubishielectric.com.au | N/A | 0 | 0 | AAC6676 | Yes | Variable output compressor | Inverter | No | - | 7100 | 2.02 | - | 750 | 3550 | No | - | - | - | 1846.28 | 7646.7 | No | 685.5 | 3823.35 | No | - | - | 7600 | 2.17 | 760 | 3800 | No | - | - | Yes | 3120 | 8000 | No | - | - | No | - | - | - | - | - | No | - | - | No | - | - | No | - | -
PUZ-ZM71VHA*-A/PCA-M71KA* Series | PUZ-ZM71VHA*-A/PCA-M71KA* Series | N/A | MITSUBISHI ELECTRIC | N/A | Non Ducted | Single Split System | Under ceiling | Air | Air | Thailand | 1.82 | N/A | 7.1 | N/A | N/A | N/A | N/A | N/A | 2.15 | 8 | Enthalpy Test Room | 4.009 | 3.7999 | N/A | - | N/A | N/A | N/A | N/A | N/A | N/A | N/A | N/A | N/A | N/A | N/A | N/A | N/A | N/A | N/A | N/A | N/A | Single | R32 | Australia,New Zealand | 146671 | 46519 | 0 | Approved | Reverse Cycle | N/A | Yes | Class 9 | Yes | N/A | N/A | N/A | N/A | N/A | N/A | N/A | Available | N/A | N/A | http://www.MitsubishiElectric.com.au/ | http://www.mitsubishielectric.com.au | N/A | 0 | 0 | AAC6692 | Yes | Variable output compressor | Inverter | No | - | 7100 | 1.82 | - | 630 | 3550 | No | - | - | - | 1663.48 | 7646.7 | No | 575.82 | 3823.35 | No | - | - | 8000 | 2.15 | 760 | 4000 | No | - | - | Yes | 3270 | 8400 | No | - | - | No | - | - | - | - | - | No | - | - | No | - | - | No | - | -
PUZ-ZM71VHA*-A/PEAD-M71JAA* | PUZ-ZM71VHA*-A/PEAD-M71JAA* | N/A | MITSUBISHI ELECTRIC | N/A | Ducted | Single Split System | - | Air | Air | Thailand | 1.85 | N/A | 7.1 | N/A | N/A | N/A | N/A | N/A | 1.93 | 8 | Enthalpy Test Room | 3.9099 | 4.1416 | N/A | - | N/A | N/A | N/A | N/A | N/A | N/A | N/A | N/A | N/A | N/A | N/A | N/A | N/A | N/A | N/A | N/A | N/A | Single | R32 | Australia,New Zealand | 146689 | 46522 | 0 | Approved | Reverse Cycle | N/A | Yes | Class 10 | Yes | N/A | N/A | N/A | N/A | N/A | N/A | N/A | Available | N/A | N/A | http://www.MitsubishiElectric.com.au/ | http://www.mitsubishielectric.com.au | N/A | 0 | 0 | AAC6698 | Yes | Variable output compressor | Inverter | No | - | 7100 | 1.85 | - | 690 | 3550 | No | - | - | - | 1690.9 | 7646.7 | No | 630.66 | 3823.35 | No | - | - | 8000 | 1.93 | 760 | 4000 | No | - | - | Yes | 3130 | 8300 | No | - | - | No | - | - | - | - | - | No | - | - | No | - | - | No | - | -
PUZ-ZM71VHA*-A/PKA-M71KA** Series | PUZ-ZM71VHA*-A/PKA-M71KA** Series | N/A | MITSUBISHI ELECTRIC | N/A | Non Ducted | Single Split System | Wall Hung | Air | Air | Thailand | 1.86 | N/A | 7.1 | N/A | N/A | N/A | N/A | N/A | 2.12 | 8 | Enthalpy Test Room | 3.8389 | 3.832 | N/A | - | N/A | N/A | N/A | N/A | N/A | N/A | N/A | N/A | N/A | N/A | N/A | N/A | N/A | N/A | N/A | N/A | N/A | Single | R32 | Australia,New Zealand | 146693 | 46522 | 0 | Approved | Reverse Cycle | N/A | Yes | Class 9 | Yes | N/A | N/A | N/A | N/A | N/A | N/A | N/A | Available | N/A | N/A | http://www.MitsubishiElectric.com.au/ | http://www.mitsubishielectric.com.au | N/A | 0 | 0 | AAC6696 | Yes | Variable output compressor | Inverter | No | - | 7100 | 1.86 | - | 640 | 3550 | No | - | - | - | 1700.04 | 7646.7 | No | 584.96 | 3823.35 | No | - | - | 8000 | 2.12 | 760 | 4000 | No | - | - | Yes | 3190 | 8100 | No | - | - | No | - | - | - | - | - | No | - | - | No | - | - | No | - | -
PUZ-ZM71VHA*-A/PLA-M71EA*-A Series | PUZ-ZM71VHA*-A/PLA-M71EA*-A Series | N/A | MITSUBISHI ELECTRIC | N/A | Non Ducted | Single Split System | Cassette | Air | Air | Thailand | 1.78 | N/A | 7.1 | N/A | N/A | N/A | N/A | N/A | 2.03 | 8 | Enthalpy Test Room | 4.0265 | 3.9866 | N/A | - | N/A | N/A | N/A | N/A | N/A | N/A | N/A | N/A | N/A | N/A | N/A | N/A | N/A | N/A | N/A | N/A | N/A | Single | R32 | Australia,New Zealand | 146691 | 46522 | 0 | Approved | Reverse Cycle | N/A | Yes | Class 9 | Yes | N/A | N/A | N/A | N/A | N/A | N/A | N/A | Available | N/A | N/A | http://www.MitsubishiElectric.com.au/ | http://www.mitsubishielectric.com.au | N/A | 0 | 0 | AAC6697 | Yes | Variable output compressor | Inverter | No | - | 7100 | 1.78 | - | 630 | 3550 | No | - | - | - | 1626.92 | 7646.7 | No | 575.82 | 3823.35 | No | - | - | 8000 | 2.03 | 710 | 4000 | No | - | - | Yes | 3270 | 8400 | No | - | - | No | - | - | - | - | - | No | - | - | No | - | - | No | - | -
PUZ-ZM71VHA2-A/PCA-M71HA | PUZ-ZM71VHA*-A/PCA-M71HA* Series | N/A | MITSUBISHI ELECTRIC | N/A | Non Ducted | Single Split System | Under ceiling | Air | Air | Thailand | 2.02 | N/A | 7.1 | N/A | N/A | N/A | N/A | N/A | 2.17 | 7.6 | Enthalpy Test Room | 3.5208 | 3.8487 | N/A | - | N/A | N/A | N/A | N/A | N/A | N/A | N/A | N/A | N/A | N/A | N/A | N/A | N/A | N/A | N/A | N/A | N/A | Single | R32 | Australia,New Zealand | 146668 | 46518 | 0 | Approved | Reverse Cycle | N/A | Yes | Class 9 | Yes | N/A | N/A | N/A | N/A | N/A | N/A | N/A | Available | N/A | N/A | http://www.MitsubishiElectric.com.au/ | http://www.mitsubishielectric.com.au | N/A | 0 | 0 | AAC6676 | Yes | Variable output compressor | Inverter | No | - | 7100 | 2.02 | - | 750 | 3550 | No | - | - | - | 1846.28 | 7646.7 | No | 685.5 | 3823.35 | No | - | - | 7600 | 2.17 | 760 | 3800 | No | - | - | Yes | 3120 | 8000 | No | - | - | No | - | - | - | - | - | No | - | - | No | - | - | No | - | -
PUZ-ZM71VHA2-A/PCA-M71HA2 | PUZ-ZM71VHA*-A/PCA-M71HA* Series | N/A | MITSUBISHI ELECTRIC | N/A | Non Ducted | Single Split System | Under ceiling | Air | Air | Thailand | 2.02 | N/A | 7.1 | N/A | N/A | N/A | N/A | N/A | 2.17 | 7.6 | Enthalpy Test Room | 3.5208 | 3.8487 | N/A | - | N/A | N/A | N/A | N/A | N/A | N/A | N/A | N/A | N/A | N/A | N/A | N/A | N/A | N/A | N/A | N/A | N/A | Single | R32 | Australia,New Zealand | 146668 | 46518 | 0 | Approved | Reverse Cycle | N/A | Yes | Class 9 | Yes | N/A | N/A | N/A | N/A | N/A | N/A | N/A | Available | N/A | N/A | http://www.MitsubishiElectric.com.au/ | http://www.mitsubishielectric.com.au | N/A | 0 | 0 | AAC6676 | Yes | Variable output compressor | Inverter | No | - | 7100 | 2.02 | - | 750 | 3550 | No | - | - | - | 1846.28 | 7646.7 | No | 685.5 | 3823.35 | No | - | - | 7600 | 2.17 | 760 | 3800 | No | - | - | Yes | 3120 | 8000 | No | - | - | No | - | - | - | - | - | No | - | - | No | - | - | No | - | -
PUZ-ZM71VHA2-A/PCA-M71KA | PUZ-ZM71VHA*-A/PCA-M71KA* Series | N/A | MITSUBISHI ELECTRIC | N/A | Non Ducted | Single Split System | Under ceiling | Air | Air | Thailand | 1.82 | N/A | 7.1 | N/A | N/A | N/A | N/A | N/A | 2.15 | 8 | Enthalpy Test Room | 4.009 | 3.7999 | N/A | - | N/A | N/A | N/A | N/A | N/A | N/A | N/A | N/A | N/A | N/A | N/A | N/A | N/A | N/A | N/A | N/A | N/A | Single | R32 | Australia,New Zealand | 146671 | 46519 | 0 | Approved | Reverse Cycle | N/A | Yes | Class 9 | Yes | N/A | N/A | N/A | N/A | N/A | N/A | N/A | Available | N/A | N/A | http://www.MitsubishiElectric.com.au/ | http://www.mitsubishielectric.com.au | N/A | 0 | 0 | AAC6692 | Yes | Variable output compressor | Inverter | No | - | 7100 | 1.82 | - | 630 | 3550 | No | - | - | - | 1663.48 | 7646.7 | No | 575.82 | 3823.35 | No | - | - | 8000 | 2.15 | 760 | 4000 | No | - | - | Yes | 3270 | 8400 | No | - | - | No | - | - | - | - | - | No | - | - | No | - | - | No | - | -
PUZ-ZM71VHA2-A/PCA-M71KA2 | PUZ-ZM71VHA*-A/PCA-M71KA* Series | N/A | MITSUBISHI ELECTRIC | N/A | Non Ducted | Single Split System | Under ceiling | Air | Air | Thailand | 1.82 | N/A | 7.1 | N/A | N/A | N/A | N/A | N/A | 2.15 | 8 | Enthalpy Test Room | 4.009 | 3.7999 | N/A | - | N/A | N/A | N/A | N/A | N/A | N/A | N/A | N/A | N/A | N/A | N/A | N/A | N/A | N/A | N/A | N/A | N/A | Single | R32 | Australia,New Zealand | 146671 | 46519 | 0 | Approved | Reverse Cycle | N/A | Yes | Class 9 | Yes | N/A | N/A | N/A | N/A | N/A | N/A | N/A | Available | N/A | N/A | http://www.MitsubishiElectric.com.au/ | http://www.mitsubishielectric.com.au | N/A | 0 | 0 | AAC6692 | Yes | Variable output compressor | Inverter | No | - | 7100 | 1.82 | - | 630 | 3550 | No | - | - | - | 1663.48 | 7646.7 | No | 575.82 | 3823.35 | No | - | - | 8000 | 2.15 | 760 | 4000 | No | - | - | Yes | 3270 | 8400 | No | - | - | No | - | - | - | - | - | No | - | - | No | - | - | No | - | -
PUZ-ZM71VHA2-A/PEAD-M71JAA | PUZ-ZM71VHA*-A/PEAD-M71JAA* | N/A | MITSUBISHI ELECTRIC | N/A | Ducted | Single Split System | - | Air | Air | Thailand | 1.85 | N/A | 7.1 | N/A | N/A | N/A | N/A | N/A | 1.93 | 8 | Enthalpy Test Room | 3.9099 | 4.1416 | N/A | - | N/A | N/A | N/A | N/A | N/A | N/A | N/A | N/A | N/A | N/A | N/A | N/A | N/A | N/A | N/A | N/A | N/A | Single | R32 | Australia,New Zealand | 146689 | 46522 | 0 | Approved | Reverse Cycle | N/A | Yes | Class 10 | Yes | N/A | N/A | N/A | N/A | N/A | N/A | N/A | Available | N/A | N/A | http://www.MitsubishiElectric.com.au/ | http://www.mitsubishielectric.com.au | N/A | 0 | 0 | AAC6698 | Yes | Variable output compressor | Inverter | No | - | 7100 | 1.85 | - | 690 | 3550 | No | - | - | - | 1690.9 | 7646.7 | No | 630.66 | 3823.35 | No | - | - | 8000 | 1.93 | 760 | 4000 | No | - | - | Yes | 3130 | 8300 | No | - | - | No | - | - | - | - | - | No | - | - | No | - | - | No | - | -
PUZ-ZM71VHA2-A/PEAD-M71JAAD | PUZ-ZM71VHA*-A/PEAD-M71JAA* | N/A | MITSUBISHI ELECTRIC | N/A | Ducted | Single Split System | - | Air | Air | Thailand | 1.85 | N/A | 7.1 | N/A | N/A | N/A | N/A | N/A | 1.93 | 8 | Enthalpy Test Room | 3.9099 | 4.1416 | N/A | - | N/A | N/A | N/A | N/A | N/A | N/A | N/A | N/A | N/A | N/A | N/A | N/A | N/A | N/A | N/A | N/A | N/A | Single | R32 | Australia,New Zealand | 146689 | 46522 | 0 | Approved | Reverse Cycle | N/A | Yes | Class 10 | Yes | N/A | N/A | N/A | N/A | N/A | N/A | N/A | Available | N/A | N/A | http://www.MitsubishiElectric.com.au/ | http://www.mitsubishielectric.com.au | N/A | 0 | 0 | AAC6698 | Yes | Variable output compressor | Inverter | No | - | 7100 | 1.85 | - | 690 | 3550 | No | - | - | - | 1690.9 | 7646.7 | No | 630.66 | 3823.35 | No | - | - | 8000 | 1.93 | 760 | 4000 | No | - | - | Yes | 3130 | 8300 | No | - | - | No | - | - | - | - | - | No | - | - | No | - | - | No | - | -
PUZ-ZM71VHA2-A/PKA-M71KA | PUZ-ZM71VHA*-A/PKA-M71KA** Series | N/A | MITSUBISHI ELECTRIC | N/A | Non Ducted | Single Split System | Wall Hung | Air | Air | Thailand | 1.86 | N/A | 7.1 | N/A | N/A | N/A | N/A | N/A | 2.12 | 8 | Enthalpy Test Room | 3.8389 | 3.832 | N/A | - | N/A | N/A | N/A | N/A | N/A | N/A | N/A | N/A | N/A | N/A | N/A | N/A | N/A | N/A | N/A | N/A | N/A | Single | R32 | Australia,New Zealand | 146693 | 46522 | 0 | Approved | Reverse Cycle | N/A | Yes | Class 9 | Yes | N/A | N/A | N/A | N/A | N/A | N/A | N/A | Available | N/A | N/A | http://www.MitsubishiElectric.com.au/ | http://www.mitsubishielectric.com.au | N/A | 0 | 0 | AAC6696 | Yes | Variable output compressor | Inverter | No | - | 7100 | 1.86 | - | 640 | 3550 | No | - | - | - | 1700.04 | 7646.7 | No | 584.96 | 3823.35 | No | - | - | 8000 | 2.12 | 760 | 4000 | No | - | - | Yes | 3190 | 8100 | No | - | - | No | - | - | - | - | - | No | - | - | No | - | - | No | - | -
PUZ-ZM71VHA2-A/PKA-M71KA2 | PUZ-ZM71VHA*-A/PKA-M71KA** Series | N/A | MITSUBISHI ELECTRIC | N/A | Non Ducted | Single Split System | Wall Hung | Air | Air | Thailand | 1.86 | N/A | 7.1 | N/A | N/A | N/A | N/A | N/A | 2.12 | 8 | Enthalpy Test Room | 3.8389 | 3.832 | N/A | - | N/A | N/A | N/A | N/A | N/A | N/A | N/A | N/A | N/A | N/A | N/A | N/A | N/A | N/A | N/A | N/A | N/A | Single | R32 | Australia,New Zealand | 146693 | 46522 | 0 | Approved | Reverse Cycle | N/A | Yes | Class 9 | Yes | N/A | N/A | N/A | N/A | N/A | N/A | N/A | Available | N/A | N/A | http://www.MitsubishiElectric.com.au/ | http://www.mitsubishielectric.com.au | N/A | 0 | 0 | AAC6696 | Yes | Variable output compressor | Inverter | No | - | 7100 | 1.86 | - | 640 | 3550 | No | - | - | - | 1700.04 | 7646.7 | No | 584.96 | 3823.35 | No | - | - | 8000 | 2.12 | 760 | 4000 | No | - | - | Yes | 3190 | 8100 | No | - | - | No | - | - | - | - | - | No | - | - | No | - | - | No | - | -
PUZ-ZM71VHA2-A/PKA-M71KAL | PUZ-ZM71VHA*-A/PKA-M71KA** Series | N/A | MITSUBISHI ELECTRIC | N/A | Non Ducted | Single Split System | Wall Hung | Air | Air | Thailand | 1.86 | N/A | 7.1 | N/A | N/A | N/A | N/A | N/A | 2.12 | 8 | Enthalpy Test Room | 3.8389 | 3.832 | N/A | - | N/A | N/A | N/A | N/A | N/A | N/A | N/A | N/A | N/A | N/A | N/A | N/A | N/A | N/A | N/A | N/A | N/A | Single | R32 | Australia,New Zealand | 146693 | 46522 | 0 | Approved | Reverse Cycle | N/A | Yes | Class 9 | Yes | N/A | N/A | N/A | N/A | N/A | N/A | N/A | Available | N/A | N/A | http://www.MitsubishiElectric.com.au/ | http://www.mitsubishielectric.com.au | N/A | 0 | 0 | AAC6696 | Yes | Variable output compressor | Inverter | No | - | 7100 | 1.86 | - | 640 | 3550 | No | - | - | - | 1700.04 | 7646.7 | No | 584.96 | 3823.35 | No | - | - | 8000 | 2.12 | 760 | 4000 | No | - | - | Yes | 3190 | 8100 | No | - | - | No | - | - | - | - | - | No | - | - | No | - | - | No | - | -
PUZ-ZM71VHA2-A/PKA-M71KAL2 | PUZ-ZM71VHA*-A/PKA-M71KA** Series | N/A | MITSUBISHI ELECTRIC | N/A | Non Ducted | Single Split System | Wall Hung | Air | Air | Thailand | 1.86 | N/A | 7.1 | N/A | N/A | N/A | N/A | N/A | 2.12 | 8 | Enthalpy Test Room | 3.8389 | 3.832 | N/A | - | N/A | N/A | N/A | N/A | N/A | N/A | N/A | N/A | N/A | N/A | N/A | N/A | N/A | N/A | N/A | N/A | N/A | Single | R32 | Australia,New Zealand | 146693 | 46522 | 0 | Approved | Reverse Cycle | N/A | Yes | Class 9 | Yes | N/A | N/A | N/A | N/A | N/A | N/A | N/A | Available | N/A | N/A | http://www.MitsubishiElectric.com.au/ | http://www.mitsubishielectric.com.au | N/A | 0 | 0 | AAC6696 | Yes | Variable output compressor | Inverter | No | - | 7100 | 1.86 | - | 640 | 3550 | No | - | - | - | 1700.04 | 7646.7 | No | 584.96 | 3823.35 | No | - | - | 8000 | 2.12 | 760 | 4000 | No | - | - | Yes | 3190 | 8100 | No | - | - | No | - | - | - | - | - | No | - | - | No | - | - | No | - | -
PUZ-ZM71VHA2-A/PLA-M71EA2-A | PUZ-ZM71VHA*-A/PLA-M71EA*-A Series | N/A | MITSUBISHI ELECTRIC | N/A | Non Ducted | Single Split System | Cassette | Air | Air | Thailand | 1.78 | N/A | 7.1 | N/A | N/A | N/A | N/A | N/A | 2.03 | 8 | Enthalpy Test Room | 4.0265 | 3.9866 | N/A | - | N/A | N/A | N/A | N/A | N/A | N/A | N/A | N/A | N/A | N/A | N/A | N/A | N/A | N/A | N/A | N/A | N/A | Single | R32 | Australia,New Zealand | 146691 | 46522 | 0 | Approved | Reverse Cycle | N/A | Yes | Class 9 | Yes | N/A | N/A | N/A | N/A | N/A | N/A | N/A | Available | N/A | N/A | http://www.MitsubishiElectric.com.au/ | http://www.mitsubishielectric.com.au | N/A | 0 | 0 | AAC6697 | Yes | Variable output compressor | Inverter | No | - | 7100 | 1.78 | - | 630 | 3550 | No | - | - | - | 1626.92 | 7646.7 | No | 575.82 | 3823.35 | No | - | - | 8000 | 2.03 | 710 | 4000 | No | - | - | Yes | 3270 | 8400 | No | - | - | No | - | - | - | - | - | No | - | - | No | - | - | No | - | -
PUZ-ZM71VHA2-A/PLA-M71EA-A | PUZ-ZM71VHA*-A/PLA-M71EA*-A Series | N/A | MITSUBISHI ELECTRIC | N/A | Non Ducted | Single Split System | Cassette | Air | Air | Thailand | 1.78 | N/A | 7.1 | N/A | N/A | N/A | N/A | N/A | 2.03 | 8 | Enthalpy Test Room | 4.0265 | 3.9866 | N/A | - | N/A | N/A | N/A | N/A | N/A | N/A | N/A | N/A | N/A | N/A | N/A | N/A | N/A | N/A | N/A | N/A | N/A | Single | R32 | Australia,New Zealand | 146691 | 46522 | 0 | Approved | Reverse Cycle | N/A | Yes | Class 9 | Yes | N/A | N/A | N/A | N/A | N/A | N/A | N/A | Available | N/A | N/A | http://www.MitsubishiElectric.com.au/ | http://www.mitsubishielectric.com.au | N/A | 0 | 0 | AAC6697 | Yes | Variable output compressor | Inverter | No | - | 7100 | 1.78 | - | 630 | 3550 | No | - | - | - | 1626.92 | 7646.7 | No | 575.82 | 3823.35 | No | - | - | 8000 | 2.03 | 710 | 4000 | No | - | - | Yes | 3270 | 8400 | No | - | - | No | - | - | - | - | - | No | - | - | No | - | - | No | - | -
PUZ-ZM71VHA-A/PCA-M71HA | PUZ-ZM71VHA*-A/PCA-M71HA* Series | N/A | MITSUBISHI ELECTRIC | N/A | Non Ducted | Single Split System | Under ceiling | Air | Air | Thailand | 2.02 | N/A | 7.1 | N/A | N/A | N/A | N/A | N/A | 2.17 | 7.6 | Enthalpy Test Room | 3.5208 | 3.8487 | N/A | - | N/A | N/A | N/A | N/A | N/A | N/A | N/A | N/A | N/A | N/A | N/A | N/A | N/A | N/A | N/A | N/A | N/A | Single | R32 | Australia,New Zealand | 146668 | 46518 | 0 | Approved | Reverse Cycle | N/A | Yes | Class 9 | Yes | N/A | N/A | N/A | N/A | N/A | N/A | N/A | Available | N/A | N/A | http://www.MitsubishiElectric.com.au/ | http://www.mitsubishielectric.com.au | N/A | 0 | 0 | AAC6676 | Yes | Variable output compressor | Inverter | No | - | 7100 | 2.02 | - | 750 | 3550 | No | - | - | - | 1846.28 | 7646.7 | No | 685.5 | 3823.35 | No | - | - | 7600 | 2.17 | 760 | 3800 | No | - | - | Yes | 3120 | 8000 | No | - | - | No | - | - | - | - | - | No | - | - | No | - | - | No | - | -
PUZ-ZM71VHA-A/PCA-M71HA2 | PUZ-ZM71VHA*-A/PCA-M71HA* Series | N/A | MITSUBISHI ELECTRIC | N/A | Non Ducted | Single Split System | Under ceiling | Air | Air | Thailand | 2.02 | N/A | 7.1 | N/A | N/A | N/A | N/A | N/A | 2.17 | 7.6 | Enthalpy Test Room | 3.5208 | 3.8487 | N/A | - | N/A | N/A | N/A | N/A | N/A | N/A | N/A | N/A | N/A | N/A | N/A | N/A | N/A | N/A | N/A | N/A | N/A | Single | R32 | Australia,New Zealand | 146668 | 46518 | 0 | Approved | Reverse Cycle | N/A | Yes | Class 9 | Yes | N/A | N/A | N/A | N/A | N/A | N/A | N/A | Available | N/A | N/A | http://www.MitsubishiElectric.com.au/ | http://www.mitsubishielectric.com.au | N/A | 0 | 0 | AAC6676 | Yes | Variable output compressor | Inverter | No | - | 7100 | 2.02 | - | 750 | 3550 | No | - | - | - | 1846.28 | 7646.7 | No | 685.5 | 3823.35 | No | - | - | 7600 | 2.17 | 760 | 3800 | No | - | - | Yes | 3120 | 8000 | No | - | - | No | - | - | - | - | - | No | - | - | No | - | - | No | - | -
PUZ-ZM71VHA-A/PCA-M71KA | PUZ-ZM71VHA*-A/PCA-M71KA* Series | N/A | MITSUBISHI ELECTRIC | N/A | Non Ducted | Single Split System | Under ceiling | Air | Air | Thailand | 1.82 | N/A | 7.1 | N/A | N/A | N/A | N/A | N/A | 2.15 | 8 | Enthalpy Test Room | 4.009 | 3.7999 | N/A | - | N/A | N/A | N/A | N/A | N/A | N/A | N/A | N/A | N/A | N/A | N/A | N/A | N/A | N/A | N/A | N/A | N/A | Single | R32 | Australia,New Zealand | 146671 | 46519 | 0 | Approved | Reverse Cycle | N/A | Yes | Class 9 | Yes | N/A | N/A | N/A | N/A | N/A | N/A | N/A | Available | N/A | N/A | http://www.MitsubishiElectric.com.au/ | http://www.mitsubishielectric.com.au | N/A | 0 | 0 | AAC6692 | Yes | Variable output compressor | Inverter | No | - | 7100 | 1.82 | - | 630 | 3550 | No | - | - | - | 1663.48 | 7646.7 | No | 575.82 | 3823.35 | No | - | - | 8000 | 2.15 | 760 | 4000 | No | - | - | Yes | 3270 | 8400 | No | - | - | No | - | - | - | - | - | No | - | - | No | - | - | No | - | -
PUZ-ZM71VHA-A/PCA-M71KA2 | PUZ-ZM71VHA*-A/PCA-M71KA* Series | N/A | MITSUBISHI ELECTRIC | N/A | Non Ducted | Single Split System | Under ceiling | Air | Air | Thailand | 1.82 | N/A | 7.1 | N/A | N/A | N/A | N/A | N/A | 2.15 | 8 | Enthalpy Test Room | 4.009 | 3.7999 | N/A | - | N/A | N/A | N/A | N/A | N/A | N/A | N/A | N/A | N/A | N/A | N/A | N/A | N/A | N/A | N/A | N/A | N/A | Single | R32 | Australia,New Zealand | 146671 | 46519 | 0 | Approved | Reverse Cycle | N/A | Yes | Class 9 | Yes | N/A | N/A | N/A | N/A | N/A | N/A | N/A | Available | N/A | N/A | http://www.MitsubishiElectric.com.au/ | http://www.mitsubishielectric.com.au | N/A | 0 | 0 | AAC6692 | Yes | Variable output compressor | Inverter | No | - | 7100 | 1.82 | - | 630 | 3550 | No | - | - | - | 1663.48 | 7646.7 | No | 575.82 | 3823.35 | No | - | - | 8000 | 2.15 | 760 | 4000 | No | - | - | Yes | 3270 | 8400 | No | - | - | No | - | - | - | - | - | No | - | - | No | - | - | No | - | -
PUZ-ZM71VHA-A/PEAD-M71JAA | PUZ-ZM71VHA*-A/PEAD-M71JAA* | N/A | MITSUBISHI ELECTRIC | N/A | Ducted | Single Split System | - | Air | Air | Thailand | 1.85 | N/A | 7.1 | N/A | N/A | N/A | N/A | N/A | 1.93 | 8 | Enthalpy Test Room | 3.9099 | 4.1416 | N/A | - | N/A | N/A | N/A | N/A | N/A | N/A | N/A | N/A | N/A | N/A | N/A | N/A | N/A | N/A | N/A | N/A | N/A | Single | R32 | Australia,New Zealand | 146689 | 46522 | 0 | Approved | Reverse Cycle | N/A | Yes | Class 10 | Yes | N/A | N/A | N/A | N/A | N/A | N/A | N/A | Available | N/A | N/A | http://www.MitsubishiElectric.com.au/ | http://www.mitsubishielectric.com.au | N/A | 0 | 0 | AAC6698 | Yes | Variable output compressor | Inverter | No | - | 7100 | 1.85 | - | 690 | 3550 | No | - | - | - | 1690.9 | 7646.7 | No | 630.66 | 3823.35 | No | - | - | 8000 | 1.93 | 760 | 4000 | No | - | - | Yes | 3130 | 8300 | No | - | - | No | - | - | - | - | - | No | - | - | No | - | - | No | - | -
PUZ-ZM71VHA-A/PEAD-M71JAAD | PUZ-ZM71VHA*-A/PEAD-M71JAA* | N/A | MITSUBISHI ELECTRIC | N/A | Ducted | Single Split System | - | Air | Air | Thailand | 1.85 | N/A | 7.1 | N/A | N/A | N/A | N/A | N/A | 1.93 | 8 | Enthalpy Test Room | 3.9099 | 4.1416 | N/A | - | N/A | N/A | N/A | N/A | N/A | N/A | N/A | N/A | N/A | N/A | N/A | N/A | N/A | N/A | N/A | N/A | N/A | Single | R32 | Australia,New Zealand | 146689 | 46522 | 0 | Approved | Reverse Cycle | N/A | Yes | Class 10 | Yes | N/A | N/A | N/A | N/A | N/A | N/A | N/A | Available | N/A | N/A | http://www.MitsubishiElectric.com.au/ | http://www.mitsubishielectric.com.au | N/A | 0 | 0 | AAC6698 | Yes | Variable output compressor | Inverter | No | - | 7100 | 1.85 | - | 690 | 3550 | No | - | - | - | 1690.9 | 7646.7 | No | 630.66 | 3823.35 | No | - | - | 8000 | 1.93 | 760 | 4000 | No | - | - | Yes | 3130 | 8300 | No | - | - | No | - | - | - | - | - | No | - | - | No | - | - | No | - | -
PUZ-ZM71VHA-A/PKA-M71KA | PUZ-ZM71VHA*-A/PKA-M71KA** Series | N/A | MITSUBISHI ELECTRIC | N/A | Non Ducted | Single Split System | Wall Hung | Air | Air | Thailand | 1.86 | N/A | 7.1 | N/A | N/A | N/A | N/A | N/A | 2.12 | 8 | Enthalpy Test Room | 3.8389 | 3.832 | N/A | - | N/A | N/A | N/A | N/A | N/A | N/A | N/A | N/A | N/A | N/A | N/A | N/A | N/A | N/A | N/A | N/A | N/A | Single | R32 | Australia,New Zealand | 146693 | 46522 | 0 | Approved | Reverse Cycle | N/A | Yes | Class 9 | Yes | N/A | N/A | N/A | N/A | N/A | N/A | N/A | Available | N/A | N/A | http://www.MitsubishiElectric.com.au/ | http://www.mitsubishielectric.com.au | N/A | 0 | 0 | AAC6696 | Yes | Variable output compressor | Inverter | No | - | 7100 | 1.86 | - | 640 | 3550 | No | - | - | - | 1700.04 | 7646.7 | No | 584.96 | 3823.35 | No | - | - | 8000 | 2.12 | 760 | 4000 | No | - | - | Yes | 3190 | 8100 | No | - | - | No | - | - | - | - | - | No | - | - | No | - | - | No | - | -
PUZ-ZM71VHA-A/PKA-M71KA2 | PUZ-ZM71VHA*-A/PKA-M71KA** Series | N/A | MITSUBISHI ELECTRIC | N/A | Non Ducted | Single Split System | Wall Hung | Air | Air | Thailand | 1.86 | N/A | 7.1 | N/A | N/A | N/A | N/A | N/A | 2.12 | 8 | Enthalpy Test Room | 3.8389 | 3.832 | N/A | - | N/A | N/A | N/A | N/A | N/A | N/A | N/A | N/A | N/A | N/A | N/A | N/A | N/A | N/A | N/A | N/A | N/A | Single | R32 | Australia,New Zealand | 146693 | 46522 | 0 | Approved | Reverse Cycle | N/A | Yes | Class 9 | Yes | N/A | N/A | N/A | N/A | N/A | N/A | N/A | Available | N/A | N/A | http://www.MitsubishiElectric.com.au/ | http://www.mitsubishielectric.com.au | N/A | 0 | 0 | AAC6696 | Yes | Variable output compressor | Inverter | No | - | 7100 | 1.86 | - | 640 | 3550 | No | - | - | - | 1700.04 | 7646.7 | No | 584.96 | 3823.35 | No | - | - | 8000 | 2.12 | 760 | 4000 | No | - | - | Yes | 3190 | 8100 | No | - | - | No | - | - | - | - | - | No | - | - | No | - | - | No | - | -
PUZ-ZM71VHA-A/PKA-M71KAL | PUZ-ZM71VHA*-A/PKA-M71KA** Series | N/A | MITSUBISHI ELECTRIC | N/A | Non Ducted | Single Split System | Wall Hung | Air | Air | Thailand | 1.86 | N/A | 7.1 | N/A | N/A | N/A | N/A | N/A | 2.12 | 8 | Enthalpy Test Room | 3.8389 | 3.832 | N/A | - | N/A | N/A | N/A | N/A | N/A | N/A | N/A | N/A | N/A | N/A | N/A | N/A | N/A | N/A | N/A | N/A | N/A | Single | R32 | Australia,New Zealand | 146693 | 46522 | 0 | Approved | Reverse Cycle | N/A | Yes | Class 9 | Yes | N/A | N/A | N/A | N/A | N/A | N/A | N/A | Available | N/A | N/A | http://www.MitsubishiElectric.com.au/ | http://www.mitsubishielectric.com.au | N/A | 0 | 0 | AAC6696 | Yes | Variable output compressor | Inverter | No | - | 7100 | 1.86 | - | 640 | 3550 | No | - | - | - | 1700.04 | 7646.7 | No | 584.96 | 3823.35 | No | - | - | 8000 | 2.12 | 760 | 4000 | No | - | - | Yes | 3190 | 8100 | No | - | - | No | - | - | - | - | - | No | - | - | No | - | - | No | - | -
PUZ-ZM71VHA-A/PKA-M71KAL2 | PUZ-ZM71VHA*-A/PKA-M71KA** Series | N/A | MITSUBISHI ELECTRIC | N/A | Non Ducted | Single Split System | Wall Hung | Air | Air | Thailand | 1.86 | N/A | 7.1 | N/A | N/A | N/A | N/A | N/A | 2.12 | 8 | Enthalpy Test Room | 3.8389 | 3.832 | N/A | - | N/A | N/A | N/A | N/A | N/A | N/A | N/A | N/A | N/A | N/A | N/A | N/A | N/A | N/A | N/A | N/A | N/A | Single | R32 | Australia,New Zealand | 146693 | 46522 | 0 | Approved | Reverse Cycle | N/A | Yes | Class 9 | Yes | N/A | N/A | N/A | N/A | N/A | N/A | N/A | Available | N/A | N/A | http://www.MitsubishiElectric.com.au/ | http://www.mitsubishielectric.com.au | N/A | 0 | 0 | AAC6696 | Yes | Variable output compressor | Inverter | No | - | 7100 | 1.86 | - | 640 | 3550 | No | - | - | - | 1700.04 | 7646.7 | No | 584.96 | 3823.35 | No | - | - | 8000 | 2.12 | 760 | 4000 | No | - | - | Yes | 3190 | 8100 | No | - | - | No | - | - | - | - | - | No | - | - | No | - | - | No | - | -
PUZ-ZM71VHA-A/PLA-M71EA2-A | PUZ-ZM71VHA*-A/PLA-M71EA*-A Series | N/A | MITSUBISHI ELECTRIC | N/A | Non Ducted | Single Split System | Cassette | Air | Air | Thailand | 1.78 | N/A | 7.1 | N/A | N/A | N/A | N/A | N/A | 2.03 | 8 | Enthalpy Test Room | 4.0265 | 3.9866 | N/A | - | N/A | N/A | N/A | N/A | N/A | N/A | N/A | N/A | N/A | N/A | N/A | N/A | N/A | N/A | N/A | N/A | N/A | Single | R32 | Australia,New Zealand | 146691 | 46522 | 0 | Approved | Reverse Cycle | N/A | Yes | Class 9 | Yes | N/A | N/A | N/A | N/A | N/A | N/A | N/A | Available | N/A | N/A | http://www.MitsubishiElectric.com.au/ | http://www.mitsubishielectric.com.au | N/A | 0 | 0 | AAC6697 | Yes | Variable output compressor | Inverter | No | - | 7100 | 1.78 | - | 630 | 3550 | No | - | - | - | 1626.92 | 7646.7 | No | 575.82 | 3823.35 | No | - | - | 8000 | 2.03 | 710 | 4000 | No | - | - | Yes | 3270 | 8400 | No | - | - | No | - | - | - | - | - | No | - | - | No | - | - | No | - | -
PUZ-ZM71VHA-A/PLA-M71EA-A | PUZ-ZM71VHA*-A/PLA-M71EA*-A Series | N/A | MITSUBISHI ELECTRIC | N/A | Non Ducted | Single Split System | Cassette | Air | Air | Thailand | 1.78 | N/A | 7.1 | N/A | N/A | N/A | N/A | N/A | 2.03 | 8 | Enthalpy Test Room | 4.0265 | 3.9866 | N/A | - | N/A | N/A | N/A | N/A | N/A | N/A | N/A | N/A | N/A | N/A | N/A | N/A | N/A | N/A | N/A | N/A | N/A | Single | R32 | Australia,New Zealand | 146691 | 46522 | 0 | Approved | Reverse Cycle | N/A | Yes | Class 9 | Yes | N/A | N/A | N/A | N/A | N/A | N/A | N/A | Available | N/A | N/A | http://www.MitsubishiElectric.com.au/ | http://www.mitsubishielectric.com.au | N/A | 0 | 0 | AAC6697 | Yes | Variable output compressor | Inverter | No | - | 7100 | 1.78 | - | 630 | 3550 | No | - | - | - | 1626.92 | 7646.7 | No | 575.82 | 3823.35 | No | - | - | 8000 | 2.03 | 710 | 4000 | No | - | - | Yes | 3270 | 8400 | No | - | - | No | - | - | - | - | - | No | - | - | No | - | - | No | - | -
SUZ-M25VAD-A/MLZ-KP25V Series | SUZ-M25VAD-A/MLZ-KP25V Series | N/A | MITSUBISHI ELECTRIC | N/A | Non Ducted | Single Split System | Cassette | Air | Air | Thailand | 0.59 | N/A | 2.5 | N/A | N/A | N/A | N/A | N/A | 0.79 | 3.2 | Enthalpy Test Room | 4.3842 | 4.1255 | N/A | - | N/A | N/A | N/A | N/A | N/A | N/A | N/A | N/A | N/A | N/A | N/A | N/A | N/A | N/A | N/A | N/A | N/A | Single | R32 | Australia,New Zealand | 146750 | 46518 | 0 | Approved | Reverse Cycle | N/A | Yes | Class 8 | Yes | N/A | N/A | N/A | N/A | N/A | N/A | N/A | Available | N/A | N/A | http://www.MitsubishiElectric.com.au/ | http://www.mitsubishielectric.com.au | N/A | 0 | 0 | AAC6674 | Yes | Variable output compressor | Inverter | No | - | 2500 | 0.59 | - | 210 | 1250 | No | - | - | - | 539.26 | 2692.5 | No | 191.94 | 1346.25 | No | - | - | 3200 | 0.79 | 290 | 1600 | No | - | - | Yes | 1190 | 3200 | No | - | - | No | - | - | - | - | - | No | - | - | No | - | - | No | - | -
SUZ-M25VAD-A/MLZ-KP25VF | SUZ-M25VAD-A/MLZ-KP25V Series | N/A | MITSUBISHI ELECTRIC | N/A | Non Ducted | Single Split System | Cassette | Air | Air | Thailand | 0.59 | N/A | 2.5 | N/A | N/A | N/A | N/A | N/A | 0.79 | 3.2 | Enthalpy Test Room | 4.3842 | 4.1255 | N/A | - | N/A | N/A | N/A | N/A | N/A | N/A | N/A | N/A | N/A | N/A | N/A | N/A | N/A | N/A | N/A | N/A | N/A | Single | R32 | Australia,New Zealand | 146750 | 46518 | 0 | Approved | Reverse Cycle | N/A | Yes | Class 8 | Yes | N/A | N/A | N/A | N/A | N/A | N/A | N/A | Available | N/A | N/A | http://www.MitsubishiElectric.com.au/ | http://www.mitsubishielectric.com.au | N/A | 0 | 0 | AAC6674 | Yes | Variable output compressor | Inverter | No | - | 2500 | 0.59 | - | 210 | 1250 | No | - | - | - | 539.26 | 2692.5 | No | 191.94 | 1346.25 | No | - | - | 3200 | 0.79 | 290 | 1600 | No | - | - | Yes | 1190 | 3200 | No | - | - | No | - | - | - | - | - | No | - | - | No | - | - | No | - | -
SUZ-M25VAD-A/MLZ-KP25VG | SUZ-M25VAD-A/MLZ-KP25V Series | N/A | MITSUBISHI ELECTRIC | N/A | Non Ducted | Single Split System | Cassette | Air | Air | Thailand | 0.59 | N/A | 2.5 | N/A | N/A | N/A | N/A | N/A | 0.79 | 3.2 | Enthalpy Test Room | 4.3842 | 4.1255 | N/A | - | N/A | N/A | N/A | N/A | N/A | N/A | N/A | N/A | N/A | N/A | N/A | N/A | N/A | N/A | N/A | N/A | N/A | Single | R32 | Australia,New Zealand | 146750 | 46518 | 0 | Approved | Reverse Cycle | N/A | Yes | Class 8 | Yes | N/A | N/A | N/A | N/A | N/A | N/A | N/A | Available | N/A | N/A | http://www.MitsubishiElectric.com.au/ | http://www.mitsubishielectric.com.au | N/A | 0 | 0 | AAC6674 | Yes | Variable output compressor | Inverter | No | - | 2500 | 0.59 | - | 210 | 1250 | No | - | - | - | 539.26 | 2692.5 | No | 191.94 | 1346.25 | No | - | - | 3200 | 0.79 | 290 | 1600 | No | - | - | Yes | 1190 | 3200 | No | - | - | No | - | - | - | - | - | No | - | - | No | - | - | No | - | -
SUZ-M25VAD-A/SEZ-M25DA | SUZ-M25VAD-A/SEZ-M25DA Series | N/A | MITSUBISHI ELECTRIC | N/A | Ducted | Single Split System | - | Air | Air | Thailand | 0.7 | N/A | 2.5 | N/A | N/A | N/A | N/A | N/A | 0.87 | 3 | Enthalpy Test Room | 3.6306 | 3.4507 | N/A | - | N/A | N/A | N/A | N/A | N/A | N/A | N/A | N/A | N/A | N/A | N/A | N/A | N/A | N/A | N/A | N/A | N/A | Single | R32 | Australia,New Zealand | 146795 | 46524 | 0 | Approved | Reverse Cycle | N/A | Yes | Class 10 | Yes | N/A | N/A | N/A | N/A | N/A | N/A | N/A | Available | N/A | N/A | http://www.MitsubishiElectric.com.au/ | http://www.mitsubishielectric.com.au | N/A | 0 | 0 | AAC6709 | Yes | Variable output compressor | Inverter | No | - | 2500 | 0.7 | - | 300 | 1250 | No | - | - | - | 639.8 | 2692.5 | No | 274.2 | 1346.25 | No | - | - | 3000 | 0.87 | 320 | 1500 | No | - | - | Yes | 960 | 2590 | No | - | - | No | - | - | - | - | - | No | - | - | No | - | - | No | - | -
SUZ-M25VAD-A/SEZ-M25DA Series | SUZ-M25VAD-A/SEZ-M25DA Series | N/A | MITSUBISHI ELECTRIC | N/A | Ducted | Single Split System | - | Air | Air | Thailand | 0.7 | N/A | 2.5 | N/A | N/A | N/A | N/A | N/A | 0.87 | 3 | Enthalpy Test Room | 3.6306 | 3.4507 | N/A | - | N/A | N/A | N/A | N/A | N/A | N/A | N/A | N/A | N/A | N/A | N/A | N/A | N/A | N/A | N/A | N/A | N/A | Single | R32 | Australia,New Zealand | 146795 | 46524 | 0 | Approved | Reverse Cycle | N/A | Yes | Class 10 | Yes | N/A | N/A | N/A | N/A | N/A | N/A | N/A | Available | N/A | N/A | http://www.MitsubishiElectric.com.au/ | http://www.mitsubishielectric.com.au | N/A | 0 | 0 | AAC6709 | Yes | Variable output compressor | Inverter | No | - | 2500 | 0.7 | - | 300 | 1250 | No | - | - | - | 639.8 | 2692.5 | No | 274.2 | 1346.25 | No | - | - | 3000 | 0.87 | 320 | 1500 | No | - | - | Yes | 960 | 2590 | No | - | - | No | - | - | - | - | - | No | - | - | No | - | - | No | - | -
SUZ-M25VAD-A/SEZ-M25DAL | SUZ-M25VAD-A/SEZ-M25DA Series | N/A | MITSUBISHI ELECTRIC | N/A | Ducted | Single Split System | - | Air | Air | Thailand | 0.7 | N/A | 2.5 | N/A | N/A | N/A | N/A | N/A | 0.87 | 3 | Enthalpy Test Room | 3.6306 | 3.4507 | N/A | - | N/A | N/A | N/A | N/A | N/A | N/A | N/A | N/A | N/A | N/A | N/A | N/A | N/A | N/A | N/A | N/A | N/A | Single | R32 | Australia,New Zealand | 146795 | 46524 | 0 | Approved | Reverse Cycle | N/A | Yes | Class 10 | Yes | N/A | N/A | N/A | N/A | N/A | N/A | N/A | Available | N/A | N/A | http://www.MitsubishiElectric.com.au/ | http://www.mitsubishielectric.com.au | N/A | 0 | 0 | AAC6709 | Yes | Variable output compressor | Inverter | No | - | 2500 | 0.7 | - | 300 | 1250 | No | - | - | - | 639.8 | 2692.5 | No | 274.2 | 1346.25 | No | - | - | 3000 | 0.87 | 320 | 1500 | No | - | - | Yes | 960 | 2590 | No | - | - | No | - | - | - | - | - | No | - | - | No | - | - | No | - | -
SUZ-M25VAD-A/SLZ-M25FA-A | 0 | N/A | MITSUBISHI ELECTRIC | N/A | Non Ducted | Single Split System | Cassette | Air | Air | Thailand | 0.62 | N/A | 2.5 | N/A | N/A | N/A | N/A | N/A | 0.78 | 3 | Enthalpy Test Room | 4.2288 | 3.8588 | N/A | - | N/A | N/A | N/A | N/A | N/A | N/A | N/A | N/A | N/A | N/A | N/A | N/A | N/A | N/A | N/A | N/A | N/A | Single | R32 | Australia,New Zealand | 146698 | 46518 | 0 | Approved | Reverse Cycle | N/A | Yes | Class 8 | Yes | N/A | N/A | N/A | N/A | N/A | N/A | N/A | Available | N/A | N/A | http://www.MitsubishiElectric.com.au/ | http://www.mitsubishielectric.com.au | N/A | 0 | 0 | AAC6675 | Yes | Variable output compressor | Inverter | No | - | 2500 | 0.62 | - | 240 | 1250 | No | - | - | - | 566.68 | 2692.5 | No | 219.36 | 1346.25 | No | - | - | 3000 | 0.78 | 290 | 1500 | No | - | - | Yes | 1230 | 2900 | No | - | - | No | - | - | - | - | - | No | - | - | No | - | - | No | - | -
SUZ-M35VAD-A/MLZ-KP35V Series | SUZ-M35VAD-A/MLZ-KP35V Series | N/A | MITSUBISHI ELECTRIC | N/A | Non Ducted | Single Split System | Cassette | Air | Air | Thailand | 0.9 | N/A | 3.5 | N/A | N/A | N/A | N/A | N/A | 1.13 | 4.1 | Enthalpy Test Room | 3.9793 | 3.7144 | N/A | - | N/A | N/A | N/A | N/A | N/A | N/A | N/A | N/A | N/A | N/A | N/A | N/A | N/A | N/A | N/A | N/A | N/A | Single | R32 | Australia,New Zealand | 146751 | 46522 | 0 | Approved | Reverse Cycle | N/A | Yes | Class 8 | Yes | N/A | N/A | N/A | N/A | N/A | N/A | N/A | Available | N/A | N/A | http://www.MitsubishiElectric.com.au/ | http://www.mitsubishielectric.com.au | N/A | 0 | 0 | AAC6702 | Yes | Variable output compressor | Inverter | No | - | 3500 | 0.9 | - | 290 | 1750 | No | - | - | - | 822.6 | 3769.5 | No | 265.06 | 1884.75 | No | - | - | 4100 | 1.13 | 370 | 2050 | No | - | - | Yes | 1350 | 3900 | No | - | - | No | - | - | - | - | - | No | - | - | No | - | - | No | - | -
SUZ-M35VAD-A/MLZ-KP35VF | SUZ-M35VAD-A/MLZ-KP35V Series | N/A | MITSUBISHI ELECTRIC | N/A | Non Ducted | Single Split System | Cassette | Air | Air | Thailand | 0.9 | N/A | 3.5 | N/A | N/A | N/A | N/A | N/A | 1.13 | 4.1 | Enthalpy Test Room | 3.9793 | 3.7144 | N/A | - | N/A | N/A | N/A | N/A | N/A | N/A | N/A | N/A | N/A | N/A | N/A | N/A | N/A | N/A | N/A | N/A | N/A | Single | R32 | Australia,New Zealand | 146751 | 46522 | 0 | Approved | Reverse Cycle | N/A | Yes | Class 8 | Yes | N/A | N/A | N/A | N/A | N/A | N/A | N/A | Available | N/A | N/A | http://www.MitsubishiElectric.com.au/ | http://www.mitsubishielectric.com.au | N/A | 0 | 0 | AAC6702 | Yes | Variable output compressor | Inverter | No | - | 3500 | 0.9 | - | 290 | 1750 | No | - | - | - | 822.6 | 3769.5 | No | 265.06 | 1884.75 | No | - | - | 4100 | 1.13 | 370 | 2050 | No | - | - | Yes | 1350 | 3900 | No | - | - | No | - | - | - | - | - | No | - | - | No | - | - | No | - | -
SUZ-M35VAD-A/MLZ-KP35VG | SUZ-M35VAD-A/MLZ-KP35V Series | N/A | MITSUBISHI ELECTRIC | N/A | Non Ducted | Single Split System | Cassette | Air | Air | Thailand | 0.9 | N/A | 3.5 | N/A | N/A | N/A | N/A | N/A | 1.13 | 4.1 | Enthalpy Test Room | 3.9793 | 3.7144 | N/A | - | N/A | N/A | N/A | N/A | N/A | N/A | N/A | N/A | N/A | N/A | N/A | N/A | N/A | N/A | N/A | N/A | N/A | Single | R32 | Australia,New Zealand | 146751 | 46522 | 0 | Approved | Reverse Cycle | N/A | Yes | Class 8 | Yes | N/A | N/A | N/A | N/A | N/A | N/A | N/A | Available | N/A | N/A | http://www.MitsubishiElectric.com.au/ | http://www.mitsubishielectric.com.au | N/A | 0 | 0 | AAC6702 | Yes | Variable output compressor | Inverter | No | - | 3500 | 0.9 | - | 290 | 1750 | No | - | - | - | 822.6 | 3769.5 | No | 265.06 | 1884.75 | No | - | - | 4100 | 1.13 | 370 | 2050 | No | - | - | Yes | 1350 | 3900 | No | - | - | No | - | - | - | - | - | No | - | - | No | - | - | No | - | -
SUZ-M35VAD-A/SEZ-M35DA | SUZ-M35VAD-A/SEZ-M35DA Series | N/A | MITSUBISHI ELECTRIC | N/A | Ducted | Single Split System | - | Air | Air | Thailand | 1.01 | N/A | 3.5 | N/A | N/A | N/A | N/A | N/A | 1.11 | 4 | Enthalpy Test Room | 3.6646 | 4.2287 | N/A | - | N/A | N/A | N/A | N/A | N/A | N/A | N/A | N/A | N/A | N/A | N/A | N/A | N/A | N/A | N/A | N/A | N/A | Single | R32 | Australia,New Zealand | 146797 | 46524 | 0 | Approved | Reverse Cycle | N/A | Yes | Class 10 | Yes | N/A | N/A | N/A | N/A | N/A | N/A | N/A | Available | N/A | N/A | http://www.MitsubishiElectric.com.au/ | http://www.mitsubishielectric.com.au | N/A | 0 | 0 | AAC6708 | Yes | Variable output compressor | Inverter | No | - | 3500 | 1.01 | - | 360 | 1750 | No | - | - | - | 923.14 | 3769.5 | No | 329.04 | 1884.75 | No | - | - | 4000 | 1.11 | 370 | 2000 | No | - | - | Yes | 1170 | 3800 | No | - | - | No | - | - | - | - | - | No | - | - | No | - | - | No | - | -
SUZ-M35VAD-A/SEZ-M35DA Series | SUZ-M35VAD-A/SEZ-M35DA Series | N/A | MITSUBISHI ELECTRIC | N/A | Ducted | Single Split System | - | Air | Air | Thailand | 1.01 | N/A | 3.5 | N/A | N/A | N/A | N/A | N/A | 1.11 | 4 | Enthalpy Test Room | 3.6646 | 4.2287 | N/A | - | N/A | N/A | N/A | N/A | N/A | N/A | N/A | N/A | N/A | N/A | N/A | N/A | N/A | N/A | N/A | N/A | N/A | Single | R32 | Australia,New Zealand | 146797 | 46524 | 0 | Approved | Reverse Cycle | N/A | Yes | Class 10 | Yes | N/A | N/A | N/A | N/A | N/A | N/A | N/A | Available | N/A | N/A | http://www.MitsubishiElectric.com.au/ | http://www.mitsubishielectric.com.au | N/A | 0 | 0 | AAC6708 | Yes | Variable output compressor | Inverter | No | - | 3500 | 1.01 | - | 360 | 1750 | No | - | - | - | 923.14 | 3769.5 | No | 329.04 | 1884.75 | No | - | - | 4000 | 1.11 | 370 | 2000 | No | - | - | Yes | 1170 | 3800 | No | - | - | No | - | - | - | - | - | No | - | - | No | - | - | No | - | -
SUZ-M35VAD-A/SEZ-M35DAL | SUZ-M35VAD-A/SEZ-M35DA Series | N/A | MITSUBISHI ELECTRIC | N/A | Ducted | Single Split System | - | Air | Air | Thailand | 1.01 | N/A | 3.5 | N/A | N/A | N/A | N/A | N/A | 1.11 | 4 | Enthalpy Test Room | 3.6646 | 4.2287 | N/A | - | N/A | N/A | N/A | N/A | N/A | N/A | N/A | N/A | N/A | N/A | N/A | N/A | N/A | N/A | N/A | N/A | N/A | Single | R32 | Australia,New Zealand | 146797 | 46524 | 0 | Approved | Reverse Cycle | N/A | Yes | Class 10 | Yes | N/A | N/A | N/A | N/A | N/A | N/A | N/A | Available | N/A | N/A | http://www.MitsubishiElectric.com.au/ | http://www.mitsubishielectric.com.au | N/A | 0 | 0 | AAC6708 | Yes | Variable output compressor | Inverter | No | - | 3500 | 1.01 | - | 360 | 1750 | No | - | - | - | 923.14 | 3769.5 | No | 329.04 | 1884.75 | No | - | - | 4000 | 1.11 | 370 | 2000 | No | - | - | Yes | 1170 | 3800 | No | - | - | No | - | - | - | - | - | No | - | - | No | - | - | No | - | -
SUZ-M35VAD-A/SLZ-M35FA-A | 0 | N/A | MITSUBISHI ELECTRIC | N/A | Non Ducted | Single Split System | Cassette | Air | Air | Thailand | 0.93 | N/A | 3.5 | N/A | N/A | N/A | N/A | N/A | 1.05 | 4 | Enthalpy Test Room | 3.8491 | 3.8042 | N/A | - | N/A | N/A | N/A | N/A | N/A | N/A | N/A | N/A | N/A | N/A | N/A | N/A | N/A | N/A | N/A | N/A | N/A | Single | R32 | Australia,New Zealand | 146701 | 46522 | 0 | Approved | Reverse Cycle | N/A | Yes | Class 8 | Yes | N/A | N/A | N/A | N/A | N/A | N/A | N/A | Available | N/A | N/A | http://www.MitsubishiElectric.com.au/ | http://www.mitsubishielectric.com.au | N/A | 0 | 0 | AAC6699 | Yes | Variable output compressor | Inverter | No | - | 3500 | 0.93 | - | 340 | 1750 | No | - | - | - | 850.02 | 3769.5 | No | 310.76 | 1884.75 | No | - | - | 4000 | 1.05 | 390 | 2000 | No | - | - | Yes | 1410 | 4000 | No | - | - | No | - | - | - | - | - | No | - | - | No | - | - | No | - | -
SUZ-M50VAD-A/MLZ-KP50V Series | SUZ-M50VAD-A/MLZ-KP50V Series | N/A | MITSUBISHI ELECTRIC | N/A | Non Ducted | Single Split System | Cassette | Air | Air | Thailand | 1.37 | N/A | 5 | N/A | N/A | N/A | N/A | N/A | 1.83 | 6 | Enthalpy Test Room | 3.6713 | 3.3065 | N/A | - | N/A | N/A | N/A | N/A | N/A | N/A | N/A | N/A | N/A | N/A | N/A | N/A | N/A | N/A | N/A | N/A | N/A | Single | R32 | Australia,New Zealand | 146791 | 46522 | 0 | Approved | Reverse Cycle | N/A | Yes | Class 9 | Yes | N/A | N/A | N/A | N/A | N/A | N/A | N/A | Available | N/A | N/A | http://www.MitsubishiElectric.com.au/ | http://www.mitsubishielectric.com.au | N/A | 0 | 0 | AAC6703 | Yes | Variable output compressor | Inverter | No | - | 5000 | 1.37 | - | 560 | 2500 | No | - | - | - | 1252.18 | 5385 | No | 511.84 | 2692.5 | No | - | - | 6000 | 1.83 | 610 | 3000 | No | - | - | Yes | 2230 | 5600 | No | - | - | No | - | - | - | - | - | No | - | - | No | - | - | No | - | -
SUZ-M50VAD-A/MLZ-KP50VF | SUZ-M50VAD-A/MLZ-KP50V Series | N/A | MITSUBISHI ELECTRIC | N/A | Non Ducted | Single Split System | Cassette | Air | Air | Thailand | 1.37 | N/A | 5 | N/A | N/A | N/A | N/A | N/A | 1.83 | 6 | Enthalpy Test Room | 3.6713 | 3.3065 | N/A | - | N/A | N/A | N/A | N/A | N/A | N/A | N/A | N/A | N/A | N/A | N/A | N/A | N/A | N/A | N/A | N/A | N/A | Single | R32 | Australia,New Zealand | 146791 | 46522 | 0 | Approved | Reverse Cycle | N/A | Yes | Class 9 | Yes | N/A | N/A | N/A | N/A | N/A | N/A | N/A | Available | N/A | N/A | http://www.MitsubishiElectric.com.au/ | http://www.mitsubishielectric.com.au | N/A | 0 | 0 | AAC6703 | Yes | Variable output compressor | Inverter | No | - | 5000 | 1.37 | - | 560 | 2500 | No | - | - | - | 1252.18 | 5385 | No | 511.84 | 2692.5 | No | - | - | 6000 | 1.83 | 610 | 3000 | No | - | - | Yes | 2230 | 5600 | No | - | - | No | - | - | - | - | - | No | - | - | No | - | - | No | - | -
SUZ-M50VAD-A/MLZ-KP50VG | SUZ-M50VAD-A/MLZ-KP50V Series | N/A | MITSUBISHI ELECTRIC | N/A | Non Ducted | Single Split System | Cassette | Air | Air | Thailand | 1.37 | N/A | 5 | N/A | N/A | N/A | N/A | N/A | 1.83 | 6 | Enthalpy Test Room | 3.6713 | 3.3065 | N/A | - | N/A | N/A | N/A | N/A | N/A | N/A | N/A | N/A | N/A | N/A | N/A | N/A | N/A | N/A | N/A | N/A | N/A | Single | R32 | Australia,New Zealand | 146791 | 46522 | 0 | Approved | Reverse Cycle | N/A | Yes | Class 9 | Yes | N/A | N/A | N/A | N/A | N/A | N/A | N/A | Available | N/A | N/A | http://www.MitsubishiElectric.com.au/ | http://www.mitsubishielectric.com.au | N/A | 0 | 0 | AAC6703 | Yes | Variable output compressor | Inverter | No | - | 5000 | 1.37 | - | 560 | 2500 | No | - | - | - | 1252.18 | 5385 | No | 511.84 | 2692.5 | No | - | - | 6000 | 1.83 | 610 | 3000 | No | - | - | Yes | 2230 | 5600 | No | - | - | No | - | - | - | - | - | No | - | - | No | - | - | No | - | -
SUZ-M50VAD-A/PCA-M50KA | SUZ-M50VAD-A/PCA-M50KA Series | N/A | MITSUBISHI ELECTRIC | N/A | Non Ducted | Single Split System | Under ceiling | Air | Air | Thailand | 1.28 | N/A | 5 | N/A | N/A | N/A | N/A | N/A | 1.65 | 6 | Enthalpy Test Room | 4.0393 | 3.7231 | N/A | - | N/A | N/A | N/A | N/A | N/A | N/A | N/A | N/A | N/A | N/A | N/A | N/A | N/A | N/A | N/A | N/A | N/A | Single | R32 | Australia,New Zealand | 146852 | 46519 | 0 | Approved | Reverse Cycle | N/A | Yes | Class 9 | Yes | N/A | N/A | N/A | N/A | N/A | N/A | N/A | Available | N/A | N/A | http://www.MitsubishiElectric.com.au/ | http://www.mitsubishielectric.com.au | N/A | 0 | 0 | AAC6694 | Yes | Variable output compressor | Inverter | No | - | 5000 | 1.28 | - | 530 | 2500 | No | - | - | - | 1169.92 | 5385 | No | 484.42 | 2692.5 | No | - | - | 6000 | 1.65 | 600 | 3000 | No | - | - | Yes | 1720 | 5400 | No | - | - | No | - | - | - | - | - | No | - | - | No | - | - | No | - | -
SUZ-M50VAD-A/PCA-M50KA Series | SUZ-M50VAD-A/PCA-M50KA Series | N/A | MITSUBISHI ELECTRIC | N/A | Non Ducted | Single Split System | Under ceiling | Air | Air | Thailand | 1.28 | N/A | 5 | N/A | N/A | N/A | N/A | N/A | 1.65 | 6 | Enthalpy Test Room | 4.0393 | 3.7231 | N/A | - | N/A | N/A | N/A | N/A | N/A | N/A | N/A | N/A | N/A | N/A | N/A | N/A | N/A | N/A | N/A | N/A | N/A | Single | R32 | Australia,New Zealand | 146852 | 46519 | 0 | Approved | Reverse Cycle | N/A | Yes | Class 9 | Yes | N/A | N/A | N/A | N/A | N/A | N/A | N/A | Available | N/A | N/A | http://www.MitsubishiElectric.com.au/ | http://www.mitsubishielectric.com.au | N/A | 0 | 0 | AAC6694 | Yes | Variable output compressor | Inverter | No | - | 5000 | 1.28 | - | 530 | 2500 | No | - | - | - | 1169.92 | 5385 | No | 484.42 | 2692.5 | No | - | - | 6000 | 1.65 | 600 | 3000 | No | - | - | Yes | 1720 | 5400 | No | - | - | No | - | - | - | - | - | No | - | - | No | - | - | No | - | -
SUZ-M50VAD-A/PCA-M50KA2 | SUZ-M50VAD-A/PCA-M50KA Series | N/A | MITSUBISHI ELECTRIC | N/A | Non Ducted | Single Split System | Under ceiling | Air | Air | Thailand | 1.28 | N/A | 5 | N/A | N/A | N/A | N/A | N/A | 1.65 | 6 | Enthalpy Test Room | 4.0393 | 3.7231 | N/A | - | N/A | N/A | N/A | N/A | N/A | N/A | N/A | N/A | N/A | N/A | N/A | N/A | N/A | N/A | N/A | N/A | N/A | Single | R32 | Australia,New Zealand | 146852 | 46519 | 0 | Approved | Reverse Cycle | N/A | Yes | Class 9 | Yes | N/A | N/A | N/A | N/A | N/A | N/A | N/A | Available | N/A | N/A | http://www.MitsubishiElectric.com.au/ | http://www.mitsubishielectric.com.au | N/A | 0 | 0 | AAC6694 | Yes | Variable output compressor | Inverter | No | - | 5000 | 1.28 | - | 530 | 2500 | No | - | - | - | 1169.92 | 5385 | No | 484.42 | 2692.5 | No | - | - | 6000 | 1.65 | 600 | 3000 | No | - | - | Yes | 1720 | 5400 | No | - | - | No | - | - | - | - | - | No | - | - | No | - | - | No | - | -
SUZ-M50VAD-A/PEAD-M50JAA | SUZ-M50VAD-A/PEAD-M50JAA Series | N/A | MITSUBISHI ELECTRIC | N/A | Ducted | Single Split System | - | Air | Air | Thailand | 1.33 | N/A | 5 | N/A | N/A | N/A | N/A | N/A | 1.44 | 6 | Enthalpy Test Room | 3.7931 | 4.2306 | N/A | - | N/A | N/A | N/A | N/A | N/A | N/A | N/A | N/A | N/A | N/A | N/A | N/A | N/A | N/A | N/A | N/A | N/A | Single | R32 | Australia,New Zealand | 146843 | 46525 | 0 | Approved | Reverse Cycle | N/A | Yes | Class 10 | Yes | N/A | N/A | N/A | N/A | N/A | N/A | N/A | Available | N/A | N/A | http://www.MitsubishiElectric.com.au/ | http://www.mitsubishielectric.com.au | N/A | 0 | 0 | AAC6714 | Yes | Variable output compressor | Inverter | No | - | 5000 | 1.33 | - | 590 | 2500 | No | - | - | - | 1215.62 | 5385 | No | 539.26 | 2692.5 | No | - | - | 6000 | 1.44 | 550 | 3000 | No | - | - | Yes | 1560 | 5000 | No | - | - | No | - | - | - | - | - | No | - | - | No | - | - | No | - | -
SUZ-M50VAD-A/PEAD-M50JAA Series | SUZ-M50VAD-A/PEAD-M50JAA Series | N/A | MITSUBISHI ELECTRIC | N/A | Ducted | Single Split System | - | Air | Air | Thailand | 1.33 | N/A | 5 | N/A | N/A | N/A | N/A | N/A | 1.44 | 6 | Enthalpy Test Room | 3.7931 | 4.2306 | N/A | - | N/A | N/A | N/A | N/A | N/A | N/A | N/A | N/A | N/A | N/A | N/A | N/A | N/A | N/A | N/A | N/A | N/A | Single | R32 | Australia,New Zealand | 146843 | 46525 | 0 | Approved | Reverse Cycle | N/A | Yes | Class 10 | Yes | N/A | N/A | N/A | N/A | N/A | N/A | N/A | Available | N/A | N/A | http://www.MitsubishiElectric.com.au/ | http://www.mitsubishielectric.com.au | N/A | 0 | 0 | AAC6714 | Yes | Variable output compressor | Inverter | No | - | 5000 | 1.33 | - | 590 | 2500 | No | - | - | - | 1215.62 | 5385 | No | 539.26 | 2692.5 | No | - | - | 6000 | 1.44 | 550 | 3000 | No | - | - | Yes | 1560 | 5000 | No | - | - | No | - | - | - | - | - | No | - | - | No | - | - | No | - | -
SUZ-M50VAD-A/PEAD-M50JAAD | SUZ-M50VAD-A/PEAD-M50JAA Series | N/A | MITSUBISHI ELECTRIC | N/A | Ducted | Single Split System | - | Air | Air | Thailand | 1.33 | N/A | 5 | N/A | N/A | N/A | N/A | N/A | 1.44 | 6 | Enthalpy Test Room | 3.7931 | 4.2306 | N/A | - | N/A | N/A | N/A | N/A | N/A | N/A | N/A | N/A | N/A | N/A | N/A | N/A | N/A | N/A | N/A | N/A | N/A | Single | R32 | Australia,New Zealand | 146843 | 46525 | 0 | Approved | Reverse Cycle | N/A | Yes | Class 10 | Yes | N/A | N/A | N/A | N/A | N/A | N/A | N/A | Available | N/A | N/A | http://www.MitsubishiElectric.com.au/ | http://www.mitsubishielectric.com.au | N/A | 0 | 0 | AAC6714 | Yes | Variable output compressor | Inverter | No | - | 5000 | 1.33 | - | 590 | 2500 | No | - | - | - | 1215.62 | 5385 | No | 539.26 | 2692.5 | No | - | - | 6000 | 1.44 | 550 | 3000 | No | - | - | Yes | 1560 | 5000 | No | - | - | No | - | - | - | - | - | No | - | - | No | - | - | No | - | -
SUZ-M50VAD-A/SEZ-M50DA | SUZ-M50VAD-A/SEZ-M50DA Series | N/A | MITSUBISHI ELECTRIC | N/A | Ducted | Single Split System | - | Air | Air | Thailand | 1.4 | N/A | 5 | N/A | N/A | N/A | N/A | N/A | 1.66 | 6 | Enthalpy Test Room | 3.7491 | 3.8532 | N/A | - | N/A | N/A | N/A | N/A | N/A | N/A | N/A | N/A | N/A | N/A | N/A | N/A | N/A | N/A | N/A | N/A | N/A | Single | R32 | Australia,New Zealand | 146839 | 46524 | 0 | Approved | Reverse Cycle | N/A | Yes | Class 10 | Yes | N/A | N/A | N/A | N/A | N/A | N/A | N/A | Available | N/A | N/A | http://www.MitsubishiElectric.com.au/ | http://www.mitsubishielectric.com.au | N/A | 0 | 0 | AAC6707 | Yes | Variable output compressor | Inverter | No | - | 5000 | 1.4 | - | 560 | 2500 | No | - | - | - | 1279.6 | 5385 | No | 511.84 | 2692.5 | No | - | - | 6000 | 1.66 | 590 | 3000 | No | - | - | Yes | 1600 | 5000 | No | - | - | No | - | - | - | - | - | No | - | - | No | - | - | No | - | -
SUZ-M50VAD-A/SEZ-M50DA Series | SUZ-M50VAD-A/SEZ-M50DA Series | N/A | MITSUBISHI ELECTRIC | N/A | Ducted | Single Split System | - | Air | Air | Thailand | 1.4 | N/A | 5 | N/A | N/A | N/A | N/A | N/A | 1.66 | 6 | Enthalpy Test Room | 3.7491 | 3.8532 | N/A | - | N/A | N/A | N/A | N/A | N/A | N/A | N/A | N/A | N/A | N/A | N/A | N/A | N/A | N/A | N/A | N/A | N/A | Single | R32 | Australia,New Zealand | 146839 | 46524 | 0 | Approved | Reverse Cycle | N/A | Yes | Class 10 | Yes | N/A | N/A | N/A | N/A | N/A | N/A | N/A | Available | N/A | N/A | http://www.MitsubishiElectric.com.au/ | http://www.mitsubishielectric.com.au | N/A | 0 | 0 | AAC6707 | Yes | Variable output compressor | Inverter | No | - | 5000 | 1.4 | - | 560 | 2500 | No | - | - | - | 1279.6 | 5385 | No | 511.84 | 2692.5 | No | - | - | 6000 | 1.66 | 590 | 3000 | No | - | - | Yes | 1600 | 5000 | No | - | - | No | - | - | - | - | - | No | - | - | No | - | - | No | - | -
SUZ-M50VAD-A/SEZ-M50DA Series | SUZ-M50VAD-A/SEZ-M50DA Series | N/A | MITSUBISHI ELECTRIC | N/A | Ducted | Single Split System | - | Air | Air | Thailand | 2.14 | N/A | 7.1 | N/A | N/A | N/A | N/A | N/A | 2.22 | 8 | Enthalpy Test Room | 3.3571 | 3.6753 | N/A | - | N/A | N/A | N/A | N/A | N/A | N/A | N/A | N/A | N/A | N/A | N/A | N/A | N/A | N/A | N/A | N/A | N/A | Single | R32 | Australia,New Zealand | 146842 | 46519 | 0 | Approved | Reverse Cycle | N/A | Yes | Class 10 | Yes | N/A | N/A | N/A | N/A | N/A | N/A | N/A | Available | N/A | N/A | http://www.MitsubishiElectric.com.au/ | http://www.mitsubishielectric.com.au | N/A | 0 | 0 | AAC6684 | Yes | Variable output compressor | Inverter | No | - | 7100 | 2.14 | - | 780 | 3550 | No | - | - | - | 1955.96 | 7646.7 | No | 712.92 | 3823.35 | No | - | - | 8000 | 2.22 | 770 | 4000 | No | - | - | Yes | 2750 | 7100 | No | - | - | No | - | - | - | - | - | No | - | - | No | - | - | No | - | -
SUZ-M50VAD-A/SEZ-M50DAL | SUZ-M50VAD-A/SEZ-M50DA Series | N/A | MITSUBISHI ELECTRIC | N/A | Ducted | Single Split System | - | Air | Air | Thailand | 1.4 | N/A | 5 | N/A | N/A | N/A | N/A | N/A | 1.66 | 6 | Enthalpy Test Room | 3.7491 | 3.8532 | N/A | - | N/A | N/A | N/A | N/A | N/A | N/A | N/A | N/A | N/A | N/A | N/A | N/A | N/A | N/A | N/A | N/A | N/A | Single | R32 | Australia,New Zealand | 146839 | 46524 | 0 | Approved | Reverse Cycle | N/A | Yes | Class 10 | Yes | N/A | N/A | N/A | N/A | N/A | N/A | N/A | Available | N/A | N/A | http://www.MitsubishiElectric.com.au/ | http://www.mitsubishielectric.com.au | N/A | 0 | 0 | AAC6707 | Yes | Variable output compressor | Inverter | No | - | 5000 | 1.4 | - | 560 | 2500 | No | - | - | - | 1279.6 | 5385 | No | 511.84 | 2692.5 | No | - | - | 6000 | 1.66 | 590 | 3000 | No | - | - | Yes | 1600 | 5000 | No | - | - | No | - | - | - | - | - | No | - | - | No | - | - | No | - | -
SUZ-M50VAD-A/SLZ-M50FA-A | 0 | N/A | MITSUBISHI ELECTRIC | N/A | Non Ducted | Single Split System | Cassette | Air | Air | Thailand | 1.49 | N/A | 5 | N/A | N/A | N/A | N/A | N/A | 1.58 | 5 | Enthalpy Test Room | 3.3968 | 3.2048 | N/A | - | N/A | N/A | N/A | N/A | N/A | N/A | N/A | N/A | N/A | N/A | N/A | N/A | N/A | N/A | N/A | N/A | N/A | Single | R32 | Australia,New Zealand | 146741 | 46522 | 0 | Approved | Reverse Cycle | N/A | Yes | Class 9 | Yes | N/A | N/A | N/A | N/A | N/A | N/A | N/A | Available | N/A | N/A | http://www.MitsubishiElectric.com.au/ | http://www.mitsubishielectric.com.au | N/A | 0 | 0 | AAC6700 | Yes | Variable output compressor | Inverter | No | - | 5000 | 1.49 | - | 580 | 2500 | No | - | - | - | 1361.86 | 5385 | No | 530.12 | 2692.5 | No | - | - | 5000 | 1.58 | 530 | 2500 | No | - | - | Yes | 1960 | 4600 | No | - | - | No | - | - | - | - | - | No | - | - | No | - | - | No | - | -
SUZ-M60VAD-A/PCA-M60KA | SUZ-M60VAD-A/PCA-M60KA Series | N/A | MITSUBISHI ELECTRIC | N/A | Non Ducted | Single Split System | Under ceiling | Air | Air | Thailand | 1.6 | N/A | 6 | N/A | N/A | N/A | N/A | N/A | 1.72 | 7 | Enthalpy Test Room | 3.9422 | 4.1238 | N/A | - | N/A | N/A | N/A | N/A | N/A | N/A | N/A | N/A | N/A | N/A | N/A | N/A | N/A | N/A | N/A | N/A | N/A | Single | R32 | Australia,New Zealand | 146850 | 46519 | 0 | Approved | Reverse Cycle | N/A | Yes | Class 9 | Yes | N/A | N/A | N/A | N/A | N/A | N/A | N/A | Available | N/A | N/A | http://www.MitsubishiElectric.com.au/ | http://www.mitsubishielectric.com.au | N/A | 0 | 0 | AAC6695 | Yes | Variable output compressor | Inverter | No | - | 6000 | 1.6 | - | 540 | 3000 | No | - | - | - | 1462.4 | 6462 | No | 493.56 | 3231 | No | - | - | 7000 | 1.72 | 670 | 3500 | No | - | - | Yes | 1970 | 5700 | No | - | - | No | - | - | - | - | - | No | - | - | No | - | - | No | - | -
SUZ-M60VAD-A/PCA-M60KA Series | SUZ-M60VAD-A/PCA-M60KA Series | N/A | MITSUBISHI ELECTRIC | N/A | Non Ducted | Single Split System | Under ceiling | Air | Air | Thailand | 1.6 | N/A | 6 | N/A | N/A | N/A | N/A | N/A | 1.72 | 7 | Enthalpy Test Room | 3.9422 | 4.1238 | N/A | - | N/A | N/A | N/A | N/A | N/A | N/A | N/A | N/A | N/A | N/A | N/A | N/A | N/A | N/A | N/A | N/A | N/A | Single | R32 | Australia,New Zealand | 146850 | 46519 | 0 | Approved | Reverse Cycle | N/A | Yes | Class 9 | Yes | N/A | N/A | N/A | N/A | N/A | N/A | N/A | Available | N/A | N/A | http://www.MitsubishiElectric.com.au/ | http://www.mitsubishielectric.com.au | N/A | 0 | 0 | AAC6695 | Yes | Variable output compressor | Inverter | No | - | 6000 | 1.6 | - | 540 | 3000 | No | - | - | - | 1462.4 | 6462 | No | 493.56 | 3231 | No | - | - | 7000 | 1.72 | 670 | 3500 | No | - | - | Yes | 1970 | 5700 | No | - | - | No | - | - | - | - | - | No | - | - | No | - | - | No | - | -
SUZ-M60VAD-A/PCA-M60KA2 | SUZ-M60VAD-A/PCA-M60KA Series | N/A | MITSUBISHI ELECTRIC | N/A | Non Ducted | Single Split System | Under ceiling | Air | Air | Thailand | 1.6 | N/A | 6 | N/A | N/A | N/A | N/A | N/A | 1.72 | 7 | Enthalpy Test Room | 3.9422 | 4.1238 | N/A | - | N/A | N/A | N/A | N/A | N/A | N/A | N/A | N/A | N/A | N/A | N/A | N/A | N/A | N/A | N/A | N/A | N/A | Single | R32 | Australia,New Zealand | 146850 | 46519 | 0 | Approved | Reverse Cycle | N/A | Yes | Class 9 | Yes | N/A | N/A | N/A | N/A | N/A | N/A | N/A | Available | N/A | N/A | http://www.MitsubishiElectric.com.au/ | http://www.mitsubishielectric.com.au | N/A | 0 | 0 | AAC6695 | Yes | Variable output compressor | Inverter | No | - | 6000 | 1.6 | - | 540 | 3000 | No | - | - | - | 1462.4 | 6462 | No | 493.56 | 3231 | No | - | - | 7000 | 1.72 | 670 | 3500 | No | - | - | Yes | 1970 | 5700 | No | - | - | No | - | - | - | - | - | No | - | - | No | - | - | No | - | -
SUZ-M60VAD-A/PEAD-M60JAA | SUZ-M60VAD-A/PEAD-M60JAA Series | N/A | MITSUBISHI ELECTRIC | N/A | Ducted | Single Split System | - | Air | Air | Thailand | 1.72 | N/A | 6 | N/A | N/A | N/A | N/A | N/A | 1.85 | 7 | Enthalpy Test Room | 4.1264 | 4.3851 | N/A | - | N/A | N/A | N/A | N/A | N/A | N/A | N/A | N/A | N/A | N/A | N/A | N/A | N/A | N/A | N/A | N/A | N/A | Single | R32 | Australia,New Zealand | 146845 | 46525 | 0 | Approved | Reverse Cycle | N/A | Yes | Class 10 | Yes | N/A | N/A | N/A | N/A | N/A | N/A | N/A | Available | N/A | N/A | http://www.MitsubishiElectric.com.au/ | http://www.mitsubishielectric.com.au | N/A | 0 | 0 | AAC6713 | Yes | Variable output compressor | Inverter | No | - | 6000 | 1.72 | - | 580 | 3000 | No | - | - | - | 1572.08 | 6462 | No | 530.12 | 3231 | No | - | - | 7000 | 1.85 | 620 | 3500 | No | - | - | Yes | 1490 | 5100 | No | - | - | No | - | - | - | - | - | No | - | - | No | - | - | No | - | -
SUZ-M60VAD-A/PEAD-M60JAA Series | SUZ-M60VAD-A/PEAD-M60JAA Series | N/A | MITSUBISHI ELECTRIC | N/A | Ducted | Single Split System | - | Air | Air | Thailand | 1.72 | N/A | 6 | N/A | N/A | N/A | N/A | N/A | 1.85 | 7 | Enthalpy Test Room | 4.1264 | 4.3851 | N/A | - | N/A | N/A | N/A | N/A | N/A | N/A | N/A | N/A | N/A | N/A | N/A | N/A | N/A | N/A | N/A | N/A | N/A | Single | R32 | Australia,New Zealand | 146845 | 46525 | 0 | Approved | Reverse Cycle | N/A | Yes | Class 10 | Yes | N/A | N/A | N/A | N/A | N/A | N/A | N/A | Available | N/A | N/A | http://www.MitsubishiElectric.com.au/ | http://www.mitsubishielectric.com.au | N/A | 0 | 0 | AAC6713 | Yes | Variable output compressor | Inverter | No | - | 6000 | 1.72 | - | 580 | 3000 | No | - | - | - | 1572.08 | 6462 | No | 530.12 | 3231 | No | - | - | 7000 | 1.85 | 620 | 3500 | No | - | - | Yes | 1490 | 5100 | No | - | - | No | - | - | - | - | - | No | - | - | No | - | - | No | - | -
SUZ-M60VAD-A/PEAD-M60JAAD | SUZ-M60VAD-A/PEAD-M60JAA Series | N/A | MITSUBISHI ELECTRIC | N/A | Ducted | Single Split System | - | Air | Air | Thailand | 1.72 | N/A | 6 | N/A | N/A | N/A | N/A | N/A | 1.85 | 7 | Enthalpy Test Room | 4.1264 | 4.3851 | N/A | - | N/A | N/A | N/A | N/A | N/A | N/A | N/A | N/A | N/A | N/A | N/A | N/A | N/A | N/A | N/A | N/A | N/A | Single | R32 | Australia,New Zealand | 146845 | 46525 | 0 | Approved | Reverse Cycle | N/A | Yes | Class 10 | Yes | N/A | N/A | N/A | N/A | N/A | N/A | N/A | Available | N/A | N/A | http://www.MitsubishiElectric.com.au/ | http://www.mitsubishielectric.com.au | N/A | 0 | 0 | AAC6713 | Yes | Variable output compressor | Inverter | No | - | 6000 | 1.72 | - | 580 | 3000 | No | - | - | - | 1572.08 | 6462 | No | 530.12 | 3231 | No | - | - | 7000 | 1.85 | 620 | 3500 | No | - | - | Yes | 1490 | 5100 | No | - | - | No | - | - | - | - | - | No | - | - | No | - | - | No | - | -
SUZ-M60VAD-A/SEZ-M60DA | SUZ-M60VAD-A/SEZ-M60DA Series | N/A | MITSUBISHI ELECTRIC | N/A | Ducted | Single Split System | - | Air | Air | Thailand | 1.73 | N/A | 6 | N/A | N/A | N/A | N/A | N/A | 2 | 7 | Enthalpy Test Room | 3.7107 | 3.9053 | N/A | - | N/A | N/A | N/A | N/A | N/A | N/A | N/A | N/A | N/A | N/A | N/A | N/A | N/A | N/A | N/A | N/A | N/A | Single | R32 | Australia,New Zealand | 146841 | 46525 | 0 | Approved | Reverse Cycle | N/A | Yes | Class 10 | Yes | N/A | N/A | N/A | N/A | N/A | N/A | N/A | Available | N/A | N/A | http://www.MitsubishiElectric.com.au/ | http://www.mitsubishielectric.com.au | N/A | 0 | 0 | AAC6715 | Yes | Variable output compressor | Inverter | No | - | 6000 | 1.73 | - | 650 | 3000 | No | - | - | - | 1581.22 | 6462 | No | 594.1 | 3231 | No | - | - | 7000 | 2 | 640 | 3500 | No | - | - | Yes | 1700 | 4700 | No | - | - | No | - | - | - | - | - | No | - | - | No | - | - | No | - | -
SUZ-M60VAD-A/SEZ-M60DA Series | SUZ-M60VAD-A/SEZ-M60DA Series | N/A | MITSUBISHI ELECTRIC | N/A | Ducted | Single Split System | - | Air | Air | Thailand | 1.73 | N/A | 6 | N/A | N/A | N/A | N/A | N/A | 2 | 7 | Enthalpy Test Room | 3.7107 | 3.9053 | N/A | - | N/A | N/A | N/A | N/A | N/A | N/A | N/A | N/A | N/A | N/A | N/A | N/A | N/A | N/A | N/A | N/A | N/A | Single | R32 | Australia,New Zealand | 146841 | 46525 | 0 | Approved | Reverse Cycle | N/A | Yes | Class 10 | Yes | N/A | N/A | N/A | N/A | N/A | N/A | N/A | Available | N/A | N/A | http://www.MitsubishiElectric.com.au/ | http://www.mitsubishielectric.com.au | N/A | 0 | 0 | AAC6715 | Yes | Variable output compressor | Inverter | No | - | 6000 | 1.73 | - | 650 | 3000 | No | - | - | - | 1581.22 | 6462 | No | 594.1 | 3231 | No | - | - | 7000 | 2 | 640 | 3500 | No | - | - | Yes | 1700 | 4700 | No | - | - | No | - | - | - | - | - | No | - | - | No | - | - | No | - | -
SUZ-M60VAD-A/SEZ-M60DAL | SUZ-M60VAD-A/SEZ-M60DA Series | N/A | MITSUBISHI ELECTRIC | N/A | Ducted | Single Split System | - | Air | Air | Thailand | 1.73 | N/A | 6 | N/A | N/A | N/A | N/A | N/A | 2 | 7 | Enthalpy Test Room | 3.7107 | 3.9053 | N/A | - | N/A | N/A | N/A | N/A | N/A | N/A | N/A | N/A | N/A | N/A | N/A | N/A | N/A | N/A | N/A | N/A | N/A | Single | R32 | Australia,New Zealand | 146841 | 46525 | 0 | Approved | Reverse Cycle | N/A | Yes | Class 10 | Yes | N/A | N/A | N/A | N/A | N/A | N/A | N/A | Available | N/A | N/A | http://www.MitsubishiElectric.com.au/ | http://www.mitsubishielectric.com.au | N/A | 0 | 0 | AAC6715 | Yes | Variable output compressor | Inverter | No | - | 6000 | 1.73 | - | 650 | 3000 | No | - | - | - | 1581.22 | 6462 | No | 594.1 | 3231 | No | - | - | 7000 | 2 | 640 | 3500 | No | - | - | Yes | 1700 | 4700 | No | - | - | No | - | - | - | - | - | No | - | - | No | - | - | No | - | -
SUZ-M60VAD-A/SLZ-M60FA-A | 0 | N/A | MITSUBISHI ELECTRIC | N/A | Non Ducted | Single Split System | Cassette | Air | Air | Thailand | 1.64 | N/A | 5.6 | N/A | N/A | N/A | N/A | N/A | 1.87 | 6 | Enthalpy Test Room | 3.4392 | 3.2902 | N/A | - | N/A | N/A | N/A | N/A | N/A | N/A | N/A | N/A | N/A | N/A | N/A | N/A | N/A | N/A | N/A | N/A | N/A | Single | R32 | Australia,New Zealand | 146742 | 46519 | 0 | Approved | Reverse Cycle | N/A | Yes | Class 9 | Yes | N/A | N/A | N/A | N/A | N/A | N/A | N/A | Available | N/A | N/A | http://www.MitsubishiElectric.com.au/ | http://www.mitsubishielectric.com.au | N/A | 0 | 0 | AAC6685 | Yes | Variable output compressor | Inverter | No | - | 5600 | 1.64 | - | 620 | 2800 | No | - | - | - | 1498.96 | 6031.2 | No | 566.68 | 3015.6 | No | - | - | 6000 | 1.87 | 620 | 3000 | No | - | - | Yes | 2540 | 5500 | No | - | - | No | - | - | - | - | - | No | - | - | No | - | - | No | - | -
SUZ-M71VAD-A/PCA-M71KA | SUZ-M71VAD-A/PCA-M71KA Series | N/A | MITSUBISHI ELECTRIC | N/A | Non Ducted | Single Split System | Under ceiling | Air | Air | Thailand | 1.9 | N/A | 7.1 | N/A | N/A | N/A | N/A | N/A | 2.24 | 8 | Enthalpy Test Room | 3.7698 | 3.6502 | N/A | - | N/A | N/A | N/A | N/A | N/A | N/A | N/A | N/A | N/A | N/A | N/A | N/A | N/A | N/A | N/A | N/A | N/A | Single | R32 | Australia,New Zealand | 146848 | 46519 | 0 | Approved | Reverse Cycle | N/A | Yes | Class 9 | Yes | N/A | N/A | N/A | N/A | N/A | N/A | N/A | Available | N/A | N/A | http://www.MitsubishiElectric.com.au/ | http://www.mitsubishielectric.com.au | N/A | 0 | 0 | AAC6683 | Yes | Variable output compressor | Inverter | No | - | 7100 | 1.9 | - | 700 | 3550 | No | - | - | - | 1736.6 | 7646.7 | No | 639.8 | 3823.35 | No | - | - | 8000 | 2.24 | 790 | 4000 | No | - | - | Yes | 2220 | 5800 | No | - | - | No | - | - | - | - | - | No | - | - | No | - | - | No | - | -
SUZ-M71VAD-A/PCA-M71KA Series | SUZ-M71VAD-A/PCA-M71KA Series | N/A | MITSUBISHI ELECTRIC | N/A | Non Ducted | Single Split System | Under ceiling | Air | Air | Thailand | 1.9 | N/A | 7.1 | N/A | N/A | N/A | N/A | N/A | 2.24 | 8 | Enthalpy Test Room | 3.7698 | 3.6502 | N/A | - | N/A | N/A | N/A | N/A | N/A | N/A | N/A | N/A | N/A | N/A | N/A | N/A | N/A | N/A | N/A | N/A | N/A | Single | R32 | Australia,New Zealand | 146848 | 46519 | 0 | Approved | Reverse Cycle | N/A | Yes | Class 9 | Yes | N/A | N/A | N/A | N/A | N/A | N/A | N/A | Available | N/A | N/A | http://www.MitsubishiElectric.com.au/ | http://www.mitsubishielectric.com.au | N/A | 0 | 0 | AAC6683 | Yes | Variable output compressor | Inverter | No | - | 7100 | 1.9 | - | 700 | 3550 | No | - | - | - | 1736.6 | 7646.7 | No | 639.8 | 3823.35 | No | - | - | 8000 | 2.24 | 790 | 4000 | No | - | - | Yes | 2220 | 5800 | No | - | - | No | - | - | - | - | - | No | - | - | No | - | - | No | - | -
SUZ-M71VAD-A/PCA-M71KA2 | SUZ-M71VAD-A/PCA-M71KA Series | N/A | MITSUBISHI ELECTRIC | N/A | Non Ducted | Single Split System | Under ceiling | Air | Air | Thailand | 1.9 | N/A | 7.1 | N/A | N/A | N/A | N/A | N/A | 2.24 | 8 | Enthalpy Test Room | 3.7698 | 3.6502 | N/A | - | N/A | N/A | N/A | N/A | N/A | N/A | N/A | N/A | N/A | N/A | N/A | N/A | N/A | N/A | N/A | N/A | N/A | Single | R32 | Australia,New Zealand | 146848 | 46519 | 0 | Approved | Reverse Cycle | N/A | Yes | Class 9 | Yes | N/A | N/A | N/A | N/A | N/A | N/A | N/A | Available | N/A | N/A | http://www.MitsubishiElectric.com.au/ | http://www.mitsubishielectric.com.au | N/A | 0 | 0 | AAC6683 | Yes | Variable output compressor | Inverter | No | - | 7100 | 1.9 | - | 700 | 3550 | No | - | - | - | 1736.6 | 7646.7 | No | 639.8 | 3823.35 | No | - | - | 8000 | 2.24 | 790 | 4000 | No | - | - | Yes | 2220 | 5800 | No | - | - | No | - | - | - | - | - | No | - | - | No | - | - | No | - | -
SUZ-M71VAD-A/PEAD-M71JAA | SUZ-M71VAD-A/PEAD-M71JAA Series | N/A | MITSUBISHI ELECTRIC | N/A | Ducted | Single Split System | - | Air | Air | Thailand | 1.98 | N/A | 7.1 | N/A | N/A | N/A | N/A | N/A | 2 | 8 | Enthalpy Test Room | 3.5981 | 4.007 | N/A | - | N/A | N/A | N/A | N/A | N/A | N/A | N/A | N/A | N/A | N/A | N/A | N/A | N/A | N/A | N/A | N/A | N/A | Single | R32 | Australia,New Zealand | 146847 | 46522 | 0 | Approved | Reverse Cycle | N/A | Yes | Class 10 | Yes | N/A | N/A | N/A | N/A | N/A | N/A | N/A | Available | N/A | N/A | http://www.MitsubishiElectric.com.au/ | http://www.mitsubishielectric.com.au | N/A | 0 | 0 | AAC6704 | Yes | Variable output compressor | Inverter | No | - | 7100 | 1.98 | - | 760 | 3550 | No | - | - | - | 1809.72 | 7646.7 | No | 694.64 | 3823.35 | No | - | - | 8000 | 2 | 800 | 4000 | No | - | - | Yes | 2440 | 6700 | No | - | - | No | - | - | - | - | - | No | - | - | No | - | - | No | - | -
SUZ-M71VAD-A/PEAD-M71JAA Series | SUZ-M71VAD-A/PEAD-M71JAA Series | N/A | MITSUBISHI ELECTRIC | N/A | Ducted | Single Split System | - | Air | Air | Thailand | 1.98 | N/A | 7.1 | N/A | N/A | N/A | N/A | N/A | 2 | 8 | Enthalpy Test Room | 3.5981 | 4.007 | N/A | - | N/A | N/A | N/A | N/A | N/A | N/A | N/A | N/A | N/A | N/A | N/A | N/A | N/A | N/A | N/A | N/A | N/A | Single | R32 | Australia,New Zealand | 146847 | 46522 | 0 | Approved | Reverse Cycle | N/A | Yes | Class 10 | Yes | N/A | N/A | N/A | N/A | N/A | N/A | N/A | Available | N/A | N/A | http://www.MitsubishiElectric.com.au/ | http://www.mitsubishielectric.com.au | N/A | 0 | 0 | AAC6704 | Yes | Variable output compressor | Inverter | No | - | 7100 | 1.98 | - | 760 | 3550 | No | - | - | - | 1809.72 | 7646.7 | No | 694.64 | 3823.35 | No | - | - | 8000 | 2 | 800 | 4000 | No | - | - | Yes | 2440 | 6700 | No | - | - | No | - | - | - | - | - | No | - | - | No | - | - | No | - | -
SUZ-M71VAD-A/PEAD-M71JAAD | SUZ-M71VAD-A/PEAD-M71JAA Series | N/A | MITSUBISHI ELECTRIC | N/A | Ducted | Single Split System | - | Air | Air | Thailand | 1.98 | N/A | 7.1 | N/A | N/A | N/A | N/A | N/A | 2 | 8 | Enthalpy Test Room | 3.5981 | 4.007 | N/A | - | N/A | N/A | N/A | N/A | N/A | N/A | N/A | N/A | N/A | N/A | N/A | N/A | N/A | N/A | N/A | N/A | N/A | Single | R32 | Australia,New Zealand | 146847 | 46522 | 0 | Approved | Reverse Cycle | N/A | Yes | Class 10 | Yes | N/A | N/A | N/A | N/A | N/A | N/A | N/A | Available | N/A | N/A | http://www.MitsubishiElectric.com.au/ | http://www.mitsubishielectric.com.au | N/A | 0 | 0 | AAC6704 | Yes | Variable output compressor | Inverter | No | - | 7100 | 1.98 | - | 760 | 3550 | No | - | - | - | 1809.72 | 7646.7 | No | 694.64 | 3823.35 | No | - | - | 8000 | 2 | 800 | 4000 | No | - | - | Yes | 2440 | 6700 | No | - | - | No | - | - | - | - | - | No | - | - | No | - | - | No | - | -
SUZ-M71VAD-A/PLA-M71EA2-A | SUZ-M71VAD-A/PLA-M71EA-A Series | N/A | MITSUBISHI ELECTRIC | N/A | Non Ducted | Single Split System | Cassette | Air | Air | Thailand | 1.87 | N/A | 7.1 | N/A | N/A | N/A | N/A | N/A | 2.17 | 8 | Enthalpy Test Room | 3.8439 | 3.7069 | N/A | - | N/A | N/A | N/A | N/A | N/A | N/A | N/A | N/A | N/A | N/A | N/A | N/A | N/A | N/A | N/A | N/A | N/A | Single | R32 | Australia,New Zealand | 146747 | 46522 | 0 | Approved | Reverse Cycle | N/A | Yes | Class 9 | Yes | N/A | N/A | N/A | N/A | N/A | N/A | N/A | Available | N/A | N/A | http://www.MitsubishiElectric.com.au/ | http://www.mitsubishielectric.com.au | N/A | 0 | 0 | AAC6701 | Yes | Variable output compressor | Inverter | No | - | 7100 | 1.87 | - | 670 | 3550 | No | - | - | - | 1709.18 | 7646.7 | No | 612.38 | 3823.35 | No | - | - | 8000 | 2.17 | 740 | 4000 | No | - | - | Yes | 2530 | 7000 | No | - | - | No | - | - | - | - | - | No | - | - | No | - | - | No | - | -
SUZ-M71VAD-A/PLA-M71EA-A | SUZ-M71VAD-A/PLA-M71EA-A Series | N/A | MITSUBISHI ELECTRIC | N/A | Non Ducted | Single Split System | Cassette | Air | Air | Thailand | 1.87 | N/A | 7.1 | N/A | N/A | N/A | N/A | N/A | 2.17 | 8 | Enthalpy Test Room | 3.8439 | 3.7069 | N/A | - | N/A | N/A | N/A | N/A | N/A | N/A | N/A | N/A | N/A | N/A | N/A | N/A | N/A | N/A | N/A | N/A | N/A | Single | R32 | Australia,New Zealand | 146747 | 46522 | 0 | Approved | Reverse Cycle | N/A | Yes | Class 9 | Yes | N/A | N/A | N/A | N/A | N/A | N/A | N/A | Available | N/A | N/A | http://www.MitsubishiElectric.com.au/ | http://www.mitsubishielectric.com.au | N/A | 0 | 0 | AAC6701 | Yes | Variable output compressor | Inverter | No | - | 7100 | 1.87 | - | 670 | 3550 | No | - | - | - | 1709.18 | 7646.7 | No | 612.38 | 3823.35 | No | - | - | 8000 | 2.17 | 740 | 4000 | No | - | - | Yes | 2530 | 7000 | No | - | - | No | - | - | - | - | - | No | - | - | No | - | - | No | - | -
SUZ-M71VAD-A/PLA-M71EA-A Series | SUZ-M71VAD-A/PLA-M71EA-A Series | N/A | MITSUBISHI ELECTRIC | N/A | Non Ducted | Single Split System | Cassette | Air | Air | Thailand | 1.87 | N/A | 7.1 | N/A | N/A | N/A | N/A | N/A | 2.17 | 8 | Enthalpy Test Room | 3.8439 | 3.7069 | N/A | - | N/A | N/A | N/A | N/A | N/A | N/A | N/A | N/A | N/A | N/A | N/A | N/A | N/A | N/A | N/A | N/A | N/A | Single | R32 | Australia,New Zealand | 146747 | 46522 | 0 | Approved | Reverse Cycle | N/A | Yes | Class 9 | Yes | N/A | N/A | N/A | N/A | N/A | N/A | N/A | Available | N/A | N/A | http://www.MitsubishiElectric.com.au/ | http://www.mitsubishielectric.com.au | N/A | 0 | 0 | AAC6701 | Yes | Variable output compressor | Inverter | No | - | 7100 | 1.87 | - | 670 | 3550 | No | - | - | - | 1709.18 | 7646.7 | No | 612.38 | 3823.35 | No | - | - | 8000 | 2.17 | 740 | 4000 | No | - | - | Yes | 2530 | 7000 | No | - | - | No | - | - | - | - | - | No | - | - | No | - | - | No | - | -
SUZ-M71VAD-A/SEZ-M71DA | SUZ-M50VAD-A/SEZ-M50DA Series | N/A | MITSUBISHI ELECTRIC | N/A | Ducted | Single Split System | - | Air | Air | Thailand | 2.14 | N/A | 7.1 | N/A | N/A | N/A | N/A | N/A | 2.22 | 8 | Enthalpy Test Room | 3.3571 | 3.6753 | N/A | - | N/A | N/A | N/A | N/A | N/A | N/A | N/A | N/A | N/A | N/A | N/A | N/A | N/A | N/A | N/A | N/A | N/A | Single | R32 | Australia,New Zealand | 146842 | 46519 | 0 | Approved | Reverse Cycle | N/A | Yes | Class 10 | Yes | N/A | N/A | N/A | N/A | N/A | N/A | N/A | Available | N/A | N/A | http://www.MitsubishiElectric.com.au/ | http://www.mitsubishielectric.com.au | N/A | 0 | 0 | AAC6684 | Yes | Variable output compressor | Inverter | No | - | 7100 | 2.14 | - | 780 | 3550 | No | - | - | - | 1955.96 | 7646.7 | No | 712.92 | 3823.35 | No | - | - | 8000 | 2.22 | 770 | 4000 | No | - | - | Yes | 2750 | 7100 | No | - | - | No | - | - | - | - | - | No | - | - | No | - | - | No | - | -
SUZ-M71VAD-A/SEZ-M71DAL | SUZ-M50VAD-A/SEZ-M50DA Series | N/A | MITSUBISHI ELECTRIC | N/A | Ducted | Single Split System | - | Air | Air | Thailand | 2.14 | N/A | 7.1 | N/A | N/A | N/A | N/A | N/A | 2.22 | 8 | Enthalpy Test Room | 3.3571 | 3.6753 | N/A | - | N/A | N/A | N/A | N/A | N/A | N/A | N/A | N/A | N/A | N/A | N/A | N/A | N/A | N/A | N/A | N/A | N/A | Single | R32 | Australia,New Zealand | 146842 | 46519 | 0 | Approved | Reverse Cycle | N/A | Yes | Class 10 | Yes | N/A | N/A | N/A | N/A | N/A | N/A | N/A | Available | N/A | N/A | http://www.MitsubishiElectric.com.au/ | http://www.mitsubishielectric.com.au | N/A | 0 | 0 | AAC6684 | Yes | Variable output compressor | Inverter | No | - | 7100 | 2.14 | - | 780 | 3550 | No | - | - | - | 1955.96 | 7646.7 | No | 712.92 | 3823.35 | No | - | - | 8000 | 2.22 | 770 | 4000 | No | - | - | Yes | 2750 | 7100 | No | - | - | No | - | - | - | - | - | No | - | - | No | - | - | No | - | -
DXC05Z5-S / DXK05Z5-S | SRK/DXK** ZMP/Z5 | N/A | MITSUBISHI HEAVY INDUSTRIES | N/A | Non Ducted | Single Split System | Wall Hung | Air | Air | Thailand | 0.42 | 1.69 | 1.7 | N/A | N/A | N/A | N/A | N/A | 0.465 | 2 | Calorimeter Room | 3.8851 | 4.4066 | Yes | - | N/A | 4.6 | 4.7 | N/A | N/A | N/A | N/A | N/A | 3.751 | 4.2674 | N/A | N/A | 3.002 | 4.0347 | 3 | 4 | Calorimeter Room | Single | R410A | Australia,Fiji,New Zealand | 126286 | 45748 | 0 | Approved | Reverse Cycle | N/A | No | Class 8 | No | Yes | N/A | N/A | N/A | N/A | N/A | 3.8851 | Available | N/A | N/A | http://www.mhiaa.com.au/ | http://www.mhiaa.com.au | Yes | 0 | https://reg.energyrating.gov.au/static/common/images/star_ratings_2014/aircon_rating_3_4.png | AAC4422 | Yes | Variable output compressor | Inverter | No | - | 1700 | 0.42 | - | 305 | 850 | No | - | - | - | 383.88 | 1830.9 | No | 278.77 | 915.45 | No | - | - | 2000 | 0.465 | 195 | 1000 | No | - | - | Yes | 1290 | 3100 | No | - | - | No | - | - | - | - | - | No | - | - | No | - | - | No | - | -
DXC05ZTLA-W/DXK05ZTLA-W | SRK15/DXK05ZTLA-WF | N/A | MITSUBISHI HEAVY INDUSTRIES | N/A | Non Ducted | Single Split System | Wall Hung | Air | Air | Thailand | 0.35 | N/A | 1.5 | N/A | N/A | N/A | N/A | N/A | 0.42 | 2 | Calorimeter Room | 4.7278 | 5.0397 | N/A | - | N/A | N/A | N/A | N/A | N/A | N/A | N/A | N/A | N/A | N/A | N/A | N/A | N/A | N/A | N/A | N/A | N/A | Single | R32 | Australia,Fiji,New Zealand | 149961 | 46671 | 0 | Approved | Reverse Cycle | N/A | No | Class 8 | No | N/A | N/A | N/A | N/A | N/A | N/A | N/A | Available | N/A | N/A | http://www.mhiaa.com.au/ | http://www.mhiaa.com.au/ | N/A | 0 | 0 | AAC7089 | Yes | Variable output compressor | Inverter | No | - | 1500 | 0.35 | - | 200 | 750 | No | - | - | - | 319.9 | 1615.5 | No | 182.8 | 807.75 | No | - | - | 2000 | 0.42 | 180 | 1000 | No | - | - | Yes | 1215 | 3100 | No | - | - | No | - | - | - | - | - | No | - | - | No | - | - | No | - | -
DXC05ZTLA-W/DXK05ZTLA-WF | SRK15/DXK05ZTLA-WF | N/A | MITSUBISHI HEAVY INDUSTRIES | N/A | Non Ducted | Single Split System | Wall Hung | Air | Air | Thailand | 0.35 | N/A | 1.5 | N/A | N/A | N/A | N/A | N/A | 0.42 | 2 | Calorimeter Room | 4.7278 | 5.0397 | N/A | - | N/A | N/A | N/A | N/A | N/A | N/A | N/A | N/A | N/A | N/A | N/A | N/A | N/A | N/A | N/A | N/A | N/A | Single | R32 | Australia,Fiji,New Zealand | 149961 | 46671 | 0 | Approved | Reverse Cycle | N/A | No | Class 8 | No | N/A | N/A | N/A | N/A | N/A | N/A | N/A | Available | N/A | N/A | http://www.mhiaa.com.au/ | http://www.mhiaa.com.au/ | N/A | 0 | 0 | AAC7089 | Yes | Variable output compressor | Inverter | No | - | 1500 | 0.35 | - | 200 | 750 | No | - | - | - | 319.9 | 1615.5 | No | 182.8 | 807.75 | No | - | - | 2000 | 0.42 | 180 | 1000 | No | - | - | Yes | 1215 | 3100 | No | - | - | No | - | - | - | - | - | No | - | - | No | - | - | No | - | -
DXC06ZSA-W / DXK06ZSA-W | SRK/DXK_20/06ZSA-W | N/A | MITSUBISHI HEAVY INDUSTRIES | 0.1 | Non Ducted | Single Split System | Wall Hung | Air | Air | Thailand | 0.41 | 1.9 | 2 | N/A | 3.3157 | 3.203 | 0.966 | N/A | 0.56 | 2.7 | Calorimeter Room | 4.871 | 4.8887 | Yes | - | N/A | 3 | 3 | N/A | N/A | N/A | N/A | N/A | 4.7538 | 4.8013 | N/A | N/A | 5.0075 | 5.1026 | 5 | 5 | Calorimeter Room | Single | R32 | Australia,Fiji,New Zealand | 125423 | 45748 | 0 | Approved | Reverse Cycle | N/A | Yes | Class 8 | Yes | Yes | N/A | Yes | Yes | Yes | N/A | 4.871 | Available | N/A | N/A | http://www.mhiaa.com.au/ | http://www.mhiaa.com.au | Yes | 0 | https://reg.energyrating.gov.au/static/common/images/star_ratings_2014/aircon_rating_5_5.png | AAC4356 | Yes | Variable output compressor | Inverter | No | - | 2000 | 0.41 | - | 150 | 1000 | No | - | - | - | 374.74 | 2154 | No | 137.1 | 1077 | No | - | - | 2700 | 0.56 | 230 | 1350 | No | - | - | Yes | 970 | 3200 | No | - | - | No | - | - | - | - | - | No | - | - | No | - | - | No | - | -
DXC06ZSA-W/DXK06ZSA-WF | SRK20/DXK06ZSA-WF | N/A | MITSUBISHI HEAVY INDUSTRIES | N/A | Non Ducted | Single Split System | Wall Hung | Air | Air | Thailand | 0.41 | N/A | 2 | N/A | N/A | N/A | N/A | N/A | 0.56 | 2.7 | Calorimeter Room | 4.8592 | 4.8799 | N/A | - | N/A | N/A | N/A | N/A | N/A | N/A | N/A | N/A | N/A | N/A | N/A | N/A | N/A | N/A | N/A | N/A | N/A | Single | R32 | Australia,Fiji,New Zealand | 156194 | 46992 | 0 | Approved | Reverse Cycle | N/A | Yes | Class 8 | Yes | N/A | N/A | N/A | N/A | N/A | N/A | N/A | Available | N/A | N/A | http://www.mhiaa.com.au/ | http://www.mhiaa.com.au/ | N/A | 0 | 0 | AAC7741 | Yes | Variable output compressor | Inverter | No | - | 2000 | 0.41 | - | 150 | 1000 | No | - | - | - | 374.74 | 2154 | Yes | 133 | 1075 | No | - | - | 2700 | 0.56 | 230 | 1350 | No | - | - | Yes | 970 | 3200 | No | - | - | No | - | - | - | - | - | No | - | - | No | - | - | No | - | -
DXC06ZSA-W/DXK06ZSA-WF1 | SRK20/DXK06ZSA-WF1 | N/A | MITSUBISHI HEAVY INDUSTRIES | N/A | Non Ducted | Single Split System | Wall Hung | Air | Air | Thailand | 0.41 | N/A | 2 | N/A | N/A | N/A | N/A | N/A | 0.56 | 2.7 | Calorimeter Room | 4.8592 | 4.8799 | N/A | - | N/A | N/A | N/A | N/A | N/A | N/A | N/A | N/A | N/A | N/A | N/A | N/A | N/A | N/A | N/A | N/A | N/A | Single | R32 | Australia,New Zealand | 161010 | 47252 | 0 | Approved | Reverse Cycle | N/A | Yes | Class 8 | Yes | N/A | N/A | N/A | N/A | N/A | N/A | N/A | Available | N/A | N/A | http://www.mhiaa.com.au/ | http://www.mhiaa.com.au/ | N/A | 0 | 0 | AAC8239 | Yes | Variable output compressor | Inverter | No | - | 2000 | 0.41 | - | 150 | 1000 | No | - | - | - | 374.74 | 2154 | Yes | 132 | 1075 | No | - | - | 2700 | 0.56 | 230 | 1350 | No | - | - | Yes | 970 | 3200 | No | - | - | No | - | - | - | - | - | No | - | - | No | - | - | No | - | -
DXC07ZTLA-W/DXK07ZTLA-W | SRK20/DXK07ZTLA-WF | N/A | MITSUBISHI HEAVY INDUSTRIES | N/A | Non Ducted | Single Split System | Wall Hung | Air | Air | Thailand | 0.51 | N/A | 2 | N/A | N/A | N/A | N/A | N/A | 0.64 | 2.7 | Calorimeter Room | 4.0255 | 4.3169 | N/A | - | N/A | N/A | N/A | N/A | N/A | N/A | N/A | N/A | N/A | N/A | N/A | N/A | N/A | N/A | N/A | N/A | N/A | Single | R32 | Australia,Fiji,New Zealand | 149968 | 46670 | 0 | Approved | Reverse Cycle | N/A | No | Class 8 | No | N/A | N/A | N/A | N/A | N/A | N/A | N/A | Available | N/A | N/A | http://www.mhiaa.com.au/ | http://www.mhiaa.com.au/ | N/A | 0 | 0 | AAC7085 | Yes | Variable output compressor | Inverter | No | - | 2000 | 0.51 | - | 185 | 1000 | No | - | - | - | 466.14 | 2154 | No | 169.09 | 1077 | No | - | - | 2700 | 0.64 | 240 | 1350 | No | - | - | Yes | 1230 | 3200 | No | - | - | No | - | - | - | - | - | No | - | - | No | - | - | No | - | -
DXC07ZTLA-W/DXK07ZTLA-WF | SRK20/DXK07ZTLA-WF | N/A | MITSUBISHI HEAVY INDUSTRIES | N/A | Non Ducted | Single Split System | Wall Hung | Air | Air | Thailand | 0.51 | N/A | 2 | N/A | N/A | N/A | N/A | N/A | 0.64 | 2.7 | Calorimeter Room | 4.0255 | 4.3169 | N/A | - | N/A | N/A | N/A | N/A | N/A | N/A | N/A | N/A | N/A | N/A | N/A | N/A | N/A | N/A | N/A | N/A | N/A | Single | R32 | Australia,Fiji,New Zealand | 149968 | 46670 | 0 | Approved | Reverse Cycle | N/A | No | Class 8 | No | N/A | N/A | N/A | N/A | N/A | N/A | N/A | Available | N/A | N/A | http://www.mhiaa.com.au/ | http://www.mhiaa.com.au/ | N/A | 0 | 0 | AAC7085 | Yes | Variable output compressor | Inverter | No | - | 2000 | 0.51 | - | 185 | 1000 | No | - | - | - | 466.14 | 2154 | No | 169.09 | 1077 | No | - | - | 2700 | 0.64 | 240 | 1350 | No | - | - | Yes | 1230 | 3200 | No | - | - | No | - | - | - | - | - | No | - | - | No | - | - | No | - | -
DXC09ZSA-W / DXK09ZSA-W | SRK/DXK_25/09ZSA-W | N/A | MITSUBISHI HEAVY INDUSTRIES | 0.17 | Non Ducted | Single Split System | Wall Hung | Air | Air | Thailand | 0.51 | 2.33 | 2.5 | N/A | 3.2356 | 3.996 | 1.235 | N/A | 0.65 | 3.2 | Calorimeter Room | 4.8255 | 5.0986 | Yes | - | N/A | 3 | 3 | N/A | N/A | N/A | N/A | N/A | 4.8843 | 4.9622 | N/A | N/A | 5.2687 | 5.4245 | 5 | 5 | Calorimeter Room | Single | R32 | Australia,Fiji,New Zealand | 125459 | 45748 | 0 | Approved | Reverse Cycle | N/A | Yes | Class 8 | Yes | Yes | N/A | Yes | Yes | Yes | N/A | 4.9822 | Available | N/A | N/A | http://www.mhiaa.com.au/ | http://www.mhiaa.com.au | Yes | 0 | https://reg.energyrating.gov.au/static/common/images/star_ratings_2014/aircon_rating_5_5.png | AAC4364 | Yes | Variable output compressor | Inverter | No | - | 2500 | 0.51 | - | 210 | 1250 | No | - | - | - | 466.14 | 2692.5 | No | 191.94 | 1346.25 | No | - | - | 3200 | 0.65 | 280 | 1600 | No | - | - | Yes | 1230 | 3950 | No | - | - | No | - | - | - | - | - | No | - | - | No | - | - | No | - | -
DXC09ZSA-W/DXK09ZSA-WF | SRK25/DXK09ZSA-WF | N/A | MITSUBISHI HEAVY INDUSTRIES | N/A | Non Ducted | Single Split System | Wall Hung | Air | Air | Thailand | 0.51 | N/A | 2.5 | N/A | N/A | N/A | N/A | N/A | 0.65 | 3.2 | Calorimeter Room | 4.816 | 5.0908 | N/A | - | N/A | N/A | N/A | N/A | N/A | N/A | N/A | N/A | N/A | N/A | N/A | N/A | N/A | N/A | N/A | N/A | N/A | Single | R32 | Australia,Fiji,New Zealand | 156204 | 46992 | 0 | Approved | Reverse Cycle | N/A | Yes | Class 8 | Yes | N/A | N/A | N/A | N/A | N/A | N/A | N/A | Available | N/A | N/A | http://www.mhiaa.com.au/ | http://www.mhiaa.com.au/ | N/A | 0 | 0 | AAC7742 | Yes | Variable output compressor | Inverter | No | - | 2500 | 0.51 | - | 210 | 1250 | No | - | - | - | 466.14 | 2692.5 | Yes | 185 | 1345 | No | - | - | 3200 | 0.65 | 280 | 1600 | No | - | - | Yes | 1230 | 3950 | No | - | - | No | - | - | - | - | - | No | - | - | - | - | - | No | - | -
DXC09ZSA-W/DXK09ZSA-WF1 | SRK25/DXK09ZSA-WF1 | N/A | MITSUBISHI HEAVY INDUSTRIES | N/A | Non Ducted | Single Split System | Wall Hung | Air | Air | Thailand | 0.51 | N/A | 2.5 | N/A | N/A | N/A | N/A | N/A | 0.65 | 3.2 | Calorimeter Room | 4.902 | 5.0908 | N/A | - | N/A | N/A | N/A | N/A | N/A | N/A | N/A | N/A | N/A | N/A | N/A | N/A | N/A | N/A | N/A | N/A | N/A | Single | R32 | Australia,New Zealand | 161026 | 47252 | 0 | Approved | Reverse Cycle | N/A | Yes | Class 8 | Yes | N/A | N/A | N/A | N/A | N/A | N/A | N/A | Available | N/A | N/A | http://www.mhiaa.com.au/ | http://www.mhiaa.com.au/ | N/A | 0 | 0 | AAC8237 | Yes | Variable output compressor | Inverter | No | - | 2500 | 0.51 | - | 215 | 1250 | No | - | - | - | 466.14 | 2692.5 | Yes | 175 | 1345 | No | - | - | 3200 | 0.65 | 280 | 1600 | No | - | - | Yes | 1230 | 3950 | No | - | - | No | - | - | - | - | - | No | - | - | No | - | - | No | - | -
DXC09ZTLA-W/DXK09ZTLA-W | SRK25/DXK09ZTLA-WF | N/A | MITSUBISHI HEAVY INDUSTRIES | N/A | Non Ducted | Single Split System | Wall Hung | Air | Air | Thailand | 0.58 | N/A | 2.5 | N/A | N/A | N/A | N/A | N/A | 0.66 | 3 | Calorimeter Room | 4.3299 | 4.7 | N/A | - | N/A | N/A | N/A | N/A | N/A | N/A | N/A | N/A | N/A | N/A | N/A | N/A | N/A | N/A | N/A | N/A | N/A | Single | R32 | Australia,Fiji,New Zealand | 149998 | 46670 | 0 | Approved | Reverse Cycle | N/A | No | Class 8 | No | N/A | N/A | N/A | N/A | N/A | N/A | N/A | Available | N/A | N/A | http://www.mhiaa.com.au/ | http://www.mhiaa.com.au/ | N/A | 0 | 0 | AAC7084 | Yes | Variable output compressor | Inverter | No | - | 2500 | 0.58 | - | 240 | 1250 | No | - | - | - | 530.12 | 2692.5 | Yes | 195 | 1350 | No | - | - | 3000 | 0.66 | 260 | 1500 | No | - | - | Yes | 1390 | 3800 | No | - | - | No | - | - | - | - | - | No | - | - | No | - | - | No | - | -
DXC09ZTLA-W/DXK09ZTLA-WF | SRK25/DXK09ZTLA-WF | N/A | MITSUBISHI HEAVY INDUSTRIES | N/A | Non Ducted | Single Split System | Wall Hung | Air | Air | Thailand | 0.58 | N/A | 2.5 | N/A | N/A | N/A | N/A | N/A | 0.66 | 3 | Calorimeter Room | 4.3299 | 4.7 | N/A | - | N/A | N/A | N/A | N/A | N/A | N/A | N/A | N/A | N/A | N/A | N/A | N/A | N/A | N/A | N/A | N/A | N/A | Single | R32 | Australia,Fiji,New Zealand | 149998 | 46670 | 0 | Approved | Reverse Cycle | N/A | No | Class 8 | No | N/A | N/A | N/A | N/A | N/A | N/A | N/A | Available | N/A | N/A | http://www.mhiaa.com.au/ | http://www.mhiaa.com.au/ | N/A | 0 | 0 | AAC7084 | Yes | Variable output compressor | Inverter | No | - | 2500 | 0.58 | - | 240 | 1250 | No | - | - | - | 530.12 | 2692.5 | Yes | 195 | 1350 | No | - | - | 3000 | 0.66 | 260 | 1500 | No | - | - | Yes | 1390 | 3800 | No | - | - | No | - | - | - | - | - | No | - | - | No | - | - | No | - | -
DXC12ZSA-W / DXK12ZSA-W | SRK/DXK_35/12ZSA-W | N/A | MITSUBISHI HEAVY INDUSTRIES | 0.59 | Non Ducted | Single Split System | Wall Hung | Air | Air | Thailand | 0.82 | 2.91 | 3.5 | N/A | 3.2543 | 4.019 | 1.235 | N/A | 0.81 | 3.7 | Calorimeter Room | 4.2355 | 4.7768 | Yes | - | N/A | 3 | 3 | N/A | N/A | N/A | N/A | N/A | 4.2578 | 4.6564 | N/A | N/A | 4.0155 | 4.8128 | 4 | 4.5 | Calorimeter Room | Single | R32 | Australia,Fiji,New Zealand | 125498 | 45748 | 0 | Approved | Reverse Cycle | N/A | Yes | Class 8 | Yes | Yes | N/A | Yes | Yes | Yes | N/A | 4.3108 | Available | N/A | N/A | http://www.mhiaa.com.au/ | http://www.mhiaa.com.au | N/A | 0 | https://reg.energyrating.gov.au/static/common/images/star_ratings_2014/aircon_rating_4_4.5.png | AAC4363 | Yes | Variable output compressor | Inverter | No | - | 3500 | 0.82 | - | 305 | 1750 | No | - | - | - | 749.48 | 3769.5 | No | 278.77 | 1884.75 | No | - | - | 3700 | 0.81 | 320 | 1850 | No | - | - | Yes | 1235 | 4000 | No | - | - | No | - | - | - | - | - | No | - | - | No | - | - | No | - | -
DXC12ZSA-W/DXK12ZSA-WF | SRK35/DXK12ZSA-WF | N/A | MITSUBISHI HEAVY INDUSTRIES | N/A | Non Ducted | Single Split System | Wall Hung | Air | Air | Thailand | 0.82 | N/A | 3.5 | N/A | N/A | N/A | N/A | N/A | 0.81 | 3.7 | Calorimeter Room | 4.2303 | 4.7707 | N/A | - | N/A | N/A | N/A | N/A | N/A | N/A | N/A | N/A | N/A | N/A | N/A | N/A | N/A | N/A | N/A | N/A | N/A | Single | R32 | Australia,Fiji,New Zealand | 156224 | 46986 | 0 | Approved | Reverse Cycle | N/A | Yes | Class 8 | Yes | N/A | N/A | N/A | N/A | N/A | N/A | N/A | Available | N/A | N/A | http://www.mhiaa.com.au/ | http://www.mhiaa.com.au/ | N/A | 0 | 0 | AAC7725 | Yes | Variable output compressor | Inverter | No | - | 3500 | 0.82 | - | 310 | 1750 | No | - | - | - | 749.48 | 3769.5 | No | 283.34 | 1884.75 | No | - | - | 3700 | 0.81 | 320 | 1850 | No | - | - | Yes | 1235 | 4000 | No | - | - | No | - | - | - | - | - | No | - | - | No | - | - | No | - | -
DXC12ZSA-W/DXK12ZSA-WF1 | SRK35/DXK12ZSA-WF1 | N/A | MITSUBISHI HEAVY INDUSTRIES | N/A | Non Ducted | Single Split System | Wall Hung | Air | Air | Thailand | 0.82 | N/A | 3.5 | N/A | N/A | N/A | N/A | N/A | 0.81 | 3.7 | Calorimeter Room | 4.2576 | 4.7707 | N/A | - | N/A | N/A | N/A | N/A | N/A | N/A | N/A | N/A | N/A | N/A | N/A | N/A | N/A | N/A | N/A | N/A | N/A | Single | R32 | Australia,New Zealand | 161119 | 47251 | 0 | Approved | Reverse Cycle | N/A | Yes | Class 8 | Yes | N/A | N/A | N/A | N/A | N/A | N/A | N/A | Available | N/A | N/A | http://www.mhiaa.com.au/ | http://www.mhiaa.com.au/ | N/A | 0 | 0 | AAC8229 | Yes | Variable output compressor | Inverter | No | - | 3500 | 0.82 | - | 295 | 1750 | No | - | - | - | 749.48 | 3769.5 | Yes | 250 | 1885 | No | - | - | 3700 | 0.81 | 320 | 1850 | No | - | - | Yes | 1235 | 4000 | No | - | - | No | - | - | - | - | - | No | - | - | No | - | - | No | - | -
DXC12ZTLA-W/DXK12ZTLA-W | SRK35/DXK12ZTLA-W | N/A | MITSUBISHI HEAVY INDUSTRIES | N/A | Non Ducted | Single Split System | Wall Hung | Air | Air | Thailand | 0.9 | N/A | 3.3 | N/A | N/A | N/A | N/A | N/A | 0.9 | 3.8 | Calorimeter Room | 3.6826 | 4.3442 | N/A | 56 | N/A | N/A | N/A | N/A | N/A | N/A | N/A | N/A | N/A | N/A | N/A | N/A | N/A | N/A | N/A | N/A | N/A | Single | R32 | Australia,Fiji,New Zealand | 150152 | 46671 | 0 | Approved | Reverse Cycle | N/A | No | Class 8 | No | N/A | N/A | N/A | N/A | N/A | N/A | N/A | Available | N/A | N/A | http://www.mhiaa.com.au/ | http://www.mhiaa.com.au/ | N/A | 0 | 0 | AAC7093 | Yes | Variable output compressor | Inverter | No | - | 3300 | 0.9 | - | 320 | 1650 | No | - | - | - | 822.6 | 3554.1 | Yes | 270 | 1780 | No | - | - | 3800 | 0.9 | 330 | 1900 | No | - | - | Yes | 1370 | 3900 | No | - | - | No | - | - | - | - | - | No | - | - | No | - | - | No | - | -
DXC12ZTLA-W/DXK12ZTLA-WF | SRK35/DXK12ZTLA-W | N/A | MITSUBISHI HEAVY INDUSTRIES | N/A | Non Ducted | Single Split System | Wall Hung | Air | Air | Thailand | 0.9 | N/A | 3.3 | N/A | N/A | N/A | N/A | N/A | 0.9 | 3.8 | Calorimeter Room | 3.6826 | 4.3442 | N/A | 56 | N/A | N/A | N/A | N/A | N/A | N/A | N/A | N/A | N/A | N/A | N/A | N/A | N/A | N/A | N/A | N/A | N/A | Single | R32 | Australia,Fiji,New Zealand | 150152 | 46671 | 0 | Approved | Reverse Cycle | N/A | No | Class 8 | No | N/A | N/A | N/A | N/A | N/A | N/A | N/A | Available | N/A | N/A | http://www.mhiaa.com.au/ | http://www.mhiaa.com.au/ | N/A | 0 | 0 | AAC7093 | Yes | Variable output compressor | Inverter | No | - | 3300 | 0.9 | - | 320 | 1650 | No | - | - | - | 822.6 | 3554.1 | Yes | 270 | 1780 | No | - | - | 3800 | 0.9 | 330 | 1900 | No | - | - | Yes | 1370 | 3900 | No | - | - | No | - | - | - | - | - | No | - | - | No | - | - | No | - | -
DXC18ZSA-W / DXK18ZSA-W | SRK/DXK_50/18ZSA-W | N/A | MITSUBISHI HEAVY INDUSTRIES | 1.36 | Non Ducted | Single Split System | Wall Hung | Air | Air | Thailand | 1.39 | 3.64 | 5 | N/A | 2.9198 | 5.203 | 1.782 | N/A | 1.49 | 5.8 | Calorimeter Room | 3.631 | 3.9005 | Yes | - | N/A | 4 | 4 | N/A | N/A | N/A | N/A | N/A | 3.5958 | 3.8654 | N/A | N/A | 2.6916 | 3.2308 | 2.5 | 3 | Calorimeter Room | Single | R32 | Australia,Fiji,New Zealand | 125494 | 45748 | 0 | Approved | Reverse Cycle | N/A | Yes | Class 9 | Yes | Yes | N/A | Yes | Yes | Yes | N/A | 3.631 | Available | N/A | N/A | http://www.mhiaa.com.au/ | http://www.mhiaa.com.au | Yes | 0 | https://reg.energyrating.gov.au/static/common/images/star_ratings_2014/aircon_rating_2.5_3.png | AAC4348 | Yes | Variable output compressor | Inverter | No | - | 5000 | 1.39 | - | 480 | 2500 | No | - | - | - | 1270.46 | 5385 | No | 438.72 | 2692.5 | No | - | - | 5800 | 1.49 | 530 | 2900 | No | - | - | Yes | 1780 | 5200 | No | - | - | No | - | - | - | - | - | No | - | - | - | - | - | No | - | -
DXC18ZSA-W/DXK18ZSA-WF | SRK50/DXK18ZSA-WF | N/A | MITSUBISHI HEAVY INDUSTRIES | N/A | Non Ducted | Single Split System | Wall Hung | Air | Air | Thailand | 1.39 | N/A | 5 | N/A | N/A | N/A | N/A | N/A | 1.49 | 5.8 | Calorimeter Room | 3.6283 | 3.8979 | N/A | - | N/A | N/A | N/A | N/A | N/A | N/A | N/A | N/A | N/A | N/A | N/A | N/A | N/A | N/A | N/A | N/A | N/A | Single | R32 | Australia,Fiji,New Zealand | 156267 | 46992 | 0 | Approved | Reverse Cycle | N/A | Yes | Class 9 | Yes | N/A | N/A | N/A | N/A | N/A | N/A | N/A | Available | N/A | N/A | http://www.mhiaa.com.au/ | http://www.mhiaa.com.au/ | N/A | 0 | 0 | AAC7733 | Yes | Variable output compressor | Inverter | No | - | 5000 | 1.39 | - | 485 | 2500 | No | - | - | - | 1270.46 | 5385 | No | 443.29 | 2692.5 | No | - | - | 5800 | 1.49 | 530 | 2900 | No | - | - | Yes | 1780 | 5200 | No | - | - | No | - | - | - | - | - | No | - | - | No | - | - | No | - | -
DXC18ZSA-W/DXK18ZSA-WF1 | SRK50/DXK18ZSA-WF1 | N/A | MITSUBISHI HEAVY INDUSTRIES | N/A | Non Ducted | Single Split System | Wall Hung | Air | Air | Thailand | 1.39 | N/A | 5 | N/A | N/A | N/A | N/A | N/A | 1.49 | 5.8 | Calorimeter Room | 3.6283 | 3.8979 | N/A | - | N/A | N/A | N/A | N/A | N/A | N/A | N/A | N/A | N/A | N/A | N/A | N/A | N/A | N/A | N/A | N/A | N/A | Single | R32 | Australia,New Zealand | 161344 | 47252 | 0 | Approved | Reverse Cycle | N/A | Yes | Class 9 | Yes | N/A | N/A | N/A | N/A | N/A | N/A | N/A | Available | N/A | N/A | http://www.mhiaa.com.au/ | http://www.mhiaa.com.au/ | N/A | 0 | 0 | AAC8236 | Yes | Variable output compressor | Inverter | No | - | 5000 | 1.39 | - | 485 | 2500 | No | - | - | - | 1270.46 | 5385 | Yes | 420 | 2690 | No | - | - | 5800 | 1.49 | 530 | 2900 | No | - | - | Yes | 1780 | 5200 | No | - | - | No | - | - | - | - | - | No | - | - | No | - | - | No | - | -
DXC18ZTLA-W / DXK18ZTLA-W | SRK50/DXK18ZTLA-WF | N/A | MITSUBISHI HEAVY INDUSTRIES | N/A | Non Ducted | Single Split System | Wall Hung | Air | Air | Thailand | 1.59 | N/A | 5 | N/A | N/A | N/A | N/A | N/A | 1.62 | 5.8 | Calorimeter Room | 3.2029 | 3.653 | N/A | 56 | N/A | N/A | N/A | N/A | N/A | N/A | N/A | N/A | N/A | N/A | N/A | N/A | N/A | N/A | N/A | N/A | N/A | Single | R32 | Australia,Fiji,New Zealand | 150190 | 46671 | 0 | Approved | Reverse Cycle | N/A | Yes | Class 9 | Yes | N/A | N/A | N/A | N/A | N/A | N/A | N/A | Available | N/A | N/A | http://www.mhiaa.com.au/ | http://www.mhiaa.com.au/ | N/A | 0 | 0 | AAC7092 | Yes | Variable output compressor | Inverter | No | - | 5000 | 1.59 | - | 508 | 2500 | No | - | - | - | 1453.26 | 5385 | Yes | 435 | 2690 | No | - | - | 5800 | 1.62 | 540 | 2900 | No | - | - | Yes | 1655 | 4600 | No | - | - | No | - | - | - | - | - | No | - | - | No | - | - | No | - | -
DXC18ZTLA-W / DXK18ZTLA-WF | SRK50/DXK18ZTLA-WF | N/A | MITSUBISHI HEAVY INDUSTRIES | N/A | Non Ducted | Single Split System | Wall Hung | Air | Air | Thailand | 1.59 | N/A | 5 | N/A | N/A | N/A | N/A | N/A | 1.62 | 5.8 | Calorimeter Room | 3.2029 | 3.653 | N/A | 56 | N/A | N/A | N/A | N/A | N/A | N/A | N/A | N/A | N/A | N/A | N/A | N/A | N/A | N/A | N/A | N/A | N/A | Single | R32 | Australia,Fiji,New Zealand | 150190 | 46671 | 0 | Approved | Reverse Cycle | N/A | Yes | Class 9 | Yes | N/A | N/A | N/A | N/A | N/A | N/A | N/A | Available | N/A | N/A | http://www.mhiaa.com.au/ | http://www.mhiaa.com.au/ | N/A | 0 | 0 | AAC7092 | Yes | Variable output compressor | Inverter | No | - | 5000 | 1.59 | - | 508 | 2500 | No | - | - | - | 1453.26 | 5385 | Yes | 435 | 2690 | No | - | - | 5800 | 1.62 | 540 | 2900 | No | - | - | Yes | 1655 | 4600 | No | - | - | No | - | - | - | - | - | No | - | - | No | - | - | No | - | -
DXC21ZRA-W / DXK21ZRA-WF1 | SRK63/DXK21ZRA-WF1 | N/A | MITSUBISHI HEAVY INDUSTRIES | N/A | Non Ducted | Single Split System | Wall Hung | Air | Air | Thailand | 1.58 | N/A | 6.3 | N/A | N/A | N/A | N/A | N/A | 1.6 | 7.1 | Calorimeter Room | 3.9108 | 4.362 | N/A | - | N/A | N/A | N/A | N/A | N/A | N/A | N/A | N/A | N/A | N/A | N/A | N/A | N/A | N/A | N/A | N/A | N/A | Single | R32 | Australia,Fiji,New Zealand | 161031 | 47251 | 0 | Approved | Reverse Cycle | N/A | Yes | Class 9 | Yes | N/A | N/A | N/A | N/A | N/A | N/A | N/A | Available | N/A | N/A | http://www.mhiaa.com.au/ | http://www.mhiaa.com.au/ | N/A | 0 | 0 | AAC8228 | Yes | Variable output compressor | Inverter | No | - | 6300 | 1.58 | - | 565 | 3150 | No | - | - | - | 1444.12 | 6785.1 | Yes | 490 | 3390 | No | - | - | 7100 | 1.6 | 620 | 3550 | No | - | - | Yes | 2290 | 7000 | No | - | - | No | - | - | - | - | - | No | - | - | No | - | - | No | - | -
DXC21ZRA-W/ DXK21ZRA-W | SRK/DXK_63/21ZRA-W | N/A | MITSUBISHI HEAVY INDUSTRIES | 1.09 | Non Ducted | Single Split System | Wall Hung | Air | Air | Thailand | 1.58 | 5.21 | 6.3 | N/A | 3.0715 | 7.049 | 2.295 | N/A | 1.6 | 7.1 | Calorimeter Room | 3.9132 | 4.3646 | Yes | - | N/A | 3 | 3 | N/A | N/A | N/A | N/A | N/A | 3.8888 | 4.3378 | N/A | N/A | 3.2775 | 4.1756 | 3 | 4 | Calorimeter Room | Single | R32 | Australia,Fiji,New Zealand | 126583 | 45748 | 0 | Approved | Reverse Cycle | N/A | Yes | Class 9 | Yes | Yes | N/A | Yes | Yes | Yes | N/A | 3.9132 | Available | N/A | N/A | http://www.mhiaa.com.au/ | http://www.mhiaa.com.au | Yes | 0 | https://reg.energyrating.gov.au/static/common/images/star_ratings_2014/aircon_rating_3_4.png | AAC4446 | Yes | Variable output compressor | Inverter | No | - | 6300 | 1.58 | - | 565 | 3150 | No | - | - | - | 1444.12 | 6785.1 | No | 516.41 | 3392.55 | No | - | - | 7100 | 1.6 | 610 | 3550 | No | - | - | Yes | 2290 | 7000 | No | - | - | No | - | - | - | - | - | No | - | - | No | - | - | No | - | -
DXC21ZRA-WF/DXK63ZRA-WF | SRK63/DXK21ZRA-WF | N/A | MITSUBISHI HEAVY INDUSTRIES | N/A | Non Ducted | Single Split System | Wall Hung | Air | Air | Thailand | 1.58 | N/A | 6.3 | N/A | N/A | N/A | N/A | N/A | 1.6 | 7.1 | Calorimeter Room | 3.9108 | 4.362 | N/A | - | N/A | N/A | N/A | N/A | N/A | N/A | N/A | N/A | N/A | N/A | N/A | N/A | N/A | N/A | N/A | N/A | N/A | Single | R32 | Australia,Fiji,New Zealand | 156522 | 46999 | 0 | Approved | Reverse Cycle | N/A | Yes | Class 9 | Yes | N/A | N/A | N/A | N/A | N/A | N/A | N/A | Available | N/A | N/A | http://www.mhiaa.com.au/ | http://www.mhiaa.com.au/ | N/A | 0 | 0 | AAC7759 | Yes | Variable output compressor | Inverter | No | - | 6300 | 1.58 | - | 565 | 3150 | No | - | - | - | 1444.12 | 6785.1 | Yes | 510 | 3390 | No | - | - | 7100 | 1.6 | 620 | 3550 | No | - | - | Yes | 2290 | 7000 | No | - | - | No | - | - | - | - | - | No | - | - | No | - | - | No | - | -
DXC21ZTLA-W / DXK21ZTLA-W | SRK63/DXK21ZTLA-W | N/A | MITSUBISHI HEAVY INDUSTRIES | N/A | Non Ducted | Single Split System | Wall Hung | Air | Air | Thailand | 1.84 | N/A | 6.3 | N/A | N/A | N/A | N/A | N/A | 2.01 | 7.1 | Calorimeter Room | 3.4427 | 3.6069 | N/A | - | N/A | N/A | N/A | N/A | N/A | N/A | N/A | N/A | N/A | N/A | N/A | N/A | N/A | N/A | N/A | N/A | N/A | Single | R32 | Australia,Fiji,New Zealand | 142679 | 46357 | 0 | Approved | Reverse Cycle | N/A | Yes | Class 9 | Yes | N/A | N/A | N/A | N/A | N/A | N/A | N/A | Available | N/A | N/A | http://www.mhiaa.com.au/ | http://www.mhiaa.com.au/ | N/A | 0 | 0 | AAC6374 | Yes | Variable output compressor | Inverter | No | - | 6300 | 1.84 | - | 590 | 3150 | No | - | - | - | 1681.76 | 6785.1 | Yes | 490 | 3410 | No | - | - | 7100 | 2.01 | 690 | 3550 | No | - | - | Yes | 2390 | 6600 | No | - | - | No | - | - | - | - | - | No | - | - | No | - | - | No | - | -
DXC21ZTLA-W / DXK21ZTLA-WF | SRK63/DXK21ZTLA-W | N/A | MITSUBISHI HEAVY INDUSTRIES | N/A | Non Ducted | Single Split System | Wall Hung | Air | Air | Thailand | 1.84 | N/A | 6.3 | N/A | N/A | N/A | N/A | N/A | 2.01 | 7.1 | Calorimeter Room | 3.4427 | 3.6069 | N/A | - | N/A | N/A | N/A | N/A | N/A | N/A | N/A | N/A | N/A | N/A | N/A | N/A | N/A | N/A | N/A | N/A | N/A | Single | R32 | Australia,Fiji,New Zealand | 142679 | 46357 | 0 | Approved | Reverse Cycle | N/A | Yes | Class 9 | Yes | N/A | N/A | N/A | N/A | N/A | N/A | N/A | Available | N/A | N/A | http://www.mhiaa.com.au/ | http://www.mhiaa.com.au/ | N/A | 0 | 0 | AAC6374 | Yes | Variable output compressor | Inverter | No | - | 6300 | 1.84 | - | 590 | 3150 | No | - | - | - | 1681.76 | 6785.1 | Yes | 490 | 3410 | No | - | - | 7100 | 2.01 | 690 | 3550 | No | - | - | Yes | 2390 | 6600 | No | - | - | No | - | - | - | - | - | No | - | - | No | - | - | No | - | -
DXC24ZRA-W / DXK24ZRA-W | SRK/DXK_71/24ZRA-W | N/A | MITSUBISHI HEAVY INDUSTRIES | 1.51 | Non Ducted | Single Split System | Wall Hung | Air | Air | Thailand | 1.84 | 5.59 | 7.1 | N/A | 2.7111 | 8.174 | 3.015 | N/A | 2.02 | 8 | Calorimeter Room | 3.8388 | 4.0078 | Yes | - | N/A | 3 | 3 | N/A | N/A | N/A | N/A | N/A | 3.818 | 3.9881 | N/A | N/A | 3.1361 | 3.4761 | 3 | 3 | Calorimeter Room | Single | R32 | Australia,Fiji,New Zealand | 126585 | 45748 | 0 | Approved | Reverse Cycle | N/A | Yes | Class 9 | Yes | Yes | N/A | Yes | Yes | Yes | N/A | 3.8388 | Available | N/A | N/A | http://www.mhiaa.com.au/ | http://www.mhiaa.com.au/ | Yes | 0 | https://reg.energyrating.gov.au/static/common/images/star_ratings_2014/aircon_rating_3_3.png | AAC4445 | Yes | Variable output compressor | Inverter | No | - | 7100 | 1.84 | - | 655 | 3550 | No | - | - | - | 1681.76 | 7646.7 | No | 598.67 | 3823.35 | No | - | - | 8000 | 2.02 | 750 | 4000 | No | - | - | Yes | 3010 | 8100 | No | - | - | No | - | - | - | - | - | No | - | - | No | - | - | No | - | -
DXC24ZRA-W / DXK24ZRA-WF1 | SRK71/DXK24ZRA-WF1 | N/A | MITSUBISHI HEAVY INDUSTRIES | N/A | Non Ducted | Single Split System | Wall Hung | Air | Air | Thailand | 1.84 | N/A | 7.1 | N/A | N/A | N/A | N/A | N/A | 2.02 | 8 | Calorimeter Room | 3.8367 | 4.0059 | N/A | - | N/A | N/A | N/A | N/A | N/A | N/A | N/A | N/A | N/A | N/A | N/A | N/A | N/A | N/A | N/A | N/A | N/A | Single | R32 | Australia,Fiji,New Zealand | 160949 | 47251 | 0 | Approved | Reverse Cycle | N/A | Yes | Class 9 | Yes | N/A | N/A | N/A | N/A | N/A | N/A | N/A | Available | N/A | N/A | http://www.mhiaa.com.au/ | http://www.mhiaa.com.au | N/A | 0 | 0 | AAC8233 | Yes | Variable output compressor | Inverter | No | - | 7100 | 1.84 | - | 670 | 3550 | No | - | - | - | 1681.76 | 7646.7 | Yes | 570 | 3820 | No | - | - | 8000 | 2.02 | 760 | 4000 | No | - | - | Yes | 3015 | 8100 | No | - | - | No | - | - | - | - | - | No | - | - | No | - | - | No | - | -
DXC24ZRA-W/DXK24ZRA-WF | SRK71/DXK24ZRA-WF | N/A | MITSUBISHI HEAVY INDUSTRIES | N/A | Non Ducted | Single Split System | Wall Hung | Air | Air | Thailand | 1.84 | N/A | 7.1 | N/A | N/A | N/A | N/A | N/A | 2.02 | 8 | Calorimeter Room | 3.8367 | 4.0059 | N/A | - | N/A | N/A | N/A | N/A | N/A | N/A | N/A | N/A | N/A | N/A | N/A | N/A | N/A | N/A | N/A | N/A | N/A | Single | R32 | Australia,Fiji,New Zealand | 156525 | 47002 | 0 | Approved | Reverse Cycle | N/A | Yes | Class 9 | Yes | N/A | N/A | N/A | N/A | N/A | N/A | N/A | Available | N/A | N/A | http://www.mhiaa.com.au/ | http://www.mhiaa.com.au/ | N/A | 0 | 0 | AAC7764 | Yes | Variable output compressor | Inverter | No | - | 7100 | 1.84 | - | 655 | 3550 | No | - | - | - | 1681.76 | 7646.7 | Yes | 580 | 3820 | No | - | - | 8000 | 2.02 | 760 | 4000 | No | - | - | Yes | 3015 | 8100 | No | - | - | No | - | - | - | - | - | No | - | - | No | - | - | No | - | -
DXC24ZTLA-W / DXK24ZTLA-W | SRK71/DXK24ZTLA-WF | N/A | MITSUBISHI HEAVY INDUSTRIES | N/A | Non Ducted | Single Split System | Wall Hung | Air | Air | Thailand | 2.27 | N/A | 7.1 | N/A | N/A | N/A | N/A | N/A | 2.3 | 8 | Calorimeter Room | 3.1572 | 3.5009 | N/A | 55.535 | N/A | N/A | N/A | N/A | N/A | N/A | N/A | N/A | N/A | N/A | N/A | N/A | N/A | N/A | N/A | N/A | N/A | Single | R32 | Australia,Fiji,New Zealand | 142681 | 46368 | 0 | Approved | Reverse Cycle | N/A | Yes | Class 9 | Yes | N/A | N/A | N/A | N/A | N/A | N/A | N/A | Available | N/A | N/A | http://www.mhiaa.com.au/ | http://www.mhiaa.com.au/ | N/A | 0 | 0 | AAC6392 | Yes | Variable output compressor | Inverter | No | - | 7100 | 2.27 | - | 675 | 3500 | No | - | - | - | 2074.78 | 7646.7 | Yes | 585 | 3810 | No | - | - | 8000 | 2.3 | 785 | 3940 | No | - | - | Yes | 2865 | 7420 | No | - | - | No | - | - | - | - | - | No | - | - | No | - | - | No | - | -
DXC24ZTLA-W / DXK24ZTLA-WF | SRK71/DXK24ZTLA-WF | N/A | MITSUBISHI HEAVY INDUSTRIES | N/A | Non Ducted | Single Split System | Wall Hung | Air | Air | Thailand | 2.27 | N/A | 7.1 | N/A | N/A | N/A | N/A | N/A | 2.3 | 8 | Calorimeter Room | 3.1572 | 3.5009 | N/A | 55.535 | N/A | N/A | N/A | N/A | N/A | N/A | N/A | N/A | N/A | N/A | N/A | N/A | N/A | N/A | N/A | N/A | N/A | Single | R32 | Australia,Fiji,New Zealand | 142681 | 46368 | 0 | Approved | Reverse Cycle | N/A | Yes | Class 9 | Yes | N/A | N/A | N/A | N/A | N/A | N/A | N/A | Available | N/A | N/A | http://www.mhiaa.com.au/ | http://www.mhiaa.com.au/ | N/A | 0 | 0 | AAC6392 | Yes | Variable output compressor | Inverter | No | - | 7100 | 2.27 | - | 675 | 3500 | No | - | - | - | 2074.78 | 7646.7 | Yes | 585 | 3810 | No | - | - | 8000 | 2.3 | 785 | 3940 | No | - | - | Yes | 2865 | 7420 | No | - | - | No | - | - | - | - | - | No | - | - | No | - | - | No | - | -
DXC28ZRA-W / DXK28ZRA-W | SRK/DXK_80/28_ZRA-W | N/A | MITSUBISHI HEAVY INDUSTRIES | 1.82 | Non Ducted | Single Split System | Wall Hung | Air | Air | Thailand | 2.22 | 6.18 | 8 | N/A | 2.7322 | 8.224 | 3.01 | N/A | 2.4 | 9 | Calorimeter Room | 3.6025 | 3.7657 | Yes | - | N/A | 3 | 3 | N/A | N/A | N/A | N/A | N/A | 3.5863 | 3.7501 | N/A | N/A | 2.6726 | 3.0002 | 2.5 | 3 | Calorimeter Room | Single | R32 | Australia,Fiji,New Zealand | 126586 | 45748 | 0 | Approved | Reverse Cycle | N/A | Yes | Class 9 | Yes | Yes | N/A | Yes | Yes | Yes | N/A | 3.6025 | Available | N/A | N/A | http://www.mhiaa.com.au/ | http://www.mhiaa.com.au/ | Yes | 0 | https://reg.energyrating.gov.au/static/common/images/star_ratings_2014/aircon_rating_2.5_3.png | AAC4449 | Yes | Variable output compressor | Inverter | No | - | 8000 | 2.22 | - | 735 | 4000 | No | - | - | - | 2029.08 | 8616 | No | 671.79 | 4308 | No | - | - | 9000 | 2.4 | 835 | 4500 | No | - | - | Yes | 3010 | 8200 | No | - | - | No | - | - | - | - | - | No | - | - | No | - | - | No | - | -
DXC28ZRA-W / DXK28ZRA-WF1 | SRK80/DXK28ZRA-WF1 | N/A | MITSUBISHI HEAVY INDUSTRIES | N/A | Non Ducted | Single Split System | Wall Hung | Air | Air | Thailand | 2.22 | N/A | 8 | N/A | N/A | N/A | N/A | N/A | 2.4 | 9 | Calorimeter Room | 3.6009 | 3.7641 | N/A | - | N/A | N/A | N/A | N/A | N/A | N/A | N/A | N/A | N/A | N/A | N/A | N/A | N/A | N/A | N/A | N/A | N/A | Single | R32 | Australia,Fiji,New Zealand | 160993 | 47251 | 0 | Approved | Reverse Cycle | N/A | Yes | Class 9 | Yes | N/A | N/A | N/A | N/A | N/A | N/A | N/A | Available | N/A | N/A | http://www.mhiaa.com.au/ | http://www.mhiaa.com.au/ | N/A | 0 | 0 | AAC8227 | Yes | Variable output compressor | Inverter | No | - | 8000 | 2.22 | - | 765 | 4000 | No | - | - | - | 2029.08 | 8616 | Yes | 660 | 4310 | No | - | - | 9000 | 2.4 | 850 | 4500 | No | - | - | Yes | 3020 | 8200 | No | - | - | No | - | - | - | - | - | - | - | - | No | - | - | No | - | -
DXC28ZRA-W/DXK28ZRA-WF | SRK80/DXK28ZRA-WF | N/A | MITSUBISHI HEAVY INDUSTRIES | N/A | Non Ducted | Single Split System | Wall Hung | Air | Air | Thailand | 2.22 | N/A | 8 | N/A | N/A | N/A | N/A | N/A | 2.4 | 9 | Calorimeter Room | 3.6009 | 3.7641 | N/A | - | N/A | N/A | N/A | N/A | N/A | N/A | N/A | N/A | N/A | N/A | N/A | N/A | N/A | N/A | N/A | N/A | N/A | Single | R32 | Australia,Fiji,New Zealand | 156526 | 46999 | 0 | Approved | Reverse Cycle | N/A | Yes | Class 9 | Yes | N/A | N/A | N/A | N/A | N/A | N/A | N/A | Available | N/A | N/A | http://www.mhiaa.com.au/ | http://www.mhiaa.com.au/ | N/A | 0 | 0 | AAC7758 | Yes | Variable output compressor | Inverter | No | - | 8000 | 2.22 | - | 750 | 4000 | No | - | - | - | 2029.08 | 8616 | No | 685.5 | 4308 | No | - | - | 9000 | 2.4 | 850 | 4500 | No | - | - | Yes | 3020 | 8200 | No | - | - | No | - | - | - | - | - | No | - | - | No | - | - | No | - | -
DXC33ZRA-W / DXK33ZRA-WF1 | SRK95/DXK33ZRA-WF1 | N/A | MITSUBISHI HEAVY INDUSTRIES | N/A | Non Ducted | Single Split System | Wall Hung | Air | Air | Thailand | 2.56 | N/A | 9.5 | N/A | N/A | N/A | N/A | N/A | 2.64 | 10.3 | Calorimeter Room | 3.6385 | 3.8668 | N/A | - | N/A | N/A | N/A | N/A | N/A | N/A | N/A | N/A | N/A | N/A | N/A | N/A | N/A | N/A | N/A | N/A | N/A | Single | R32 | Australia,Fiji,New Zealand | 161020 | 47252 | 0 | Approved | Reverse Cycle | N/A | Yes | Class 9 | Yes | N/A | N/A | N/A | N/A | N/A | N/A | N/A | Available | N/A | N/A | http://www.mhiaa.com.au/ | http://www.mhiaa.com.au/ | N/A | 0 | 0 | AAC8238 | Yes | Variable output compressor | Inverter | No | - | 9500 | 2.56 | - | 920 | 4750 | No | - | - | - | 2339.84 | 10231.5 | Yes | 780 | 5115 | No | - | - | 10300 | 2.64 | 942 | 5150 | No | - | - | Yes | 3600 | 9600 | No | - | - | No | - | - | - | - | - | No | - | - | No | - | - | No | - | -
DXC33ZRA-W /DXK33ZRA-W | SRK95/DXK33ZRA-W | N/A | MITSUBISHI HEAVY INDUSTRIES | 2.52 | Non Ducted | Single Split System | Wall Hung | Air | Air | Thailand | 2.56 | 6.98 | 9.5 | N/A | 2.9003 | 9.6 | 3.31 | N/A | 2.64 | 10.3 | Calorimeter Room | 3.6399 | 3.8683 | Yes | - | N/A | 3 | 3 | N/A | N/A | N/A | N/A | N/A | 3.6258 | 3.8537 | N/A | N/A | 2.7516 | 3.2074 | 2.5 | 3 | Calorimeter Room | Single | R32 | Australia,Fiji,New Zealand | 126587 | 45748 | 0 | Approved | Reverse Cycle | N/A | Yes | Class 9 | Yes | Yes | N/A | Yes | Yes | Yes | N/A | 3.6399 | Available | N/A | N/A | http://www.mhiaa.com.au/ | http://www.mhiaa.com.au | Yes | 0 | https://reg.energyrating.gov.au/static/common/images/star_ratings_2014/aircon_rating_2.5_3.png | AAC4444 | Yes | Variable output compressor | Inverter | No | - | 9500 | 2.56 | - | 920 | 4750 | No | - | - | - | 2339.84 | 10231.5 | No | 840.88 | 5115.75 | No | - | - | 10300 | 2.64 | 920 | 5150 | No | - | - | Yes | 3300 | 9600 | No | - | - | No | - | - | - | - | - | No | - | - | - | - | - | No | - | -
DXC33ZRA-W/DXK33ZRA-WF | SRK95/DXK33ZTLA-WF | N/A | MITSUBISHI HEAVY INDUSTRIES | N/A | Non Ducted | Single Split System | Wall Hung | Air | Air | Thailand | 2.56 | N/A | 9.5 | N/A | N/A | N/A | N/A | N/A | 2.64 | 10.3 | Calorimeter Room | 3.6385 | 3.8668 | N/A | - | N/A | N/A | N/A | N/A | N/A | N/A | N/A | N/A | N/A | N/A | N/A | N/A | N/A | N/A | N/A | N/A | N/A | Single | R32 | Australia,Fiji,New Zealand | 156527 | 47001 | 0 | Approved | Reverse Cycle | N/A | Yes | Class 9 | Yes | N/A | N/A | N/A | N/A | N/A | N/A | N/A | Available | N/A | N/A | http://www.mhiaa.com.au/ | http://www.mhiaa.com.au/ | N/A | 0 | 0 | AAC7763 | Yes | Variable output compressor | Inverter | No | - | 9500 | 2.56 | - | 920 | 4750 | No | - | - | - | 2339.84 | 10231.5 | Yes | 815 | 5115 | No | - | - | 10300 | 2.64 | 942 | 5150 | No | - | - | Yes | 3600 | 9600 | No | - | - | No | - | - | - | - | - | No | - | - | No | - | - | No | - | -
FDC(A)100VNA-W / SRK100ZR-W | FDC(A)100VNA-W / SRK100ZR-W | N/A | MITSUBISHI HEAVY INDUSTRIES | N/A | Non Ducted | Single Split System | Wall Hung | Air | Air | Thailand | 3.19 | N/A | 10 | N/A | N/A | N/A | N/A | N/A | 3.04 | 11.2 | Calorimeter Room | 3.2495 | 3.5973 | N/A | - | N/A | N/A | N/A | N/A | N/A | N/A | N/A | N/A | N/A | N/A | N/A | N/A | N/A | N/A | N/A | N/A | N/A | Single | R32 | Australia,Fiji,New Zealand | 139062 | 46189 | 0 | Approved | Reverse Cycle | N/A | Yes | Class 11 | Yes | N/A | N/A | N/A | N/A | N/A | N/A | N/A | Available | N/A | N/A | http://www.mhiaa.com.au/ | http://www.mhiaa.com.au | N/A | 0 | 0 | AAC6096 | Yes | Variable output compressor | Inverter | No | - | 10000 | 3.19 | - | 1050 | 5000 | No | - | - | - | 2915.66 | 10770 | No | 959.7 | 5385 | No | - | - | 11200 | 3.04 | 1200 | 5600 | No | - | - | Yes | 3150 | 7400 | No | - | - | No | - | - | - | - | - | No | - | - | No | - | - | No | - | -
FDC(A)100VNP-W / FDE100VH | FDC(A)100VNP-W / FDE100VH | N/A | MITSUBISHI HEAVY INDUSTRIES | N/A | Non Ducted | Single Split System | Under ceiling | Air | Air | Thailand | 3 | N/A | 10 | N/A | N/A | N/A | N/A | N/A | 2.36 | 10 | Calorimeter Room | 3.2365 | 4.3636 | N/A | - | N/A | N/A | N/A | N/A | N/A | N/A | N/A | N/A | N/A | N/A | N/A | N/A | N/A | N/A | N/A | N/A | N/A | Single | R32 | Australia,Fiji,New Zealand | 131178 | 45881 | 0 | Approved | Reverse Cycle | N/A | No | Class 11 | No | N/A | N/A | N/A | N/A | N/A | N/A | N/A | Available | N/A | N/A | http://www.mhiaa.com.au/ | http://www.mhiaa.com.au/ | N/A | 0 | 0 | AAC5143 | Yes | Variable output compressor | Inverter | No | - | 10000 | 3 | - | 950 | 5000 | No | - | - | - | 2742 | 10770 | No | 868.3 | 5385 | No | - | - | 10000 | 2.36 | 870 | 5000 | No | - | - | Yes | 2210 | 7600 | No | - | - | No | - | - | - | - | - | No | - | - | No | - | - | No | - | -
FDC(A)100VNP-W / FDE100VH | FDC(A)100VNP-W / FDE100VH | N/A | MITSUBISHI HEAVY INDUSTRIES | N/A | Non Ducted | Single Split System | Under ceiling | Air | Air | Thailand | 3 | N/A | 10 | N/A | N/A | N/A | N/A | N/A | 2.36 | 10 | Calorimeter Room | 3.2365 | 4.3636 | N/A | - | N/A | N/A | N/A | N/A | N/A | N/A | N/A | N/A | N/A | N/A | N/A | N/A | N/A | N/A | N/A | N/A | N/A | Single | R32 | Australia,Fiji,New Zealand | 131178 | 45881 | 0 | Approved | Reverse Cycle | N/A | No | Class 11 | No | N/A | N/A | N/A | N/A | N/A | N/A | N/A | Available | N/A | N/A | http://www.mhiaa.com.au/ | http://www.mhiaa.com.au/ | N/A | 0 | 0 | AAC5143 | Yes | Variable output compressor | Inverter | No | - | 10000 | 3 | - | 950 | 5000 | No | - | - | - | 2742 | 10770 | No | 868.3 | 5385 | No | - | - | 10000 | 2.36 | 870 | 5000 | No | - | - | Yes | 2210 | 7600 | No | - | - | No | - | - | - | - | - | No | - | - | No | - | - | No | - | -
FDC(A)100VNP-W / FDT100VH | FDC(A)100VNP-W / FDT100VH | N/A | MITSUBISHI HEAVY INDUSTRIES | N/A | Non Ducted | Single Split System | Cassette | Air | Air | Thailand | 2.84 | N/A | 10 | N/A | N/A | N/A | N/A | N/A | 2.33 | 10 | Calorimeter Room | 3.3713 | 4.2782 | N/A | - | N/A | N/A | N/A | N/A | N/A | N/A | N/A | N/A | N/A | N/A | N/A | N/A | N/A | N/A | N/A | N/A | N/A | Single | R32 | Australia,Fiji,New Zealand | 131130 | 45881 | 0 | Approved | Reverse Cycle | N/A | No | Class 11 | No | N/A | N/A | N/A | N/A | N/A | N/A | N/A | Available | N/A | N/A | http://www.mhiaa.com.au/ | http://www.mhiaa.com.au | N/A | 0 | 0 | AAC5142 | Yes | Variable output compressor | Inverter | No | - | 10000 | 2.84 | - | 950 | 5000 | No | - | - | - | 2595.76 | 10770 | No | 868.3 | 5385 | No | - | - | 10000 | 2.33 | 880 | 5000 | No | - | - | Yes | 2120 | 7600 | No | - | - | No | - | - | - | - | - | No | - | - | No | - | - | No | - | -
FDC(A)100VNP-W / FDT100VH | FDC(A)100VNP-W / FDT100VH | N/A | MITSUBISHI HEAVY INDUSTRIES | N/A | Non Ducted | Single Split System | Cassette | Air | Air | Thailand | 2.84 | N/A | 10 | N/A | N/A | N/A | N/A | N/A | 2.33 | 10 | Calorimeter Room | 3.3713 | 4.2782 | N/A | - | N/A | N/A | N/A | N/A | N/A | N/A | N/A | N/A | N/A | N/A | N/A | N/A | N/A | N/A | N/A | N/A | N/A | Single | R32 | Australia,Fiji,New Zealand | 131130 | 45881 | 0 | Approved | Reverse Cycle | N/A | No | Class 11 | No | N/A | N/A | N/A | N/A | N/A | N/A | N/A | Available | N/A | N/A | http://www.mhiaa.com.au/ | http://www.mhiaa.com.au | N/A | 0 | 0 | AAC5142 | Yes | Variable output compressor | Inverter | No | - | 10000 | 2.84 | - | 950 | 5000 | No | - | - | - | 2595.76 | 10770 | No | 868.3 | 5385 | No | - | - | 10000 | 2.33 | 880 | 5000 | No | - | - | Yes | 2120 | 7600 | No | - | - | No | - | - | - | - | - | No | - | - | No | - | - | No | - | -
FDC(A)100VNP-W / FDU100VH | FDC(A)100VNP-W / FDU100VH | N/A | MITSUBISHI HEAVY INDUSTRIES | N/A | Ducted | Single Split System | - | Air | Air | Thailand | 3.08 | N/A | 10 | N/A | N/A | N/A | N/A | N/A | 2.45 | 10 | Enthalpy Test Room | 3.3844 | 4.2825 | N/A | - | N/A | N/A | N/A | N/A | N/A | N/A | N/A | N/A | N/A | N/A | N/A | N/A | N/A | N/A | N/A | N/A | N/A | Single | R32 | Australia,Fiji,New Zealand | 131184 | 45881 | 0 | Approved | Reverse Cycle | N/A | No | Class 11 | No | N/A | N/A | N/A | N/A | N/A | N/A | N/A | Available | N/A | N/A | http://www.mhiaa.com.au/ | http://www.mhiaa.com.au | N/A | 0 | 0 | AAC5144 | Yes | Variable output compressor | Inverter | No | - | 10000 | 3.08 | - | 1070 | 5000 | No | - | - | - | 2815.12 | 10770 | No | 977.98 | 5385 | No | - | - | 10000 | 2.45 | 940 | 5000 | No | - | - | Yes | 2270 | 7600 | No | - | - | No | - | - | - | - | - | No | - | - | No | - | - | No | - | -
FDC(A)100VNP-W / FDU100VH | FDC(A)100VNP-W / FDU100VH | N/A | MITSUBISHI HEAVY INDUSTRIES | N/A | Ducted | Single Split System | - | Air | Air | Thailand | 3.08 | N/A | 10 | N/A | N/A | N/A | N/A | N/A | 2.45 | 10 | Enthalpy Test Room | 3.3844 | 4.2825 | N/A | - | N/A | N/A | N/A | N/A | N/A | N/A | N/A | N/A | N/A | N/A | N/A | N/A | N/A | N/A | N/A | N/A | N/A | Single | R32 | Australia,Fiji,New Zealand | 131184 | 45881 | 0 | Approved | Reverse Cycle | N/A | No | Class 11 | No | N/A | N/A | N/A | N/A | N/A | N/A | N/A | Available | N/A | N/A | http://www.mhiaa.com.au/ | http://www.mhiaa.com.au | N/A | 0 | 0 | AAC5144 | Yes | Variable output compressor | Inverter | No | - | 10000 | 3.08 | - | 1070 | 5000 | No | - | - | - | 2815.12 | 10770 | No | 977.98 | 5385 | No | - | - | 10000 | 2.45 | 940 | 5000 | No | - | - | Yes | 2270 | 7600 | No | - | - | No | - | - | - | - | - | No | - | - | No | - | - | No | - | -
FDC(A)100VNP-W / FDUA100VH | FDC(A)100VNP-W / FDUA100VH | N/A | MITSUBISHI HEAVY INDUSTRIES | N/A | Ducted | Single Split System | - | Air | Air | Thailand | 2.99 | N/A | 10 | N/A | N/A | N/A | N/A | N/A | 2.57 | 10 | Enthalpy Test Room | 3.3033 | 4.305 | N/A | - | N/A | N/A | N/A | N/A | N/A | N/A | N/A | N/A | N/A | N/A | N/A | N/A | N/A | N/A | N/A | N/A | N/A | Single | R32 | Australia,Fiji,New Zealand | 131189 | 45888 | 0 | Approved | Reverse Cycle | N/A | No | Class 11 | No | N/A | N/A | N/A | N/A | N/A | N/A | N/A | Available | N/A | N/A | http://www.mhiaa.com.au/ | http://www.mhiaa.com.au | N/A | 0 | 0 | AAC5172 | Yes | Variable output compressor | Inverter | No | - | 10000 | 2.99 | - | 990 | 5000 | No | - | - | - | 2732.86 | 10770 | No | 904.86 | 5385 | No | - | - | 10000 | 2.57 | 970 | 5000 | No | - | - | Yes | 2520 | 7600 | No | - | - | No | - | - | - | - | - | No | - | - | No | - | - | No | - | -
FDC(A)100VNP-W / FDUA100VH | FDC(A)100VNP-W / FDUA100VH | N/A | MITSUBISHI HEAVY INDUSTRIES | N/A | Ducted | Single Split System | - | Air | Air | Thailand | 2.99 | N/A | 10 | N/A | N/A | N/A | N/A | N/A | 2.57 | 10 | Enthalpy Test Room | 3.3033 | 4.305 | N/A | - | N/A | N/A | N/A | N/A | N/A | N/A | N/A | N/A | N/A | N/A | N/A | N/A | N/A | N/A | N/A | N/A | N/A | Single | R32 | Australia,Fiji,New Zealand | 131189 | 45888 | 0 | Approved | Reverse Cycle | N/A | No | Class 11 | No | N/A | N/A | N/A | N/A | N/A | N/A | N/A | Available | N/A | N/A | http://www.mhiaa.com.au/ | http://www.mhiaa.com.au | N/A | 0 | 0 | AAC5172 | Yes | Variable output compressor | Inverter | No | - | 10000 | 2.99 | - | 990 | 5000 | No | - | - | - | 2732.86 | 10770 | No | 904.86 | 5385 | No | - | - | 10000 | 2.57 | 970 | 5000 | No | - | - | Yes | 2520 | 7600 | No | - | - | No | - | - | - | - | - | No | - | - | No | - | - | No | - | -
FDC(A)100VSA-W / FDE100VH | FDC(A)100VSA-W / FDE100VH | N/A | MITSUBISHI HEAVY INDUSTRIES | N/A | Non Ducted | Single Split System | Under ceiling | Air | Air | Thailand | 2.85 | N/A | 10 | N/A | N/A | N/A | N/A | N/A | 2.54 | 11.2 | Calorimeter Room | 3.6627 | 4.5105 | N/A | - | N/A | N/A | N/A | N/A | N/A | N/A | N/A | N/A | N/A | N/A | N/A | N/A | N/A | N/A | N/A | N/A | N/A | Three | R32 | Australia,Fiji,New Zealand | 130667 | 45879 | 0 | Approved | Reverse Cycle | N/A | Yes | Class 11 | Yes | N/A | N/A | N/A | N/A | N/A | N/A | N/A | Available | N/A | N/A | http://www.mhiaa.com.au/ | http://www.mhiaa.com.au | N/A | 0 | 0 | AAC5120 | Yes | Variable output compressor | Inverter | No | - | 10000 | 2.85 | - | 910 | 5000 | No | - | - | - | 2604.9 | 10770 | No | 831.74 | 5385 | No | - | - | 11200 | 2.54 | 1000 | 5600 | No | - | - | Yes | 3070 | 10000 | No | - | - | No | - | - | - | - | - | No | - | - | No | - | - | No | - | -
FDC(A)100VSA-W / FDU100VH | FDC(A)100VSA-W / FDU100VH | N/A | MITSUBISHI HEAVY INDUSTRIES | N/A | Ducted | Single Split System | - | Air | Air | Thailand | 2.99 | N/A | 10 | N/A | N/A | N/A | N/A | N/A | 2.66 | 11.2 | Enthalpy Test Room | 3.8392 | 4.4109 | N/A | - | N/A | N/A | N/A | N/A | N/A | N/A | N/A | N/A | N/A | N/A | N/A | N/A | N/A | N/A | N/A | N/A | N/A | Three | R32 | Australia,Fiji,New Zealand | 130753 | 45880 | 0 | Approved | Reverse Cycle | N/A | Yes | Class 11 | Yes | N/A | N/A | N/A | N/A | N/A | N/A | N/A | Available | N/A | N/A | http://www.mhiaa.com.au/ | http://www.mhiaa.com.au | N/A | 0 | 0 | AAC5133 | Yes | Variable output compressor | Inverter | No | - | 10000 | 2.99 | - | 1030 | 5000 | No | - | - | - | 2732.86 | 10770 | No | 941.42 | 5385 | No | - | - | 11200 | 2.66 | 1070 | 5600 | No | - | - | Yes | 3120 | 10000 | No | - | - | No | - | - | - | - | - | No | - | - | No | - | - | No | - | -
FDC(A)100VSA-W / SRK100ZR-W | FDC(A)100VSA-W / SRK100ZR-W | N/A | MITSUBISHI HEAVY INDUSTRIES | N/A | Non Ducted | Single Split System | Wall Hung | Air | Air | Thailand | 3.19 | N/A | 10 | N/A | N/A | N/A | N/A | N/A | 3.04 | 11.2 | Calorimeter Room | 3.5033 | 3.6841 | N/A | - | N/A | N/A | N/A | N/A | N/A | N/A | N/A | N/A | N/A | N/A | N/A | N/A | N/A | N/A | N/A | N/A | N/A | Three | R32 | Australia,Fiji,New Zealand | 139120 | 46189 | 0 | Approved | Reverse Cycle | N/A | Yes | Class 11 | Yes | N/A | N/A | N/A | N/A | N/A | N/A | N/A | Available | N/A | N/A | http://www.mhiaa.com.au/ | http://www.mhiaa.com.au | N/A | 0 | 0 | AAC6097 | Yes | Variable output compressor | Inverter | No | - | 10000 | 3.19 | - | 1050 | 5000 | No | - | - | - | 2915.66 | 10770 | No | 959.7 | 5385 | No | - | - | 11200 | 3.04 | 1200 | 5600 | No | - | - | Yes | 3200 | 7700 | No | - | - | No | - | - | - | - | - | No | - | - | No | - | - | No | - | -
FDC(A)125VNP-W / FDE125VH | FDC(A)125VNP-W / FDE125VH | N/A | MITSUBISHI HEAVY INDUSTRIES | 2840 | Non Ducted | Single Split System | Under ceiling | Air | Air | Australia | 3.88 | 8580 | 12.1 | N/A | N/A | N/A | N/A | N/A | 3.3 | 12.1 | Calorimeter Room | 3.1045 | 3.6611 | N/A | - | N/A | N/A | N/A | N/A | N/A | N/A | N/A | N/A | N/A | N/A | N/A | N/A | N/A | N/A | N/A | N/A | N/A | Single | R32 | Australia,Fiji,New Zealand | 145059 | 46455 | 0 | Approved | Reverse Cycle | N/A | No | Class 11 | No | N/A | N/A | N/A | N/A | N/A | N/A | N/A | Available | N/A | N/A | http://www.mhiaa.com.au/ | http://www.mhiaa.com.au/ | N/A | 0 | 0 | AAC6554 | Yes | Variable output compressor | Inverter | No | - | 12100 | 3.88 | - | 1420 | 6050 | No | - | - | - | 3546.32 | 13031.7 | No | 1297.88 | 6515.85 | No | - | - | 12100 | 3.3 | 1500 | 6050 | No | - | - | Yes | 2850 | 7900 | No | - | - | No | - | - | - | - | - | No | - | - | No | - | - | No | - | -
FDC(A)125VNP-W / FDT125VH | FDC(A)125VNP-W / FDT125VH | N/A | MITSUBISHI HEAVY INDUSTRIES | N/A | Non Ducted | Single Split System | Cassette | Air | Air | Thailand | 3.69 | N/A | 12.1 | N/A | N/A | N/A | N/A | N/A | 3.2 | 12.1 | Calorimeter Room | 3.2472 | 3.805 | N/A | - | N/A | N/A | N/A | N/A | N/A | N/A | N/A | N/A | N/A | N/A | N/A | N/A | N/A | N/A | N/A | N/A | N/A | Single | R32 | Australia,Fiji,New Zealand | 144983 | 46449 | 0 | Approved | Reverse Cycle | N/A | No | Class 11 | No | N/A | N/A | N/A | N/A | N/A | N/A | N/A | Available | N/A | N/A | http://www.mhiaa.com.au/ | http://www.mhiaa.com.au/ | N/A | 0 | 0 | AAC6547 | Yes | Variable output compressor | Inverter | No | - | 12100 | 3.69 | - | 1420 | 6060 | No | - | - | - | 3372.66 | 13031.7 | No | 1297.88 | 6526.62 | No | - | - | 12100 | 3.2 | 1350 | 6050 | No | - | - | Yes | 2930 | 8500 | No | - | - | No | - | - | - | - | - | No | - | - | No | - | - | No | - | -
FDC(A)125VNP-W / FDU125VH | FDC(A)125VNP-W / FDU125VH | N/A | MITSUBISHI HEAVY INDUSTRIES | N/A | Ducted | Single Split System | - | Air | Air | Thailand | 3.85 | N/A | 12.1 | N/A | N/A | N/A | N/A | N/A | 3.28 | 12.1 | Enthalpy Test Room | 3.003 | 3.4625 | N/A | - | N/A | N/A | N/A | N/A | N/A | N/A | N/A | N/A | N/A | N/A | N/A | N/A | N/A | N/A | N/A | N/A | N/A | Single | R32 | Australia,Fiji,New Zealand | 144985 | 46455 | 0 | Approved | Reverse Cycle | N/A | No | Class 11 | No | N/A | N/A | N/A | N/A | N/A | N/A | N/A | Available | N/A | N/A | http://www.mhiaa.com.au/ | http://www.mhiaa.com.au/ | N/A | 0 | 0 | AAC6553 | Yes | Variable output compressor | Inverter | No | - | 12100 | 3.85 | - | 1500 | 6050 | No | - | - | - | 3518.9 | 13031.7 | No | 1371 | 6515.85 | No | - | - | 12100 | 3.28 | 1500 | 6050 | No | - | - | Yes | 2850 | 7900 | No | - | - | No | - | - | - | - | - | No | - | - | No | - | - | No | - | -
FDC(A)125VNP-W / FDUA125VH | FDC(A)125VNP-W / FDUA125VH | N/A | MITSUBISHI HEAVY INDUSTRIES | N/A | Ducted | Single Split System | - | Air | Air | Thailand | 3.85 | N/A | 12.1 | N/A | N/A | N/A | N/A | N/A | 3.28 | 12.1 | Enthalpy Test Room | 3.1441 | 3.7748 | N/A | - | N/A | N/A | N/A | N/A | N/A | N/A | N/A | N/A | N/A | N/A | N/A | N/A | N/A | N/A | N/A | N/A | N/A | Single | R32 | Australia,Fiji,New Zealand | 144996 | 46446 | 0 | Approved | Reverse Cycle | N/A | No | Class 11 | No | N/A | N/A | N/A | N/A | N/A | N/A | N/A | Available | N/A | N/A | http://www.mhiaa.com.au/ | http://www.mhiaa.com.au/ | N/A | 0 | 0 | AAC6535 | Yes | Variable output compressor | Inverter | No | - | 12100 | 3.85 | - | 1420 | 6050 | No | - | - | - | 3518.9 | 13031.7 | No | 1297.88 | 6515.85 | No | - | - | 12100 | 3.28 | 1500 | 6050 | No | - | - | Yes | 2850 | 7900 | No | - | - | No | - | - | - | - | - | No | - | - | No | - | - | No | - | -
FDC(A)125VNX-W / FDE125VH | FDC(A)125VNX-W / FDE125VH | N/A | MITSUBISHI HEAVY INDUSTRIES | N/A | Non Ducted | Single Split System | Under ceiling | Air | Air | Thailand | 3.34 | N/A | 12.5 | N/A | N/A | N/A | N/A | N/A | 3.74 | 14 | Calorimeter Room | 3.6154 | 4.0207 | N/A | - | N/A | N/A | N/A | N/A | N/A | N/A | N/A | N/A | N/A | N/A | N/A | N/A | N/A | N/A | N/A | N/A | N/A | Single | R32 | Australia,Fiji,New Zealand | 133768 | 46047 | 0 | Approved | Reverse Cycle | N/A | Yes | Class 11 | Yes | N/A | N/A | N/A | N/A | N/A | N/A | N/A | Available | N/A | N/A | http://www.mhiaa.com.au/ | http://www.mhiaa.com.au | N/A | 0 | 0 | AAC5672 | Yes | Variable output compressor | Inverter | No | - | 12500 | 3.34 | - | 1290 | 6250 | No | - | - | - | 3052.76 | 13462.5 | No | 1179.06 | 6731.25 | No | - | - | 14000 | 3.74 | 1240 | 7000 | No | - | - | Yes | 5830 | 14900 | No | - | - | No | - | - | - | - | - | No | - | - | No | - | - | No | - | -
FDC(A)125VNX-W / FDT125VH | FDC(A)125VNX-W / FDT125VH | N/A | MITSUBISHI HEAVY INDUSTRIES | N/A | Non Ducted | Single Split System | Cassette | Air | Air | Thailand | 3.21 | N/A | 12.5 | N/A | N/A | N/A | N/A | N/A | 3.43 | 14 | Calorimeter Room | 3.8853 | 4.1646 | N/A | - | N/A | N/A | N/A | N/A | N/A | N/A | N/A | N/A | N/A | N/A | N/A | N/A | N/A | N/A | N/A | N/A | N/A | Single | R32 | Australia,Fiji,New Zealand | 133775 | 46043 | 0 | Approved | Reverse Cycle | N/A | Yes | Class 11 | Yes | N/A | N/A | N/A | N/A | N/A | N/A | N/A | Available | N/A | N/A | http://www.mhiaa.com.au/ | http://www.mhiaa.com.au | N/A | 0 | 0 | AAC5654 | Yes | Variable output compressor | Inverter | No | - | 12500 | 3.21 | - | 1240 | 6250 | No | - | - | - | 2933.94 | 13462.5 | No | 1133.36 | 6731.25 | No | - | - | 14000 | 3.43 | 1240 | 7000 | No | - | - | Yes | 5310 | 14700 | No | - | - | No | - | - | - | - | - | No | - | - | No | - | - | No | - | -
FDC(A)125VNX-W / FDU125VH | FDC(A)125VNX-W / FDU125VH | N/A | MITSUBISHI HEAVY INDUSTRIES | N/A | Ducted | Single Split System | - | Air | Air | Thailand | 3.49 | N/A | 12.5 | N/A | N/A | N/A | N/A | N/A | 3.61 | 14 | Enthalpy Test Room | 3.766 | 3.9218 | N/A | - | N/A | N/A | N/A | N/A | N/A | N/A | N/A | N/A | N/A | N/A | N/A | N/A | N/A | N/A | N/A | N/A | N/A | Single | R32 | Australia,Fiji,New Zealand | 133519 | 46043 | 0 | Approved | Reverse Cycle | N/A | Yes | Class 11 | Yes | N/A | N/A | N/A | N/A | N/A | N/A | N/A | Available | N/A | N/A | http://www.mhiaa.com.au/ | http://www.mhiaa.com.au | N/A | 0 | 0 | AAC5652 | Yes | Variable output compressor | Inverter | No | - | 12500 | 3.49 | - | 1430 | 6250 | No | - | - | - | 3189.86 | 13462.5 | No | 1307.02 | 6731.25 | No | - | - | 14000 | 3.61 | 1440 | 7000 | No | - | - | Yes | 4490 | 13100 | No | - | - | No | - | - | - | - | - | No | - | - | No | - | - | No | - | -
FDC(A)125VNX-W / FDUA125 | FDC(A)125VNX-W / FDUA125 | N/A | MITSUBISHI HEAVY INDUSTRIES | N/A | Ducted | Single Split System | - | Air | Air | Thailand | 3.83 | N/A | 12.5 | N/A | N/A | N/A | N/A | N/A | 3.68 | 14 | Enthalpy Test Room | 3.8814 | 4.0192 | N/A | - | N/A | N/A | N/A | N/A | N/A | N/A | N/A | N/A | N/A | N/A | N/A | N/A | N/A | N/A | N/A | N/A | N/A | Single | R32 | Australia,Fiji,New Zealand | 136583 | 46098 | 0 | Approved | Reverse Cycle | N/A | Yes | Class 11 | Yes | N/A | N/A | N/A | N/A | N/A | N/A | N/A | Available | N/A | N/A | http://www.mhiaa.com.au/ | http://www.mhiaa.com.au | N/A | 0 | 0 | AAC5839 | Yes | Variable output compressor | Inverter | No | - | 12500 | 3.83 | - | 1400 | 6250 | No | - | - | - | 3500.62 | 13462.5 | No | 1279.6 | 6731.25 | No | - | - | 14000 | 3.68 | 1400 | 7000 | No | - | - | Yes | 5110 | 14200 | No | - | - | No | - | - | - | - | - | No | - | - | No | - | - | No | - | -
FDC(A)125VSX-W / FDE125VH | FDC(A)125VSX-W / FDE125VH | N/A | MITSUBISHI HEAVY INDUSTRIES | N/A | Non Ducted | Single Split System | Under ceiling | Air | Air | Thailand | 3.77 | N/A | 12.5 | N/A | N/A | N/A | N/A | N/A | 3.74 | 14 | Calorimeter Room | 3.4597 | 3.7813 | N/A | - | N/A | N/A | N/A | N/A | N/A | N/A | N/A | N/A | N/A | N/A | N/A | N/A | N/A | N/A | N/A | N/A | N/A | Three | R32 | Australia,Fiji,New Zealand | 133772 | 46044 | 0 | Approved | Reverse Cycle | N/A | Yes | Class 11 | Yes | N/A | N/A | N/A | N/A | N/A | N/A | N/A | Available | N/A | N/A | http://www.mhiaa.com.au/ | http://www.mhiaa.com.au | N/A | 0 | 0 | AAC5671 | Yes | Variable output compressor | Inverter | No | - | 12500 | 3.77 | - | 1290 | 6250 | No | - | - | - | 3445.78 | 13462.5 | No | 1179.06 | 6731.25 | No | - | - | 14000 | 3.74 | 1240 | 7000 | No | - | - | Yes | 5830 | 14900 | No | - | - | No | - | - | - | - | - | No | - | - | No | - | - | No | - | -
FDC(A)125VSX-W / FDT125VH | FDC(A)125VSX-W / FDT125VH | N/A | MITSUBISHI HEAVY INDUSTRIES | N/A | Non Ducted | Single Split System | Cassette | Air | Air | Thailand | 3.81 | N/A | 12.5 | N/A | N/A | N/A | N/A | N/A | 3.72 | 14 | Calorimeter Room | 3.6387 | 4.0768 | N/A | - | N/A | N/A | N/A | N/A | N/A | N/A | N/A | N/A | N/A | N/A | N/A | N/A | N/A | N/A | N/A | N/A | N/A | Three | R32 | Australia,Fiji,New Zealand | 133776 | 46047 | 0 | Approved | Reverse Cycle | N/A | Yes | Class 11 | Yes | N/A | N/A | N/A | N/A | N/A | N/A | N/A | Available | N/A | N/A | http://www.mhiaa.com.au/ | http://www.mhiaa.com.au | N/A | 0 | 0 | AAC5673 | Yes | Variable output compressor | Inverter | No | - | 12500 | 3.81 | - | 1480 | 6250 | No | - | - | - | 3482.34 | 13462.5 | No | 1352.72 | 6731.25 | No | - | - | 14000 | 3.72 | 1470 | 7000 | No | - | - | Yes | 5310 | 14700 | No | - | - | No | - | - | - | - | - | No | - | - | No | - | - | No | - | -
FDC(A)125VSX-W / FDU125VH | FDC(A)125VSX-W / FDU125VH | N/A | MITSUBISHI HEAVY INDUSTRIES | N/A | Ducted | Single Split System | - | Air | Air | Thailand | 3.49 | N/A | 12.5 | N/A | N/A | N/A | N/A | N/A | 3.61 | 14 | Enthalpy Test Room | 3.6659 | 3.9529 | N/A | - | N/A | N/A | N/A | N/A | N/A | N/A | N/A | N/A | N/A | N/A | N/A | N/A | N/A | N/A | N/A | N/A | N/A | Three | R32 | Australia,Fiji,New Zealand | 133527 | 46043 | 0 | Approved | Reverse Cycle | N/A | Yes | Class 11 | Yes | N/A | N/A | N/A | N/A | N/A | N/A | N/A | Available | N/A | N/A | http://www.mhiaa.com.au/ | http://www.mhiaa.com.au | N/A | 0 | 0 | AAC5653 | Yes | Variable output compressor | Inverter | No | - | 12500 | 3.49 | - | 1430 | 6250 | No | - | - | - | 3189.86 | 13462.5 | No | 1307.02 | 6731.25 | No | - | - | 14000 | 3.61 | 1440 | 7000 | No | - | - | Yes | 4490 | 13100 | No | - | - | No | - | - | - | - | - | No | - | - | No | - | - | No | - | -
FDC(A)125VSX-W / FDUA125 | FDC(A)125VSX-W / FDUA125 | N/A | MITSUBISHI HEAVY INDUSTRIES | N/A | Ducted | Single Split System | - | Air | Air | Thailand | 3.83 | N/A | 12.5 | N/A | N/A | N/A | N/A | N/A | 3.68 | 14 | Enthalpy Test Room | 3.7953 | 4.0427 | N/A | - | N/A | N/A | N/A | N/A | N/A | N/A | N/A | N/A | N/A | N/A | N/A | N/A | N/A | N/A | N/A | N/A | N/A | Three | R32 | Australia,Fiji,New Zealand | 136586 | 46093 | 0 | Approved | Reverse Cycle | N/A | Yes | Class 11 | Yes | N/A | N/A | N/A | N/A | N/A | N/A | N/A | Available | N/A | N/A | http://www.mhiaa.com.au/ | http://www.mhiaa.com.au | N/A | 0 | 0 | AAC5832 | Yes | Variable output compressor | Inverter | No | - | 12500 | 3.83 | - | 1400 | 6250 | No | - | - | - | 3500.62 | 13462.5 | No | 1279.6 | 6731.25 | No | - | - | 14000 | 3.68 | 1400 | 7000 | No | - | - | Yes | 5110 | 14200 | No | - | - | No | - | - | - | - | - | No | - | - | No | - | - | No | - | -
FDC(A)140VNX-W / FDE140VH | FDC(A)140VNX-W / FDE140VH | N/A | MITSUBISHI HEAVY INDUSTRIES | N/A | Non Ducted | Single Split System | Under ceiling | Air | Air | Thailand | 4.08 | N/A | 14 | N/A | N/A | N/A | N/A | N/A | 4.41 | 16 | Calorimeter Room | 3.3503 | 3.7486 | N/A | - | N/A | N/A | N/A | N/A | N/A | N/A | N/A | N/A | N/A | N/A | N/A | N/A | N/A | N/A | N/A | N/A | N/A | Single | R32 | Australia,Fiji,New Zealand | 133381 | 46044 | 0 | Approved | Reverse Cycle | N/A | Yes | Class 11 | Yes | N/A | N/A | N/A | N/A | N/A | N/A | N/A | Available | N/A | N/A | http://www.mhiaa.com.au/ | http://www.mhiaa.com.au | N/A | 0 | 0 | AAC5660 | Yes | Variable output compressor | Inverter | No | - | 14000 | 4.08 | - | 1520 | 7000 | No | - | - | - | 3729.12 | 15078 | No | 1389.28 | 7539 | No | - | - | 16000 | 4.41 | 1500 | 8000 | No | - | - | Yes | 6120 | 15500 | No | - | - | No | - | - | - | - | - | No | - | - | No | - | - | No | - | -
FDC(A)140VNX-W / FDT140VH | FDC(A)140VNX-W / FDT140VH | N/A | MITSUBISHI HEAVY INDUSTRIES | N/A | Non Ducted | Single Split System | Cassette | Air | Air | Thailand | 3.87 | N/A | 14 | N/A | N/A | N/A | N/A | N/A | 4.2 | 16 | Calorimeter Room | 3.5609 | 3.8337 | N/A | - | N/A | N/A | N/A | N/A | N/A | N/A | N/A | N/A | N/A | N/A | N/A | N/A | N/A | N/A | N/A | N/A | N/A | Single | R32 | Australia,Fiji,New Zealand | 133466 | 46044 | 0 | Approved | Reverse Cycle | N/A | Yes | Class 11 | Yes | N/A | N/A | N/A | N/A | N/A | N/A | N/A | Available | N/A | N/A | http://www.mhiaa.com.au/ | http://www.mhiaa.com.au | N/A | 0 | 0 | AAC5670 | Yes | Variable output compressor | Inverter | No | - | 14000 | 3.87 | - | 1480 | 7000 | No | - | - | - | 3537.18 | 15078 | No | 1352.72 | 7539 | No | - | - | 16000 | 4.2 | 1480 | 8000 | No | - | - | Yes | 6170 | 15500 | No | - | - | No | - | - | - | - | - | No | - | - | No | - | - | No | - | -
FDC(A)140VNX-W / FDU140VH | FDC(A)140VNX-W / FDU140VH | N/A | MITSUBISHI HEAVY INDUSTRIES | N/A | Ducted | Single Split System | - | Air | Air | Thailand | 4.22 | N/A | 14 | N/A | N/A | N/A | N/A | N/A | 4.22 | 16 | Enthalpy Test Room | 3.7881 | 4.0788 | N/A | - | N/A | N/A | N/A | N/A | N/A | N/A | N/A | N/A | N/A | N/A | N/A | N/A | N/A | N/A | N/A | N/A | N/A | Single | R32 | Australia,Fiji,New Zealand | 133112 | 46044 | 0 | Approved | Reverse Cycle | N/A | Yes | Class 11 | Yes | N/A | N/A | N/A | N/A | N/A | N/A | N/A | Available | N/A | N/A | http://www.mhiaa.com.au/ | http://www.mhiaa.com.au | N/A | 0 | 0 | AAC5658 | Yes | Variable output compressor | Inverter | No | - | 14000 | 4.22 | - | 1660 | 7000 | No | - | - | - | 3857.08 | 15078 | No | 1517.24 | 7539 | No | - | - | 16000 | 4.22 | 1690 | 8000 | No | - | - | Yes | 5850 | 15500 | No | - | - | No | - | - | - | - | - | No | - | - | No | - | - | No | - | -
FDC(A)140VNX-W / FDUA140 | FDC(A)140VNX-W / FDUA140 | N/A | MITSUBISHI HEAVY INDUSTRIES | N/A | Ducted | Single Split System | - | Air | Air | Australia | 4.02 | N/A | 14 | N/A | N/A | N/A | N/A | N/A | 4.19 | 16 | Enthalpy Test Room | 3.4895 | 4.0417 | N/A | - | N/A | N/A | N/A | N/A | N/A | N/A | N/A | N/A | N/A | N/A | N/A | N/A | N/A | N/A | N/A | N/A | N/A | Single | R32 | Australia,Fiji,New Zealand | 136624 | 46093 | 0 | Approved | Reverse Cycle | N/A | Yes | Class 11 | Yes | N/A | N/A | N/A | N/A | N/A | N/A | N/A | Available | N/A | N/A | http://www.mhiaa.com.au/ | http://www.mhiaa.com.au | N/A | 0 | 0 | AAC5833 | Yes | Variable output compressor | Inverter | No | - | 14000 | 4.02 | - | 1720 | 7000 | No | - | - | - | 3674.28 | 15078 | No | 1572.08 | 7539 | No | - | - | 16000 | 4.19 | 1580 | 8000 | No | - | - | Yes | 5610 | 15500 | No | - | - | No | - | - | - | - | - | No | - | - | No | - | - | No | - | -
FDC(A)140VSX-W / FDE140VH | FDC(A)140VSX-W / FDE140VH | N/A | MITSUBISHI HEAVY INDUSTRIES | N/A | Non Ducted | Single Split System | Under ceiling | Air | Air | Thailand | 4.08 | N/A | 14 | N/A | N/A | N/A | N/A | N/A | 4.41 | 16 | Calorimeter Room | 3.5023 | 3.9006 | N/A | - | N/A | N/A | N/A | N/A | N/A | N/A | N/A | N/A | N/A | N/A | N/A | N/A | N/A | N/A | N/A | N/A | N/A | Three | R32 | Australia,Fiji,New Zealand | 133382 | 46044 | 0 | Approved | Reverse Cycle | N/A | Yes | Class 11 | Yes | N/A | N/A | N/A | N/A | N/A | N/A | N/A | Available | N/A | N/A | http://www.mhiaa.com.au/ | http://www.mhiaa.com.au | N/A | 0 | 0 | AAC5669 | Yes | Variable output compressor | Inverter | No | - | 14000 | 4.08 | - | 1520 | 7000 | No | - | - | - | 3729.12 | 15078 | No | 1389.28 | 7539 | No | - | - | 16000 | 4.41 | 1500 | 8000 | No | - | - | Yes | 6120 | 15500 | No | - | - | No | - | - | - | - | - | - | - | - | No | - | - | No | - | -
FDC(A)140VSX-W / FDT140VH | FDC(A)140VSX-W / FDT140VH | N/A | MITSUBISHI HEAVY INDUSTRIES | N/A | Non Ducted | Single Split System | Cassette | Air | Air | Thailand | 3.87 | N/A | 14 | N/A | N/A | N/A | N/A | N/A | 4.2 | 16 | Calorimeter Room | 3.5675 | 3.9148 | N/A | - | N/A | N/A | N/A | N/A | N/A | N/A | N/A | N/A | N/A | N/A | N/A | N/A | N/A | N/A | N/A | N/A | N/A | Three | R32 | Australia,Fiji,New Zealand | 133517 | 46042 | 0 | Approved | Reverse Cycle | N/A | Yes | Class 11 | Yes | N/A | N/A | N/A | N/A | N/A | N/A | N/A | Available | N/A | N/A | http://www.mhiaa.com.au/ | http://www.mhiaa.com.au | N/A | 0 | 0 | AAC5651 | Yes | Variable output compressor | Inverter | No | - | 14000 | 3.87 | - | 1480 | 7000 | No | - | - | - | 3537.18 | 15078 | No | 1352.72 | 7539 | No | - | - | 16000 | 4.2 | 1480 | 8000 | No | - | - | Yes | 6170 | 15500 | No | - | - | No | - | - | - | - | - | No | - | - | No | - | - | No | - | -
FDC(A)140VSX-W / FDU140VH | FDC(A)140VSX-W / FDU140VH | N/A | MITSUBISHI HEAVY INDUSTRIES | N/A | Ducted | Single Split System | - | Air | Air | Thailand | 4.22 | N/A | 14 | N/A | N/A | N/A | N/A | N/A | 4.22 | 16 | Enthalpy Test Room | 3.7504 | 4.2314 | N/A | - | N/A | N/A | N/A | N/A | N/A | N/A | N/A | N/A | N/A | N/A | N/A | N/A | N/A | N/A | N/A | N/A | N/A | Three | R32 | Australia,Fiji,New Zealand | 133127 | 46044 | 0 | Approved | Reverse Cycle | N/A | Yes | Class 11 | Yes | N/A | N/A | N/A | N/A | N/A | N/A | N/A | Available | N/A | N/A | http://www.mhiaa.com.au/ | http://www.mhiaa.com.au | N/A | 0 | 0 | AAC5659 | Yes | Variable output compressor | Inverter | No | - | 14000 | 4.22 | - | 1660 | 7000 | No | - | - | - | 3857.08 | 15078 | No | 1517.24 | 7539 | No | - | - | 16000 | 4.22 | 1690 | 8000 | No | - | - | Yes | 5850 | 15500 | No | - | - | No | - | - | - | - | - | No | - | - | No | - | - | - | - | -
FDC(A)140VSX-W / FDUA140 | FDC(A)140VSX-W / FDUA140 | N/A | MITSUBISHI HEAVY INDUSTRIES | N/A | Ducted | Single Split System | - | Air | Air | Thailand | 4.02 | N/A | 14 | N/A | N/A | N/A | N/A | N/A | 4.19 | 16 | Enthalpy Test Room | 3.5643 | 4.167 | N/A | - | N/A | N/A | N/A | N/A | N/A | N/A | N/A | N/A | N/A | N/A | N/A | N/A | N/A | N/A | N/A | N/A | N/A | Three | R32 | Australia,Fiji,New Zealand | 136587 | 46098 | 0 | Approved | Reverse Cycle | N/A | Yes | Class 11 | Yes | N/A | N/A | N/A | N/A | N/A | N/A | N/A | Available | N/A | N/A | http://www.mhiaa.com.au/ | http://www.mhiaa.com.au | N/A | 0 | 0 | AAC5840 | Yes | Variable output compressor | Inverter | No | - | 14000 | 4.02 | - | 1720 | 7000 | No | - | - | - | 3674.28 | 15078 | No | 1572.08 | 7539 | No | - | - | 16000 | 4.19 | 1580 | 8000 | No | - | - | Yes | 5610 | 15500 | No | - | - | No | - | - | - | - | - | No | - | - | No | - | - | No | - | -
FDC(A)VNA-W / FDT100VH | FDC(A)VNA-W / FDT100VH | N/A | MITSUBISHI HEAVY INDUSTRIES | N/A | Non Ducted | Single Split System | Under ceiling | Air | Air | Australia | 2.73 | N/A | 10 | N/A | N/A | N/A | N/A | N/A | 2.54 | 11.2 | Calorimeter Room | 3.8271 | 4.5367 | N/A | - | N/A | N/A | N/A | N/A | N/A | N/A | N/A | N/A | N/A | N/A | N/A | N/A | N/A | N/A | N/A | N/A | N/A | Single | R32 | Australia,Fiji,New Zealand | 130677 | 45876 | 0 | Approved | Reverse Cycle | N/A | Yes | Class 11 | Yes | N/A | N/A | N/A | N/A | N/A | N/A | N/A | Available | N/A | N/A | http://www.mhiaa.com.au/ | http://www.mhiaa.com.au | N/A | 0 | 0 | AAC5107 | Yes | Variable output compressor | Inverter | No | - | 10000 | 2.73 | - | 920 | 5000 | No | - | - | - | 2495.22 | 10770 | No | 840.88 | 5385 | No | - | - | 11200 | 2.54 | 1010 | 5600 | No | - | - | Yes | 3150 | 10000 | No | - | - | No | - | - | - | - | - | - | - | - | No | - | - | No | - | -
FDC(A)VNA-W / FDU100VH | FDC(A)VNA-W / FDU100VH | N/A | MITSUBISHI HEAVY INDUSTRIES | N/A | Ducted | Single Split System | - | Air | Air | Thailand | 2.99 | N/A | 10 | N/A | N/A | N/A | N/A | N/A | 2.66 | 11.2 | Enthalpy Test Room | 3.7819 | 4.4151 | N/A | - | N/A | N/A | N/A | N/A | N/A | N/A | N/A | N/A | N/A | N/A | N/A | N/A | N/A | N/A | N/A | N/A | N/A | Single | R32 | Australia,Fiji,New Zealand | 130751 | 45880 | 0 | Approved | Reverse Cycle | N/A | Yes | Class 11 | Yes | N/A | N/A | N/A | N/A | N/A | N/A | N/A | Available | N/A | N/A | http://www.mhiaa.com.au/ | http://www.mhiaa.com.au | N/A | 0 | 0 | AAC5135 | Yes | Variable output compressor | Inverter | No | - | 10000 | 2.99 | - | 1030 | 5000 | No | - | - | - | 2732.86 | 10770 | No | 941.42 | 5385 | No | - | - | 11200 | 2.66 | 1070 | 5600 | No | - | - | Yes | 3120 | 10000 | No | - | - | No | - | - | - | - | - | No | - | - | No | - | - | No | - | -
FDC100VNA-W / FDE100VH | FDE100VH / FDC(A)100VNA-W | N/A | MITSUBISHI HEAVY INDUSTRIES | N/A | Non Ducted | Single Split System | Under ceiling | Air | Air | Thailand | 2.85 | N/A | 10 | N/A | N/A | N/A | N/A | N/A | 2.54 | 11.2 | Calorimeter Room | 3.8545 | 4.4766 | N/A | - | N/A | N/A | N/A | N/A | N/A | N/A | N/A | N/A | N/A | N/A | N/A | N/A | N/A | N/A | N/A | N/A | N/A | Single | R32 | Australia,Fiji,New Zealand | 130672 | 45874 | 0 | Approved | Reverse Cycle | N/A | Yes | Class 11 | Yes | N/A | N/A | N/A | N/A | N/A | N/A | N/A | Available | N/A | N/A | http://www.mhiaa.com.au/ | http://www.mhiaa.com.au | N/A | 0 | 0 | AAC5099 | Yes | Variable output compressor | Inverter | No | - | 10000 | 2.85 | - | 910 | 5000 | No | - | - | - | 2604.9 | 10770 | No | 831.74 | 5385 | No | - | - | 11200 | 2.54 | 1000 | 5600 | No | - | - | Yes | 3070 | 10000 | No | - | - | No | - | - | - | - | - | No | - | - | No | - | - | No | - | -
FDC100VNA-W / FDT100VH | FDC(A)VNA-W / FDT100VH | N/A | MITSUBISHI HEAVY INDUSTRIES | N/A | Non Ducted | Single Split System | Under ceiling | Air | Air | Australia | 2.73 | N/A | 10 | N/A | N/A | N/A | N/A | N/A | 2.54 | 11.2 | Calorimeter Room | 3.8271 | 4.5367 | N/A | - | N/A | N/A | N/A | N/A | N/A | N/A | N/A | N/A | N/A | N/A | N/A | N/A | N/A | N/A | N/A | N/A | N/A | Single | R32 | Australia,Fiji,New Zealand | 130677 | 45876 | 0 | Approved | Reverse Cycle | N/A | Yes | Class 11 | Yes | N/A | N/A | N/A | N/A | N/A | N/A | N/A | Available | N/A | N/A | http://www.mhiaa.com.au/ | http://www.mhiaa.com.au | N/A | 0 | 0 | AAC5107 | Yes | Variable output compressor | Inverter | No | - | 10000 | 2.73 | - | 920 | 5000 | No | - | - | - | 2495.22 | 10770 | No | 840.88 | 5385 | No | - | - | 11200 | 2.54 | 1010 | 5600 | No | - | - | Yes | 3150 | 10000 | No | - | - | No | - | - | - | - | - | - | - | - | No | - | - | No | - | -
FDC100VNA-W / FDU100VH | FDC(A)VNA-W / FDU100VH | N/A | MITSUBISHI HEAVY INDUSTRIES | N/A | Ducted | Single Split System | - | Air | Air | Thailand | 2.99 | N/A | 10 | N/A | N/A | N/A | N/A | N/A | 2.66 | 11.2 | Enthalpy Test Room | 3.7819 | 4.4151 | N/A | - | N/A | N/A | N/A | N/A | N/A | N/A | N/A | N/A | N/A | N/A | N/A | N/A | N/A | N/A | N/A | N/A | N/A | Single | R32 | Australia,Fiji,New Zealand | 130751 | 45880 | 0 | Approved | Reverse Cycle | N/A | Yes | Class 11 | Yes | N/A | N/A | N/A | N/A | N/A | N/A | N/A | Available | N/A | N/A | http://www.mhiaa.com.au/ | http://www.mhiaa.com.au | N/A | 0 | 0 | AAC5135 | Yes | Variable output compressor | Inverter | No | - | 10000 | 2.99 | - | 1030 | 5000 | No | - | - | - | 2732.86 | 10770 | No | 941.42 | 5385 | No | - | - | 11200 | 2.66 | 1070 | 5600 | No | - | - | Yes | 3120 | 10000 | No | - | - | No | - | - | - | - | - | No | - | - | No | - | - | No | - | -
FDC100VNA-W / FDUA100VF2 | FDCA100VNA-W / FDUA100VH | N/A | MITSUBISHI HEAVY INDUSTRIES | N/A | Ducted | Single Split System | - | Air | Air | Thailand | 3.05 | N/A | 10 | N/A | N/A | N/A | N/A | N/A | 2.87 | 11.2 | Enthalpy Test Room | 3.8064 | 4.4412 | N/A | - | N/A | N/A | N/A | N/A | N/A | N/A | N/A | N/A | N/A | N/A | N/A | N/A | N/A | N/A | N/A | N/A | N/A | Single | R32 | Australia,Fiji,New Zealand | 130777 | 45880 | 0 | Approved | Reverse Cycle | N/A | Yes | Class 11 | Yes | N/A | N/A | N/A | N/A | N/A | N/A | N/A | Available | N/A | N/A | http://www.mhiaa.com.au/ | http://www.mhiaa.com.au | N/A | 0 | 0 | AAC5134 | Yes | Variable output compressor | Inverter | No | - | 10000 | 3.05 | - | 1000 | 5000 | No | - | - | - | 2787.7 | 10770 | No | 914 | 5385 | No | - | - | 11200 | 2.87 | 1090 | 5600 | No | - | - | Yes | 3170 | 10000 | No | - | - | No | - | - | - | - | - | No | - | - | No | - | - | No | - | -
FDC100VNA-W / SRK100ZR-W | FDC(A)100VNA-W / SRK100ZR-W | N/A | MITSUBISHI HEAVY INDUSTRIES | N/A | Non Ducted | Single Split System | Wall Hung | Air | Air | Thailand | 3.19 | N/A | 10 | N/A | N/A | N/A | N/A | N/A | 3.04 | 11.2 | Calorimeter Room | 3.2495 | 3.5973 | N/A | - | N/A | N/A | N/A | N/A | N/A | N/A | N/A | N/A | N/A | N/A | N/A | N/A | N/A | N/A | N/A | N/A | N/A | Single | R32 | Australia,Fiji,New Zealand | 139062 | 46189 | 0 | Approved | Reverse Cycle | N/A | Yes | Class 11 | Yes | N/A | N/A | N/A | N/A | N/A | N/A | N/A | Available | N/A | N/A | http://www.mhiaa.com.au/ | http://www.mhiaa.com.au | N/A | 0 | 0 | AAC6096 | Yes | Variable output compressor | Inverter | No | - | 10000 | 3.19 | - | 1050 | 5000 | No | - | - | - | 2915.66 | 10770 | No | 959.7 | 5385 | No | - | - | 11200 | 3.04 | 1200 | 5600 | No | - | - | Yes | 3150 | 7400 | No | - | - | No | - | - | - | - | - | No | - | - | No | - | - | No | - | -
FDC100VNP / FDT100VH | 0 | N/A | MITSUBISHI HEAVY INDUSTRIES | N/A | Non Ducted | Single Split System | Cassette | Air | Air | Thailand | 2.76 | N/A | 10 | N/A | N/A | N/A | N/A | N/A | 2.84 | 11.2 | Calorimeter Room | 3.6186 | 3.8982 | N/A | - | N/A | N/A | N/A | N/A | N/A | N/A | N/A | N/A | N/A | N/A | N/A | N/A | N/A | N/A | N/A | N/A | N/A | Single | R410A | Australia,Fiji,New Zealand | 130864 | 45859 | 0 | Approved | Reverse Cycle | N/A | No | Class 11 | No | N/A | N/A | N/A | N/A | N/A | N/A | N/A | Available | N/A | N/A | http://www.mhiaa.com.au/ | http://www.mhiaa.com.au | N/A | 0 | 0 | AAC5034 | Yes | Variable output compressor | Inverter | No | - | 10000 | 2.76 | - | 1000 | 5000 | No | - | - | - | 2522.64 | 10770 | No | 914 | 5385 | No | - | - | 11200 | 2.84 | 1130 | 5600 | No | - | - | Yes | 3240 | 9600 | No | - | - | No | - | - | - | - | - | No | - | - | No | - | - | No | - | -
FDC100VNP / FDUA100 | FDC100VNP / FDUA100 | N/A | MITSUBISHI HEAVY INDUSTRIES | N/A | Ducted | Single Split System | - | Air | Air | Thailand | 2.99 | N/A | 10 | N/A | N/A | N/A | N/A | N/A | 2.88 | 11.2 | Enthalpy Test Room | 3.604 | 3.7999 | N/A | - | N/A | N/A | N/A | N/A | N/A | N/A | N/A | N/A | N/A | N/A | N/A | N/A | N/A | N/A | N/A | N/A | N/A | Single | R410A | Australia,Fiji,New Zealand | 134155 | 45978 | 0 | Approved | Reverse Cycle | N/A | No | Class 11 | No | N/A | N/A | N/A | N/A | N/A | N/A | N/A | Available | N/A | N/A | http://www.mhiaa.com.au/ | http://www.mhiaa.com.au | N/A | 0 | 0 | AAC5495 | Yes | Variable output compressor | Inverter | No | - | 10000 | 2.99 | - | 992 | 5000 | No | - | - | - | 2732.86 | 10770 | No | 906.688 | 5385 | No | - | - | 11200 | 2.88 | 1235 | 5600 | No | - | - | Yes | 2800 | 8040 | No | - | - | No | - | - | - | - | - | No | - | - | No | - | - | No | - | -
FDC100VNP / FDUA100VF2 | FDC100VNP / FDUA100 | N/A | MITSUBISHI HEAVY INDUSTRIES | N/A | Ducted | Single Split System | - | Air | Air | Thailand | 2.99 | N/A | 10 | N/A | N/A | N/A | N/A | N/A | 2.88 | 11.2 | Enthalpy Test Room | 3.604 | 3.7999 | N/A | - | N/A | N/A | N/A | N/A | N/A | N/A | N/A | N/A | N/A | N/A | N/A | N/A | N/A | N/A | N/A | N/A | N/A | Single | R410A | Australia,Fiji,New Zealand | 134155 | 45978 | 0 | Approved | Reverse Cycle | N/A | No | Class 11 | No | N/A | N/A | N/A | N/A | N/A | N/A | N/A | Available | N/A | N/A | http://www.mhiaa.com.au/ | http://www.mhiaa.com.au | N/A | 0 | 0 | AAC5495 | Yes | Variable output compressor | Inverter | No | - | 10000 | 2.99 | - | 992 | 5000 | No | - | - | - | 2732.86 | 10770 | No | 906.688 | 5385 | No | - | - | 11200 | 2.88 | 1235 | 5600 | No | - | - | Yes | 2800 | 8040 | No | - | - | No | - | - | - | - | - | No | - | - | No | - | - | No | - | -
FDC100VNP / FDUA100VH | FDC100VNP / FDUA100 | N/A | MITSUBISHI HEAVY INDUSTRIES | N/A | Ducted | Single Split System | - | Air | Air | Thailand | 2.99 | N/A | 10 | N/A | N/A | N/A | N/A | N/A | 2.88 | 11.2 | Enthalpy Test Room | 3.604 | 3.7999 | N/A | - | N/A | N/A | N/A | N/A | N/A | N/A | N/A | N/A | N/A | N/A | N/A | N/A | N/A | N/A | N/A | N/A | N/A | Single | R410A | Australia,Fiji,New Zealand | 134155 | 45978 | 0 | Approved | Reverse Cycle | N/A | No | Class 11 | No | N/A | N/A | N/A | N/A | N/A | N/A | N/A | Available | N/A | N/A | http://www.mhiaa.com.au/ | http://www.mhiaa.com.au | N/A | 0 | 0 | AAC5495 | Yes | Variable output compressor | Inverter | No | - | 10000 | 2.99 | - | 992 | 5000 | No | - | - | - | 2732.86 | 10770 | No | 906.688 | 5385 | No | - | - | 11200 | 2.88 | 1235 | 5600 | No | - | - | Yes | 2800 | 8040 | No | - | - | No | - | - | - | - | - | No | - | - | No | - | - | No | - | -
FDC100VNP-W / FDE100VH | FDC(A)100VNP-W / FDE100VH | N/A | MITSUBISHI HEAVY INDUSTRIES | N/A | Non Ducted | Single Split System | Under ceiling | Air | Air | Thailand | 3 | N/A | 10 | N/A | N/A | N/A | N/A | N/A | 2.36 | 10 | Calorimeter Room | 3.2365 | 4.3636 | N/A | - | N/A | N/A | N/A | N/A | N/A | N/A | N/A | N/A | N/A | N/A | N/A | N/A | N/A | N/A | N/A | N/A | N/A | Single | R32 | Australia,Fiji,New Zealand | 131178 | 45881 | 0 | Approved | Reverse Cycle | N/A | No | Class 11 | No | N/A | N/A | N/A | N/A | N/A | N/A | N/A | Available | N/A | N/A | http://www.mhiaa.com.au/ | http://www.mhiaa.com.au/ | N/A | 0 | 0 | AAC5143 | Yes | Variable output compressor | Inverter | No | - | 10000 | 3 | - | 950 | 5000 | No | - | - | - | 2742 | 10770 | No | 868.3 | 5385 | No | - | - | 10000 | 2.36 | 870 | 5000 | No | - | - | Yes | 2210 | 7600 | No | - | - | No | - | - | - | - | - | No | - | - | No | - | - | No | - | -
FDC100VNP-W / FDT100VH | FDC(A)100VNP-W / FDT100VH | N/A | MITSUBISHI HEAVY INDUSTRIES | N/A | Non Ducted | Single Split System | Cassette | Air | Air | Thailand | 2.84 | N/A | 10 | N/A | N/A | N/A | N/A | N/A | 2.33 | 10 | Calorimeter Room | 3.3713 | 4.2782 | N/A | - | N/A | N/A | N/A | N/A | N/A | N/A | N/A | N/A | N/A | N/A | N/A | N/A | N/A | N/A | N/A | N/A | N/A | Single | R32 | Australia,Fiji,New Zealand | 131130 | 45881 | 0 | Approved | Reverse Cycle | N/A | No | Class 11 | No | N/A | N/A | N/A | N/A | N/A | N/A | N/A | Available | N/A | N/A | http://www.mhiaa.com.au/ | http://www.mhiaa.com.au | N/A | 0 | 0 | AAC5142 | Yes | Variable output compressor | Inverter | No | - | 10000 | 2.84 | - | 950 | 5000 | No | - | - | - | 2595.76 | 10770 | No | 868.3 | 5385 | No | - | - | 10000 | 2.33 | 880 | 5000 | No | - | - | Yes | 2120 | 7600 | No | - | - | No | - | - | - | - | - | No | - | - | No | - | - | No | - | -
FDC100VNP-W / FDU100VH | FDC(A)100VNP-W / FDU100VH | N/A | MITSUBISHI HEAVY INDUSTRIES | N/A | Ducted | Single Split System | - | Air | Air | Thailand | 3.08 | N/A | 10 | N/A | N/A | N/A | N/A | N/A | 2.45 | 10 | Enthalpy Test Room | 3.3844 | 4.2825 | N/A | - | N/A | N/A | N/A | N/A | N/A | N/A | N/A | N/A | N/A | N/A | N/A | N/A | N/A | N/A | N/A | N/A | N/A | Single | R32 | Australia,Fiji,New Zealand | 131184 | 45881 | 0 | Approved | Reverse Cycle | N/A | No | Class 11 | No | N/A | N/A | N/A | N/A | N/A | N/A | N/A | Available | N/A | N/A | http://www.mhiaa.com.au/ | http://www.mhiaa.com.au | N/A | 0 | 0 | AAC5144 | Yes | Variable output compressor | Inverter | No | - | 10000 | 3.08 | - | 1070 | 5000 | No | - | - | - | 2815.12 | 10770 | No | 977.98 | 5385 | No | - | - | 10000 | 2.45 | 940 | 5000 | No | - | - | Yes | 2270 | 7600 | No | - | - | No | - | - | - | - | - | No | - | - | No | - | - | No | - | -
FDC100VNP-W / FDUA100VF2 | FDC(A)100VNP-W / FDUA100VH | N/A | MITSUBISHI HEAVY INDUSTRIES | N/A | Ducted | Single Split System | - | Air | Air | Thailand | 2.99 | N/A | 10 | N/A | N/A | N/A | N/A | N/A | 2.57 | 10 | Enthalpy Test Room | 3.3033 | 4.305 | N/A | - | N/A | N/A | N/A | N/A | N/A | N/A | N/A | N/A | N/A | N/A | N/A | N/A | N/A | N/A | N/A | N/A | N/A | Single | R32 | Australia,Fiji,New Zealand | 131189 | 45888 | 0 | Approved | Reverse Cycle | N/A | No | Class 11 | No | N/A | N/A | N/A | N/A | N/A | N/A | N/A | Available | N/A | N/A | http://www.mhiaa.com.au/ | http://www.mhiaa.com.au | N/A | 0 | 0 | AAC5172 | Yes | Variable output compressor | Inverter | No | - | 10000 | 2.99 | - | 990 | 5000 | No | - | - | - | 2732.86 | 10770 | No | 904.86 | 5385 | No | - | - | 10000 | 2.57 | 970 | 5000 | No | - | - | Yes | 2520 | 7600 | No | - | - | No | - | - | - | - | - | No | - | - | No | - | - | No | - | -
FDC100VNP-W / FDUA100VH | FDC(A)100VNP-W / FDUA100VH | N/A | MITSUBISHI HEAVY INDUSTRIES | N/A | Ducted | Single Split System | - | Air | Air | Thailand | 2.99 | N/A | 10 | N/A | N/A | N/A | N/A | N/A | 2.57 | 10 | Enthalpy Test Room | 3.3033 | 4.305 | N/A | - | N/A | N/A | N/A | N/A | N/A | N/A | N/A | N/A | N/A | N/A | N/A | N/A | N/A | N/A | N/A | N/A | N/A | Single | R32 | Australia,Fiji,New Zealand | 131189 | 45888 | 0 | Approved | Reverse Cycle | N/A | No | Class 11 | No | N/A | N/A | N/A | N/A | N/A | N/A | N/A | Available | N/A | N/A | http://www.mhiaa.com.au/ | http://www.mhiaa.com.au | N/A | 0 | 0 | AAC5172 | Yes | Variable output compressor | Inverter | No | - | 10000 | 2.99 | - | 990 | 5000 | No | - | - | - | 2732.86 | 10770 | No | 904.86 | 5385 | No | - | - | 10000 | 2.57 | 970 | 5000 | No | - | - | Yes | 2520 | 7600 | No | - | - | No | - | - | - | - | - | No | - | - | No | - | - | No | - | -
FDC100VSA-W / FDE100VH | FDC(A)100VSA-W / FDE100VH | N/A | MITSUBISHI HEAVY INDUSTRIES | N/A | Non Ducted | Single Split System | Under ceiling | Air | Air | Thailand | 2.85 | N/A | 10 | N/A | N/A | N/A | N/A | N/A | 2.54 | 11.2 | Calorimeter Room | 3.6627 | 4.5105 | N/A | - | N/A | N/A | N/A | N/A | N/A | N/A | N/A | N/A | N/A | N/A | N/A | N/A | N/A | N/A | N/A | N/A | N/A | Three | R32 | Australia,Fiji,New Zealand | 130667 | 45879 | 0 | Approved | Reverse Cycle | N/A | Yes | Class 11 | Yes | N/A | N/A | N/A | N/A | N/A | N/A | N/A | Available | N/A | N/A | http://www.mhiaa.com.au/ | http://www.mhiaa.com.au | N/A | 0 | 0 | AAC5120 | Yes | Variable output compressor | Inverter | No | - | 10000 | 2.85 | - | 910 | 5000 | No | - | - | - | 2604.9 | 10770 | No | 831.74 | 5385 | No | - | - | 11200 | 2.54 | 1000 | 5600 | No | - | - | Yes | 3070 | 10000 | No | - | - | No | - | - | - | - | - | No | - | - | No | - | - | No | - | -
FDC100VSA-W / FDT100VH | FDT100VH / FDC(A)100VSA-W | N/A | MITSUBISHI HEAVY INDUSTRIES | N/A | Non Ducted | Single Split System | Under ceiling | Air | Air | Thailand | 2.73 | N/A | 10 | N/A | N/A | N/A | N/A | N/A | 2.54 | 11.2 | Calorimeter Room | 3.807 | 4.5727 | N/A | - | N/A | N/A | N/A | N/A | N/A | N/A | N/A | N/A | N/A | N/A | N/A | N/A | N/A | N/A | N/A | N/A | N/A | Three | R32 | Australia,Fiji,New Zealand | 130676 | 45875 | 0 | Approved | Reverse Cycle | N/A | Yes | Class 11 | Yes | N/A | N/A | N/A | N/A | N/A | N/A | N/A | Available | N/A | N/A | http://www.mhiaa.com.au/ | http://www.mhiaa.com.au | N/A | 0 | 0 | AAC5101 | Yes | Variable output compressor | Inverter | No | - | 10000 | 2.73 | - | 920 | 5000 | No | - | - | - | 2495.22 | 10770 | No | 840.88 | 5385 | No | - | - | 11200 | 2.54 | 1010 | 5600 | No | - | - | Yes | 3150 | 10000 | No | - | - | No | - | - | - | - | - | No | - | - | No | - | - | No | - | -
FDC100VSA-W / FDU100VH | FDC(A)100VSA-W / FDU100VH | N/A | MITSUBISHI HEAVY INDUSTRIES | N/A | Ducted | Single Split System | - | Air | Air | Thailand | 2.99 | N/A | 10 | N/A | N/A | N/A | N/A | N/A | 2.66 | 11.2 | Enthalpy Test Room | 3.8392 | 4.4109 | N/A | - | N/A | N/A | N/A | N/A | N/A | N/A | N/A | N/A | N/A | N/A | N/A | N/A | N/A | N/A | N/A | N/A | N/A | Three | R32 | Australia,Fiji,New Zealand | 130753 | 45880 | 0 | Approved | Reverse Cycle | N/A | Yes | Class 11 | Yes | N/A | N/A | N/A | N/A | N/A | N/A | N/A | Available | N/A | N/A | http://www.mhiaa.com.au/ | http://www.mhiaa.com.au | N/A | 0 | 0 | AAC5133 | Yes | Variable output compressor | Inverter | No | - | 10000 | 2.99 | - | 1030 | 5000 | No | - | - | - | 2732.86 | 10770 | No | 941.42 | 5385 | No | - | - | 11200 | 2.66 | 1070 | 5600 | No | - | - | Yes | 3120 | 10000 | No | - | - | No | - | - | - | - | - | No | - | - | No | - | - | No | - | -
FDC100VSA-W / FDUA100VF2 | FDUA100VH / FDCA100VSA-W | N/A | MITSUBISHI HEAVY INDUSTRIES | N/A | Ducted | Single Split System | - | Air | Air | Thailand | 3.05 | N/A | 10 | N/A | N/A | N/A | N/A | N/A | 2.87 | 11.2 | Enthalpy Test Room | 3.7892 | 4.4707 | N/A | - | N/A | N/A | N/A | N/A | N/A | N/A | N/A | N/A | N/A | N/A | N/A | N/A | N/A | N/A | N/A | N/A | N/A | Three | R32 | Australia,Fiji,New Zealand | 130786 | 45874 | 0 | Approved | Reverse Cycle | N/A | Yes | Class 11 | Yes | N/A | N/A | N/A | N/A | N/A | N/A | N/A | Available | N/A | N/A | http://www.mhiaa.com.au/ | http://www.mhiaa.com.au | N/A | 0 | 0 | AAC5100 | Yes | Variable output compressor | Inverter | No | - | 10000 | 3.05 | - | 1000 | 5000 | No | - | - | - | 2787.7 | 10770 | No | 914 | 5385 | No | - | - | 11200 | 2.87 | 1090 | 5600 | No | - | - | Yes | 3170 | 10000 | No | - | - | No | - | - | - | - | - | No | - | - | No | - | - | No | - | -
FDC100VSA-W / SRK100ZR-W | FDC(A)100VSA-W / SRK100ZR-W | N/A | MITSUBISHI HEAVY INDUSTRIES | N/A | Non Ducted | Single Split System | Wall Hung | Air | Air | Thailand | 3.19 | N/A | 10 | N/A | N/A | N/A | N/A | N/A | 3.04 | 11.2 | Calorimeter Room | 3.5033 | 3.6841 | N/A | - | N/A | N/A | N/A | N/A | N/A | N/A | N/A | N/A | N/A | N/A | N/A | N/A | N/A | N/A | N/A | N/A | N/A | Three | R32 | Australia,Fiji,New Zealand | 139120 | 46189 | 0 | Approved | Reverse Cycle | N/A | Yes | Class 11 | Yes | N/A | N/A | N/A | N/A | N/A | N/A | N/A | Available | N/A | N/A | http://www.mhiaa.com.au/ | http://www.mhiaa.com.au | N/A | 0 | 0 | AAC6097 | Yes | Variable output compressor | Inverter | No | - | 10000 | 3.19 | - | 1050 | 5000 | No | - | - | - | 2915.66 | 10770 | No | 959.7 | 5385 | No | - | - | 11200 | 3.04 | 1200 | 5600 | No | - | - | Yes | 3200 | 7700 | No | - | - | No | - | - | - | - | - | No | - | - | No | - | - | No | - | -
FDC112KXZEN1-W | 0 | N/A | MITSUBISHI HEAVY INDUSTRIES | N/A | Both | vrf | N/A | Air | Air | Thailand | 2.71 | N/A | 11.2 | N/A | N/A | N/A | N/A | N/A | 2.69 | 11.2 | Enthalpy Test Room | 4.1265 | 4.1997 | N/A | - | N/A | N/A | N/A | N/A | N/A | N/A | N/A | N/A | N/A | N/A | N/A | N/A | N/A | N/A | N/A | N/A | N/A | Single | R32 | Australia,Fiji,New Zealand | 138708 | 46189 | 0 | Approved | Reverse Cycle | N/A | No | Class 20 | No | N/A | N/A | N/A | N/A | N/A | N/A | N/A | Available | N/A | N/A | http://www.mhiaa.com.au/ | http://www.mhiaa.com.au | N/A | 0 | 0 | AAC6095 | Yes | Variable output compressor | Inverter | No | - | 11200 | 2.71 | - | 1100 | 5600 | No | - | - | - | 2476.94 | 12062.4 | No | 1005.4 | 6031.2 | No | - | - | 11200 | 2.69 | 1220 | 5600 | No | - | - | Yes | 3680 | 10500 | No | - | - | No | - | - | - | - | - | No | - | - | No | - | - | No | - | -
FDC112KXZES1-W | 0 | N/A | MITSUBISHI HEAVY INDUSTRIES | N/A | Both | vrf | N/A | Air | Air | Thailand | 2.71 | N/A | 11.2 | N/A | N/A | N/A | N/A | N/A | 2.69 | 11.2 | Enthalpy Test Room | 4.243 | 4.3601 | N/A | - | N/A | N/A | N/A | N/A | N/A | N/A | N/A | N/A | N/A | N/A | N/A | N/A | N/A | N/A | N/A | N/A | N/A | Three | R32 | Australia,Fiji,New Zealand | 137423 | 46154 | 0 | Approved | Reverse Cycle | N/A | No | Class 20 | No | N/A | N/A | N/A | N/A | N/A | N/A | N/A | Available | N/A | N/A | http://www.mhiaa.com.au/ | http://www.mhiaa.com.au | N/A | 0 | 0 | AAC5988 | Yes | Variable output compressor | Inverter | No | - | 11200 | 2.71 | - | 1100 | 5600 | No | - | - | - | 2476.94 | 12062.4 | No | 1005.4 | 6031.2 | No | - | - | 11200 | 2.69 | 1220 | 5600 | No | - | - | Yes | 3600 | 10500 | No | - | - | No | - | - | - | - | - | No | - | - | No | - | - | No | - | -
FDC125VNP-W / FDE125VH | FDC(A)125VNP-W / FDE125VH | N/A | MITSUBISHI HEAVY INDUSTRIES | 2840 | Non Ducted | Single Split System | Under ceiling | Air | Air | Australia | 3.88 | 8580 | 12.1 | N/A | N/A | N/A | N/A | N/A | 3.3 | 12.1 | Calorimeter Room | 3.1045 | 3.6611 | N/A | - | N/A | N/A | N/A | N/A | N/A | N/A | N/A | N/A | N/A | N/A | N/A | N/A | N/A | N/A | N/A | N/A | N/A | Single | R32 | Australia,Fiji,New Zealand | 145059 | 46455 | 0 | Approved | Reverse Cycle | N/A | No | Class 11 | No | N/A | N/A | N/A | N/A | N/A | N/A | N/A | Available | N/A | N/A | http://www.mhiaa.com.au/ | http://www.mhiaa.com.au/ | N/A | 0 | 0 | AAC6554 | Yes | Variable output compressor | Inverter | No | - | 12100 | 3.88 | - | 1420 | 6050 | No | - | - | - | 3546.32 | 13031.7 | No | 1297.88 | 6515.85 | No | - | - | 12100 | 3.3 | 1500 | 6050 | No | - | - | Yes | 2850 | 7900 | No | - | - | No | - | - | - | - | - | No | - | - | No | - | - | No | - | -
FDC125VNP-W / FDT125VH | FDC(A)125VNP-W / FDT125VH | N/A | MITSUBISHI HEAVY INDUSTRIES | N/A | Non Ducted | Single Split System | Cassette | Air | Air | Thailand | 3.69 | N/A | 12.1 | N/A | N/A | N/A | N/A | N/A | 3.2 | 12.1 | Calorimeter Room | 3.2472 | 3.805 | N/A | - | N/A | N/A | N/A | N/A | N/A | N/A | N/A | N/A | N/A | N/A | N/A | N/A | N/A | N/A | N/A | N/A | N/A | Single | R32 | Australia,Fiji,New Zealand | 144983 | 46449 | 0 | Approved | Reverse Cycle | N/A | No | Class 11 | No | N/A | N/A | N/A | N/A | N/A | N/A | N/A | Available | N/A | N/A | http://www.mhiaa.com.au/ | http://www.mhiaa.com.au/ | N/A | 0 | 0 | AAC6547 | Yes | Variable output compressor | Inverter | No | - | 12100 | 3.69 | - | 1420 | 6060 | No | - | - | - | 3372.66 | 13031.7 | No | 1297.88 | 6526.62 | No | - | - | 12100 | 3.2 | 1350 | 6050 | No | - | - | Yes | 2930 | 8500 | No | - | - | No | - | - | - | - | - | No | - | - | No | - | - | No | - | -
FDC125VNP-W / FDU125VH | FDC(A)125VNP-W / FDU125VH | N/A | MITSUBISHI HEAVY INDUSTRIES | N/A | Ducted | Single Split System | - | Air | Air | Thailand | 3.85 | N/A | 12.1 | N/A | N/A | N/A | N/A | N/A | 3.28 | 12.1 | Enthalpy Test Room | 3.003 | 3.4625 | N/A | - | N/A | N/A | N/A | N/A | N/A | N/A | N/A | N/A | N/A | N/A | N/A | N/A | N/A | N/A | N/A | N/A | N/A | Single | R32 | Australia,Fiji,New Zealand | 144985 | 46455 | 0 | Approved | Reverse Cycle | N/A | No | Class 11 | No | N/A | N/A | N/A | N/A | N/A | N/A | N/A | Available | N/A | N/A | http://www.mhiaa.com.au/ | http://www.mhiaa.com.au/ | N/A | 0 | 0 | AAC6553 | Yes | Variable output compressor | Inverter | No | - | 12100 | 3.85 | - | 1500 | 6050 | No | - | - | - | 3518.9 | 13031.7 | No | 1371 | 6515.85 | No | - | - | 12100 | 3.28 | 1500 | 6050 | No | - | - | Yes | 2850 | 7900 | No | - | - | No | - | - | - | - | - | No | - | - | No | - | - | No | - | -
FDC125VNP-W / FDUA125VH | FDC(A)125VNP-W / FDUA125VH | N/A | MITSUBISHI HEAVY INDUSTRIES | N/A | Ducted | Single Split System | - | Air | Air | Thailand | 3.85 | N/A | 12.1 | N/A | N/A | N/A | N/A | N/A | 3.28 | 12.1 | Enthalpy Test Room | 3.1441 | 3.7748 | N/A | - | N/A | N/A | N/A | N/A | N/A | N/A | N/A | N/A | N/A | N/A | N/A | N/A | N/A | N/A | N/A | N/A | N/A | Single | R32 | Australia,Fiji,New Zealand | 144996 | 46446 | 0 | Approved | Reverse Cycle | N/A | No | Class 11 | No | N/A | N/A | N/A | N/A | N/A | N/A | N/A | Available | N/A | N/A | http://www.mhiaa.com.au/ | http://www.mhiaa.com.au/ | N/A | 0 | 0 | AAC6535 | Yes | Variable output compressor | Inverter | No | - | 12100 | 3.85 | - | 1420 | 6050 | No | - | - | - | 3518.9 | 13031.7 | No | 1297.88 | 6515.85 | No | - | - | 12100 | 3.28 | 1500 | 6050 | No | - | - | Yes | 2850 | 7900 | No | - | - | No | - | - | - | - | - | No | - | - | No | - | - | No | - | -
FDC125VNX-W / FDE125VH | FDC(A)125VNX-W / FDE125VH | N/A | MITSUBISHI HEAVY INDUSTRIES | N/A | Non Ducted | Single Split System | Under ceiling | Air | Air | Thailand | 3.34 | N/A | 12.5 | N/A | N/A | N/A | N/A | N/A | 3.74 | 14 | Calorimeter Room | 3.6154 | 4.0207 | N/A | - | N/A | N/A | N/A | N/A | N/A | N/A | N/A | N/A | N/A | N/A | N/A | N/A | N/A | N/A | N/A | N/A | N/A | Single | R32 | Australia,Fiji,New Zealand | 133768 | 46047 | 0 | Approved | Reverse Cycle | N/A | Yes | Class 11 | Yes | N/A | N/A | N/A | N/A | N/A | N/A | N/A | Available | N/A | N/A | http://www.mhiaa.com.au/ | http://www.mhiaa.com.au | N/A | 0 | 0 | AAC5672 | Yes | Variable output compressor | Inverter | No | - | 12500 | 3.34 | - | 1290 | 6250 | No | - | - | - | 3052.76 | 13462.5 | No | 1179.06 | 6731.25 | No | - | - | 14000 | 3.74 | 1240 | 7000 | No | - | - | Yes | 5830 | 14900 | No | - | - | No | - | - | - | - | - | No | - | - | No | - | - | No | - | -
FDC125VNX-W / FDT125VH | FDC(A)125VNX-W / FDT125VH | N/A | MITSUBISHI HEAVY INDUSTRIES | N/A | Non Ducted | Single Split System | Cassette | Air | Air | Thailand | 3.21 | N/A | 12.5 | N/A | N/A | N/A | N/A | N/A | 3.43 | 14 | Calorimeter Room | 3.8853 | 4.1646 | N/A | - | N/A | N/A | N/A | N/A | N/A | N/A | N/A | N/A | N/A | N/A | N/A | N/A | N/A | N/A | N/A | N/A | N/A | Single | R32 | Australia,Fiji,New Zealand | 133775 | 46043 | 0 | Approved | Reverse Cycle | N/A | Yes | Class 11 | Yes | N/A | N/A | N/A | N/A | N/A | N/A | N/A | Available | N/A | N/A | http://www.mhiaa.com.au/ | http://www.mhiaa.com.au | N/A | 0 | 0 | AAC5654 | Yes | Variable output compressor | Inverter | No | - | 12500 | 3.21 | - | 1240 | 6250 | No | - | - | - | 2933.94 | 13462.5 | No | 1133.36 | 6731.25 | No | - | - | 14000 | 3.43 | 1240 | 7000 | No | - | - | Yes | 5310 | 14700 | No | - | - | No | - | - | - | - | - | No | - | - | No | - | - | No | - | -
FDC125VNX-W / FDU125VH | FDC(A)125VNX-W / FDU125VH | N/A | MITSUBISHI HEAVY INDUSTRIES | N/A | Ducted | Single Split System | - | Air | Air | Thailand | 3.49 | N/A | 12.5 | N/A | N/A | N/A | N/A | N/A | 3.61 | 14 | Enthalpy Test Room | 3.766 | 3.9218 | N/A | - | N/A | N/A | N/A | N/A | N/A | N/A | N/A | N/A | N/A | N/A | N/A | N/A | N/A | N/A | N/A | N/A | N/A | Single | R32 | Australia,Fiji,New Zealand | 133519 | 46043 | 0 | Approved | Reverse Cycle | N/A | Yes | Class 11 | Yes | N/A | N/A | N/A | N/A | N/A | N/A | N/A | Available | N/A | N/A | http://www.mhiaa.com.au/ | http://www.mhiaa.com.au | N/A | 0 | 0 | AAC5652 | Yes | Variable output compressor | Inverter | No | - | 12500 | 3.49 | - | 1430 | 6250 | No | - | - | - | 3189.86 | 13462.5 | No | 1307.02 | 6731.25 | No | - | - | 14000 | 3.61 | 1440 | 7000 | No | - | - | Yes | 4490 | 13100 | No | - | - | No | - | - | - | - | - | No | - | - | No | - | - | No | - | -
FDC125VNX-W / FDUA125VF | FDC(A)125VNX-W / FDUA125 | N/A | MITSUBISHI HEAVY INDUSTRIES | N/A | Ducted | Single Split System | - | Air | Air | Thailand | 3.83 | N/A | 12.5 | N/A | N/A | N/A | N/A | N/A | 3.68 | 14 | Enthalpy Test Room | 3.8814 | 4.0192 | N/A | - | N/A | N/A | N/A | N/A | N/A | N/A | N/A | N/A | N/A | N/A | N/A | N/A | N/A | N/A | N/A | N/A | N/A | Single | R32 | Australia,Fiji,New Zealand | 136583 | 46098 | 0 | Approved | Reverse Cycle | N/A | Yes | Class 11 | Yes | N/A | N/A | N/A | N/A | N/A | N/A | N/A | Available | N/A | N/A | http://www.mhiaa.com.au/ | http://www.mhiaa.com.au | N/A | 0 | 0 | AAC5839 | Yes | Variable output compressor | Inverter | No | - | 12500 | 3.83 | - | 1400 | 6250 | No | - | - | - | 3500.62 | 13462.5 | No | 1279.6 | 6731.25 | No | - | - | 14000 | 3.68 | 1400 | 7000 | No | - | - | Yes | 5110 | 14200 | No | - | - | No | - | - | - | - | - | No | - | - | No | - | - | No | - | -
FDC125VSX / FDT125VH | 0 | N/A | MITSUBISHI HEAVY INDUSTRIES | N/A | Non Ducted | Single Split System | Cassette | Air | Air | Thailand | 3.58 | N/A | 12.5 | N/A | N/A | N/A | N/A | N/A | 3.53 | 14 | Calorimeter Room | 3.5062 | 4.0202 | N/A | - | N/A | N/A | N/A | N/A | N/A | N/A | N/A | N/A | N/A | N/A | N/A | N/A | N/A | N/A | N/A | N/A | N/A | Three | R410A | Australia,Fiji,New Zealand | 131442 | 45875 | 0 | Approved | Reverse Cycle | N/A | Yes | Class 11 | Yes | N/A | N/A | N/A | N/A | N/A | N/A | N/A | Available | N/A | N/A | http://www.mhiaa.com.au/ | http://www.mhiaa.com.au/ | N/A | 0 | 0 | AAC5102 | Yes | Variable output compressor | Inverter | No | - | 12500 | 3.58 | - | 1300 | 6250 | No | - | - | - | 3272.12 | 13462.5 | No | 1188.2 | 6731.25 | No | - | - | 14000 | 3.53 | 1320 | 7000 | No | - | - | Yes | 7400 | 18000 | No | - | - | No | - | - | - | - | - | No | - | - | No | - | - | No | - | -
FDC125VSX / FDUA125 | FDC125VSX / FDUA125 | N/A | MITSUBISHI HEAVY INDUSTRIES | N/A | Ducted | Single Split System | - | Air | Air | Thailand | 3.83 | N/A | 12.5 | N/A | N/A | N/A | N/A | N/A | 3.68 | 14 | Enthalpy Test Room | 3.374 | 4.0212 | N/A | - | N/A | N/A | N/A | N/A | N/A | N/A | N/A | N/A | N/A | N/A | N/A | N/A | N/A | N/A | N/A | N/A | N/A | Three | R410A | Australia,Fiji,New Zealand | 136780 | 46124 | 0 | Approved | Reverse Cycle | N/A | No | Class 11 | No | N/A | N/A | N/A | N/A | N/A | N/A | N/A | Available | N/A | N/A | http://www.mhiaa.com.au/ | http://www.mhiaa.com.au | N/A | 0 | 0 | AAC5888 | Yes | Variable output compressor | Inverter | No | - | 12500 | 3.83 | - | 1548 | 6250 | No | - | - | - | 3500.62 | 13462.5 | No | 1414.872 | 6731.25 | No | - | - | 14000 | 3.68 | 1510 | 7000 | No | - | - | Yes | 4477 | 13600 | No | - | - | No | - | - | - | - | - | No | - | - | No | - | - | No | - | -
FDC125VSX / FDUA125VF | FDC125VSX / FDUA125 | N/A | MITSUBISHI HEAVY INDUSTRIES | N/A | Ducted | Single Split System | - | Air | Air | Thailand | 3.83 | N/A | 12.5 | N/A | N/A | N/A | N/A | N/A | 3.68 | 14 | Enthalpy Test Room | 3.374 | 4.0212 | N/A | - | N/A | N/A | N/A | N/A | N/A | N/A | N/A | N/A | N/A | N/A | N/A | N/A | N/A | N/A | N/A | N/A | N/A | Three | R410A | Australia,Fiji,New Zealand | 136780 | 46124 | 0 | Approved | Reverse Cycle | N/A | No | Class 11 | No | N/A | N/A | N/A | N/A | N/A | N/A | N/A | Available | N/A | N/A | http://www.mhiaa.com.au/ | http://www.mhiaa.com.au | N/A | 0 | 0 | AAC5888 | Yes | Variable output compressor | Inverter | No | - | 12500 | 3.83 | - | 1548 | 6250 | No | - | - | - | 3500.62 | 13462.5 | No | 1414.872 | 6731.25 | No | - | - | 14000 | 3.68 | 1510 | 7000 | No | - | - | Yes | 4477 | 13600 | No | - | - | No | - | - | - | - | - | No | - | - | No | - | - | No | - | -
FDC125VSX / FDUA125VH | FDC125VSX / FDUA125 | N/A | MITSUBISHI HEAVY INDUSTRIES | N/A | Ducted | Single Split System | - | Air | Air | Thailand | 3.83 | N/A | 12.5 | N/A | N/A | N/A | N/A | N/A | 3.68 | 14 | Enthalpy Test Room | 3.374 | 4.0212 | N/A | - | N/A | N/A | N/A | N/A | N/A | N/A | N/A | N/A | N/A | N/A | N/A | N/A | N/A | N/A | N/A | N/A | N/A | Three | R410A | Australia,Fiji,New Zealand | 136780 | 46124 | 0 | Approved | Reverse Cycle | N/A | No | Class 11 | No | N/A | N/A | N/A | N/A | N/A | N/A | N/A | Available | N/A | N/A | http://www.mhiaa.com.au/ | http://www.mhiaa.com.au | N/A | 0 | 0 | AAC5888 | Yes | Variable output compressor | Inverter | No | - | 12500 | 3.83 | - | 1548 | 6250 | No | - | - | - | 3500.62 | 13462.5 | No | 1414.872 | 6731.25 | No | - | - | 14000 | 3.68 | 1510 | 7000 | No | - | - | Yes | 4477 | 13600 | No | - | - | No | - | - | - | - | - | No | - | - | No | - | - | No | - | -
FDC125VSX-W / FDE125VH | FDC(A)125VSX-W / FDE125VH | N/A | MITSUBISHI HEAVY INDUSTRIES | N/A | Non Ducted | Single Split System | Under ceiling | Air | Air | Thailand | 3.77 | N/A | 12.5 | N/A | N/A | N/A | N/A | N/A | 3.74 | 14 | Calorimeter Room | 3.4597 | 3.7813 | N/A | - | N/A | N/A | N/A | N/A | N/A | N/A | N/A | N/A | N/A | N/A | N/A | N/A | N/A | N/A | N/A | N/A | N/A | Three | R32 | Australia,Fiji,New Zealand | 133772 | 46044 | 0 | Approved | Reverse Cycle | N/A | Yes | Class 11 | Yes | N/A | N/A | N/A | N/A | N/A | N/A | N/A | Available | N/A | N/A | http://www.mhiaa.com.au/ | http://www.mhiaa.com.au | N/A | 0 | 0 | AAC5671 | Yes | Variable output compressor | Inverter | No | - | 12500 | 3.77 | - | 1290 | 6250 | No | - | - | - | 3445.78 | 13462.5 | No | 1179.06 | 6731.25 | No | - | - | 14000 | 3.74 | 1240 | 7000 | No | - | - | Yes | 5830 | 14900 | No | - | - | No | - | - | - | - | - | No | - | - | No | - | - | No | - | -
FDC125VSX-W / FDT125VH | FDC(A)125VSX-W / FDT125VH | N/A | MITSUBISHI HEAVY INDUSTRIES | N/A | Non Ducted | Single Split System | Cassette | Air | Air | Thailand | 3.81 | N/A | 12.5 | N/A | N/A | N/A | N/A | N/A | 3.72 | 14 | Calorimeter Room | 3.6387 | 4.0768 | N/A | - | N/A | N/A | N/A | N/A | N/A | N/A | N/A | N/A | N/A | N/A | N/A | N/A | N/A | N/A | N/A | N/A | N/A | Three | R32 | Australia,Fiji,New Zealand | 133776 | 46047 | 0 | Approved | Reverse Cycle | N/A | Yes | Class 11 | Yes | N/A | N/A | N/A | N/A | N/A | N/A | N/A | Available | N/A | N/A | http://www.mhiaa.com.au/ | http://www.mhiaa.com.au | N/A | 0 | 0 | AAC5673 | Yes | Variable output compressor | Inverter | No | - | 12500 | 3.81 | - | 1480 | 6250 | No | - | - | - | 3482.34 | 13462.5 | No | 1352.72 | 6731.25 | No | - | - | 14000 | 3.72 | 1470 | 7000 | No | - | - | Yes | 5310 | 14700 | No | - | - | No | - | - | - | - | - | No | - | - | No | - | - | No | - | -
FDC125VSX-W / FDU125VH | FDC(A)125VSX-W / FDU125VH | N/A | MITSUBISHI HEAVY INDUSTRIES | N/A | Ducted | Single Split System | - | Air | Air | Thailand | 3.49 | N/A | 12.5 | N/A | N/A | N/A | N/A | N/A | 3.61 | 14 | Enthalpy Test Room | 3.6659 | 3.9529 | N/A | - | N/A | N/A | N/A | N/A | N/A | N/A | N/A | N/A | N/A | N/A | N/A | N/A | N/A | N/A | N/A | N/A | N/A | Three | R32 | Australia,Fiji,New Zealand | 133527 | 46043 | 0 | Approved | Reverse Cycle | N/A | Yes | Class 11 | Yes | N/A | N/A | N/A | N/A | N/A | N/A | N/A | Available | N/A | N/A | http://www.mhiaa.com.au/ | http://www.mhiaa.com.au | N/A | 0 | 0 | AAC5653 | Yes | Variable output compressor | Inverter | No | - | 12500 | 3.49 | - | 1430 | 6250 | No | - | - | - | 3189.86 | 13462.5 | No | 1307.02 | 6731.25 | No | - | - | 14000 | 3.61 | 1440 | 7000 | No | - | - | Yes | 4490 | 13100 | No | - | - | No | - | - | - | - | - | No | - | - | No | - | - | No | - | -
FDC125VSX-W / FDUA125VF | FDC(A)125VSX-W / FDUA125 | N/A | MITSUBISHI HEAVY INDUSTRIES | N/A | Ducted | Single Split System | - | Air | Air | Thailand | 3.83 | N/A | 12.5 | N/A | N/A | N/A | N/A | N/A | 3.68 | 14 | Enthalpy Test Room | 3.7953 | 4.0427 | N/A | - | N/A | N/A | N/A | N/A | N/A | N/A | N/A | N/A | N/A | N/A | N/A | N/A | N/A | N/A | N/A | N/A | N/A | Three | R32 | Australia,Fiji,New Zealand | 136586 | 46093 | 0 | Approved | Reverse Cycle | N/A | Yes | Class 11 | Yes | N/A | N/A | N/A | N/A | N/A | N/A | N/A | Available | N/A | N/A | http://www.mhiaa.com.au/ | http://www.mhiaa.com.au | N/A | 0 | 0 | AAC5832 | Yes | Variable output compressor | Inverter | No | - | 12500 | 3.83 | - | 1400 | 6250 | No | - | - | - | 3500.62 | 13462.5 | No | 1279.6 | 6731.25 | No | - | - | 14000 | 3.68 | 1400 | 7000 | No | - | - | Yes | 5110 | 14200 | No | - | - | No | - | - | - | - | - | No | - | - | No | - | - | No | - | -
FDC140KXZEN1-W | 0 | N/A | MITSUBISHI HEAVY INDUSTRIES | N/A | Both | vrf | N/A | Air | Air | Thailand | 4.16 | N/A | 14 | N/A | N/A | N/A | N/A | N/A | 3.68 | 14 | Enthalpy Test Room | 3.3186 | 3.9727 | N/A | - | N/A | N/A | N/A | N/A | N/A | N/A | N/A | N/A | N/A | N/A | N/A | N/A | N/A | N/A | N/A | N/A | N/A | Single | R32 | Australia,Fiji,New Zealand | 138761 | 46190 | 0 | Approved | Reverse Cycle | N/A | No | Class 20 | No | N/A | N/A | N/A | N/A | N/A | N/A | N/A | Available | N/A | N/A | http://www.mhiaa.com.au/ | http://www.mhiaa.com.au | N/A | 0 | 0 | AAC6101 | Yes | Variable output compressor | Inverter | No | - | 14000 | 4.16 | - | 1470 | 7000 | No | - | - | - | 3802.24 | 15078 | No | 1343.58 | 7539 | No | - | - | 14000 | 3.68 | 1580 | 7000 | No | - | - | Yes | 3670 | 10800 | No | - | - | No | - | - | - | - | - | No | - | - | No | - | - | No | - | -
FDC140KXZES1-W | 0 | N/A | MITSUBISHI HEAVY INDUSTRIES | N/A | Both | vrf | N/A | Air | Air | Thailand | 4.16 | N/A | 14 | N/A | N/A | N/A | N/A | N/A | 3.68 | 14 | Enthalpy Test Room | 3.4383 | 4.0777 | N/A | - | N/A | N/A | N/A | N/A | N/A | N/A | N/A | N/A | N/A | N/A | N/A | N/A | N/A | N/A | N/A | N/A | N/A | Three | R32 | Australia,Fiji,New Zealand | 137427 | 46153 | 0 | Approved | Reverse Cycle | N/A | No | Class 20 | No | N/A | N/A | N/A | N/A | N/A | N/A | N/A | Available | N/A | N/A | http://www.mhiaa.com.au/ | http://www.mhiaa.com.au | N/A | 0 | 0 | AAC5961 | Yes | Variable output compressor | Inverter | No | - | 14000 | 4.16 | - | 1470 | 7000 | No | - | - | - | 3802.24 | 15078 | No | 1343.58 | 7539 | No | - | - | 14000 | 3.68 | 1580 | 7000 | No | - | - | Yes | 3600 | 10800 | No | - | - | No | - | - | - | - | - | No | - | - | No | - | - | No | - | -
FDC140VNX-W / FDE140VH | FDC(A)140VNX-W / FDE140VH | N/A | MITSUBISHI HEAVY INDUSTRIES | N/A | Non Ducted | Single Split System | Under ceiling | Air | Air | Thailand | 4.08 | N/A | 14 | N/A | N/A | N/A | N/A | N/A | 4.41 | 16 | Calorimeter Room | 3.3503 | 3.7486 | N/A | - | N/A | N/A | N/A | N/A | N/A | N/A | N/A | N/A | N/A | N/A | N/A | N/A | N/A | N/A | N/A | N/A | N/A | Single | R32 | Australia,Fiji,New Zealand | 133381 | 46044 | 0 | Approved | Reverse Cycle | N/A | Yes | Class 11 | Yes | N/A | N/A | N/A | N/A | N/A | N/A | N/A | Available | N/A | N/A | http://www.mhiaa.com.au/ | http://www.mhiaa.com.au | N/A | 0 | 0 | AAC5660 | Yes | Variable output compressor | Inverter | No | - | 14000 | 4.08 | - | 1520 | 7000 | No | - | - | - | 3729.12 | 15078 | No | 1389.28 | 7539 | No | - | - | 16000 | 4.41 | 1500 | 8000 | No | - | - | Yes | 6120 | 15500 | No | - | - | No | - | - | - | - | - | No | - | - | No | - | - | No | - | -
FDC140VNX-W / FDT140VH | FDC(A)140VNX-W / FDT140VH | N/A | MITSUBISHI HEAVY INDUSTRIES | N/A | Non Ducted | Single Split System | Cassette | Air | Air | Thailand | 3.87 | N/A | 14 | N/A | N/A | N/A | N/A | N/A | 4.2 | 16 | Calorimeter Room | 3.5609 | 3.8337 | N/A | - | N/A | N/A | N/A | N/A | N/A | N/A | N/A | N/A | N/A | N/A | N/A | N/A | N/A | N/A | N/A | N/A | N/A | Single | R32 | Australia,Fiji,New Zealand | 133466 | 46044 | 0 | Approved | Reverse Cycle | N/A | Yes | Class 11 | Yes | N/A | N/A | N/A | N/A | N/A | N/A | N/A | Available | N/A | N/A | http://www.mhiaa.com.au/ | http://www.mhiaa.com.au | N/A | 0 | 0 | AAC5670 | Yes | Variable output compressor | Inverter | No | - | 14000 | 3.87 | - | 1480 | 7000 | No | - | - | - | 3537.18 | 15078 | No | 1352.72 | 7539 | No | - | - | 16000 | 4.2 | 1480 | 8000 | No | - | - | Yes | 6170 | 15500 | No | - | - | No | - | - | - | - | - | No | - | - | No | - | - | No | - | -
FDC140VNX-W / FDU140VH | FDC(A)140VNX-W / FDU140VH | N/A | MITSUBISHI HEAVY INDUSTRIES | N/A | Ducted | Single Split System | - | Air | Air | Thailand | 4.22 | N/A | 14 | N/A | N/A | N/A | N/A | N/A | 4.22 | 16 | Enthalpy Test Room | 3.7881 | 4.0788 | N/A | - | N/A | N/A | N/A | N/A | N/A | N/A | N/A | N/A | N/A | N/A | N/A | N/A | N/A | N/A | N/A | N/A | N/A | Single | R32 | Australia,Fiji,New Zealand | 133112 | 46044 | 0 | Approved | Reverse Cycle | N/A | Yes | Class 11 | Yes | N/A | N/A | N/A | N/A | N/A | N/A | N/A | Available | N/A | N/A | http://www.mhiaa.com.au/ | http://www.mhiaa.com.au | N/A | 0 | 0 | AAC5658 | Yes | Variable output compressor | Inverter | No | - | 14000 | 4.22 | - | 1660 | 7000 | No | - | - | - | 3857.08 | 15078 | No | 1517.24 | 7539 | No | - | - | 16000 | 4.22 | 1690 | 8000 | No | - | - | Yes | 5850 | 15500 | No | - | - | No | - | - | - | - | - | No | - | - | No | - | - | No | - | -
FDC140VNX-W / FDUA140VG | FDC(A)140VNX-W / FDUA140 | N/A | MITSUBISHI HEAVY INDUSTRIES | N/A | Ducted | Single Split System | - | Air | Air | Australia | 4.02 | N/A | 14 | N/A | N/A | N/A | N/A | N/A | 4.19 | 16 | Enthalpy Test Room | 3.4895 | 4.0417 | N/A | - | N/A | N/A | N/A | N/A | N/A | N/A | N/A | N/A | N/A | N/A | N/A | N/A | N/A | N/A | N/A | N/A | N/A | Single | R32 | Australia,Fiji,New Zealand | 136624 | 46093 | 0 | Approved | Reverse Cycle | N/A | Yes | Class 11 | Yes | N/A | N/A | N/A | N/A | N/A | N/A | N/A | Available | N/A | N/A | http://www.mhiaa.com.au/ | http://www.mhiaa.com.au | N/A | 0 | 0 | AAC5833 | Yes | Variable output compressor | Inverter | No | - | 14000 | 4.02 | - | 1720 | 7000 | No | - | - | - | 3674.28 | 15078 | No | 1572.08 | 7539 | No | - | - | 16000 | 4.19 | 1580 | 8000 | No | - | - | Yes | 5610 | 15500 | No | - | - | No | - | - | - | - | - | No | - | - | No | - | - | No | - | -
FDC140VSX-W / FDE140VH | FDC(A)140VSX-W / FDE140VH | N/A | MITSUBISHI HEAVY INDUSTRIES | N/A | Non Ducted | Single Split System | Under ceiling | Air | Air | Thailand | 4.08 | N/A | 14 | N/A | N/A | N/A | N/A | N/A | 4.41 | 16 | Calorimeter Room | 3.5023 | 3.9006 | N/A | - | N/A | N/A | N/A | N/A | N/A | N/A | N/A | N/A | N/A | N/A | N/A | N/A | N/A | N/A | N/A | N/A | N/A | Three | R32 | Australia,Fiji,New Zealand | 133382 | 46044 | 0 | Approved | Reverse Cycle | N/A | Yes | Class 11 | Yes | N/A | N/A | N/A | N/A | N/A | N/A | N/A | Available | N/A | N/A | http://www.mhiaa.com.au/ | http://www.mhiaa.com.au | N/A | 0 | 0 | AAC5669 | Yes | Variable output compressor | Inverter | No | - | 14000 | 4.08 | - | 1520 | 7000 | No | - | - | - | 3729.12 | 15078 | No | 1389.28 | 7539 | No | - | - | 16000 | 4.41 | 1500 | 8000 | No | - | - | Yes | 6120 | 15500 | No | - | - | No | - | - | - | - | - | - | - | - | No | - | - | No | - | -
FDC140VSX-W / FDT140VH | FDC(A)140VSX-W / FDT140VH | N/A | MITSUBISHI HEAVY INDUSTRIES | N/A | Non Ducted | Single Split System | Cassette | Air | Air | Thailand | 3.87 | N/A | 14 | N/A | N/A | N/A | N/A | N/A | 4.2 | 16 | Calorimeter Room | 3.5675 | 3.9148 | N/A | - | N/A | N/A | N/A | N/A | N/A | N/A | N/A | N/A | N/A | N/A | N/A | N/A | N/A | N/A | N/A | N/A | N/A | Three | R32 | Australia,Fiji,New Zealand | 133517 | 46042 | 0 | Approved | Reverse Cycle | N/A | Yes | Class 11 | Yes | N/A | N/A | N/A | N/A | N/A | N/A | N/A | Available | N/A | N/A | http://www.mhiaa.com.au/ | http://www.mhiaa.com.au | N/A | 0 | 0 | AAC5651 | Yes | Variable output compressor | Inverter | No | - | 14000 | 3.87 | - | 1480 | 7000 | No | - | - | - | 3537.18 | 15078 | No | 1352.72 | 7539 | No | - | - | 16000 | 4.2 | 1480 | 8000 | No | - | - | Yes | 6170 | 15500 | No | - | - | No | - | - | - | - | - | No | - | - | No | - | - | No | - | -
FDC140VSX-W / FDU140VH | FDC(A)140VSX-W / FDU140VH | N/A | MITSUBISHI HEAVY INDUSTRIES | N/A | Ducted | Single Split System | - | Air | Air | Thailand | 4.22 | N/A | 14 | N/A | N/A | N/A | N/A | N/A | 4.22 | 16 | Enthalpy Test Room | 3.7504 | 4.2314 | N/A | - | N/A | N/A | N/A | N/A | N/A | N/A | N/A | N/A | N/A | N/A | N/A | N/A | N/A | N/A | N/A | N/A | N/A | Three | R32 | Australia,Fiji,New Zealand | 133127 | 46044 | 0 | Approved | Reverse Cycle | N/A | Yes | Class 11 | Yes | N/A | N/A | N/A | N/A | N/A | N/A | N/A | Available | N/A | N/A | http://www.mhiaa.com.au/ | http://www.mhiaa.com.au | N/A | 0 | 0 | AAC5659 | Yes | Variable output compressor | Inverter | No | - | 14000 | 4.22 | - | 1660 | 7000 | No | - | - | - | 3857.08 | 15078 | No | 1517.24 | 7539 | No | - | - | 16000 | 4.22 | 1690 | 8000 | No | - | - | Yes | 5850 | 15500 | No | - | - | No | - | - | - | - | - | No | - | - | No | - | - | - | - | -
FDC140VSX-W / FDUA140VG | FDC(A)140VSX-W / FDUA140 | N/A | MITSUBISHI HEAVY INDUSTRIES | N/A | Ducted | Single Split System | - | Air | Air | Thailand | 4.02 | N/A | 14 | N/A | N/A | N/A | N/A | N/A | 4.19 | 16 | Enthalpy Test Room | 3.5643 | 4.167 | N/A | - | N/A | N/A | N/A | N/A | N/A | N/A | N/A | N/A | N/A | N/A | N/A | N/A | N/A | N/A | N/A | N/A | N/A | Three | R32 | Australia,Fiji,New Zealand | 136587 | 46098 | 0 | Approved | Reverse Cycle | N/A | Yes | Class 11 | Yes | N/A | N/A | N/A | N/A | N/A | N/A | N/A | Available | N/A | N/A | http://www.mhiaa.com.au/ | http://www.mhiaa.com.au | N/A | 0 | 0 | AAC5840 | Yes | Variable output compressor | Inverter | No | - | 14000 | 4.02 | - | 1720 | 7000 | No | - | - | - | 3674.28 | 15078 | No | 1572.08 | 7539 | No | - | - | 16000 | 4.19 | 1580 | 8000 | No | - | - | Yes | 5610 | 15500 | No | - | - | No | - | - | - | - | - | No | - | - | No | - | - | No | - | -
FDC155KXZES1-W | 0 | N/A | MITSUBISHI HEAVY INDUSTRIES | N/A | Both | vrf | N/A | Air | Air | Thailand | 5.14 | N/A | 15.5 | N/A | N/A | N/A | N/A | N/A | 4.22 | 15.5 | Enthalpy Test Room | 3.0357 | 3.8557 | N/A | - | N/A | N/A | N/A | N/A | N/A | N/A | N/A | N/A | N/A | N/A | N/A | N/A | N/A | N/A | N/A | N/A | N/A | Three | R32 | Australia,Fiji,New Zealand | 137431 | 46154 | 0 | Approved | Reverse Cycle | N/A | No | Class 20 | No | N/A | N/A | N/A | N/A | N/A | N/A | N/A | Available | N/A | N/A | http://www.mhiaa.com.au/ | http://www.mhiaa.com.au | N/A | 0 | 0 | AAC5987 | Yes | Variable output compressor | Inverter | No | - | 15500 | 5.14 | - | 1650 | 7750 | No | - | - | - | 4697.96 | 16693.5 | No | 1508.1 | 8346.75 | No | - | - | 15500 | 4.22 | 1850 | 7750 | No | - | - | Yes | 3600 | 10800 | No | - | - | No | - | - | - | - | - | No | - | - | No | - | - | No | - | -
FDC224KXZME1 | 0 | N/A | MITSUBISHI HEAVY INDUSTRIES | N/A | Both | vrf | N/A | Air | Air | Thailand | 5.87 | N/A | 22.4 | N/A | N/A | N/A | N/A | N/A | 5.25 | 22.4 | Enthalpy Test Room | 3.9745 | 4.3974 | N/A | - | N/A | N/A | N/A | N/A | N/A | N/A | N/A | N/A | N/A | N/A | N/A | N/A | N/A | N/A | N/A | N/A | N/A | Three | R410A | Australia,Fiji,New Zealand | 158895 | 47138 | 0 | Approved | Reverse Cycle | N/A | No | Class 20 | No | N/A | N/A | N/A | N/A | N/A | N/A | N/A | Available | N/A | N/A | http://www.mhiaa.com.au/ | http://www.mhiaa.com.au/ | N/A | 0 | 0 | AAC8009 | Yes | Variable output compressor | Inverter | No | - | 22400 | 5.87 | - | 2400 | 11200 | No | - | - | - | 5365.18 | 24124.8 | No | 2193.6 | 12062.4 | No | - | - | 22400 | 5.25 | 2000 | 11200 | No | - | - | Yes | 8200 | 22500 | No | - | - | No | - | - | - | - | - | No | - | - | No | - | - | No | - | -
FDC224KXZRE2 | 0 | N/A | MITSUBISHI HEAVY INDUSTRIES | N/A | Ducted | vrf | N/A | Air | Air | Thailand | 6.04 | N/A | 22.4 | N/A | N/A | N/A | N/A | N/A | 5.55 | 22.4 | Enthalpy Test Room | 3.7175 | 3.735 | N/A | - | N/A | N/A | N/A | N/A | N/A | N/A | N/A | N/A | N/A | N/A | N/A | N/A | N/A | N/A | N/A | N/A | N/A | Three | R410A | Australia,Fiji,New Zealand | 142803 | 46341 | 0 | Approved | Reverse Cycle | N/A | No | Class 20 | No | N/A | N/A | N/A | N/A | N/A | N/A | N/A | Available | N/A | N/A | http://www.mhiaa.com.au/ | http://www.mhiaa.com.au/ | N/A | 0 | 0 | AAC6347 | Yes | Variable output compressor | Inverter | No | - | 22400 | 6.04 | - | 2500 | 11200 | No | - | - | - | 5520.56 | 24124.8 | No | 2285 | 12062.4 | No | - | - | 22400 | 5.55 | 2450 | 11000 | No | - | - | Yes | 6300 | 17000 | No | - | - | - | - | - | - | - | - | No | - | - | No | - | - | No | - | -
FDC280KXZE2 | 0 | N/A | MITSUBISHI HEAVY INDUSTRIES | N/A | Both | vrf | N/A | Air | Air | Australia | 7.57 | N/A | 28 | N/A | N/A | N/A | N/A | N/A | 7.73 | 31.5 | Enthalpy Test Room | 3.5861 | 3.8966 | N/A | - | N/A | N/A | N/A | N/A | N/A | N/A | N/A | N/A | N/A | N/A | N/A | N/A | N/A | N/A | N/A | N/A | N/A | Three | R410A | Australia,Fiji,New Zealand | 141544 | 46329 | 0 | Approved | Reverse Cycle | N/A | No | Class 20 | No | N/A | N/A | N/A | N/A | N/A | N/A | N/A | Available | N/A | N/A | http://www.mhiaa.com.au/ | http://www.mhiaa.com.au/ | N/A | 0 | 0 | AAC6335 | Yes | Variable output compressor | Inverter | No | - | 28000 | 7.57 | - | 2500 | 13800 | No | - | - | - | 6918.98 | 30156 | No | 2285 | 14862.6 | No | - | - | 31500 | 7.73 | 3090 | 15700 | No | - | - | Yes | 8810 | 24500 | No | - | - | No | - | - | - | - | - | No | - | - | No | - | - | No | - | -
FDC280KXZME1 | 0 | N/A | MITSUBISHI HEAVY INDUSTRIES | N/A | Both | vrf | N/A | Air | Air | Thailand | 8.22 | N/A | 28 | N/A | N/A | N/A | N/A | N/A | 6.85 | 28 | Enthalpy Test Room | 3.43 | 4.0659 | N/A | - | N/A | N/A | N/A | N/A | N/A | N/A | N/A | N/A | N/A | N/A | N/A | N/A | N/A | N/A | N/A | N/A | N/A | Three | R410A | Australia,Fiji,New Zealand | 158898 | 47124 | 0 | Approved | Reverse Cycle | N/A | No | Class 20 | No | N/A | N/A | N/A | N/A | N/A | N/A | N/A | Available | N/A | N/A | http://www.mhiaa.com.au/ | http://www.mhiaa.com.au/ | N/A | 0 | 0 | AAC7994 | Yes | Variable output compressor | Inverter | No | - | 28000 | 8.22 | - | 3050 | 14000 | No | - | - | - | 7513.08 | 30156 | No | 2787.7 | 15078 | No | - | - | 28000 | 6.85 | 2800 | 14000 | No | - | - | Yes | 8200 | 24500 | No | - | - | No | - | - | - | - | - | No | - | - | No | - | - | - | - | -
FDC280KXZRE2 | 0 | N/A | MITSUBISHI HEAVY INDUSTRIES | N/A | Both | vrf | N/A | Air | Air | Thailand | 7.71 | N/A | 28 | N/A | N/A | N/A | N/A | N/A | 7.18 | 28 | Enthalpy Test Room | 3.3153 | 3.6829 | N/A | - | N/A | N/A | N/A | N/A | N/A | N/A | N/A | N/A | N/A | N/A | N/A | N/A | N/A | N/A | N/A | N/A | N/A | Three | R410A | Australia,Fiji,New Zealand | 142805 | 46341 | 0 | Approved | Reverse Cycle | N/A | No | Class 20 | No | N/A | N/A | N/A | N/A | N/A | N/A | N/A | Available | N/A | N/A | http://www.mhiaa.com.au/ | http://www.mhiaa.com.au/ | N/A | 0 | 0 | AAC6348 | Yes | Variable output compressor | Inverter | No | - | 28000 | 7.71 | - | 3200 | 13700 | No | - | - | - | 7046.94 | 30156 | No | 2924.8 | 14754.9 | No | - | - | 28000 | 7.18 | 2800 | 13700 | No | - | - | Yes | 6500 | 17900 | No | - | - | No | - | - | - | - | - | No | - | - | No | - | - | No | - | -
FDC335KXZE2 | 0 | N/A | MITSUBISHI HEAVY INDUSTRIES | N/A | Both | vrf | N/A | Air | Air | Thailand | 9.4 | N/A | 33.5 | N/A | N/A | N/A | N/A | N/A | 9.45 | 37.5 | Enthalpy Test Room | 3.3363 | 3.8491 | N/A | - | N/A | N/A | N/A | N/A | N/A | N/A | N/A | N/A | N/A | N/A | N/A | N/A | N/A | N/A | N/A | N/A | N/A | Three | R410A | Australia,Fiji,New Zealand | 141584 | 46329 | 0 | Approved | Reverse Cycle | N/A | No | Class 20 | No | N/A | N/A | N/A | N/A | N/A | N/A | N/A | Available | N/A | N/A | http://www.mhiaa.com.au/ | http://www.mhiaa.com.au/ | N/A | 0 | 0 | AAC6334 | Yes | Variable output compressor | Inverter | No | No | 33500 | 9.4 | - | 3100 | 16200 | No | - | - | - | 8591.6 | 36079.5 | No | 2833.4 | 17447.4 | No | - | - | 37500 | 9.45 | 3810 | 18700 | No | - | - | Yes | 10800 | 27900 | No | - | - | No | - | - | - | - | - | No | - | - | No | - | - | No | - | -
FDC335KXZME1A | 0 | N/A | MITSUBISHI HEAVY INDUSTRIES | N/A | Non Ducted | vrf | N/A | Air | Air | Thailand | 11.1 | N/A | 33.5 | N/A | N/A | N/A | N/A | N/A | 8.86 | 33.5 | Enthalpy Test Room | 3.0713 | 3.8216 | N/A | 66.439 | N/A | N/A | N/A | N/A | N/A | N/A | N/A | N/A | N/A | N/A | N/A | N/A | N/A | N/A | N/A | N/A | N/A | Three | R410A | Australia,Fiji,New Zealand | 158933 | 47159 | 0 | Approved | Reverse Cycle | N/A | No | Class 20 | No | N/A | N/A | N/A | N/A | N/A | N/A | N/A | Available | N/A | N/A | http://www.mhiaa.com.au/ | http://www.mhiaa.com.au/ | N/A | 0 | 0 | AAC8051 | Yes | Variable output compressor | Inverter | No | - | 33500 | 11.1 | - | 4100 | 16750 | No | - | - | - | 10145.4 | 36079.5 | No | 3747.4 | 18039.75 | No | - | - | 33500 | 8.86 | 3300 | 16750 | No | - | - | Yes | 8100 | 24500 | No | - | - | No | - | - | - | - | - | No | - | - | No | - | - | No | - | -
FDC335KXZRE2 | 0 | N/A | MITSUBISHI HEAVY INDUSTRIES | N/A | Both | vrf | N/A | Air | Air | Thailand | 10.07 | N/A | 33.5 | N/A | N/A | N/A | N/A | N/A | 8.86 | 33.5 | Enthalpy Test Room | 3.1823 | 3.7144 | N/A | - | N/A | N/A | N/A | N/A | N/A | N/A | N/A | N/A | N/A | N/A | N/A | N/A | N/A | N/A | N/A | N/A | N/A | Three | R410A | Australia,Fiji,New Zealand | 142808 | 46341 | 0 | Approved | Reverse Cycle | N/A | No | Class 20 | No | N/A | N/A | N/A | N/A | N/A | N/A | N/A | Available | N/A | N/A | http://www.mhiaa.com.au/ | http://www.mhiaa.com.au/ | N/A | 0 | 0 | AAC6346 | Yes | Variable output compressor | Inverter | No | No | 33500 | 10.07 | - | 3650 | 16400 | No | - | - | - | 9203.98 | 36079.5 | No | 3336.1 | 17662.8 | No | - | - | 33500 | 8.86 | 3300 | 16750 | No | - | - | - | - | - | - | 8370 | 23000 | No | - | - | - | - | - | - | - | - | No | - | - | No | - | -
FDC400KXZE2 | 0 | N/A | MITSUBISHI HEAVY INDUSTRIES | N/A | Both | vrf | N/A | Air | Air | Thailand | 11.44 | N/A | 40 | N/A | N/A | N/A | N/A | N/A | 10.69 | 45 | Enthalpy Test Room | 3.3354 | 3.8681 | N/A | - | N/A | N/A | N/A | N/A | N/A | N/A | N/A | N/A | N/A | N/A | N/A | N/A | N/A | N/A | N/A | N/A | N/A | Three | R410A | Australia,Fiji,New Zealand | 141607 | 46336 | 0 | Approved | Reverse Cycle | N/A | No | Class 21 | No | N/A | N/A | N/A | N/A | N/A | N/A | N/A | Available | N/A | N/A | http://www.mhiaa.com.au/ | http://www.mhiaa.com.au/ | N/A | 0 | 0 | AAC6338 | Yes | Variable output compressor | Inverter | No | No | 40000 | 11.44 | - | 3760 | 20000 | No | - | - | - | 10456.16 | 43080 | No | 3436.64 | 21540 | No | - | - | 45000 | 10.69 | 4160 | 21700 | No | - | - | Yes | 16200 | 39000 | No | - | - | No | - | - | - | - | - | No | - | - | No | - | - | No | - | -
FDC400KXZRE2 | 0 | N/A | MITSUBISHI HEAVY INDUSTRIES | N/A | Both | vrf | N/A | Air | Air | Thailand | 12.02 | N/A | 40 | N/A | N/A | N/A | N/A | N/A | 10.22 | 40 | Enthalpy Test Room | 3.2258 | 3.705 | N/A | - | N/A | N/A | N/A | N/A | N/A | N/A | N/A | N/A | N/A | N/A | N/A | N/A | N/A | N/A | N/A | N/A | N/A | Three | R410A | Australia,Fiji,New Zealand | 142809 | 46341 | 0 | Approved | Reverse Cycle | N/A | No | Class 21 | No | N/A | N/A | N/A | N/A | N/A | N/A | N/A | Available | N/A | N/A | http://www.mhiaa.com.au/ | http://www.mhiaa.com.au/ | N/A | 0 | 0 | AAC6349 | Yes | Variable output compressor | Inverter | No | No | 40000 | 12.02 | - | 4400 | 20000 | No | - | - | - | 10986.28 | 43080 | No | 4021.6 | 21540 | No | - | - | 40000 | 10.22 | 3900 | 19600 | No | - | - | Yes | 10100 | 28000 | No | - | - | No | - | - | - | - | - | No | - | - | No | - | - | No | - | -
FDC450KXZE2 | 0 | N/A | MITSUBISHI HEAVY INDUSTRIES | N/A | Both | vrf | N/A | Air | Air | Thailand | 14.46 | N/A | 45 | N/A | N/A | N/A | N/A | N/A | 12.98 | 50 | Enthalpy Test Room | 3.0051 | 3.5923 | N/A | - | N/A | N/A | N/A | N/A | N/A | N/A | N/A | N/A | N/A | N/A | N/A | N/A | N/A | N/A | N/A | N/A | N/A | Three | R410A | Australia,Fiji,New Zealand | 141729 | 46337 | 0 | Approved | Reverse Cycle | N/A | Yes | Class 21 | Yes | N/A | N/A | N/A | N/A | N/A | N/A | N/A | Available | N/A | N/A | http://www.mhiaa.com.au/ | http://www.mhiaa.com.au/ | N/A | 0 | 0 | AAC6342 | Yes | Variable output compressor | Inverter | No | No | 45000 | 14.46 | - | 4400 | 22500 | No | - | - | - | 13216.44 | 48465 | No | 4021.6 | 24232.5 | No | - | - | 50000 | 12.98 | 4570 | 24200 | No | - | - | Yes | 16300 | 38000 | No | - | - | No | - | - | - | - | - | No | - | - | No | - | - | No | - | -
FDC450KXZRE2 | 0 | N/A | MITSUBISHI HEAVY INDUSTRIES | N/A | Both | vrf | N/A | Air | Air | Thailand | 14.95 | N/A | 45 | N/A | N/A | N/A | N/A | N/A | 11.87 | 45 | Enthalpy Test Room | 2.845 | 3.5858 | N/A | 56.4 | N/A | N/A | N/A | N/A | N/A | N/A | N/A | N/A | N/A | N/A | N/A | N/A | N/A | N/A | N/A | N/A | N/A | Three | R410A | Australia,Fiji,New Zealand | 142822 | 46341 | 0 | Approved | Reverse Cycle | N/A | No | Class 21 | No | N/A | N/A | N/A | N/A | N/A | N/A | N/A | Available | N/A | N/A | http://www.mhiaa.com.au/ | http://www.mhiaa.com.au/ | N/A | 0 | 0 | AAC6345 | Yes | Variable output compressor | Inverter | No | No | 45000 | 14.95 | - | 5000 | 21800 | No | - | - | - | 13664.3 | 48465 | No | 4570 | 23478.6 | No | - | - | 45000 | 11.87 | 4400 | 22500 | No | - | - | Yes | 11800 | 32900 | No | - | - | No | - | - | - | - | - | No | - | - | No | - | - | No | - | -
FDC475KXZE2 | 0 | N/A | MITSUBISHI HEAVY INDUSTRIES | N/A | Both | vrf | N/A | Air | Air | Thailand | 14.57 | N/A | 47.5 | N/A | N/A | N/A | N/A | N/A | 13.59 | 53 | Enthalpy Test Room | 3.3189 | 3.6556 | N/A | - | N/A | N/A | N/A | N/A | N/A | N/A | N/A | N/A | N/A | N/A | N/A | N/A | N/A | N/A | N/A | N/A | N/A | Three | R410A | Australia,Fiji,New Zealand | 141733 | 46337 | 0 | Approved | Reverse Cycle | N/A | No | Class 21 | No | N/A | N/A | N/A | N/A | N/A | N/A | N/A | Available | N/A | N/A | http://www.mhiaa.com.au/ | http://www.mhiaa.com.au/ | N/A | 0 | 0 | AAC6341 | Yes | Variable output compressor | Inverter | No | No | 47500 | 14.57 | - | 5350 | 23800 | No | - | - | - | 13316.98 | 51157.5 | No | 4889.9 | 25632.6 | No | - | - | 53000 | 13.59 | 5400 | 25200 | No | - | - | Yes | 15400 | 36500 | No | - | - | No | - | - | - | - | - | No | - | - | No | - | - | No | - | -
FDC475KXZRE2 | 0 | N/A | MITSUBISHI HEAVY INDUSTRIES | N/A | Both | vrf | N/A | Air | Air | Thailand | 15.44 | N/A | 47.5 | N/A | N/A | N/A | N/A | N/A | 12.27 | 47.5 | Enthalpy Test Room | 2.9073 | 3.7435 | N/A | 67.6 | N/A | N/A | N/A | N/A | N/A | N/A | N/A | N/A | N/A | N/A | N/A | N/A | N/A | N/A | N/A | N/A | N/A | Three | R410A | Australia,Fiji,New Zealand | 142823 | 46344 | 0 | Approved | Reverse Cycle | N/A | No | Class 21 | No | N/A | N/A | N/A | N/A | N/A | N/A | N/A | Available | N/A | N/A | http://www.mhiaa.com.au/ | http://www.mhiaa.com.au/ | N/A | 0 | 0 | AAC6356 | Yes | Variable output compressor | Inverter | No | No | 47500 | 15.44 | - | 5100 | 23759 | No | - | - | - | 14112.16 | 51157.5 | No | 4661.4 | 25588.443 | No | - | - | 47500 | 12.27 | 5100 | 23750 | No | - | - | Yes | 11200 | 31000 | No | - | - | No | - | - | - | - | - | No | - | - | No | - | - | No | - | -
FDC500KXZE2 | 0 | N/A | MITSUBISHI HEAVY INDUSTRIES | N/A | Both | vrf | N/A | Air | Air | Thailand | 14.61 | N/A | 50 | N/A | N/A | N/A | N/A | N/A | 14.16 | 56 | Enthalpy Test Room | 3.2216 | 3.7248 | N/A | - | N/A | N/A | N/A | N/A | N/A | N/A | N/A | N/A | N/A | N/A | N/A | N/A | N/A | N/A | N/A | N/A | N/A | Three | R410A | Australia,Fiji,New Zealand | 141736 | 46329 | 0 | Approved | Reverse Cycle | N/A | No | Class 21 | No | N/A | N/A | N/A | N/A | N/A | N/A | N/A | Available | N/A | N/A | http://www.mhiaa.com.au/ | http://www.mhiaa.com.au/ | N/A | 0 | 0 | AAC6333 | Yes | Variable output compressor | Inverter | No | No | 50000 | 14.61 | - | 5750 | 25100 | No | - | - | - | 13353.54 | 53850 | No | 5255.5 | 27032.7 | No | - | - | 56000 | 14.16 | 6550 | 27000 | No | - | - | Yes | 16400 | 40000 | No | - | - | No | - | - | - | - | - | No | - | - | No | - | - | No | - | -
FDC500KXZRE2 | 0 | N/A | MITSUBISHI HEAVY INDUSTRIES | N/A | Both | vrf | N/A | Air | Air | Thailand | 15.8 | N/A | 50 | N/A | N/A | N/A | N/A | N/A | 13.29 | 50 | Enthalpy Test Room | 3.0528 | 3.675 | N/A | - | N/A | N/A | N/A | N/A | N/A | N/A | N/A | N/A | N/A | N/A | N/A | N/A | N/A | N/A | N/A | N/A | N/A | Three | R410A | Australia,Fiji,New Zealand | 142877 | 46344 | 0 | Approved | Reverse Cycle | N/A | No | Class 21 | No | N/A | N/A | N/A | N/A | N/A | N/A | N/A | Available | N/A | N/A | http://www.mhiaa.com.au/ | http://www.mhiaa.com.au/ | N/A | 0 | 0 | AAC6355 | Yes | Variable output compressor | Inverter | No | No | 50000 | 15.8 | - | 6000 | 25000 | No | - | - | - | 14441.2 | 53850 | No | 5484 | 26925 | No | - | - | 50000 | 13.29 | 5200 | 25000 | No | - | - | Yes | 11000 | 31000 | No | - | - | No | - | - | - | - | - | No | - | - | No | - | - | No | - | -
FDC560KXZE2 | 0 | N/A | MITSUBISHI HEAVY INDUSTRIES | N/A | Both | vrf | N/A | Air | Air | Thailand | 18.14 | N/A | 56 | N/A | N/A | N/A | N/A | N/A | 16.79 | 63 | Enthalpy Test Room | 2.8586 | 3.411 | N/A | 56.3 | N/A | N/A | N/A | N/A | N/A | N/A | N/A | N/A | N/A | N/A | N/A | N/A | N/A | N/A | N/A | N/A | N/A | Three | R410A | Australia,Fiji,New Zealand | 141735 | 46337 | 0 | Approved | Reverse Cycle | N/A | No | Class 21 | No | N/A | N/A | N/A | N/A | N/A | N/A | N/A | Available | N/A | N/A | http://www.mhiaa.com.au/ | http://www.mhiaa.com.au/ | N/A | 0 | 0 | AAC6340 | Yes | Variable output compressor | Inverter | No | No | 56000 | 18.14 | - | 6290 | 28000 | No | - | - | - | 16579.96 | 60312 | No | 5749.06 | 30156 | No | - | - | 63000 | 16.79 | 6550 | 31500 | No | - | - | Yes | 18300 | 42800 | No | - | - | No | - | - | - | - | - | No | - | - | No | - | - | No | - | -
FDC71VNX-W / FDE71VH | FDCA71VNX-W / FDE71VH | N/A | MITSUBISHI HEAVY INDUSTRIES | N/A | Non Ducted | Single Split System | Cassette | Air | Air | Thailand | 1.87 | N/A | 7.1 | N/A | N/A | N/A | N/A | N/A | 1.87 | 8 | Calorimeter Room | 3.6217 | 4.1645 | N/A | - | N/A | N/A | N/A | N/A | N/A | N/A | N/A | N/A | N/A | N/A | N/A | N/A | N/A | N/A | N/A | N/A | N/A | Single | R32 | Australia,Fiji,New Zealand | 131086 | 45881 | 0 | Approved | Reverse Cycle | N/A | Yes | Class 9 | Yes | N/A | N/A | N/A | N/A | N/A | N/A | N/A | Available | N/A | N/A | http://www.mhiaa.com.au/ | http://www.mhiaa.com.au | N/A | 0 | 0 | AAC5141 | Yes | Variable output compressor | Inverter | No | - | 7100 | 1.87 | - | 650 | 3550 | No | - | - | - | 1709.18 | 7646.7 | No | 594.1 | 3823.35 | No | - | - | 8000 | 1.87 | 740 | 4000 | No | - | - | Yes | 2520 | 7400 | No | - | - | No | - | - | - | - | - | No | - | - | No | - | - | No | - | -
FDC71VNX-W / FDT71VH | FDCA71VNX-W / FDT71VH | N/A | MITSUBISHI HEAVY INDUSTRIES | N/A | Non Ducted | Single Split System | Cassette | Air | Air | Thailand | 1.69 | N/A | 7.1 | N/A | N/A | N/A | N/A | N/A | 1.75 | 8 | Calorimeter Room | 4.0568 | 4.5737 | N/A | - | N/A | N/A | N/A | N/A | N/A | N/A | N/A | N/A | N/A | N/A | N/A | N/A | N/A | N/A | N/A | N/A | N/A | Single | R32 | Australia,Fiji,New Zealand | 131083 | 45881 | 0 | Approved | Reverse Cycle | N/A | Yes | Class 9 | Yes | N/A | N/A | N/A | N/A | N/A | N/A | N/A | Available | N/A | N/A | http://www.mhiaa.com.au/ | http://www.mhiaa.com.au | N/A | 0 | 0 | AAC5137 | Yes | Variable output compressor | Inverter | No | - | 7100 | 1.69 | - | 590 | 3550 | No | - | - | - | 1544.66 | 7646.7 | No | 539.26 | 3823.35 | No | - | - | 8000 | 1.75 | 670 | 4000 | No | - | - | Yes | 2390 | 7400 | No | - | - | No | - | - | - | - | - | No | - | - | No | - | - | No | - | -
FDC71VNX-W / FDU71VH | FDCA71VNX-W / FDU71VH | N/A | MITSUBISHI HEAVY INDUSTRIES | N/A | Ducted | Single Split System | - | Air | Air | Thailand | 1.77 | N/A | 7.1 | N/A | N/A | N/A | N/A | N/A | 1.78 | 8 | Enthalpy Test Room | 3.6793 | 4.3096 | N/A | - | N/A | N/A | N/A | N/A | N/A | N/A | N/A | N/A | N/A | N/A | N/A | N/A | N/A | N/A | N/A | N/A | N/A | Single | R32 | Australia,Fiji,New Zealand | 131115 | 45881 | 0 | Approved | Reverse Cycle | N/A | Yes | Class 10 | Yes | N/A | N/A | N/A | N/A | N/A | N/A | N/A | Available | N/A | N/A | http://www.mhiaa.com.au/ | http://www.mhiaa.com.au | N/A | 0 | 0 | AAC5138 | Yes | Variable output compressor | Inverter | No | - | 7100 | 1.77 | - | 710 | 3550 | No | - | - | - | 1617.78 | 7646.7 | No | 648.94 | 3823.35 | No | - | - | 8000 | 1.78 | 780 | 4000 | No | - | - | Yes | 2480 | 7400 | No | - | - | No | - | - | - | - | - | No | - | - | No | - | - | No | - | -
FDC90KXZEN1-W | 0 | N/A | MITSUBISHI HEAVY INDUSTRIES | N/A | Both | vrf | N/A | Air | Air | Thailand | 2.1 | N/A | 9 | N/A | N/A | N/A | N/A | N/A | 2.05 | 9 | Enthalpy Test Room | 4.5051 | 4.9761 | N/A | - | N/A | N/A | N/A | N/A | N/A | N/A | N/A | N/A | N/A | N/A | N/A | N/A | N/A | N/A | N/A | N/A | N/A | Single | R32 | Australia,Fiji,New Zealand | 138704 | 46189 | 0 | Approved | Reverse Cycle | N/A | No | Class 19 | No | N/A | N/A | N/A | N/A | N/A | N/A | N/A | Available | N/A | N/A | http://www.mhiaa.com.au/ | http://www.mhiaa.com.au | N/A | 0 | 0 | AAC6094 | Yes | Variable output compressor | Inverter | No | - | 9000 | 2.1 | - | 900 | 4500 | No | - | - | - | 1919.4 | 9693 | No | 822.6 | 4846.5 | No | - | - | 9000 | 2.05 | 1070 | 4500 | No | - | - | Yes | 3900 | 10500 | No | - | - | No | - | - | - | - | - | - | - | - | No | - | - | No | - | -
FDCA100VN / FDT100VH | 0 | N/A | MITSUBISHI HEAVY INDUSTRIES | N/A | Non Ducted | Single Split System | Cassette | Air | Air | Thailand | 2.76 | N/A | 10 | N/A | N/A | N/A | N/A | N/A | 2.74 | 11.2 | Calorimeter Room | 3.4674 | 4.7329 | N/A | - | N/A | N/A | N/A | N/A | N/A | N/A | N/A | N/A | N/A | N/A | N/A | N/A | N/A | N/A | N/A | N/A | N/A | Single | R410A | Australia,Fiji,New Zealand | 130909 | 45860 | 0 | Approved | Reverse Cycle | N/A | Yes | Class 11 | Yes | N/A | N/A | N/A | N/A | N/A | N/A | N/A | Available | N/A | N/A | http://www.mhiaa.com.au/ | http://www.mhiaa.com.au | N/A | 0 | 0 | AAC5037 | Yes | Variable output compressor | Inverter | No | - | 10000 | 2.76 | - | 1050 | 5000 | No | - | - | - | 2522.64 | 10770 | No | 959.7 | 5385 | No | - | - | 11200 | 2.74 | 1100 | 5600 | No | - | - | Yes | 3580 | 10900 | No | - | - | No | - | - | - | - | - | No | - | - | No | - | - | No | - | -
FDCA100VN / FDUA100VH | 0 | N/A | MITSUBISHI HEAVY INDUSTRIES | N/A | Ducted | Single Split System | - | Air | Air | Thailand | 3.05 | N/A | 10 | N/A | N/A | N/A | N/A | N/A | 2.87 | 11.2 | Enthalpy Test Room | 3.3011 | 4.036 | N/A | - | N/A | N/A | N/A | N/A | N/A | N/A | N/A | N/A | N/A | N/A | N/A | N/A | N/A | N/A | N/A | N/A | N/A | Single | R410A | Australia,Fiji,New Zealand | 134157 | 45979 | 0 | Approved | Reverse Cycle | N/A | Yes | Class 11 | Yes | N/A | N/A | N/A | N/A | N/A | N/A | N/A | Available | N/A | N/A | http://www.mhiaa.com.au/ | http://www.mhiaa.com.au | N/A | 0 | 0 | AAC5500 | Yes | Variable output compressor | Inverter | No | - | 10000 | 3.05 | - | 1172 | 5000 | No | - | - | - | 2787.7 | 10770 | No | 1071.208 | 5385 | No | - | - | 11200 | 2.87 | 1228 | 5600 | No | - | - | Yes | 2850 | 8420 | No | - | - | No | - | - | - | - | - | No | - | - | No | - | - | No | - | -
FDCA100VNA-W / FDE100VH | FDE100VH / FDC(A)100VNA-W | N/A | MITSUBISHI HEAVY INDUSTRIES | N/A | Non Ducted | Single Split System | Under ceiling | Air | Air | Thailand | 2.85 | N/A | 10 | N/A | N/A | N/A | N/A | N/A | 2.54 | 11.2 | Calorimeter Room | 3.8545 | 4.4766 | N/A | - | N/A | N/A | N/A | N/A | N/A | N/A | N/A | N/A | N/A | N/A | N/A | N/A | N/A | N/A | N/A | N/A | N/A | Single | R32 | Australia,Fiji,New Zealand | 130672 | 45874 | 0 | Approved | Reverse Cycle | N/A | Yes | Class 11 | Yes | N/A | N/A | N/A | N/A | N/A | N/A | N/A | Available | N/A | N/A | http://www.mhiaa.com.au/ | http://www.mhiaa.com.au | N/A | 0 | 0 | AAC5099 | Yes | Variable output compressor | Inverter | No | - | 10000 | 2.85 | - | 910 | 5000 | No | - | - | - | 2604.9 | 10770 | No | 831.74 | 5385 | No | - | - | 11200 | 2.54 | 1000 | 5600 | No | - | - | Yes | 3070 | 10000 | No | - | - | No | - | - | - | - | - | No | - | - | No | - | - | No | - | -
FDCA100VNA-W / FDT100VH | FDC(A)VNA-W / FDT100VH | N/A | MITSUBISHI HEAVY INDUSTRIES | N/A | Non Ducted | Single Split System | Under ceiling | Air | Air | Australia | 2.73 | N/A | 10 | N/A | N/A | N/A | N/A | N/A | 2.54 | 11.2 | Calorimeter Room | 3.8271 | 4.5367 | N/A | - | N/A | N/A | N/A | N/A | N/A | N/A | N/A | N/A | N/A | N/A | N/A | N/A | N/A | N/A | N/A | N/A | N/A | Single | R32 | Australia,Fiji,New Zealand | 130677 | 45876 | 0 | Approved | Reverse Cycle | N/A | Yes | Class 11 | Yes | N/A | N/A | N/A | N/A | N/A | N/A | N/A | Available | N/A | N/A | http://www.mhiaa.com.au/ | http://www.mhiaa.com.au | N/A | 0 | 0 | AAC5107 | Yes | Variable output compressor | Inverter | No | - | 10000 | 2.73 | - | 920 | 5000 | No | - | - | - | 2495.22 | 10770 | No | 840.88 | 5385 | No | - | - | 11200 | 2.54 | 1010 | 5600 | No | - | - | Yes | 3150 | 10000 | No | - | - | No | - | - | - | - | - | - | - | - | No | - | - | No | - | -
FDCA100VNA-W / FDU100VH | FDC(A)VNA-W / FDU100VH | N/A | MITSUBISHI HEAVY INDUSTRIES | N/A | Ducted | Single Split System | - | Air | Air | Thailand | 2.99 | N/A | 10 | N/A | N/A | N/A | N/A | N/A | 2.66 | 11.2 | Enthalpy Test Room | 3.7819 | 4.4151 | N/A | - | N/A | N/A | N/A | N/A | N/A | N/A | N/A | N/A | N/A | N/A | N/A | N/A | N/A | N/A | N/A | N/A | N/A | Single | R32 | Australia,Fiji,New Zealand | 130751 | 45880 | 0 | Approved | Reverse Cycle | N/A | Yes | Class 11 | Yes | N/A | N/A | N/A | N/A | N/A | N/A | N/A | Available | N/A | N/A | http://www.mhiaa.com.au/ | http://www.mhiaa.com.au | N/A | 0 | 0 | AAC5135 | Yes | Variable output compressor | Inverter | No | - | 10000 | 2.99 | - | 1030 | 5000 | No | - | - | - | 2732.86 | 10770 | No | 941.42 | 5385 | No | - | - | 11200 | 2.66 | 1070 | 5600 | No | - | - | Yes | 3120 | 10000 | No | - | - | No | - | - | - | - | - | No | - | - | No | - | - | No | - | -
FDCA100VNA-W / FDUA100VH | FDCA100VNA-W / FDUA100VH | N/A | MITSUBISHI HEAVY INDUSTRIES | N/A | Ducted | Single Split System | - | Air | Air | Thailand | 3.05 | N/A | 10 | N/A | N/A | N/A | N/A | N/A | 2.87 | 11.2 | Enthalpy Test Room | 3.8064 | 4.4412 | N/A | - | N/A | N/A | N/A | N/A | N/A | N/A | N/A | N/A | N/A | N/A | N/A | N/A | N/A | N/A | N/A | N/A | N/A | Single | R32 | Australia,Fiji,New Zealand | 130777 | 45880 | 0 | Approved | Reverse Cycle | N/A | Yes | Class 11 | Yes | N/A | N/A | N/A | N/A | N/A | N/A | N/A | Available | N/A | N/A | http://www.mhiaa.com.au/ | http://www.mhiaa.com.au | N/A | 0 | 0 | AAC5134 | Yes | Variable output compressor | Inverter | No | - | 10000 | 3.05 | - | 1000 | 5000 | No | - | - | - | 2787.7 | 10770 | No | 914 | 5385 | No | - | - | 11200 | 2.87 | 1090 | 5600 | No | - | - | Yes | 3170 | 10000 | No | - | - | No | - | - | - | - | - | No | - | - | No | - | - | No | - | -
FDCA100VNA-W / SRK100ZR-W | FDC(A)100VNA-W / SRK100ZR-W | N/A | MITSUBISHI HEAVY INDUSTRIES | N/A | Non Ducted | Single Split System | Wall Hung | Air | Air | Thailand | 3.19 | N/A | 10 | N/A | N/A | N/A | N/A | N/A | 3.04 | 11.2 | Calorimeter Room | 3.2495 | 3.5973 | N/A | - | N/A | N/A | N/A | N/A | N/A | N/A | N/A | N/A | N/A | N/A | N/A | N/A | N/A | N/A | N/A | N/A | N/A | Single | R32 | Australia,Fiji,New Zealand | 139062 | 46189 | 0 | Approved | Reverse Cycle | N/A | Yes | Class 11 | Yes | N/A | N/A | N/A | N/A | N/A | N/A | N/A | Available | N/A | N/A | http://www.mhiaa.com.au/ | http://www.mhiaa.com.au | N/A | 0 | 0 | AAC6096 | Yes | Variable output compressor | Inverter | No | - | 10000 | 3.19 | - | 1050 | 5000 | No | - | - | - | 2915.66 | 10770 | No | 959.7 | 5385 | No | - | - | 11200 | 3.04 | 1200 | 5600 | No | - | - | Yes | 3150 | 7400 | No | - | - | No | - | - | - | - | - | No | - | - | No | - | - | No | - | -
FDCA100VNA-W/SRK100ZRA-WF | 0 | N/A | MITSUBISHI HEAVY INDUSTRIES | N/A | Non Ducted | Single Split System | Wall Hung | Air | Air | Thailand | 3.19 | N/A | 10 | N/A | N/A | N/A | N/A | N/A | 3.04 | 11.2 | Calorimeter Room | 3.2485 | 3.5961 | N/A | - | N/A | N/A | N/A | N/A | N/A | N/A | N/A | N/A | N/A | N/A | N/A | N/A | N/A | N/A | N/A | N/A | N/A | Single | R32 | Australia,Fiji,New Zealand | 156268 | 46992 | 0 | Approved | Reverse Cycle | N/A | Yes | Class 11 | Yes | N/A | N/A | N/A | N/A | N/A | N/A | N/A | Available | N/A | N/A | http://www.mhiaa.com.au/ | http://www.mhiaa.com.au/ | N/A | 0 | 0 | AAC7743 | Yes | Variable output compressor | Inverter | No | - | 10000 | 3.19 | - | 1050 | 5000 | No | - | - | - | 2915.66 | 10770 | No | 959.7 | 5385 | No | - | - | 11200 | 3.04 | 1200 | 5600 | No | - | - | Yes | 3150 | 7400 | No | - | - | No | - | - | - | - | - | No | - | - | No | - | - | No | - | -
FDCA100VNP-W / FDE100VH | FDC(A)100VNP-W / FDE100VH | N/A | MITSUBISHI HEAVY INDUSTRIES | N/A | Non Ducted | Single Split System | Under ceiling | Air | Air | Thailand | 3 | N/A | 10 | N/A | N/A | N/A | N/A | N/A | 2.36 | 10 | Calorimeter Room | 3.2365 | 4.3636 | N/A | - | N/A | N/A | N/A | N/A | N/A | N/A | N/A | N/A | N/A | N/A | N/A | N/A | N/A | N/A | N/A | N/A | N/A | Single | R32 | Australia,Fiji,New Zealand | 131178 | 45881 | 0 | Approved | Reverse Cycle | N/A | No | Class 11 | No | N/A | N/A | N/A | N/A | N/A | N/A | N/A | Available | N/A | N/A | http://www.mhiaa.com.au/ | http://www.mhiaa.com.au/ | N/A | 0 | 0 | AAC5143 | Yes | Variable output compressor | Inverter | No | - | 10000 | 3 | - | 950 | 5000 | No | - | - | - | 2742 | 10770 | No | 868.3 | 5385 | No | - | - | 10000 | 2.36 | 870 | 5000 | No | - | - | Yes | 2210 | 7600 | No | - | - | No | - | - | - | - | - | No | - | - | No | - | - | No | - | -
FDCA100VNP-W / FDT100VH | FDC(A)100VNP-W / FDT100VH | N/A | MITSUBISHI HEAVY INDUSTRIES | N/A | Non Ducted | Single Split System | Cassette | Air | Air | Thailand | 2.84 | N/A | 10 | N/A | N/A | N/A | N/A | N/A | 2.33 | 10 | Calorimeter Room | 3.3713 | 4.2782 | N/A | - | N/A | N/A | N/A | N/A | N/A | N/A | N/A | N/A | N/A | N/A | N/A | N/A | N/A | N/A | N/A | N/A | N/A | Single | R32 | Australia,Fiji,New Zealand | 131130 | 45881 | 0 | Approved | Reverse Cycle | N/A | No | Class 11 | No | N/A | N/A | N/A | N/A | N/A | N/A | N/A | Available | N/A | N/A | http://www.mhiaa.com.au/ | http://www.mhiaa.com.au | N/A | 0 | 0 | AAC5142 | Yes | Variable output compressor | Inverter | No | - | 10000 | 2.84 | - | 950 | 5000 | No | - | - | - | 2595.76 | 10770 | No | 868.3 | 5385 | No | - | - | 10000 | 2.33 | 880 | 5000 | No | - | - | Yes | 2120 | 7600 | No | - | - | No | - | - | - | - | - | No | - | - | No | - | - | No | - | -
FDCA100VNP-W / FDU100VH | FDC(A)100VNP-W / FDU100VH | N/A | MITSUBISHI HEAVY INDUSTRIES | N/A | Ducted | Single Split System | - | Air | Air | Thailand | 3.08 | N/A | 10 | N/A | N/A | N/A | N/A | N/A | 2.45 | 10 | Enthalpy Test Room | 3.3844 | 4.2825 | N/A | - | N/A | N/A | N/A | N/A | N/A | N/A | N/A | N/A | N/A | N/A | N/A | N/A | N/A | N/A | N/A | N/A | N/A | Single | R32 | Australia,Fiji,New Zealand | 131184 | 45881 | 0 | Approved | Reverse Cycle | N/A | No | Class 11 | No | N/A | N/A | N/A | N/A | N/A | N/A | N/A | Available | N/A | N/A | http://www.mhiaa.com.au/ | http://www.mhiaa.com.au | N/A | 0 | 0 | AAC5144 | Yes | Variable output compressor | Inverter | No | - | 10000 | 3.08 | - | 1070 | 5000 | No | - | - | - | 2815.12 | 10770 | No | 977.98 | 5385 | No | - | - | 10000 | 2.45 | 940 | 5000 | No | - | - | Yes | 2270 | 7600 | No | - | - | No | - | - | - | - | - | No | - | - | No | - | - | No | - | -
FDCA100VNP-W / FDUA100VH | FDC(A)100VNP-W / FDUA100VH | N/A | MITSUBISHI HEAVY INDUSTRIES | N/A | Ducted | Single Split System | - | Air | Air | Thailand | 2.99 | N/A | 10 | N/A | N/A | N/A | N/A | N/A | 2.57 | 10 | Enthalpy Test Room | 3.3033 | 4.305 | N/A | - | N/A | N/A | N/A | N/A | N/A | N/A | N/A | N/A | N/A | N/A | N/A | N/A | N/A | N/A | N/A | N/A | N/A | Single | R32 | Australia,Fiji,New Zealand | 131189 | 45888 | 0 | Approved | Reverse Cycle | N/A | No | Class 11 | No | N/A | N/A | N/A | N/A | N/A | N/A | N/A | Available | N/A | N/A | http://www.mhiaa.com.au/ | http://www.mhiaa.com.au | N/A | 0 | 0 | AAC5172 | Yes | Variable output compressor | Inverter | No | - | 10000 | 2.99 | - | 990 | 5000 | No | - | - | - | 2732.86 | 10770 | No | 904.86 | 5385 | No | - | - | 10000 | 2.57 | 970 | 5000 | No | - | - | Yes | 2520 | 7600 | No | - | - | No | - | - | - | - | - | No | - | - | No | - | - | No | - | -
FDCA100VSA / FDT100VH | FDT100VH / FDC(A)100VSA-W | N/A | MITSUBISHI HEAVY INDUSTRIES | N/A | Non Ducted | Single Split System | Under ceiling | Air | Air | Thailand | 2.73 | N/A | 10 | N/A | N/A | N/A | N/A | N/A | 2.54 | 11.2 | Calorimeter Room | 3.807 | 4.5727 | N/A | - | N/A | N/A | N/A | N/A | N/A | N/A | N/A | N/A | N/A | N/A | N/A | N/A | N/A | N/A | N/A | N/A | N/A | Three | R32 | Australia,Fiji,New Zealand | 130676 | 45875 | 0 | Approved | Reverse Cycle | N/A | Yes | Class 11 | Yes | N/A | N/A | N/A | N/A | N/A | N/A | N/A | Available | N/A | N/A | http://www.mhiaa.com.au/ | http://www.mhiaa.com.au | N/A | 0 | 0 | AAC5101 | Yes | Variable output compressor | Inverter | No | - | 10000 | 2.73 | - | 920 | 5000 | No | - | - | - | 2495.22 | 10770 | No | 840.88 | 5385 | No | - | - | 11200 | 2.54 | 1010 | 5600 | No | - | - | Yes | 3150 | 10000 | No | - | - | No | - | - | - | - | - | No | - | - | No | - | - | No | - | -
FDCA100VSA-W / FDE100VH | FDC(A)100VSA-W / FDE100VH | N/A | MITSUBISHI HEAVY INDUSTRIES | N/A | Non Ducted | Single Split System | Under ceiling | Air | Air | Thailand | 2.85 | N/A | 10 | N/A | N/A | N/A | N/A | N/A | 2.54 | 11.2 | Calorimeter Room | 3.6627 | 4.5105 | N/A | - | N/A | N/A | N/A | N/A | N/A | N/A | N/A | N/A | N/A | N/A | N/A | N/A | N/A | N/A | N/A | N/A | N/A | Three | R32 | Australia,Fiji,New Zealand | 130667 | 45879 | 0 | Approved | Reverse Cycle | N/A | Yes | Class 11 | Yes | N/A | N/A | N/A | N/A | N/A | N/A | N/A | Available | N/A | N/A | http://www.mhiaa.com.au/ | http://www.mhiaa.com.au | N/A | 0 | 0 | AAC5120 | Yes | Variable output compressor | Inverter | No | - | 10000 | 2.85 | - | 910 | 5000 | No | - | - | - | 2604.9 | 10770 | No | 831.74 | 5385 | No | - | - | 11200 | 2.54 | 1000 | 5600 | No | - | - | Yes | 3070 | 10000 | No | - | - | No | - | - | - | - | - | No | - | - | No | - | - | No | - | -
FDCA100VSA-W / FDU100VH | FDC(A)100VSA-W / FDU100VH | N/A | MITSUBISHI HEAVY INDUSTRIES | N/A | Ducted | Single Split System | - | Air | Air | Thailand | 2.99 | N/A | 10 | N/A | N/A | N/A | N/A | N/A | 2.66 | 11.2 | Enthalpy Test Room | 3.8392 | 4.4109 | N/A | - | N/A | N/A | N/A | N/A | N/A | N/A | N/A | N/A | N/A | N/A | N/A | N/A | N/A | N/A | N/A | N/A | N/A | Three | R32 | Australia,Fiji,New Zealand | 130753 | 45880 | 0 | Approved | Reverse Cycle | N/A | Yes | Class 11 | Yes | N/A | N/A | N/A | N/A | N/A | N/A | N/A | Available | N/A | N/A | http://www.mhiaa.com.au/ | http://www.mhiaa.com.au | N/A | 0 | 0 | AAC5133 | Yes | Variable output compressor | Inverter | No | - | 10000 | 2.99 | - | 1030 | 5000 | No | - | - | - | 2732.86 | 10770 | No | 941.42 | 5385 | No | - | - | 11200 | 2.66 | 1070 | 5600 | No | - | - | Yes | 3120 | 10000 | No | - | - | No | - | - | - | - | - | No | - | - | No | - | - | No | - | -
FDCA100VSA-W / FDUA100VH | FDUA100VH / FDCA100VSA-W | N/A | MITSUBISHI HEAVY INDUSTRIES | N/A | Ducted | Single Split System | - | Air | Air | Thailand | 3.05 | N/A | 10 | N/A | N/A | N/A | N/A | N/A | 2.87 | 11.2 | Enthalpy Test Room | 3.7892 | 4.4707 | N/A | - | N/A | N/A | N/A | N/A | N/A | N/A | N/A | N/A | N/A | N/A | N/A | N/A | N/A | N/A | N/A | N/A | N/A | Three | R32 | Australia,Fiji,New Zealand | 130786 | 45874 | 0 | Approved | Reverse Cycle | N/A | Yes | Class 11 | Yes | N/A | N/A | N/A | N/A | N/A | N/A | N/A | Available | N/A | N/A | http://www.mhiaa.com.au/ | http://www.mhiaa.com.au | N/A | 0 | 0 | AAC5100 | Yes | Variable output compressor | Inverter | No | - | 10000 | 3.05 | - | 1000 | 5000 | No | - | - | - | 2787.7 | 10770 | No | 914 | 5385 | No | - | - | 11200 | 2.87 | 1090 | 5600 | No | - | - | Yes | 3170 | 10000 | No | - | - | No | - | - | - | - | - | No | - | - | No | - | - | No | - | -
FDCA100VSA-W / SRK100ZR-W | FDC(A)100VSA-W / SRK100ZR-W | N/A | MITSUBISHI HEAVY INDUSTRIES | N/A | Non Ducted | Single Split System | Wall Hung | Air | Air | Thailand | 3.19 | N/A | 10 | N/A | N/A | N/A | N/A | N/A | 3.04 | 11.2 | Calorimeter Room | 3.5033 | 3.6841 | N/A | - | N/A | N/A | N/A | N/A | N/A | N/A | N/A | N/A | N/A | N/A | N/A | N/A | N/A | N/A | N/A | N/A | N/A | Three | R32 | Australia,Fiji,New Zealand | 139120 | 46189 | 0 | Approved | Reverse Cycle | N/A | Yes | Class 11 | Yes | N/A | N/A | N/A | N/A | N/A | N/A | N/A | Available | N/A | N/A | http://www.mhiaa.com.au/ | http://www.mhiaa.com.au | N/A | 0 | 0 | AAC6097 | Yes | Variable output compressor | Inverter | No | - | 10000 | 3.19 | - | 1050 | 5000 | No | - | - | - | 2915.66 | 10770 | No | 959.7 | 5385 | No | - | - | 11200 | 3.04 | 1200 | 5600 | No | - | - | Yes | 3200 | 7700 | No | - | - | No | - | - | - | - | - | No | - | - | No | - | - | No | - | -
FDCA100VSA-W/SRK100ZRA-WF | 0 | N/A | MITSUBISHI HEAVY INDUSTRIES | N/A | Non Ducted | Single Split System | Wall Hung | Air | Air | Thailand | 3.19 | N/A | 10 | N/A | N/A | N/A | N/A | N/A | 3.04 | 11.2 | Calorimeter Room | 3.5021 | 3.6828 | N/A | - | N/A | N/A | N/A | N/A | N/A | N/A | N/A | N/A | N/A | N/A | N/A | N/A | N/A | N/A | N/A | N/A | N/A | Three | R32 | Australia,Fiji,New Zealand | 156271 | 46992 | 0 | Approved | Reverse Cycle | N/A | Yes | Class 11 | Yes | N/A | N/A | N/A | N/A | N/A | N/A | N/A | Available | N/A | N/A | http://www.mhiaa.com.au/ | http://www.mhiaa.com.au/ | N/A | 0 | 0 | AAC7738 | Yes | Variable output compressor | Inverter | No | - | 10000 | 3.19 | - | 1040 | 5000 | No | - | - | - | 2915.66 | 10770 | No | 950.56 | 5385 | No | - | - | 11200 | 3.04 | 1200 | 5600 | No | - | - | Yes | 3200 | 7700 | No | - | - | No | - | - | - | - | - | No | - | - | No | - | - | No | - | -
FDCA125VNP-W / FDE125VH | FDC(A)125VNP-W / FDE125VH | N/A | MITSUBISHI HEAVY INDUSTRIES | 2840 | Non Ducted | Single Split System | Under ceiling | Air | Air | Australia | 3.88 | 8580 | 12.1 | N/A | N/A | N/A | N/A | N/A | 3.3 | 12.1 | Calorimeter Room | 3.1045 | 3.6611 | N/A | - | N/A | N/A | N/A | N/A | N/A | N/A | N/A | N/A | N/A | N/A | N/A | N/A | N/A | N/A | N/A | N/A | N/A | Single | R32 | Australia,Fiji,New Zealand | 145059 | 46455 | 0 | Approved | Reverse Cycle | N/A | No | Class 11 | No | N/A | N/A | N/A | N/A | N/A | N/A | N/A | Available | N/A | N/A | http://www.mhiaa.com.au/ | http://www.mhiaa.com.au/ | N/A | 0 | 0 | AAC6554 | Yes | Variable output compressor | Inverter | No | - | 12100 | 3.88 | - | 1420 | 6050 | No | - | - | - | 3546.32 | 13031.7 | No | 1297.88 | 6515.85 | No | - | - | 12100 | 3.3 | 1500 | 6050 | No | - | - | Yes | 2850 | 7900 | No | - | - | No | - | - | - | - | - | No | - | - | No | - | - | No | - | -
FDCA125VNP-W / FDT125VH | FDC(A)125VNP-W / FDT125VH | N/A | MITSUBISHI HEAVY INDUSTRIES | N/A | Non Ducted | Single Split System | Cassette | Air | Air | Thailand | 3.69 | N/A | 12.1 | N/A | N/A | N/A | N/A | N/A | 3.2 | 12.1 | Calorimeter Room | 3.2472 | 3.805 | N/A | - | N/A | N/A | N/A | N/A | N/A | N/A | N/A | N/A | N/A | N/A | N/A | N/A | N/A | N/A | N/A | N/A | N/A | Single | R32 | Australia,Fiji,New Zealand | 144983 | 46449 | 0 | Approved | Reverse Cycle | N/A | No | Class 11 | No | N/A | N/A | N/A | N/A | N/A | N/A | N/A | Available | N/A | N/A | http://www.mhiaa.com.au/ | http://www.mhiaa.com.au/ | N/A | 0 | 0 | AAC6547 | Yes | Variable output compressor | Inverter | No | - | 12100 | 3.69 | - | 1420 | 6060 | No | - | - | - | 3372.66 | 13031.7 | No | 1297.88 | 6526.62 | No | - | - | 12100 | 3.2 | 1350 | 6050 | No | - | - | Yes | 2930 | 8500 | No | - | - | No | - | - | - | - | - | No | - | - | No | - | - | No | - | -
FDCA125VNP-W / FDU125VH | FDC(A)125VNP-W / FDU125VH | N/A | MITSUBISHI HEAVY INDUSTRIES | N/A | Ducted | Single Split System | - | Air | Air | Thailand | 3.85 | N/A | 12.1 | N/A | N/A | N/A | N/A | N/A | 3.28 | 12.1 | Enthalpy Test Room | 3.003 | 3.4625 | N/A | - | N/A | N/A | N/A | N/A | N/A | N/A | N/A | N/A | N/A | N/A | N/A | N/A | N/A | N/A | N/A | N/A | N/A | Single | R32 | Australia,Fiji,New Zealand | 144985 | 46455 | 0 | Approved | Reverse Cycle | N/A | No | Class 11 | No | N/A | N/A | N/A | N/A | N/A | N/A | N/A | Available | N/A | N/A | http://www.mhiaa.com.au/ | http://www.mhiaa.com.au/ | N/A | 0 | 0 | AAC6553 | Yes | Variable output compressor | Inverter | No | - | 12100 | 3.85 | - | 1500 | 6050 | No | - | - | - | 3518.9 | 13031.7 | No | 1371 | 6515.85 | No | - | - | 12100 | 3.28 | 1500 | 6050 | No | - | - | Yes | 2850 | 7900 | No | - | - | No | - | - | - | - | - | No | - | - | No | - | - | No | - | -
FDCA125VNP-W / FDUA125VH | FDC(A)125VNP-W / FDUA125VH | N/A | MITSUBISHI HEAVY INDUSTRIES | N/A | Ducted | Single Split System | - | Air | Air | Thailand | 3.85 | N/A | 12.1 | N/A | N/A | N/A | N/A | N/A | 3.28 | 12.1 | Enthalpy Test Room | 3.1441 | 3.7748 | N/A | - | N/A | N/A | N/A | N/A | N/A | N/A | N/A | N/A | N/A | N/A | N/A | N/A | N/A | N/A | N/A | N/A | N/A | Single | R32 | Australia,Fiji,New Zealand | 144996 | 46446 | 0 | Approved | Reverse Cycle | N/A | No | Class 11 | No | N/A | N/A | N/A | N/A | N/A | N/A | N/A | Available | N/A | N/A | http://www.mhiaa.com.au/ | http://www.mhiaa.com.au/ | N/A | 0 | 0 | AAC6535 | Yes | Variable output compressor | Inverter | No | - | 12100 | 3.85 | - | 1420 | 6050 | No | - | - | - | 3518.9 | 13031.7 | No | 1297.88 | 6515.85 | No | - | - | 12100 | 3.28 | 1500 | 6050 | No | - | - | Yes | 2850 | 7900 | No | - | - | No | - | - | - | - | - | No | - | - | No | - | - | No | - | -
FDCA125VNX / FDT125VH | 0 | N/A | MITSUBISHI HEAVY INDUSTRIES | N/A | Non Ducted | Single Split System | Cassette | Air | Air | Thailand | 3.42 | N/A | 12.5 | N/A | N/A | N/A | N/A | N/A | 3.43 | 14 | Calorimeter Room | 3.4983 | 3.9914 | N/A | - | N/A | N/A | N/A | N/A | N/A | N/A | N/A | N/A | N/A | N/A | N/A | N/A | N/A | N/A | N/A | N/A | N/A | Single | R410A | Australia,Fiji,New Zealand | 131619 | 45882 | 0 | Approved | Reverse Cycle | N/A | Yes | Class 11 | Yes | N/A | N/A | N/A | N/A | N/A | N/A | N/A | Available | N/A | N/A | http://www.mhiaa.com.au/ | http://www.mhiaa.com.au | N/A | 0 | 0 | AAC5149 | Yes | Variable output compressor | Inverter | No | - | 12500 | 3.42 | - | 1350 | 6250 | No | - | - | - | 3125.88 | 13462.5 | No | 1233.9 | 6731.25 | No | - | - | 14000 | 3.43 | 1350 | 7000 | No | - | - | Yes | 7830 | 18750 | No | - | - | No | - | - | - | - | - | No | - | - | No | - | - | No | - | -
FDCA125VNX / FDUA125 | FDCA125VNX / FDUA125 | N/A | MITSUBISHI HEAVY INDUSTRIES | N/A | Ducted | Single Split System | - | Air | Air | Thailand | 3.83 | N/A | 12.5 | N/A | N/A | N/A | N/A | N/A | 3.68 | 14 | Enthalpy Test Room | 3.1995 | 3.8786 | N/A | - | N/A | N/A | N/A | N/A | N/A | N/A | N/A | N/A | N/A | N/A | N/A | N/A | N/A | N/A | N/A | N/A | N/A | Single | R410A | Australia,Fiji,New Zealand | 136777 | 46125 | 0 | Approved | Reverse Cycle | N/A | Yes | Class 11 | Yes | N/A | N/A | N/A | N/A | N/A | N/A | N/A | Available | N/A | N/A | http://www.mhiaa.com.au/ | http://www.mhiaa.com.au | N/A | 0 | 0 | AAC5890 | Yes | Variable output compressor | Inverter | No | - | 12500 | 3.83 | - | 1589 | 6250 | No | - | - | - | 3500.62 | 13462.5 | No | 1452.346 | 6731.25 | No | - | - | 14000 | 3.68 | 1558 | 7000 | No | - | - | Yes | 4753 | 14000 | No | - | - | No | - | - | - | - | - | No | - | - | No | - | - | No | - | -
FDCA125VNX / FDUA125VF (OUTDOOR / INDOOR) | FDCA125VNX / FDUA125 | N/A | MITSUBISHI HEAVY INDUSTRIES | N/A | Ducted | Single Split System | - | Air | Air | Thailand | 3.83 | N/A | 12.5 | N/A | N/A | N/A | N/A | N/A | 3.68 | 14 | Enthalpy Test Room | 3.1995 | 3.8786 | N/A | - | N/A | N/A | N/A | N/A | N/A | N/A | N/A | N/A | N/A | N/A | N/A | N/A | N/A | N/A | N/A | N/A | N/A | Single | R410A | Australia,Fiji,New Zealand | 136777 | 46125 | 0 | Approved | Reverse Cycle | N/A | Yes | Class 11 | Yes | N/A | N/A | N/A | N/A | N/A | N/A | N/A | Available | N/A | N/A | http://www.mhiaa.com.au/ | http://www.mhiaa.com.au | N/A | 0 | 0 | AAC5890 | Yes | Variable output compressor | Inverter | No | - | 12500 | 3.83 | - | 1589 | 6250 | No | - | - | - | 3500.62 | 13462.5 | No | 1452.346 | 6731.25 | No | - | - | 14000 | 3.68 | 1558 | 7000 | No | - | - | Yes | 4753 | 14000 | No | - | - | No | - | - | - | - | - | No | - | - | No | - | - | No | - | -
FDCA125VNX / FDUA125VH (OUTDOOR / INDOOR) | FDCA125VNX / FDUA125 | N/A | MITSUBISHI HEAVY INDUSTRIES | N/A | Ducted | Single Split System | - | Air | Air | Thailand | 3.83 | N/A | 12.5 | N/A | N/A | N/A | N/A | N/A | 3.68 | 14 | Enthalpy Test Room | 3.1995 | 3.8786 | N/A | - | N/A | N/A | N/A | N/A | N/A | N/A | N/A | N/A | N/A | N/A | N/A | N/A | N/A | N/A | N/A | N/A | N/A | Single | R410A | Australia,Fiji,New Zealand | 136777 | 46125 | 0 | Approved | Reverse Cycle | N/A | Yes | Class 11 | Yes | N/A | N/A | N/A | N/A | N/A | N/A | N/A | Available | N/A | N/A | http://www.mhiaa.com.au/ | http://www.mhiaa.com.au | N/A | 0 | 0 | AAC5890 | Yes | Variable output compressor | Inverter | No | - | 12500 | 3.83 | - | 1589 | 6250 | No | - | - | - | 3500.62 | 13462.5 | No | 1452.346 | 6731.25 | No | - | - | 14000 | 3.68 | 1558 | 7000 | No | - | - | Yes | 4753 | 14000 | No | - | - | No | - | - | - | - | - | No | - | - | No | - | - | No | - | -
FDCA125VNX-W / FDE125VH | FDC(A)125VNX-W / FDE125VH | N/A | MITSUBISHI HEAVY INDUSTRIES | N/A | Non Ducted | Single Split System | Under ceiling | Air | Air | Thailand | 3.34 | N/A | 12.5 | N/A | N/A | N/A | N/A | N/A | 3.74 | 14 | Calorimeter Room | 3.6154 | 4.0207 | N/A | - | N/A | N/A | N/A | N/A | N/A | N/A | N/A | N/A | N/A | N/A | N/A | N/A | N/A | N/A | N/A | N/A | N/A | Single | R32 | Australia,Fiji,New Zealand | 133768 | 46047 | 0 | Approved | Reverse Cycle | N/A | Yes | Class 11 | Yes | N/A | N/A | N/A | N/A | N/A | N/A | N/A | Available | N/A | N/A | http://www.mhiaa.com.au/ | http://www.mhiaa.com.au | N/A | 0 | 0 | AAC5672 | Yes | Variable output compressor | Inverter | No | - | 12500 | 3.34 | - | 1290 | 6250 | No | - | - | - | 3052.76 | 13462.5 | No | 1179.06 | 6731.25 | No | - | - | 14000 | 3.74 | 1240 | 7000 | No | - | - | Yes | 5830 | 14900 | No | - | - | No | - | - | - | - | - | No | - | - | No | - | - | No | - | -
FDCA125VNX-W / FDT125VH | FDC(A)125VNX-W / FDT125VH | N/A | MITSUBISHI HEAVY INDUSTRIES | N/A | Non Ducted | Single Split System | Cassette | Air | Air | Thailand | 3.21 | N/A | 12.5 | N/A | N/A | N/A | N/A | N/A | 3.43 | 14 | Calorimeter Room | 3.8853 | 4.1646 | N/A | - | N/A | N/A | N/A | N/A | N/A | N/A | N/A | N/A | N/A | N/A | N/A | N/A | N/A | N/A | N/A | N/A | N/A | Single | R32 | Australia,Fiji,New Zealand | 133775 | 46043 | 0 | Approved | Reverse Cycle | N/A | Yes | Class 11 | Yes | N/A | N/A | N/A | N/A | N/A | N/A | N/A | Available | N/A | N/A | http://www.mhiaa.com.au/ | http://www.mhiaa.com.au | N/A | 0 | 0 | AAC5654 | Yes | Variable output compressor | Inverter | No | - | 12500 | 3.21 | - | 1240 | 6250 | No | - | - | - | 2933.94 | 13462.5 | No | 1133.36 | 6731.25 | No | - | - | 14000 | 3.43 | 1240 | 7000 | No | - | - | Yes | 5310 | 14700 | No | - | - | No | - | - | - | - | - | No | - | - | No | - | - | No | - | -
FDCA125VNX-W / FDU125VH | FDC(A)125VNX-W / FDU125VH | N/A | MITSUBISHI HEAVY INDUSTRIES | N/A | Ducted | Single Split System | - | Air | Air | Thailand | 3.49 | N/A | 12.5 | N/A | N/A | N/A | N/A | N/A | 3.61 | 14 | Enthalpy Test Room | 3.766 | 3.9218 | N/A | - | N/A | N/A | N/A | N/A | N/A | N/A | N/A | N/A | N/A | N/A | N/A | N/A | N/A | N/A | N/A | N/A | N/A | Single | R32 | Australia,Fiji,New Zealand | 133519 | 46043 | 0 | Approved | Reverse Cycle | N/A | Yes | Class 11 | Yes | N/A | N/A | N/A | N/A | N/A | N/A | N/A | Available | N/A | N/A | http://www.mhiaa.com.au/ | http://www.mhiaa.com.au | N/A | 0 | 0 | AAC5652 | Yes | Variable output compressor | Inverter | No | - | 12500 | 3.49 | - | 1430 | 6250 | No | - | - | - | 3189.86 | 13462.5 | No | 1307.02 | 6731.25 | No | - | - | 14000 | 3.61 | 1440 | 7000 | No | - | - | Yes | 4490 | 13100 | No | - | - | No | - | - | - | - | - | No | - | - | No | - | - | No | - | -
FDCA125VNX-W / FDUA125VH | FDC(A)125VNX-W / FDUA125 | N/A | MITSUBISHI HEAVY INDUSTRIES | N/A | Ducted | Single Split System | - | Air | Air | Thailand | 3.83 | N/A | 12.5 | N/A | N/A | N/A | N/A | N/A | 3.68 | 14 | Enthalpy Test Room | 3.8814 | 4.0192 | N/A | - | N/A | N/A | N/A | N/A | N/A | N/A | N/A | N/A | N/A | N/A | N/A | N/A | N/A | N/A | N/A | N/A | N/A | Single | R32 | Australia,Fiji,New Zealand | 136583 | 46098 | 0 | Approved | Reverse Cycle | N/A | Yes | Class 11 | Yes | N/A | N/A | N/A | N/A | N/A | N/A | N/A | Available | N/A | N/A | http://www.mhiaa.com.au/ | http://www.mhiaa.com.au | N/A | 0 | 0 | AAC5839 | Yes | Variable output compressor | Inverter | No | - | 12500 | 3.83 | - | 1400 | 6250 | No | - | - | - | 3500.62 | 13462.5 | No | 1279.6 | 6731.25 | No | - | - | 14000 | 3.68 | 1400 | 7000 | No | - | - | Yes | 5110 | 14200 | No | - | - | No | - | - | - | - | - | No | - | - | No | - | - | No | - | -
FDCA125VSX-W / FDE125VH | FDC(A)125VSX-W / FDE125VH | N/A | MITSUBISHI HEAVY INDUSTRIES | N/A | Non Ducted | Single Split System | Under ceiling | Air | Air | Thailand | 3.77 | N/A | 12.5 | N/A | N/A | N/A | N/A | N/A | 3.74 | 14 | Calorimeter Room | 3.4597 | 3.7813 | N/A | - | N/A | N/A | N/A | N/A | N/A | N/A | N/A | N/A | N/A | N/A | N/A | N/A | N/A | N/A | N/A | N/A | N/A | Three | R32 | Australia,Fiji,New Zealand | 133772 | 46044 | 0 | Approved | Reverse Cycle | N/A | Yes | Class 11 | Yes | N/A | N/A | N/A | N/A | N/A | N/A | N/A | Available | N/A | N/A | http://www.mhiaa.com.au/ | http://www.mhiaa.com.au | N/A | 0 | 0 | AAC5671 | Yes | Variable output compressor | Inverter | No | - | 12500 | 3.77 | - | 1290 | 6250 | No | - | - | - | 3445.78 | 13462.5 | No | 1179.06 | 6731.25 | No | - | - | 14000 | 3.74 | 1240 | 7000 | No | - | - | Yes | 5830 | 14900 | No | - | - | No | - | - | - | - | - | No | - | - | No | - | - | No | - | -
FDCA125VSX-W / FDT125VH | FDC(A)125VSX-W / FDT125VH | N/A | MITSUBISHI HEAVY INDUSTRIES | N/A | Non Ducted | Single Split System | Cassette | Air | Air | Thailand | 3.81 | N/A | 12.5 | N/A | N/A | N/A | N/A | N/A | 3.72 | 14 | Calorimeter Room | 3.6387 | 4.0768 | N/A | - | N/A | N/A | N/A | N/A | N/A | N/A | N/A | N/A | N/A | N/A | N/A | N/A | N/A | N/A | N/A | N/A | N/A | Three | R32 | Australia,Fiji,New Zealand | 133776 | 46047 | 0 | Approved | Reverse Cycle | N/A | Yes | Class 11 | Yes | N/A | N/A | N/A | N/A | N/A | N/A | N/A | Available | N/A | N/A | http://www.mhiaa.com.au/ | http://www.mhiaa.com.au | N/A | 0 | 0 | AAC5673 | Yes | Variable output compressor | Inverter | No | - | 12500 | 3.81 | - | 1480 | 6250 | No | - | - | - | 3482.34 | 13462.5 | No | 1352.72 | 6731.25 | No | - | - | 14000 | 3.72 | 1470 | 7000 | No | - | - | Yes | 5310 | 14700 | No | - | - | No | - | - | - | - | - | No | - | - | No | - | - | No | - | -
FDCA125VSX-W / FDU125VH | FDC(A)125VSX-W / FDU125VH | N/A | MITSUBISHI HEAVY INDUSTRIES | N/A | Ducted | Single Split System | - | Air | Air | Thailand | 3.49 | N/A | 12.5 | N/A | N/A | N/A | N/A | N/A | 3.61 | 14 | Enthalpy Test Room | 3.6659 | 3.9529 | N/A | - | N/A | N/A | N/A | N/A | N/A | N/A | N/A | N/A | N/A | N/A | N/A | N/A | N/A | N/A | N/A | N/A | N/A | Three | R32 | Australia,Fiji,New Zealand | 133527 | 46043 | 0 | Approved | Reverse Cycle | N/A | Yes | Class 11 | Yes | N/A | N/A | N/A | N/A | N/A | N/A | N/A | Available | N/A | N/A | http://www.mhiaa.com.au/ | http://www.mhiaa.com.au | N/A | 0 | 0 | AAC5653 | Yes | Variable output compressor | Inverter | No | - | 12500 | 3.49 | - | 1430 | 6250 | No | - | - | - | 3189.86 | 13462.5 | No | 1307.02 | 6731.25 | No | - | - | 14000 | 3.61 | 1440 | 7000 | No | - | - | Yes | 4490 | 13100 | No | - | - | No | - | - | - | - | - | No | - | - | No | - | - | No | - | -
FDCA125VSX-W / FDUA125VH | FDC(A)125VSX-W / FDUA125 | N/A | MITSUBISHI HEAVY INDUSTRIES | N/A | Ducted | Single Split System | - | Air | Air | Thailand | 3.83 | N/A | 12.5 | N/A | N/A | N/A | N/A | N/A | 3.68 | 14 | Enthalpy Test Room | 3.7953 | 4.0427 | N/A | - | N/A | N/A | N/A | N/A | N/A | N/A | N/A | N/A | N/A | N/A | N/A | N/A | N/A | N/A | N/A | N/A | N/A | Three | R32 | Australia,Fiji,New Zealand | 136586 | 46093 | 0 | Approved | Reverse Cycle | N/A | Yes | Class 11 | Yes | N/A | N/A | N/A | N/A | N/A | N/A | N/A | Available | N/A | N/A | http://www.mhiaa.com.au/ | http://www.mhiaa.com.au | N/A | 0 | 0 | AAC5832 | Yes | Variable output compressor | Inverter | No | - | 12500 | 3.83 | - | 1400 | 6250 | No | - | - | - | 3500.62 | 13462.5 | No | 1279.6 | 6731.25 | No | - | - | 14000 | 3.68 | 1400 | 7000 | No | - | - | Yes | 5110 | 14200 | No | - | - | No | - | - | - | - | - | No | - | - | No | - | - | No | - | -
FDCA140VNX / FDT140VH | 0 | N/A | MITSUBISHI HEAVY INDUSTRIES | N/A | Non Ducted | Single Split System | Cassette | Air | Air | Thailand | 4.58 | N/A | 14 | N/A | N/A | N/A | N/A | N/A | 4.2 | 16 | Calorimeter Room | 3.0744 | 3.7158 | N/A | - | N/A | N/A | N/A | N/A | N/A | N/A | N/A | N/A | N/A | N/A | N/A | N/A | N/A | N/A | N/A | N/A | N/A | Single | R410A | Australia,Fiji,New Zealand | 131620 | 45882 | 0 | Approved | Reverse Cycle | N/A | Yes | Class 11 | Yes | N/A | N/A | N/A | N/A | N/A | N/A | N/A | Available | N/A | N/A | http://www.mhiaa.com.au/ | http://www.mhiaa.com.au | N/A | 0 | 0 | AAC5153 | Yes | Variable output compressor | Inverter | No | - | 14000 | 4.58 | - | 1660 | 7000 | No | - | - | - | 4186.12 | 15078 | No | 1517.24 | 7539 | No | - | - | 16000 | 4.2 | 1670 | 8000 | No | - | - | Yes | 8700 | 20000 | No | - | - | No | - | - | - | - | - | No | - | - | No | - | - | No | - | -
FDCA140VNX / FDUA140 | FDCA140VNX / FDUA140 | N/A | MITSUBISHI HEAVY INDUSTRIES | N/A | Ducted | Single Split System | - | Air | Air | Thailand | 4.37 | N/A | 14 | N/A | N/A | N/A | N/A | N/A | 4.19 | 16 | Enthalpy Test Room | 3.1409 | 3.7867 | N/A | - | N/A | N/A | N/A | N/A | N/A | N/A | N/A | N/A | N/A | N/A | N/A | N/A | N/A | N/A | N/A | N/A | N/A | Single | R410A | Australia,Fiji,New Zealand | 131629 | 45883 | 0 | Approved | Reverse Cycle | N/A | Yes | Class 11 | Yes | N/A | N/A | N/A | N/A | N/A | N/A | N/A | Available | N/A | N/A | http://www.mhiaa.com.au/ | http://www.mhiaa.com.au | N/A | 0 | 0 | AAC5160 | Yes | Variable output compressor | Inverter | No | - | 14000 | 4.37 | - | 1832 | 7560 | No | - | - | - | 3994.18 | 15078 | No | 1674.448 | 8142.12 | No | - | - | 16000 | 4.19 | 1650 | 8000 | No | - | - | Yes | 4970 | 14000 | No | - | - | No | - | - | - | - | - | No | - | - | No | - | - | No | - | -
FDCA140VNX / FDUA140VG | FDCA140VNX / FDUA140 | N/A | MITSUBISHI HEAVY INDUSTRIES | N/A | Ducted | Single Split System | - | Air | Air | Thailand | 4.37 | N/A | 14 | N/A | N/A | N/A | N/A | N/A | 4.19 | 16 | Enthalpy Test Room | 3.1409 | 3.7867 | N/A | - | N/A | N/A | N/A | N/A | N/A | N/A | N/A | N/A | N/A | N/A | N/A | N/A | N/A | N/A | N/A | N/A | N/A | Single | R410A | Australia,Fiji,New Zealand | 131629 | 45883 | 0 | Approved | Reverse Cycle | N/A | Yes | Class 11 | Yes | N/A | N/A | N/A | N/A | N/A | N/A | N/A | Available | N/A | N/A | http://www.mhiaa.com.au/ | http://www.mhiaa.com.au | N/A | 0 | 0 | AAC5160 | Yes | Variable output compressor | Inverter | No | - | 14000 | 4.37 | - | 1832 | 7560 | No | - | - | - | 3994.18 | 15078 | No | 1674.448 | 8142.12 | No | - | - | 16000 | 4.19 | 1650 | 8000 | No | - | - | Yes | 4970 | 14000 | No | - | - | No | - | - | - | - | - | No | - | - | No | - | - | No | - | -
FDCA140VNX / FDUA140VH | FDCA140VNX / FDUA140 | N/A | MITSUBISHI HEAVY INDUSTRIES | N/A | Ducted | Single Split System | - | Air | Air | Thailand | 4.37 | N/A | 14 | N/A | N/A | N/A | N/A | N/A | 4.19 | 16 | Enthalpy Test Room | 3.1409 | 3.7867 | N/A | - | N/A | N/A | N/A | N/A | N/A | N/A | N/A | N/A | N/A | N/A | N/A | N/A | N/A | N/A | N/A | N/A | N/A | Single | R410A | Australia,Fiji,New Zealand | 131629 | 45883 | 0 | Approved | Reverse Cycle | N/A | Yes | Class 11 | Yes | N/A | N/A | N/A | N/A | N/A | N/A | N/A | Available | N/A | N/A | http://www.mhiaa.com.au/ | http://www.mhiaa.com.au | N/A | 0 | 0 | AAC5160 | Yes | Variable output compressor | Inverter | No | - | 14000 | 4.37 | - | 1832 | 7560 | No | - | - | - | 3994.18 | 15078 | No | 1674.448 | 8142.12 | No | - | - | 16000 | 4.19 | 1650 | 8000 | No | - | - | Yes | 4970 | 14000 | No | - | - | No | - | - | - | - | - | No | - | - | No | - | - | No | - | -
FDCA140VNX-W / FDE140VH | FDC(A)140VNX-W / FDE140VH | N/A | MITSUBISHI HEAVY INDUSTRIES | N/A | Non Ducted | Single Split System | Under ceiling | Air | Air | Thailand | 4.08 | N/A | 14 | N/A | N/A | N/A | N/A | N/A | 4.41 | 16 | Calorimeter Room | 3.3503 | 3.7486 | N/A | - | N/A | N/A | N/A | N/A | N/A | N/A | N/A | N/A | N/A | N/A | N/A | N/A | N/A | N/A | N/A | N/A | N/A | Single | R32 | Australia,Fiji,New Zealand | 133381 | 46044 | 0 | Approved | Reverse Cycle | N/A | Yes | Class 11 | Yes | N/A | N/A | N/A | N/A | N/A | N/A | N/A | Available | N/A | N/A | http://www.mhiaa.com.au/ | http://www.mhiaa.com.au | N/A | 0 | 0 | AAC5660 | Yes | Variable output compressor | Inverter | No | - | 14000 | 4.08 | - | 1520 | 7000 | No | - | - | - | 3729.12 | 15078 | No | 1389.28 | 7539 | No | - | - | 16000 | 4.41 | 1500 | 8000 | No | - | - | Yes | 6120 | 15500 | No | - | - | No | - | - | - | - | - | No | - | - | No | - | - | No | - | -
FDCA140VNX-W / FDT140VH | FDC(A)140VNX-W / FDT140VH | N/A | MITSUBISHI HEAVY INDUSTRIES | N/A | Non Ducted | Single Split System | Cassette | Air | Air | Thailand | 3.87 | N/A | 14 | N/A | N/A | N/A | N/A | N/A | 4.2 | 16 | Calorimeter Room | 3.5609 | 3.8337 | N/A | - | N/A | N/A | N/A | N/A | N/A | N/A | N/A | N/A | N/A | N/A | N/A | N/A | N/A | N/A | N/A | N/A | N/A | Single | R32 | Australia,Fiji,New Zealand | 133466 | 46044 | 0 | Approved | Reverse Cycle | N/A | Yes | Class 11 | Yes | N/A | N/A | N/A | N/A | N/A | N/A | N/A | Available | N/A | N/A | http://www.mhiaa.com.au/ | http://www.mhiaa.com.au | N/A | 0 | 0 | AAC5670 | Yes | Variable output compressor | Inverter | No | - | 14000 | 3.87 | - | 1480 | 7000 | No | - | - | - | 3537.18 | 15078 | No | 1352.72 | 7539 | No | - | - | 16000 | 4.2 | 1480 | 8000 | No | - | - | Yes | 6170 | 15500 | No | - | - | No | - | - | - | - | - | No | - | - | No | - | - | No | - | -
FDCA140VNX-W / FDU140VH | FDC(A)140VNX-W / FDU140VH | N/A | MITSUBISHI HEAVY INDUSTRIES | N/A | Ducted | Single Split System | - | Air | Air | Thailand | 4.22 | N/A | 14 | N/A | N/A | N/A | N/A | N/A | 4.22 | 16 | Enthalpy Test Room | 3.7881 | 4.0788 | N/A | - | N/A | N/A | N/A | N/A | N/A | N/A | N/A | N/A | N/A | N/A | N/A | N/A | N/A | N/A | N/A | N/A | N/A | Single | R32 | Australia,Fiji,New Zealand | 133112 | 46044 | 0 | Approved | Reverse Cycle | N/A | Yes | Class 11 | Yes | N/A | N/A | N/A | N/A | N/A | N/A | N/A | Available | N/A | N/A | http://www.mhiaa.com.au/ | http://www.mhiaa.com.au | N/A | 0 | 0 | AAC5658 | Yes | Variable output compressor | Inverter | No | - | 14000 | 4.22 | - | 1660 | 7000 | No | - | - | - | 3857.08 | 15078 | No | 1517.24 | 7539 | No | - | - | 16000 | 4.22 | 1690 | 8000 | No | - | - | Yes | 5850 | 15500 | No | - | - | No | - | - | - | - | - | No | - | - | No | - | - | No | - | -
FDCA140VNX-W / FDUA140VH | FDC(A)140VNX-W / FDUA140 | N/A | MITSUBISHI HEAVY INDUSTRIES | N/A | Ducted | Single Split System | - | Air | Air | Australia | 4.02 | N/A | 14 | N/A | N/A | N/A | N/A | N/A | 4.19 | 16 | Enthalpy Test Room | 3.4895 | 4.0417 | N/A | - | N/A | N/A | N/A | N/A | N/A | N/A | N/A | N/A | N/A | N/A | N/A | N/A | N/A | N/A | N/A | N/A | N/A | Single | R32 | Australia,Fiji,New Zealand | 136624 | 46093 | 0 | Approved | Reverse Cycle | N/A | Yes | Class 11 | Yes | N/A | N/A | N/A | N/A | N/A | N/A | N/A | Available | N/A | N/A | http://www.mhiaa.com.au/ | http://www.mhiaa.com.au | N/A | 0 | 0 | AAC5833 | Yes | Variable output compressor | Inverter | No | - | 14000 | 4.02 | - | 1720 | 7000 | No | - | - | - | 3674.28 | 15078 | No | 1572.08 | 7539 | No | - | - | 16000 | 4.19 | 1580 | 8000 | No | - | - | Yes | 5610 | 15500 | No | - | - | No | - | - | - | - | - | No | - | - | No | - | - | No | - | -
FDCA140VSX / FDT140VH | 0 | N/A | MITSUBISHI HEAVY INDUSTRIES | N/A | Non Ducted | Single Split System | Cassette | Air | Air | Thailand | 4.58 | N/A | 14 | N/A | N/A | N/A | N/A | N/A | 4.2 | 16 | Calorimeter Room | 3.1254 | 3.8364 | N/A | - | N/A | N/A | N/A | N/A | N/A | N/A | N/A | N/A | N/A | N/A | N/A | N/A | N/A | N/A | N/A | N/A | N/A | Three | R410A | Australia,Fiji,New Zealand | 131621 | 45883 | 0 | Approved | Reverse Cycle | N/A | Yes | Class 11 | Yes | N/A | N/A | N/A | N/A | N/A | N/A | N/A | Available | N/A | N/A | http://www.mhiaa.com.au/ | http://www.mhiaa.com.au | N/A | 0 | 0 | AAC5159 | Yes | Variable output compressor | Inverter | No | - | 14000 | 4.58 | - | 1600 | 7000 | No | - | - | - | 4186.12 | 15078 | No | 1462.4 | 7539 | No | - | - | 16000 | 4.2 | 1600 | 8000 | No | - | - | Yes | 5870 | 15100 | No | - | - | No | - | - | - | - | - | No | - | - | No | - | - | No | - | -
FDCA140VSX / FDUA140 | FDCA140VSX / FDUA140 | N/A | MITSUBISHI HEAVY INDUSTRIES | N/A | Ducted | Single Split System | - | Air | Air | Thailand | 4.37 | N/A | 14 | N/A | N/A | N/A | N/A | N/A | 4.19 | 16 | Enthalpy Test Room | 3.2798 | 3.8538 | N/A | - | N/A | N/A | N/A | N/A | N/A | N/A | N/A | N/A | N/A | N/A | N/A | N/A | N/A | N/A | N/A | N/A | N/A | Three | R410A | Australia,Fiji,New Zealand | 132516 | 45922 | 0 | Approved | Reverse Cycle | N/A | Yes | Class 11 | Yes | N/A | N/A | N/A | N/A | N/A | N/A | N/A | Available | N/A | N/A | http://www.mhiaa.com.au/ | http://www.mhiaa.com.au | N/A | 0 | 0 | AAC5306 | Yes | Variable output compressor | Inverter | No | - | 14000 | 4.37 | - | 1800 | 7600 | No | - | - | - | 3994.18 | 15078 | No | 1645.2 | 8185.2 | No | - | - | 16000 | 4.19 | 1550 | 7800 | No | - | - | Yes | 5840 | 15600 | No | - | - | No | - | - | - | - | - | No | - | - | No | - | - | No | - | -
FDCA140VSX / FDUA140VG | FDCA140VSX / FDUA140 | N/A | MITSUBISHI HEAVY INDUSTRIES | N/A | Ducted | Single Split System | - | Air | Air | Thailand | 4.37 | N/A | 14 | N/A | N/A | N/A | N/A | N/A | 4.19 | 16 | Enthalpy Test Room | 3.2798 | 3.8538 | N/A | - | N/A | N/A | N/A | N/A | N/A | N/A | N/A | N/A | N/A | N/A | N/A | N/A | N/A | N/A | N/A | N/A | N/A | Three | R410A | Australia,Fiji,New Zealand | 132516 | 45922 | 0 | Approved | Reverse Cycle | N/A | Yes | Class 11 | Yes | N/A | N/A | N/A | N/A | N/A | N/A | N/A | Available | N/A | N/A | http://www.mhiaa.com.au/ | http://www.mhiaa.com.au | N/A | 0 | 0 | AAC5306 | Yes | Variable output compressor | Inverter | No | - | 14000 | 4.37 | - | 1800 | 7600 | No | - | - | - | 3994.18 | 15078 | No | 1645.2 | 8185.2 | No | - | - | 16000 | 4.19 | 1550 | 7800 | No | - | - | Yes | 5840 | 15600 | No | - | - | No | - | - | - | - | - | No | - | - | No | - | - | No | - | -
FDCA140VSX / FDUA140VH | FDCA140VSX / FDUA140 | N/A | MITSUBISHI HEAVY INDUSTRIES | N/A | Ducted | Single Split System | - | Air | Air | Thailand | 4.37 | N/A | 14 | N/A | N/A | N/A | N/A | N/A | 4.19 | 16 | Enthalpy Test Room | 3.2798 | 3.8538 | N/A | - | N/A | N/A | N/A | N/A | N/A | N/A | N/A | N/A | N/A | N/A | N/A | N/A | N/A | N/A | N/A | N/A | N/A | Three | R410A | Australia,Fiji,New Zealand | 132516 | 45922 | 0 | Approved | Reverse Cycle | N/A | Yes | Class 11 | Yes | N/A | N/A | N/A | N/A | N/A | N/A | N/A | Available | N/A | N/A | http://www.mhiaa.com.au/ | http://www.mhiaa.com.au | N/A | 0 | 0 | AAC5306 | Yes | Variable output compressor | Inverter | No | - | 14000 | 4.37 | - | 1800 | 7600 | No | - | - | - | 3994.18 | 15078 | No | 1645.2 | 8185.2 | No | - | - | 16000 | 4.19 | 1550 | 7800 | No | - | - | Yes | 5840 | 15600 | No | - | - | No | - | - | - | - | - | No | - | - | No | - | - | No | - | -
FDCA140VSX-W / FDE140VH | FDC(A)140VSX-W / FDE140VH | N/A | MITSUBISHI HEAVY INDUSTRIES | N/A | Non Ducted | Single Split System | Under ceiling | Air | Air | Thailand | 4.08 | N/A | 14 | N/A | N/A | N/A | N/A | N/A | 4.41 | 16 | Calorimeter Room | 3.5023 | 3.9006 | N/A | - | N/A | N/A | N/A | N/A | N/A | N/A | N/A | N/A | N/A | N/A | N/A | N/A | N/A | N/A | N/A | N/A | N/A | Three | R32 | Australia,Fiji,New Zealand | 133382 | 46044 | 0 | Approved | Reverse Cycle | N/A | Yes | Class 11 | Yes | N/A | N/A | N/A | N/A | N/A | N/A | N/A | Available | N/A | N/A | http://www.mhiaa.com.au/ | http://www.mhiaa.com.au | N/A | 0 | 0 | AAC5669 | Yes | Variable output compressor | Inverter | No | - | 14000 | 4.08 | - | 1520 | 7000 | No | - | - | - | 3729.12 | 15078 | No | 1389.28 | 7539 | No | - | - | 16000 | 4.41 | 1500 | 8000 | No | - | - | Yes | 6120 | 15500 | No | - | - | No | - | - | - | - | - | - | - | - | No | - | - | No | - | -
FDCA140VSX-W / FDT140VH | FDC(A)140VSX-W / FDT140VH | N/A | MITSUBISHI HEAVY INDUSTRIES | N/A | Non Ducted | Single Split System | Cassette | Air | Air | Thailand | 3.87 | N/A | 14 | N/A | N/A | N/A | N/A | N/A | 4.2 | 16 | Calorimeter Room | 3.5675 | 3.9148 | N/A | - | N/A | N/A | N/A | N/A | N/A | N/A | N/A | N/A | N/A | N/A | N/A | N/A | N/A | N/A | N/A | N/A | N/A | Three | R32 | Australia,Fiji,New Zealand | 133517 | 46042 | 0 | Approved | Reverse Cycle | N/A | Yes | Class 11 | Yes | N/A | N/A | N/A | N/A | N/A | N/A | N/A | Available | N/A | N/A | http://www.mhiaa.com.au/ | http://www.mhiaa.com.au | N/A | 0 | 0 | AAC5651 | Yes | Variable output compressor | Inverter | No | - | 14000 | 3.87 | - | 1480 | 7000 | No | - | - | - | 3537.18 | 15078 | No | 1352.72 | 7539 | No | - | - | 16000 | 4.2 | 1480 | 8000 | No | - | - | Yes | 6170 | 15500 | No | - | - | No | - | - | - | - | - | No | - | - | No | - | - | No | - | -
FDCA140VSX-W / FDU140VH | FDC(A)140VSX-W / FDU140VH | N/A | MITSUBISHI HEAVY INDUSTRIES | N/A | Ducted | Single Split System | - | Air | Air | Thailand | 4.22 | N/A | 14 | N/A | N/A | N/A | N/A | N/A | 4.22 | 16 | Enthalpy Test Room | 3.7504 | 4.2314 | N/A | - | N/A | N/A | N/A | N/A | N/A | N/A | N/A | N/A | N/A | N/A | N/A | N/A | N/A | N/A | N/A | N/A | N/A | Three | R32 | Australia,Fiji,New Zealand | 133127 | 46044 | 0 | Approved | Reverse Cycle | N/A | Yes | Class 11 | Yes | N/A | N/A | N/A | N/A | N/A | N/A | N/A | Available | N/A | N/A | http://www.mhiaa.com.au/ | http://www.mhiaa.com.au | N/A | 0 | 0 | AAC5659 | Yes | Variable output compressor | Inverter | No | - | 14000 | 4.22 | - | 1660 | 7000 | No | - | - | - | 3857.08 | 15078 | No | 1517.24 | 7539 | No | - | - | 16000 | 4.22 | 1690 | 8000 | No | - | - | Yes | 5850 | 15500 | No | - | - | No | - | - | - | - | - | No | - | - | No | - | - | - | - | -
FDCA140VSX-W / FDUA140VH | FDC(A)140VSX-W / FDUA140 | N/A | MITSUBISHI HEAVY INDUSTRIES | N/A | Ducted | Single Split System | - | Air | Air | Thailand | 4.02 | N/A | 14 | N/A | N/A | N/A | N/A | N/A | 4.19 | 16 | Enthalpy Test Room | 3.5643 | 4.167 | N/A | - | N/A | N/A | N/A | N/A | N/A | N/A | N/A | N/A | N/A | N/A | N/A | N/A | N/A | N/A | N/A | N/A | N/A | Three | R32 | Australia,Fiji,New Zealand | 136587 | 46098 | 0 | Approved | Reverse Cycle | N/A | Yes | Class 11 | Yes | N/A | N/A | N/A | N/A | N/A | N/A | N/A | Available | N/A | N/A | http://www.mhiaa.com.au/ | http://www.mhiaa.com.au | N/A | 0 | 0 | AAC5840 | Yes | Variable output compressor | Inverter | No | - | 14000 | 4.02 | - | 1720 | 7000 | No | - | - | - | 3674.28 | 15078 | No | 1572.08 | 7539 | No | - | - | 16000 | 4.19 | 1580 | 8000 | No | - | - | Yes | 5610 | 15500 | No | - | - | No | - | - | - | - | - | No | - | - | No | - | - | No | - | -
FDCA155KXZEN1-W | 0 | N/A | MITSUBISHI HEAVY INDUSTRIES | N/A | Both | vrf | N/A | Air | Air | Thailand | 5.03 | N/A | 15.2 | N/A | N/A | N/A | N/A | N/A | 4.22 | 15.5 | Enthalpy Test Room | 3.289 | 4.3363 | N/A | - | N/A | N/A | N/A | N/A | N/A | N/A | N/A | N/A | N/A | N/A | N/A | N/A | N/A | N/A | N/A | N/A | N/A | Single | R32 | Australia | 160946 | 47260 | 0 | Approved | Reverse Cycle | N/A | No | Class 20 | No | N/A | N/A | N/A | N/A | N/A | N/A | N/A | Available | N/A | N/A | http://www.mhiaa.com.au/ | http://www.mhiaa.com.au/ | N/A | 0 | 0 | AAC8259 | Yes | Variable output compressor | Inverter | No | - | 15200 | 5.03 | - | 1650 | 7600 | No | - | - | - | 4597.42 | 16370.4 | No | 1508.1 | 8185.2 | No | - | - | 15500 | 4.22 | 1850 | 7750 | No | - | - | Yes | 3670 | 10800 | No | - | - | No | - | - | - | - | - | No | - | - | No | - | - | No | - | -
FDCA155KXZES1-W | 0 | N/A | MITSUBISHI HEAVY INDUSTRIES | N/A | Both | vrf | N/A | Air | Air | Thailand | 5.03 | N/A | 15.2 | N/A | N/A | N/A | N/A | N/A | 4.22 | 15.5 | Enthalpy Test Room | 3.0723 | 3.8557 | N/A | 54.3 | N/A | N/A | N/A | N/A | N/A | N/A | N/A | N/A | N/A | N/A | N/A | N/A | N/A | N/A | N/A | N/A | N/A | Three | R32 | Australia,Fiji,New Zealand | 139220 | 46189 | 0 | Approved | Reverse Cycle | N/A | No | Class 20 | No | N/A | N/A | N/A | N/A | N/A | N/A | N/A | Available | N/A | N/A | http://www.mhiaa.com.au/ | http://www.mhiaa.com.au | N/A | 0 | 0 | AAC6099 | Yes | Variable output compressor | Inverter | No | - | 15200 | 5.03 | - | 1650 | 7600 | No | - | - | - | 4597.42 | 16370.4 | No | 1508.1 | 8185.2 | No | - | - | 15500 | 4.22 | 1850 | 7750 | No | - | - | Yes | 3670 | 10800 | No | - | - | No | - | - | - | - | - | No | - | - | No | - | - | No | - | -
FDCA160VNX-W / FDUA160VH | 0 | N/A | MITSUBISHI HEAVY INDUSTRIES | N/A | Ducted | Single Split System | - | Air | Air | Thailand | 5 | N/A | 16 | N/A | N/A | N/A | N/A | N/A | 5 | 18 | Enthalpy Test Room | 3.2219 | 3.6414 | N/A | - | N/A | N/A | N/A | N/A | N/A | N/A | N/A | N/A | N/A | N/A | N/A | N/A | N/A | N/A | N/A | N/A | N/A | Single | R32 | Australia,Fiji,New Zealand | 152052 | 46763 | 0 | Approved | Reverse Cycle | N/A | Yes | Class 11 | Yes | N/A | N/A | N/A | N/A | N/A | N/A | N/A | Available | N/A | N/A | http://www.mhiaa.com.au/ | http://www.mhiaa.com.au/ | N/A | 0 | 0 | AAC7224 | Yes | Variable output compressor | Inverter | No | - | 16000 | 5 | - | 1950 | 8000 | No | - | - | - | 4570 | 17232 | No | 1782.3 | 8616 | No | - | - | 18000 | 5 | 2100 | 9000 | No | - | - | Yes | 5400 | 15000 | No | - | - | No | - | - | - | - | - | No | - | - | No | - | - | No | - | -
FDCA160VSA / FDUA160V* | FDCA160VSA / FDUA160V* | N/A | MITSUBISHI HEAVY INDUSTRIES | N/A | Ducted | Single Split System | - | Air | Air | Thailand | 4.83 | N/A | 16 | N/A | N/A | N/A | N/A | N/A | 4.66 | 18 | Calorimeter Room | 3.3363 | 3.8379 | N/A | - | N/A | N/A | N/A | N/A | N/A | N/A | N/A | N/A | N/A | N/A | N/A | N/A | N/A | N/A | N/A | N/A | N/A | Three | R410A | Australia,Fiji,New Zealand | 131626 | 45882 | 0 | Approved | Reverse Cycle | N/A | Yes | Class 11 | Yes | N/A | N/A | N/A | N/A | N/A | N/A | N/A | Available | N/A | N/A | http://www.mhiaa.com.au/ | http://www.mhiaa.com.au | N/A | 0 | 0 | AAC5154 | Yes | Variable output compressor | Inverter | No | - | 16000 | 4.83 | - | 2240 | 8700 | No | - | - | - | 4414.62 | 17232 | No | 2047.36 | 9369.9 | No | - | - | 18000 | 4.66 | 1940 | 8830 | No | - | - | Yes | 7400 | 19000 | No | - | - | No | - | - | - | - | - | No | - | - | No | - | - | No | - | -
FDCA160VSA / FDUA160VG | FDCA160VSA / FDUA160V* | N/A | MITSUBISHI HEAVY INDUSTRIES | N/A | Ducted | Single Split System | - | Air | Air | Thailand | 4.83 | N/A | 16 | N/A | N/A | N/A | N/A | N/A | 4.66 | 18 | Calorimeter Room | 3.3363 | 3.8379 | N/A | - | N/A | N/A | N/A | N/A | N/A | N/A | N/A | N/A | N/A | N/A | N/A | N/A | N/A | N/A | N/A | N/A | N/A | Three | R410A | Australia,Fiji,New Zealand | 131626 | 45882 | 0 | Approved | Reverse Cycle | N/A | Yes | Class 11 | Yes | N/A | N/A | N/A | N/A | N/A | N/A | N/A | Available | N/A | N/A | http://www.mhiaa.com.au/ | http://www.mhiaa.com.au | N/A | 0 | 0 | AAC5154 | Yes | Variable output compressor | Inverter | No | - | 16000 | 4.83 | - | 2240 | 8700 | No | - | - | - | 4414.62 | 17232 | No | 2047.36 | 9369.9 | No | - | - | 18000 | 4.66 | 1940 | 8830 | No | - | - | Yes | 7400 | 19000 | No | - | - | No | - | - | - | - | - | No | - | - | No | - | - | No | - | -
FDCA160VSA / FDUA160VH | FDCA160VSA / FDUA160V* | N/A | MITSUBISHI HEAVY INDUSTRIES | N/A | Ducted | Single Split System | - | Air | Air | Thailand | 4.83 | N/A | 16 | N/A | N/A | N/A | N/A | N/A | 4.66 | 18 | Calorimeter Room | 3.3363 | 3.8379 | N/A | - | N/A | N/A | N/A | N/A | N/A | N/A | N/A | N/A | N/A | N/A | N/A | N/A | N/A | N/A | N/A | N/A | N/A | Three | R410A | Australia,Fiji,New Zealand | 131626 | 45882 | 0 | Approved | Reverse Cycle | N/A | Yes | Class 11 | Yes | N/A | N/A | N/A | N/A | N/A | N/A | N/A | Available | N/A | N/A | http://www.mhiaa.com.au/ | http://www.mhiaa.com.au | N/A | 0 | 0 | AAC5154 | Yes | Variable output compressor | Inverter | No | - | 16000 | 4.83 | - | 2240 | 8700 | No | - | - | - | 4414.62 | 17232 | No | 2047.36 | 9369.9 | No | - | - | 18000 | 4.66 | 1940 | 8830 | No | - | - | Yes | 7400 | 19000 | No | - | - | No | - | - | - | - | - | No | - | - | No | - | - | No | - | -
FDCA160VSA-W / FDUA160VH | 0 | N/A | MITSUBISHI HEAVY INDUSTRIES | N/A | Ducted | Single Split System | - | Air | Air | Thailand | 4.68 | N/A | 16 | N/A | N/A | N/A | N/A | N/A | 4.6 | 18 | Enthalpy Test Room | 3.4597 | 3.9521 | N/A | - | N/A | N/A | N/A | N/A | N/A | N/A | N/A | N/A | N/A | N/A | N/A | N/A | N/A | N/A | N/A | N/A | N/A | Three | R32 | Australia,Fiji,New Zealand | 138772 | 46177 | 0 | Approved | Reverse Cycle | N/A | Yes | Class 11 | Yes | N/A | N/A | N/A | N/A | N/A | N/A | N/A | Available | N/A | N/A | http://www.mhiaa.com.au/ | http://www.mhiaa.com.au | N/A | 0 | 0 | AAC6052 | Yes | Variable output compressor | Inverter | No | - | 16000 | 4.68 | - | 2240 | 8000 | No | - | - | - | 4277.52 | 17232 | No | 2047.36 | 8616 | No | - | - | 18000 | 4.6 | 2320 | 9000 | - | - | - | - | - | - | - | 5840 | 16100 | - | - | - | - | - | - | - | - | - | No | - | - | No | - | -
FDCA200VSA / FDUA200VH | 0 | N/A | MITSUBISHI HEAVY INDUSTRIES | N/A | Ducted | Single Split System | - | Air | Air | Thailand | 6.03 | N/A | 20 | N/A | N/A | N/A | N/A | N/A | 5.5 | 22.4 | Enthalpy Test Room | 3.3078 | 4.1242 | N/A | - | N/A | N/A | N/A | N/A | N/A | N/A | N/A | N/A | N/A | N/A | N/A | N/A | N/A | N/A | N/A | N/A | N/A | Three | R410A | Australia,Fiji,New Zealand | 139808 | 46212 | 0 | Approved | Reverse Cycle | N/A | Yes | Class 11 | Yes | N/A | N/A | N/A | N/A | N/A | N/A | N/A | Available | N/A | N/A | http://www.mhiaa.com.au/ | http://www.mhiaa.com.au | N/A | 0 | 0 | AAC6164 | Yes | Variable output compressor | Inverter | No | - | 20000 | 6.03 | - | 2600 | 10000 | No | - | - | - | 5511.42 | 21540 | No | 2376.4 | 10770 | No | - | - | 22400 | 5.5 | 2670 | 11200 | No | - | - | Yes | 7940 | 21100 | No | - | - | No | - | - | - | - | - | No | - | - | No | - | - | No | - | -
FDCA200VSA-W / FDUA200VH | 0 | N/A | MITSUBISHI HEAVY INDUSTRIES | N/A | Ducted | Single Split System | - | Air | Air | Thailand | 5.78 | N/A | 20 | N/A | N/A | N/A | N/A | N/A | 5.44 | 22.4 | Enthalpy Test Room | 3.5102 | 4.1814 | N/A | - | N/A | N/A | N/A | N/A | N/A | N/A | N/A | N/A | N/A | N/A | N/A | N/A | N/A | N/A | N/A | N/A | N/A | Three | R32 | Australia,Fiji,New Zealand | 138779 | 46177 | 0 | Approved | Reverse Cycle | N/A | Yes | Class 11 | Yes | N/A | N/A | N/A | N/A | N/A | N/A | N/A | Available | N/A | N/A | http://www.mhiaa.com.au/ | http://www.mhiaa.com.au | N/A | 0 | 0 | AAC6046 | Yes | Variable output compressor | Inverter | No | - | 20000 | 5.78 | - | 2600 | 10000 | No | - | - | - | 5282.92 | 21540 | No | 2376.4 | 10770 | No | - | - | 22400 | 5.44 | 2500 | 11200 | No | - | - | Yes | 7940 | 21100 | No | - | - | No | - | - | - | - | - | No | - | - | No | - | - | No | - | -
FDCA250VSA-W/FDUA250VH | 0 | N/A | MITSUBISHI HEAVY INDUSTRIES | N/A | Ducted | Single Split System | - | Air | Air | Thailand | 7.7 | N/A | 23.5 | N/A | N/A | N/A | N/A | N/A | 7.7 | 28 | Enthalpy Test Room | 3.1643 | 3.675 | N/A | 57.2 | N/A | N/A | N/A | N/A | N/A | N/A | N/A | N/A | N/A | N/A | N/A | N/A | N/A | N/A | N/A | N/A | N/A | Three | R32 | Australia,Fiji,New Zealand | 158677 | 47124 | 0 | Approved | Reverse Cycle | N/A | Yes | Class 11 | Yes | N/A | N/A | N/A | N/A | N/A | N/A | N/A | Available | N/A | N/A | http://www.mhiaa.com.au/ | http://www.mhiaa.com.au/ | N/A | 0 | 0 | AAC7993 | Yes | Variable output compressor | Inverter | No | - | 23500 | 7.7 | - | 2900 | 11750 | No | - | - | - | 7037.8 | 25309.5 | Yes | 2480 | 12500 | No | - | - | 28000 | 7.7 | 3100 | 14000 | No | - | - | Yes | 7940 | 21100 | No | - | - | No | - | - | - | - | - | No | - | - | No | - | - | No | - | -
FDCA71VNXA / FDT71VH | 0 | N/A | MITSUBISHI HEAVY INDUSTRIES | N/A | Non Ducted | Single Split System | Cassette | Air | Air | Thailand | 1.96 | N/A | 7.1 | N/A | N/A | N/A | N/A | N/A | 1.91 | 8 | Calorimeter Room | 3.3935 | 4.1862 | N/A | - | N/A | N/A | N/A | N/A | N/A | N/A | N/A | N/A | N/A | N/A | N/A | N/A | N/A | N/A | N/A | N/A | N/A | Single | R410A | Australia,Fiji,New Zealand | 130863 | 45860 | 0 | Approved | Reverse Cycle | N/A | Yes | Class 9 | Yes | N/A | N/A | N/A | N/A | N/A | N/A | N/A | Available | N/A | N/A | http://www.mhiaa.com.au/ | http://www.mhiaa.com.au | N/A | 0 | 0 | AAC5035 | Yes | Variable output compressor | Inverter | No | - | 7100 | 1.96 | - | 660 | 3550 | No | - | - | - | 1791.44 | 7646.7 | No | 603.24 | 3823.35 | No | - | - | 8000 | 1.91 | 740 | 4000 | No | - | - | Yes | 2650 | 8000 | No | - | - | No | - | - | - | - | - | No | - | - | No | - | - | No | - | -
FDCA71VNX-W / FDE71VH | FDCA71VNX-W / FDE71VH | N/A | MITSUBISHI HEAVY INDUSTRIES | N/A | Non Ducted | Single Split System | Cassette | Air | Air | Thailand | 1.87 | N/A | 7.1 | N/A | N/A | N/A | N/A | N/A | 1.87 | 8 | Calorimeter Room | 3.6217 | 4.1645 | N/A | - | N/A | N/A | N/A | N/A | N/A | N/A | N/A | N/A | N/A | N/A | N/A | N/A | N/A | N/A | N/A | N/A | N/A | Single | R32 | Australia,Fiji,New Zealand | 131086 | 45881 | 0 | Approved | Reverse Cycle | N/A | Yes | Class 9 | Yes | N/A | N/A | N/A | N/A | N/A | N/A | N/A | Available | N/A | N/A | http://www.mhiaa.com.au/ | http://www.mhiaa.com.au | N/A | 0 | 0 | AAC5141 | Yes | Variable output compressor | Inverter | No | - | 7100 | 1.87 | - | 650 | 3550 | No | - | - | - | 1709.18 | 7646.7 | No | 594.1 | 3823.35 | No | - | - | 8000 | 1.87 | 740 | 4000 | No | - | - | Yes | 2520 | 7400 | No | - | - | No | - | - | - | - | - | No | - | - | No | - | - | No | - | -
FDCA71VNX-W / FDT71VH | FDCA71VNX-W / FDT71VH | N/A | MITSUBISHI HEAVY INDUSTRIES | N/A | Non Ducted | Single Split System | Cassette | Air | Air | Thailand | 1.69 | N/A | 7.1 | N/A | N/A | N/A | N/A | N/A | 1.75 | 8 | Calorimeter Room | 4.0568 | 4.5737 | N/A | - | N/A | N/A | N/A | N/A | N/A | N/A | N/A | N/A | N/A | N/A | N/A | N/A | N/A | N/A | N/A | N/A | N/A | Single | R32 | Australia,Fiji,New Zealand | 131083 | 45881 | 0 | Approved | Reverse Cycle | N/A | Yes | Class 9 | Yes | N/A | N/A | N/A | N/A | N/A | N/A | N/A | Available | N/A | N/A | http://www.mhiaa.com.au/ | http://www.mhiaa.com.au | N/A | 0 | 0 | AAC5137 | Yes | Variable output compressor | Inverter | No | - | 7100 | 1.69 | - | 590 | 3550 | No | - | - | - | 1544.66 | 7646.7 | No | 539.26 | 3823.35 | No | - | - | 8000 | 1.75 | 670 | 4000 | No | - | - | Yes | 2390 | 7400 | No | - | - | No | - | - | - | - | - | No | - | - | No | - | - | No | - | -
FDCA71VNX-W / FDU71VH | FDCA71VNX-W / FDU71VH | N/A | MITSUBISHI HEAVY INDUSTRIES | N/A | Ducted | Single Split System | - | Air | Air | Thailand | 1.77 | N/A | 7.1 | N/A | N/A | N/A | N/A | N/A | 1.78 | 8 | Enthalpy Test Room | 3.6793 | 4.3096 | N/A | - | N/A | N/A | N/A | N/A | N/A | N/A | N/A | N/A | N/A | N/A | N/A | N/A | N/A | N/A | N/A | N/A | N/A | Single | R32 | Australia,Fiji,New Zealand | 131115 | 45881 | 0 | Approved | Reverse Cycle | N/A | Yes | Class 10 | Yes | N/A | N/A | N/A | N/A | N/A | N/A | N/A | Available | N/A | N/A | http://www.mhiaa.com.au/ | http://www.mhiaa.com.au | N/A | 0 | 0 | AAC5138 | Yes | Variable output compressor | Inverter | No | - | 7100 | 1.77 | - | 710 | 3550 | No | - | - | - | 1617.78 | 7646.7 | No | 648.94 | 3823.35 | No | - | - | 8000 | 1.78 | 780 | 4000 | No | - | - | Yes | 2480 | 7400 | No | - | - | No | - | - | - | - | - | No | - | - | No | - | - | No | - | -
FDE100VH / FDC(A)100VNA-W | FDE100VH / FDC(A)100VNA-W | N/A | MITSUBISHI HEAVY INDUSTRIES | N/A | Non Ducted | Single Split System | Under ceiling | Air | Air | Thailand | 2.85 | N/A | 10 | N/A | N/A | N/A | N/A | N/A | 2.54 | 11.2 | Calorimeter Room | 3.8545 | 4.4766 | N/A | - | N/A | N/A | N/A | N/A | N/A | N/A | N/A | N/A | N/A | N/A | N/A | N/A | N/A | N/A | N/A | N/A | N/A | Single | R32 | Australia,Fiji,New Zealand | 130672 | 45874 | 0 | Approved | Reverse Cycle | N/A | Yes | Class 11 | Yes | N/A | N/A | N/A | N/A | N/A | N/A | N/A | Available | N/A | N/A | http://www.mhiaa.com.au/ | http://www.mhiaa.com.au | N/A | 0 | 0 | AAC5099 | Yes | Variable output compressor | Inverter | No | - | 10000 | 2.85 | - | 910 | 5000 | No | - | - | - | 2604.9 | 10770 | No | 831.74 | 5385 | No | - | - | 11200 | 2.54 | 1000 | 5600 | No | - | - | Yes | 3070 | 10000 | No | - | - | No | - | - | - | - | - | No | - | - | No | - | - | No | - | -
FDT100VH / FDC(A)100VSA-W | FDT100VH / FDC(A)100VSA-W | N/A | MITSUBISHI HEAVY INDUSTRIES | N/A | Non Ducted | Single Split System | Under ceiling | Air | Air | Thailand | 2.73 | N/A | 10 | N/A | N/A | N/A | N/A | N/A | 2.54 | 11.2 | Calorimeter Room | 3.807 | 4.5727 | N/A | - | N/A | N/A | N/A | N/A | N/A | N/A | N/A | N/A | N/A | N/A | N/A | N/A | N/A | N/A | N/A | N/A | N/A | Three | R32 | Australia,Fiji,New Zealand | 130676 | 45875 | 0 | Approved | Reverse Cycle | N/A | Yes | Class 11 | Yes | N/A | N/A | N/A | N/A | N/A | N/A | N/A | Available | N/A | N/A | http://www.mhiaa.com.au/ | http://www.mhiaa.com.au | N/A | 0 | 0 | AAC5101 | Yes | Variable output compressor | Inverter | No | - | 10000 | 2.73 | - | 920 | 5000 | No | - | - | - | 2495.22 | 10770 | No | 840.88 | 5385 | No | - | - | 11200 | 2.54 | 1010 | 5600 | No | - | - | Yes | 3150 | 10000 | No | - | - | No | - | - | - | - | - | No | - | - | No | - | - | No | - | -
FDUA100VH / FDCA100VSA-W | FDUA100VH / FDCA100VSA-W | N/A | MITSUBISHI HEAVY INDUSTRIES | N/A | Ducted | Single Split System | - | Air | Air | Thailand | 3.05 | N/A | 10 | N/A | N/A | N/A | N/A | N/A | 2.87 | 11.2 | Enthalpy Test Room | 3.7892 | 4.4707 | N/A | - | N/A | N/A | N/A | N/A | N/A | N/A | N/A | N/A | N/A | N/A | N/A | N/A | N/A | N/A | N/A | N/A | N/A | Three | R32 | Australia,Fiji,New Zealand | 130786 | 45874 | 0 | Approved | Reverse Cycle | N/A | Yes | Class 11 | Yes | N/A | N/A | N/A | N/A | N/A | N/A | N/A | Available | N/A | N/A | http://www.mhiaa.com.au/ | http://www.mhiaa.com.au | N/A | 0 | 0 | AAC5100 | Yes | Variable output compressor | Inverter | No | - | 10000 | 3.05 | - | 1000 | 5000 | No | - | - | - | 2787.7 | 10770 | No | 914 | 5385 | No | - | - | 11200 | 2.87 | 1090 | 5600 | No | - | - | Yes | 3170 | 10000 | No | - | - | No | - | - | - | - | - | No | - | - | No | - | - | No | - | -
SCM100ZS-W | 0 | N/A | MITSUBISHI HEAVY INDUSTRIES | N/A | Non Ducted | vrf | N/A | Air | Air | Thailand | 2.7 | N/A | 10 | N/A | N/A | N/A | N/A | N/A | 2.38 | 10.5 | Calorimeter Room | 3.6681 | 4.3643 | N/A | 0 | N/A | N/A | N/A | N/A | N/A | N/A | N/A | N/A | N/A | N/A | N/A | N/A | N/A | N/A | N/A | N/A | N/A | Single | R32 | Australia,Fiji,New Zealand | 137798 | 46141 | 0 | Approved | Reverse Cycle | N/A | No | Class 20 | No | N/A | N/A | N/A | N/A | N/A | N/A | N/A | Available | N/A | N/A | http://www.mhiaa.com.au/ | http://www.mhiaa.com.au | N/A | 0 | 0 | AAC5930 | Yes | Variable output compressor | Inverter | No | - | 10000 | 2.7 | - | 840 | 5000 | No | 0 | 0 | - | 2467.8 | 10770 | No | 767.76 | 5385 | No | 0 | 0 | 10500 | 2.38 | 850 | 5250 | No | 0 | 0 | Yes | 2550 | 8700 | No | 0 | 0 | No | 0 | 0 | - | 0 | 0 | No | 0 | 0 | No | 0 | 0 | No | 0 | 0
SCM40ZS-W | 0 | N/A | MITSUBISHI HEAVY INDUSTRIES | N/A | Both | vrf | N/A | Air | Air | Thailand | 0.8 | N/A | 4 | N/A | N/A | N/A | N/A | N/A | 0.83 | 4.5 | Calorimeter Room | 5.1513 | 5.445 | N/A | - | N/A | N/A | N/A | N/A | N/A | N/A | N/A | N/A | N/A | N/A | N/A | N/A | N/A | N/A | N/A | N/A | N/A | Single | R32 | Australia,Fiji,New Zealand | 163308 | 47313 | 0 | Approved | Reverse Cycle | N/A | No | Class 19 | No | N/A | N/A | N/A | N/A | N/A | N/A | N/A | Available | N/A | N/A | http://www.mhiaa.com.au/ | http://www.mhiaa.com.au/ | N/A | 0 | 0 | AAC8351 | Yes | Variable output compressor | Inverter | No | - | 4000 | 0.8 | - | 325 | 2000 | No | - | - | - | 731.2 | 4308 | No | 297.05 | 2154 | No | - | - | 4500 | 0.83 | 375 | 2250 | No | - | - | Yes | 1770 | 5900 | No | - | - | No | - | - | - | - | - | No | - | - | No | - | - | No | - | -
SCM45ZS-W | 0 | N/A | MITSUBISHI HEAVY INDUSTRIES | N/A | Both | vrf | N/A | Air | Air | Thailand | 0.96 | N/A | 4.5 | N/A | N/A | N/A | N/A | N/A | 1.06 | 5.3 | Calorimeter Room | 4.8017 | 5.0968 | N/A | - | N/A | N/A | N/A | N/A | N/A | N/A | N/A | N/A | N/A | N/A | N/A | N/A | N/A | N/A | N/A | N/A | N/A | Single | R32 | Australia,New Zealand | 163309 | 47313 | 0 | Approved | Reverse Cycle | N/A | No | Class 19 | No | N/A | N/A | N/A | N/A | N/A | N/A | N/A | Available | N/A | N/A | http://www.mhiaa.com.au/ | http://www.mhiaa.com.au/ | N/A | 0 | 0 | AAC8350 | Yes | Variable output compressor | Inverter | No | - | 4500 | 0.96 | - | 360 | 2250 | No | - | - | - | 877.44 | 4846.5 | No | 329.04 | 2423.25 | No | - | - | 5300 | 1.06 | 440 | 2650 | No | - | - | Yes | 1770 | 5900 | No | - | - | No | - | - | - | - | - | No | - | - | No | - | - | No | - | -
SCM50ZS-W / SRK20ZSXA-W | 0 | N/A | MITSUBISHI HEAVY INDUSTRIES | N/A | Non Ducted | vrf | N/A | Air | Air | Thailand | 1.02 | N/A | 5 | N/A | N/A | N/A | N/A | N/A | 1.16 | 6 | Calorimeter Room | 5.0108 | 5.2156 | N/A | - | N/A | N/A | N/A | N/A | N/A | N/A | N/A | N/A | N/A | N/A | N/A | N/A | N/A | N/A | N/A | N/A | N/A | Single | R32 | Australia,Fiji,New Zealand | 126137 | 45748 | 0 | Approved | Reverse Cycle | N/A | No | Class 19 | No | N/A | N/A | N/A | N/A | N/A | N/A | N/A | Available | N/A | N/A | http://www.mhiaa.com.au/ | http://www.mhiaa.com.au | N/A | 0 | 0 | AAC4399 | Yes | Variable output compressor | Inverter | No | - | 5000 | 1.02 | - | 400 | 2500 | No | - | - | - | 932.28 | 5385 | No | 365.6 | 2692.5 | No | - | - | 6000 | 1.16 | 530 | 3000 | No | - | - | Yes | 1920 | 6400 | No | - | - | No | - | - | - | - | - | No | - | - | No | - | - | No | - | -
SCM60ZS-W / SRK20ZSXA-W | 0 | N/A | MITSUBISHI HEAVY INDUSTRIES | N/A | Non Ducted | vrf | N/A | Air | Air | Thailand | 1.32 | N/A | 6 | N/A | N/A | N/A | N/A | N/A | 1.4 | 6.8 | Calorimeter Room | 4.6256 | 4.9037 | N/A | - | N/A | N/A | N/A | N/A | N/A | N/A | N/A | N/A | N/A | N/A | N/A | N/A | N/A | N/A | N/A | N/A | N/A | Single | R32 | Australia,Fiji,New Zealand | 126138 | 45748 | 0 | Approved | Reverse Cycle | N/A | No | Class 19 | No | N/A | N/A | N/A | N/A | N/A | N/A | N/A | Available | N/A | N/A | http://www.mhiaa.com.au/ | http://www.mhiaa.com.au | N/A | 0 | 0 | AAC4401 | Yes | Variable output compressor | Inverter | No | - | 6000 | 1.32 | - | 520 | 3000 | No | - | - | - | 1206.48 | 6462 | No | 475.28 | 3231 | No | - | - | 6800 | 1.4 | 590 | 3400 | No | - | - | Yes | 1920 | 6400 | - | - | - | No | - | - | - | - | - | No | - | - | No | - | - | No | - | -
SCM71ZS-W / SRK20ZSXA-W | 0 | N/A | MITSUBISHI HEAVY INDUSTRIES | N/A | Non Ducted | vrf | N/A | Air | Air | Thailand | 1.42 | N/A | 7.1 | N/A | N/A | N/A | N/A | N/A | 1.75 | 8.6 | Calorimeter Room | 5.0494 | 4.9834 | N/A | - | N/A | N/A | N/A | N/A | N/A | N/A | N/A | N/A | N/A | N/A | N/A | N/A | N/A | N/A | N/A | N/A | N/A | Single | R32 | Australia,Fiji,New Zealand | 124780 | 45748 | 0 | Approved | Reverse Cycle | N/A | No | Class 19 | No | N/A | N/A | N/A | N/A | N/A | N/A | N/A | Available | N/A | N/A | http://www.mhiaa.com.au/ | http://www.mhiaa.com.au | N/A | 0 | 0 | AAC4288 | Yes | Variable output compressor | Inverter | No | - | 7100 | 1.42 | - | 580 | 3550 | No | - | - | - | 1297.88 | 7646.7 | No | 530.12 | 3823.35 | No | - | - | 8600 | 1.75 | 750 | 4300 | No | - | - | No | - | - | - | 2800 | 8400 | No | - | - | - | - | - | - | - | - | No | - | - | No | - | -
SCM80ZS-W / SRK20ZSXA-W | 0 | N/A | MITSUBISHI HEAVY INDUSTRIES | N/A | Non Ducted | vrf | N/A | Air | Air | Thailand | 1.7 | N/A | 8 | N/A | N/A | N/A | N/A | N/A | 1.95 | 9.3 | Calorimeter Room | 4.7637 | 4.8012 | N/A | - | N/A | N/A | N/A | N/A | N/A | N/A | N/A | N/A | N/A | N/A | N/A | N/A | N/A | N/A | N/A | N/A | N/A | Single | R32 | Australia,Fiji,New Zealand | 124732 | 45748 | 0 | Approved | Reverse Cycle | N/A | No | Class 19 | No | N/A | N/A | N/A | N/A | N/A | N/A | N/A | Available | N/A | N/A | http://www.mhiaa.com.au/ | http://www.mhiaa.com.au | N/A | 0 | 0 | AAC4285 | Yes | Variable output compressor | Inverter | No | - | 8000 | 1.7 | - | 700 | 4000 | No | - | - | - | 1553.8 | 8616 | No | 639.8 | 4308 | No | - | - | 9300 | 1.95 | 830 | 4650 | No | - | - | No | - | - | - | 2850 | 8900 | No | - | - | - | - | - | - | - | - | No | - | - | No | - | -
SRC15ZTLA-W/SRK15ZTLA-W | SRK15/DXK05ZTLA-WF | N/A | MITSUBISHI HEAVY INDUSTRIES | N/A | Non Ducted | Single Split System | Wall Hung | Air | Air | Thailand | 0.35 | N/A | 1.5 | N/A | N/A | N/A | N/A | N/A | 0.42 | 2 | Calorimeter Room | 4.7278 | 5.0397 | N/A | - | N/A | N/A | N/A | N/A | N/A | N/A | N/A | N/A | N/A | N/A | N/A | N/A | N/A | N/A | N/A | N/A | N/A | Single | R32 | Australia,Fiji,New Zealand | 149961 | 46671 | 0 | Approved | Reverse Cycle | N/A | No | Class 8 | No | N/A | N/A | N/A | N/A | N/A | N/A | N/A | Available | N/A | N/A | http://www.mhiaa.com.au/ | http://www.mhiaa.com.au/ | N/A | 0 | 0 | AAC7089 | Yes | Variable output compressor | Inverter | No | - | 1500 | 0.35 | - | 200 | 750 | No | - | - | - | 319.9 | 1615.5 | No | 182.8 | 807.75 | No | - | - | 2000 | 0.42 | 180 | 1000 | No | - | - | Yes | 1215 | 3100 | No | - | - | No | - | - | - | - | - | No | - | - | No | - | - | No | - | -
SRC15ZTLA-W/SRK15ZTLA-WF | SRK15/DXK05ZTLA-WF | N/A | MITSUBISHI HEAVY INDUSTRIES | N/A | Non Ducted | Single Split System | Wall Hung | Air | Air | Thailand | 0.35 | N/A | 1.5 | N/A | N/A | N/A | N/A | N/A | 0.42 | 2 | Calorimeter Room | 4.7278 | 5.0397 | N/A | - | N/A | N/A | N/A | N/A | N/A | N/A | N/A | N/A | N/A | N/A | N/A | N/A | N/A | N/A | N/A | N/A | N/A | Single | R32 | Australia,Fiji,New Zealand | 149961 | 46671 | 0 | Approved | Reverse Cycle | N/A | No | Class 8 | No | N/A | N/A | N/A | N/A | N/A | N/A | N/A | Available | N/A | N/A | http://www.mhiaa.com.au/ | http://www.mhiaa.com.au/ | N/A | 0 | 0 | AAC7089 | Yes | Variable output compressor | Inverter | No | - | 1500 | 0.35 | - | 200 | 750 | No | - | - | - | 319.9 | 1615.5 | No | 182.8 | 807.75 | No | - | - | 2000 | 0.42 | 180 | 1000 | No | - | - | Yes | 1215 | 3100 | No | - | - | No | - | - | - | - | - | No | - | - | No | - | - | No | - | -
SRC17ZMP-S / SRK17ZMP-S | SRK/DXK** ZMP/Z5 | N/A | MITSUBISHI HEAVY INDUSTRIES | N/A | Non Ducted | Single Split System | Wall Hung | Air | Air | Thailand | 0.42 | 1.69 | 1.7 | N/A | N/A | N/A | N/A | N/A | 0.465 | 2 | Calorimeter Room | 3.8851 | 4.4066 | Yes | - | N/A | 4.6 | 4.7 | N/A | N/A | N/A | N/A | N/A | 3.751 | 4.2674 | N/A | N/A | 3.002 | 4.0347 | 3 | 4 | Calorimeter Room | Single | R410A | Australia,Fiji,New Zealand | 126286 | 45748 | 0 | Approved | Reverse Cycle | N/A | No | Class 8 | No | Yes | N/A | N/A | N/A | N/A | N/A | 3.8851 | Available | N/A | N/A | http://www.mhiaa.com.au/ | http://www.mhiaa.com.au | Yes | 0 | https://reg.energyrating.gov.au/static/common/images/star_ratings_2014/aircon_rating_3_4.png | AAC4422 | Yes | Variable output compressor | Inverter | No | - | 1700 | 0.42 | - | 305 | 850 | No | - | - | - | 383.88 | 1830.9 | No | 278.77 | 915.45 | No | - | - | 2000 | 0.465 | 195 | 1000 | No | - | - | Yes | 1290 | 3100 | No | - | - | No | - | - | - | - | - | No | - | - | No | - | - | No | - | -
SRC20ZSA-W / SRK20ZSA-W | SRK/DXK_20/06ZSA-W | N/A | MITSUBISHI HEAVY INDUSTRIES | 0.1 | Non Ducted | Single Split System | Wall Hung | Air | Air | Thailand | 0.41 | 1.9 | 2 | N/A | 3.3157 | 3.203 | 0.966 | N/A | 0.56 | 2.7 | Calorimeter Room | 4.871 | 4.8887 | Yes | - | N/A | 3 | 3 | N/A | N/A | N/A | N/A | N/A | 4.7538 | 4.8013 | N/A | N/A | 5.0075 | 5.1026 | 5 | 5 | Calorimeter Room | Single | R32 | Australia,Fiji,New Zealand | 125423 | 45748 | 0 | Approved | Reverse Cycle | N/A | Yes | Class 8 | Yes | Yes | N/A | Yes | Yes | Yes | N/A | 4.871 | Available | N/A | N/A | http://www.mhiaa.com.au/ | http://www.mhiaa.com.au | Yes | 0 | https://reg.energyrating.gov.au/static/common/images/star_ratings_2014/aircon_rating_5_5.png | AAC4356 | Yes | Variable output compressor | Inverter | No | - | 2000 | 0.41 | - | 150 | 1000 | No | - | - | - | 374.74 | 2154 | No | 137.1 | 1077 | No | - | - | 2700 | 0.56 | 230 | 1350 | No | - | - | Yes | 970 | 3200 | No | - | - | No | - | - | - | - | - | No | - | - | No | - | - | No | - | -
SRC20ZSA-W/SRK20ZSA-WF | SRK20/DXK06ZSA-WF | N/A | MITSUBISHI HEAVY INDUSTRIES | N/A | Non Ducted | Single Split System | Wall Hung | Air | Air | Thailand | 0.41 | N/A | 2 | N/A | N/A | N/A | N/A | N/A | 0.56 | 2.7 | Calorimeter Room | 4.8592 | 4.8799 | N/A | - | N/A | N/A | N/A | N/A | N/A | N/A | N/A | N/A | N/A | N/A | N/A | N/A | N/A | N/A | N/A | N/A | N/A | Single | R32 | Australia,Fiji,New Zealand | 156194 | 46992 | 0 | Approved | Reverse Cycle | N/A | Yes | Class 8 | Yes | N/A | N/A | N/A | N/A | N/A | N/A | N/A | Available | N/A | N/A | http://www.mhiaa.com.au/ | http://www.mhiaa.com.au/ | N/A | 0 | 0 | AAC7741 | Yes | Variable output compressor | Inverter | No | - | 2000 | 0.41 | - | 150 | 1000 | No | - | - | - | 374.74 | 2154 | Yes | 133 | 1075 | No | - | - | 2700 | 0.56 | 230 | 1350 | No | - | - | Yes | 970 | 3200 | No | - | - | No | - | - | - | - | - | No | - | - | No | - | - | No | - | -
SRC20ZSA-W/SRK20ZSA-WF1 | SRK20/DXK06ZSA-WF1 | N/A | MITSUBISHI HEAVY INDUSTRIES | N/A | Non Ducted | Single Split System | Wall Hung | Air | Air | Thailand | 0.41 | N/A | 2 | N/A | N/A | N/A | N/A | N/A | 0.56 | 2.7 | Calorimeter Room | 4.8592 | 4.8799 | N/A | - | N/A | N/A | N/A | N/A | N/A | N/A | N/A | N/A | N/A | N/A | N/A | N/A | N/A | N/A | N/A | N/A | N/A | Single | R32 | Australia,New Zealand | 161010 | 47252 | 0 | Approved | Reverse Cycle | N/A | Yes | Class 8 | Yes | N/A | N/A | N/A | N/A | N/A | N/A | N/A | Available | N/A | N/A | http://www.mhiaa.com.au/ | http://www.mhiaa.com.au/ | N/A | 0 | 0 | AAC8239 | Yes | Variable output compressor | Inverter | No | - | 2000 | 0.41 | - | 150 | 1000 | No | - | - | - | 374.74 | 2154 | Yes | 132 | 1075 | No | - | - | 2700 | 0.56 | 230 | 1350 | No | - | - | Yes | 970 | 3200 | No | - | - | No | - | - | - | - | - | No | - | - | No | - | - | No | - | -
SRC20ZSXA-W / SRK20ZSXA-W | 0 | N/A | MITSUBISHI HEAVY INDUSTRIES | N/A | Non Ducted | Single Split System | Wall Hung | Air | Air | Thailand | 0.31 | 2 | 2 | N/A | 3.4563 | 4.075 | 1.179 | N/A | 0.47 | 2.7 | Calorimeter Room | 6.4373 | 5.9745 | Yes | - | N/A | 3 | 3 | N/A | N/A | N/A | N/A | N/A | 6.234 | 5.8486 | N/A | N/A | 7.9681 | 7.1972 | 7 | 7 | Calorimeter Room | Single | R32 | Australia,Fiji,New Zealand | 126125 | 45748 | 0 | Approved | Reverse Cycle | N/A | Yes | Class 8 | Yes | Yes | N/A | Yes | Yes | Yes | N/A | 6.4373 | Available | N/A | N/A | http://www.mhiaa.com.au/ | http://www.mhiaa.com.au | Yes | 0 | https://reg.energyrating.gov.au/static/common/images/star_ratings_2014/aircon_rating_7_7.png | AAC4391 | Yes | Variable output compressor | Inverter | No | - | 2000 | 0.31 | - | 145 | 1000 | No | - | - | - | 283.34 | 2154 | No | 132.53 | 1077 | No | - | - | 2700 | 0.47 | 205 | 1350 | No | - | - | Yes | 1160 | 3700 | No | - | - | No | - | - | - | - | - | No | - | - | No | - | - | No | - | -
SRC20ZSXA-W/SRK20ZSXA-WF | 0 | N/A | MITSUBISHI HEAVY INDUSTRIES | N/A | Non Ducted | Single Split System | Wall Hung | Air | Air | Thailand | 0.31 | N/A | 2 | N/A | N/A | N/A | N/A | N/A | 0.47 | 2.7 | Calorimeter Room | 6.4167 | 5.9619 | N/A | - | N/A | N/A | N/A | N/A | N/A | N/A | N/A | N/A | N/A | N/A | N/A | N/A | N/A | N/A | N/A | N/A | N/A | Single | R32 | Australia,Fiji,New Zealand | 156027 | 46993 | 0 | Approved | Reverse Cycle | N/A | Yes | Class 8 | Yes | N/A | N/A | N/A | N/A | N/A | N/A | N/A | Available | N/A | N/A | http://www.mhiaa.com.au/ | http://www.mhiaa.com.au/ | N/A | 0 | 0 | AAC7747 | Yes | Variable output compressor | Inverter | No | - | 2000 | 0.31 | - | 145 | 1000 | No | - | - | - | 283.34 | 2154 | No | 132.53 | 1077 | No | - | - | 2700 | 0.47 | 205 | 1350 | No | - | - | Yes | 1160 | 3700 | No | - | - | No | - | - | - | - | - | No | - | - | No | - | - | No | - | -
SRC20ZTLA-W/SRK20ZTLA-W | SRK20/DXK07ZTLA-WF | N/A | MITSUBISHI HEAVY INDUSTRIES | N/A | Non Ducted | Single Split System | Wall Hung | Air | Air | Thailand | 0.51 | N/A | 2 | N/A | N/A | N/A | N/A | N/A | 0.64 | 2.7 | Calorimeter Room | 4.0255 | 4.3169 | N/A | - | N/A | N/A | N/A | N/A | N/A | N/A | N/A | N/A | N/A | N/A | N/A | N/A | N/A | N/A | N/A | N/A | N/A | Single | R32 | Australia,Fiji,New Zealand | 149968 | 46670 | 0 | Approved | Reverse Cycle | N/A | No | Class 8 | No | N/A | N/A | N/A | N/A | N/A | N/A | N/A | Available | N/A | N/A | http://www.mhiaa.com.au/ | http://www.mhiaa.com.au/ | N/A | 0 | 0 | AAC7085 | Yes | Variable output compressor | Inverter | No | - | 2000 | 0.51 | - | 185 | 1000 | No | - | - | - | 466.14 | 2154 | No | 169.09 | 1077 | No | - | - | 2700 | 0.64 | 240 | 1350 | No | - | - | Yes | 1230 | 3200 | No | - | - | No | - | - | - | - | - | No | - | - | No | - | - | No | - | -
SRC20ZTLA-W/SRK20ZTLA-WF | SRK20/DXK07ZTLA-WF | N/A | MITSUBISHI HEAVY INDUSTRIES | N/A | Non Ducted | Single Split System | Wall Hung | Air | Air | Thailand | 0.51 | N/A | 2 | N/A | N/A | N/A | N/A | N/A | 0.64 | 2.7 | Calorimeter Room | 4.0255 | 4.3169 | N/A | - | N/A | N/A | N/A | N/A | N/A | N/A | N/A | N/A | N/A | N/A | N/A | N/A | N/A | N/A | N/A | N/A | N/A | Single | R32 | Australia,Fiji,New Zealand | 149968 | 46670 | 0 | Approved | Reverse Cycle | N/A | No | Class 8 | No | N/A | N/A | N/A | N/A | N/A | N/A | N/A | Available | N/A | N/A | http://www.mhiaa.com.au/ | http://www.mhiaa.com.au/ | N/A | 0 | 0 | AAC7085 | Yes | Variable output compressor | Inverter | No | - | 2000 | 0.51 | - | 185 | 1000 | No | - | - | - | 466.14 | 2154 | No | 169.09 | 1077 | No | - | - | 2700 | 0.64 | 240 | 1350 | No | - | - | Yes | 1230 | 3200 | No | - | - | No | - | - | - | - | - | No | - | - | No | - | - | No | - | -
SRC25ZSA-W / FDTC25VH1 | 0 | N/A | MITSUBISHI HEAVY INDUSTRIES | N/A | Non Ducted | Single Split System | Cassette | Air | Air | Thailand | 0.54 | N/A | 2.5 | N/A | N/A | N/A | N/A | N/A | 0.77 | 3.4 | Calorimeter Room | 4.6993 | 4.4489 | N/A | - | N/A | N/A | N/A | N/A | N/A | N/A | N/A | N/A | N/A | N/A | N/A | N/A | N/A | N/A | N/A | N/A | N/A | Single | R32 | Australia,Fiji,New Zealand | 126596 | 45748 | 0 | Approved | Reverse Cycle | N/A | Yes | Class 8 | Yes | N/A | N/A | Yes | Yes | Yes | N/A | N/A | Available | N/A | N/A | http://www.mhiaa.com.au/ | http://www.mhiaa.com.au | N/A | 0 | 0 | AAC4450 | Yes | Variable output compressor | Inverter | No | - | 2500 | 0.54 | - | 220 | 1250 | No | - | - | - | 493.56 | 2692.5 | No | 201.08 | 1346.25 | No | - | - | 3400 | 0.77 | 310 | 1700 | No | - | - | Yes | 1100 | 3450 | No | - | - | No | - | - | - | - | - | No | - | - | No | - | - | No | - | -
SRC25ZSA-W / SRF25ZS-W | 0 | N/A | MITSUBISHI HEAVY INDUSTRIES | N/A | Non Ducted | Single Split System | Floor Mounted | Air | Air | Thailand | 0.5 | N/A | 2.5 | N/A | N/A | N/A | N/A | N/A | 0.74 | 3.4 | Calorimeter Room | 5.0261 | 4.6078 | N/A | - | N/A | N/A | N/A | N/A | N/A | N/A | N/A | N/A | N/A | N/A | N/A | N/A | N/A | N/A | N/A | N/A | N/A | Single | R32 | Australia,New Zealand | 130409 | 45851 | 0 | Approved | Reverse Cycle | N/A | Yes | Class 8 | Yes | N/A | N/A | N/A | N/A | N/A | N/A | N/A | Available | N/A | N/A | http://www.mhiaa.com.au/ | http://www.mhiaa.com.au | N/A | 0 | 0 | AAC5009 | Yes | Variable output compressor | Inverter | No | - | 2500 | 0.5 | - | 220 | 1250 | No | - | - | - | 457 | 2692.5 | No | 201.08 | 1346.25 | No | - | - | 3400 | 0.74 | 290 | 1700 | No | - | - | Yes | 1070 | 3450 | No | - | - | No | - | - | - | - | - | No | - | - | No | - | - | No | - | -
SRC25ZSA-W / SRK25ZSA-W | SRK/DXK_25/09ZSA-W | N/A | MITSUBISHI HEAVY INDUSTRIES | 0.17 | Non Ducted | Single Split System | Wall Hung | Air | Air | Thailand | 0.51 | 2.33 | 2.5 | N/A | 3.2356 | 3.996 | 1.235 | N/A | 0.65 | 3.2 | Calorimeter Room | 4.8255 | 5.0986 | Yes | - | N/A | 3 | 3 | N/A | N/A | N/A | N/A | N/A | 4.8843 | 4.9622 | N/A | N/A | 5.2687 | 5.4245 | 5 | 5 | Calorimeter Room | Single | R32 | Australia,Fiji,New Zealand | 125459 | 45748 | 0 | Approved | Reverse Cycle | N/A | Yes | Class 8 | Yes | Yes | N/A | Yes | Yes | Yes | N/A | 4.9822 | Available | N/A | N/A | http://www.mhiaa.com.au/ | http://www.mhiaa.com.au | Yes | 0 | https://reg.energyrating.gov.au/static/common/images/star_ratings_2014/aircon_rating_5_5.png | AAC4364 | Yes | Variable output compressor | Inverter | No | - | 2500 | 0.51 | - | 210 | 1250 | No | - | - | - | 466.14 | 2692.5 | No | 191.94 | 1346.25 | No | - | - | 3200 | 0.65 | 280 | 1600 | No | - | - | Yes | 1230 | 3950 | No | - | - | No | - | - | - | - | - | No | - | - | No | - | - | No | - | -
SRC25ZSA-W / SRR25ZS-W | 0 | N/A | MITSUBISHI HEAVY INDUSTRIES | N/A | Non Ducted | Single Split System | Floor/Ceiling | Air | Air | Thailand | 0.56 | N/A | 2.5 | N/A | N/A | N/A | N/A | N/A | 0.75 | 3.4 | Calorimeter Room | 4.5365 | 4.6712 | N/A | - | N/A | N/A | N/A | N/A | N/A | N/A | N/A | N/A | N/A | N/A | N/A | N/A | N/A | N/A | N/A | N/A | N/A | Single | R32 | Australia,Fiji,New Zealand | 126097 | 45748 | 0 | Approved | Reverse Cycle | N/A | Yes | Class 8 | Yes | N/A | N/A | Yes | Yes | Yes | N/A | N/A | Available | N/A | N/A | http://www.mhiaa.com.au/ | http://www.mhiaa.com.au | N/A | 0 | 0 | AAC4382 | Yes | Variable output compressor | Inverter | No | - | 2500 | 0.56 | - | 235 | 1250 | No | - | - | - | 511.84 | 2692.5 | No | 214.79 | 1346.25 | No | - | - | 3400 | 0.75 | 300 | 1700 | No | - | - | Yes | 1120 | 3550 | No | - | - | No | - | - | - | - | - | No | - | - | - | - | - | No | - | -
SRC25ZSA-W/SRK25ZSA-WF | SRK25/DXK09ZSA-WF | N/A | MITSUBISHI HEAVY INDUSTRIES | N/A | Non Ducted | Single Split System | Wall Hung | Air | Air | Thailand | 0.51 | N/A | 2.5 | N/A | N/A | N/A | N/A | N/A | 0.65 | 3.2 | Calorimeter Room | 4.816 | 5.0908 | N/A | - | N/A | N/A | N/A | N/A | N/A | N/A | N/A | N/A | N/A | N/A | N/A | N/A | N/A | N/A | N/A | N/A | N/A | Single | R32 | Australia,Fiji,New Zealand | 156204 | 46992 | 0 | Approved | Reverse Cycle | N/A | Yes | Class 8 | Yes | N/A | N/A | N/A | N/A | N/A | N/A | N/A | Available | N/A | N/A | http://www.mhiaa.com.au/ | http://www.mhiaa.com.au/ | N/A | 0 | 0 | AAC7742 | Yes | Variable output compressor | Inverter | No | - | 2500 | 0.51 | - | 210 | 1250 | No | - | - | - | 466.14 | 2692.5 | Yes | 185 | 1345 | No | - | - | 3200 | 0.65 | 280 | 1600 | No | - | - | Yes | 1230 | 3950 | No | - | - | No | - | - | - | - | - | No | - | - | - | - | - | No | - | -
SRC25ZSA-W/SRK25ZSA-WF1 | SRK25/DXK09ZSA-WF1 | N/A | MITSUBISHI HEAVY INDUSTRIES | N/A | Non Ducted | Single Split System | Wall Hung | Air | Air | Thailand | 0.51 | N/A | 2.5 | N/A | N/A | N/A | N/A | N/A | 0.65 | 3.2 | Calorimeter Room | 4.902 | 5.0908 | N/A | - | N/A | N/A | N/A | N/A | N/A | N/A | N/A | N/A | N/A | N/A | N/A | N/A | N/A | N/A | N/A | N/A | N/A | Single | R32 | Australia,New Zealand | 161026 | 47252 | 0 | Approved | Reverse Cycle | N/A | Yes | Class 8 | Yes | N/A | N/A | N/A | N/A | N/A | N/A | N/A | Available | N/A | N/A | http://www.mhiaa.com.au/ | http://www.mhiaa.com.au/ | N/A | 0 | 0 | AAC8237 | Yes | Variable output compressor | Inverter | No | - | 2500 | 0.51 | - | 215 | 1250 | No | - | - | - | 466.14 | 2692.5 | Yes | 175 | 1345 | No | - | - | 3200 | 0.65 | 280 | 1600 | No | - | - | Yes | 1230 | 3950 | No | - | - | No | - | - | - | - | - | No | - | - | No | - | - | No | - | -
SRC25ZSXA-W / SRK25ZSXA-W | 0 | N/A | MITSUBISHI HEAVY INDUSTRIES | 0.12 | Non Ducted | Single Split System | Wall Hung | Air | Air | Thailand | 0.44 | 2.38 | 2.5 | N/A | 3.2944 | 4.431 | 1.345 | N/A | 0.59 | 3.2 | Calorimeter Room | 5.6682 | 5.5997 | Yes | - | N/A | 3 | 3 | N/A | N/A | N/A | N/A | N/A | 5.5413 | 5.5054 | N/A | N/A | 6.5827 | 6.5107 | 6 | 6 | Calorimeter Room | Single | R32 | Australia,Fiji,New Zealand | 126129 | 45748 | 0 | Approved | Reverse Cycle | N/A | Yes | Class 8 | Yes | Yes | N/A | Yes | Yes | Yes | N/A | 5.6682 | Available | N/A | N/A | http://www.mhiaa.com.au/ | http://www.mhiaa.com.au | Yes | 0 | https://reg.energyrating.gov.au/static/common/images/star_ratings_2014/aircon_rating_6_6.png | AAC4392 | Yes | Variable output compressor | Inverter | No | - | 2500 | 0.44 | - | 185 | 1250 | No | - | - | - | 402.16 | 2692.5 | No | 169.09 | 1346.25 | No | - | - | 3200 | 0.59 | 245 | 1600 | No | - | - | Yes | 1320 | 4200 | No | - | - | - | - | - | - | - | - | No | - | - | No | - | - | No | - | -
SRC25ZSXA-W/SRK25ZSXA-WF | 0 | N/A | MITSUBISHI HEAVY INDUSTRIES | N/A | Non Ducted | Single Split System | Wall Hung | Air | Air | Thailand | 0.44 | N/A | 2.5 | N/A | N/A | N/A | N/A | N/A | 0.59 | 3.2 | Calorimeter Room | 5.6554 | 5.5902 | N/A | - | N/A | N/A | N/A | N/A | N/A | N/A | N/A | N/A | N/A | N/A | N/A | N/A | N/A | N/A | N/A | N/A | N/A | Single | R32 | Australia,Fiji,New Zealand | 156096 | 46992 | 0 | Approved | Reverse Cycle | N/A | Yes | Class 8 | Yes | N/A | N/A | N/A | N/A | N/A | N/A | N/A | Available | N/A | N/A | http://www.mhiaa.com.au/ | http://www.mhiaa.com.au/ | N/A | 0 | 0 | AAC7739 | Yes | Variable output compressor | Inverter | No | - | 2500 | 0.44 | - | 185 | 1250 | No | - | - | - | 402.16 | 2692.5 | No | 169.09 | 1346.25 | No | - | - | 3200 | 0.59 | 245 | 1600 | No | - | - | Yes | 1320 | 4200 | No | - | - | No | - | - | - | - | - | No | - | - | No | - | - | No | - | -
SRC25ZTLA-W/SRK25ZTLA-W | SRK25/DXK09ZTLA-WF | N/A | MITSUBISHI HEAVY INDUSTRIES | N/A | Non Ducted | Single Split System | Wall Hung | Air | Air | Thailand | 0.58 | N/A | 2.5 | N/A | N/A | N/A | N/A | N/A | 0.66 | 3 | Calorimeter Room | 4.3299 | 4.7 | N/A | - | N/A | N/A | N/A | N/A | N/A | N/A | N/A | N/A | N/A | N/A | N/A | N/A | N/A | N/A | N/A | N/A | N/A | Single | R32 | Australia,Fiji,New Zealand | 149998 | 46670 | 0 | Approved | Reverse Cycle | N/A | No | Class 8 | No | N/A | N/A | N/A | N/A | N/A | N/A | N/A | Available | N/A | N/A | http://www.mhiaa.com.au/ | http://www.mhiaa.com.au/ | N/A | 0 | 0 | AAC7084 | Yes | Variable output compressor | Inverter | No | - | 2500 | 0.58 | - | 240 | 1250 | No | - | - | - | 530.12 | 2692.5 | Yes | 195 | 1350 | No | - | - | 3000 | 0.66 | 260 | 1500 | No | - | - | Yes | 1390 | 3800 | No | - | - | No | - | - | - | - | - | No | - | - | No | - | - | No | - | -
SRC25ZTLA-W/SRK25ZTLA-WF | SRK25/DXK09ZTLA-WF | N/A | MITSUBISHI HEAVY INDUSTRIES | N/A | Non Ducted | Single Split System | Wall Hung | Air | Air | Thailand | 0.58 | N/A | 2.5 | N/A | N/A | N/A | N/A | N/A | 0.66 | 3 | Calorimeter Room | 4.3299 | 4.7 | N/A | - | N/A | N/A | N/A | N/A | N/A | N/A | N/A | N/A | N/A | N/A | N/A | N/A | N/A | N/A | N/A | N/A | N/A | Single | R32 | Australia,Fiji,New Zealand | 149998 | 46670 | 0 | Approved | Reverse Cycle | N/A | No | Class 8 | No | N/A | N/A | N/A | N/A | N/A | N/A | N/A | Available | N/A | N/A | http://www.mhiaa.com.au/ | http://www.mhiaa.com.au/ | N/A | 0 | 0 | AAC7084 | Yes | Variable output compressor | Inverter | No | - | 2500 | 0.58 | - | 240 | 1250 | No | - | - | - | 530.12 | 2692.5 | Yes | 195 | 1350 | No | - | - | 3000 | 0.66 | 260 | 1500 | No | - | - | Yes | 1390 | 3800 | No | - | - | No | - | - | - | - | - | No | - | - | No | - | - | No | - | -
SRC35ZSA-W / FDTC35VH1 | 0 | N/A | MITSUBISHI HEAVY INDUSTRIES | N/A | Non Ducted | Single Split System | Cassette | Air | Air | Thailand | 0.91 | N/A | 3.5 | N/A | N/A | N/A | N/A | N/A | 1.08 | 4.25 | Calorimeter Room | 3.907 | 3.9594 | N/A | - | N/A | N/A | N/A | N/A | N/A | N/A | N/A | N/A | N/A | N/A | N/A | N/A | N/A | N/A | N/A | N/A | N/A | Single | R32 | Australia,Fiji,New Zealand | 126599 | 45748 | 0 | Approved | Reverse Cycle | N/A | Yes | Class 8 | Yes | N/A | N/A | Yes | Yes | Yes | N/A | N/A | Available | N/A | N/A | http://www.mhiaa.com.au/ | http://www.mhiaa.com.au | N/A | 0 | 0 | AAC4448 | Yes | Variable output compressor | Inverter | No | - | 3500 | 0.91 | - | 330 | 1750 | No | - | - | - | 831.74 | 3769.5 | No | 301.62 | 1884.75 | No | - | - | 4250 | 1.08 | 395 | 2125 | No | - | - | Yes | 1340 | 3950 | No | - | - | No | - | - | - | - | - | No | - | - | No | - | - | - | - | -
SRC35ZSA-W / SRF35ZS-W | 0 | N/A | MITSUBISHI HEAVY INDUSTRIES | N/A | Non Ducted | Single Split System | Floor Mounted | Air | Air | Thailand | 0.82 | N/A | 3.5 | N/A | N/A | N/A | N/A | N/A | 1.12 | 4.5 | Calorimeter Room | 4.2921 | 3.9399 | N/A | - | N/A | N/A | N/A | N/A | N/A | N/A | N/A | N/A | N/A | N/A | N/A | N/A | N/A | N/A | N/A | N/A | N/A | Single | R32 | Australia,Fiji,New Zealand | 130412 | 45852 | 0 | Approved | Reverse Cycle | N/A | Yes | Class 8 | Yes | N/A | N/A | N/A | N/A | N/A | N/A | N/A | Available | N/A | N/A | http://www.mhiaa.com.au/ | http://www.mhiaa.com.au | N/A | 0 | 0 | AAC5011 | Yes | Variable output compressor | Inverter | No | - | 3500 | 0.82 | - | 300 | 1750 | No | - | - | - | 749.48 | 3769.5 | No | 274.2 | 1884.75 | No | - | - | 4500 | 1.12 | 420 | 2250 | No | - | - | Yes | 1270 | 3800 | No | - | - | No | - | - | - | - | - | No | - | - | No | - | - | No | - | -
SRC35ZSA-W / SRK35ZSA-W | SRK/DXK_35/12ZSA-W | N/A | MITSUBISHI HEAVY INDUSTRIES | 0.59 | Non Ducted | Single Split System | Wall Hung | Air | Air | Thailand | 0.82 | 2.91 | 3.5 | N/A | 3.2543 | 4.019 | 1.235 | N/A | 0.81 | 3.7 | Calorimeter Room | 4.2355 | 4.7768 | Yes | - | N/A | 3 | 3 | N/A | N/A | N/A | N/A | N/A | 4.2578 | 4.6564 | N/A | N/A | 4.0155 | 4.8128 | 4 | 4.5 | Calorimeter Room | Single | R32 | Australia,Fiji,New Zealand | 125498 | 45748 | 0 | Approved | Reverse Cycle | N/A | Yes | Class 8 | Yes | Yes | N/A | Yes | Yes | Yes | N/A | 4.3108 | Available | N/A | N/A | http://www.mhiaa.com.au/ | http://www.mhiaa.com.au | N/A | 0 | https://reg.energyrating.gov.au/static/common/images/star_ratings_2014/aircon_rating_4_4.5.png | AAC4363 | Yes | Variable output compressor | Inverter | No | - | 3500 | 0.82 | - | 305 | 1750 | No | - | - | - | 749.48 | 3769.5 | No | 278.77 | 1884.75 | No | - | - | 3700 | 0.81 | 320 | 1850 | No | - | - | Yes | 1235 | 4000 | No | - | - | No | - | - | - | - | - | No | - | - | No | - | - | No | - | -
SRC35ZSA-W / SRR35ZS-W | 0 | N/A | MITSUBISHI HEAVY INDUSTRIES | N/A | Non Ducted | Single Split System | Wall Hung | Air | Air | Thailand | 0.93 | N/A | 3.5 | N/A | N/A | N/A | N/A | N/A | 1.01 | 4.2 | Calorimeter Room | 3.7206 | 4.2864 | N/A | 60 | N/A | N/A | N/A | N/A | N/A | N/A | N/A | N/A | N/A | N/A | N/A | N/A | N/A | N/A | N/A | N/A | N/A | Single | R32 | Australia,Fiji,New Zealand | 125674 | 45748 | 0 | Approved | Reverse Cycle | N/A | Yes | Class 8 | Yes | N/A | N/A | Yes | Yes | Yes | N/A | N/A | Available | N/A | N/A | http://www.mhiaa.com.au/ | http://www.mhiaa.com.au/ | N/A | 0 | 0 | AAC4374 | Yes | Variable output compressor | Inverter | No | - | 3500 | 0.93 | - | 335 | 1750 | No | - | - | - | 850.02 | 3769.5 | No | 306.19 | 1884.75 | No | - | - | 4200 | 1.01 | 390 | 2100 | No | - | - | Yes | 1350 | 4100 | No | - | - | No | - | - | - | - | - | No | - | - | No | - | - | No | - | -
SRC35ZSA-W/SRK35ZSA-WF | SRK35/DXK12ZSA-WF | N/A | MITSUBISHI HEAVY INDUSTRIES | N/A | Non Ducted | Single Split System | Wall Hung | Air | Air | Thailand | 0.82 | N/A | 3.5 | N/A | N/A | N/A | N/A | N/A | 0.81 | 3.7 | Calorimeter Room | 4.2303 | 4.7707 | N/A | - | N/A | N/A | N/A | N/A | N/A | N/A | N/A | N/A | N/A | N/A | N/A | N/A | N/A | N/A | N/A | N/A | N/A | Single | R32 | Australia,Fiji,New Zealand | 156224 | 46986 | 0 | Approved | Reverse Cycle | N/A | Yes | Class 8 | Yes | N/A | N/A | N/A | N/A | N/A | N/A | N/A | Available | N/A | N/A | http://www.mhiaa.com.au/ | http://www.mhiaa.com.au/ | N/A | 0 | 0 | AAC7725 | Yes | Variable output compressor | Inverter | No | - | 3500 | 0.82 | - | 310 | 1750 | No | - | - | - | 749.48 | 3769.5 | No | 283.34 | 1884.75 | No | - | - | 3700 | 0.81 | 320 | 1850 | No | - | - | Yes | 1235 | 4000 | No | - | - | No | - | - | - | - | - | No | - | - | No | - | - | No | - | -
SRC35ZSA-W/SRK35ZSA-WF1 | SRK35/DXK12ZSA-WF1 | N/A | MITSUBISHI HEAVY INDUSTRIES | N/A | Non Ducted | Single Split System | Wall Hung | Air | Air | Thailand | 0.82 | N/A | 3.5 | N/A | N/A | N/A | N/A | N/A | 0.81 | 3.7 | Calorimeter Room | 4.2576 | 4.7707 | N/A | - | N/A | N/A | N/A | N/A | N/A | N/A | N/A | N/A | N/A | N/A | N/A | N/A | N/A | N/A | N/A | N/A | N/A | Single | R32 | Australia,New Zealand | 161119 | 47251 | 0 | Approved | Reverse Cycle | N/A | Yes | Class 8 | Yes | N/A | N/A | N/A | N/A | N/A | N/A | N/A | Available | N/A | N/A | http://www.mhiaa.com.au/ | http://www.mhiaa.com.au/ | N/A | 0 | 0 | AAC8229 | Yes | Variable output compressor | Inverter | No | - | 3500 | 0.82 | - | 295 | 1750 | No | - | - | - | 749.48 | 3769.5 | Yes | 250 | 1885 | No | - | - | 3700 | 0.81 | 320 | 1850 | No | - | - | Yes | 1235 | 4000 | No | - | - | No | - | - | - | - | - | No | - | - | No | - | - | No | - | -
SRC35ZSXA-W / SRK35ZSXA-W | 0 | N/A | MITSUBISHI HEAVY INDUSTRIES | 0.27 | Non Ducted | Single Split System | Wall Hung | Air | Air | Thailand | 0.74 | 3.23 | 3.5 | N/A | 3.1194 | 4.91 | 1.574 | N/A | 0.9 | 4.3 | Calorimeter Room | 4.7696 | 4.9542 | Yes | - | N/A | 3 | 3 | N/A | N/A | N/A | N/A | N/A | 4.705 | 4.8987 | N/A | N/A | 4.91 | 5.2974 | 4.5 | 5 | Calorimeter Room | Single | R32 | Australia,Fiji,New Zealand | 126133 | 45748 | 0 | Approved | Reverse Cycle | N/A | Yes | Class 8 | Yes | Yes | N/A | Yes | Yes | Yes | N/A | 4.7696 | Available | N/A | N/A | http://www.mhiaa.com.au/ | http://www.mhiaa.com.au | Yes | 0 | https://reg.energyrating.gov.au/static/common/images/star_ratings_2014/aircon_rating_4.5_5.png | AAC4397 | Yes | Variable output compressor | Inverter | No | - | 3500 | 0.74 | - | 260 | 1750 | No | - | - | - | 676.36 | 3769.5 | No | 237.64 | 1884.75 | No | - | - | 4300 | 0.9 | 345 | 2150 | No | - | - | Yes | 1540 | 4700 | No | - | - | No | - | - | - | - | - | No | - | - | No | - | - | No | - | -
SRC35ZSXA-W/SRK35ZSXA-WF | 0 | N/A | MITSUBISHI HEAVY INDUSTRIES | N/A | Non Ducted | Single Split System | Wall Hung | Air | Air | Thailand | 0.74 | N/A | 3.5 | N/A | N/A | N/A | N/A | N/A | 0.9 | 4.3 | Calorimeter Room | 4.7632 | 4.9487 | N/A | - | N/A | N/A | N/A | N/A | N/A | N/A | N/A | N/A | N/A | N/A | N/A | N/A | N/A | N/A | N/A | N/A | N/A | Single | R32 | Australia,Fiji,New Zealand | 156097 | 46992 | 0 | Approved | Reverse Cycle | N/A | Yes | Class 8 | Yes | N/A | N/A | N/A | N/A | N/A | N/A | N/A | Available | N/A | N/A | http://www.mhiaa.com.au/ | http://www.mhiaa.com.au/ | N/A | 0 | 0 | AAC7737 | Yes | Variable output compressor | Inverter | No | - | 3500 | 0.74 | - | 256 | 1750 | No | - | - | - | 676.36 | 3769.5 | No | 233.984 | 1884.75 | No | - | - | 4300 | 0.9 | 345 | 2150 | No | - | - | Yes | 1540 | 4700 | No | - | - | No | - | - | - | - | - | No | - | - | No | - | - | No | - | -
SRC35ZTLA-W/SRK35ZTLA-W | SRK35/DXK12ZTLA-W | N/A | MITSUBISHI HEAVY INDUSTRIES | N/A | Non Ducted | Single Split System | Wall Hung | Air | Air | Thailand | 0.9 | N/A | 3.3 | N/A | N/A | N/A | N/A | N/A | 0.9 | 3.8 | Calorimeter Room | 3.6826 | 4.3442 | N/A | 56 | N/A | N/A | N/A | N/A | N/A | N/A | N/A | N/A | N/A | N/A | N/A | N/A | N/A | N/A | N/A | N/A | N/A | Single | R32 | Australia,Fiji,New Zealand | 150152 | 46671 | 0 | Approved | Reverse Cycle | N/A | No | Class 8 | No | N/A | N/A | N/A | N/A | N/A | N/A | N/A | Available | N/A | N/A | http://www.mhiaa.com.au/ | http://www.mhiaa.com.au/ | N/A | 0 | 0 | AAC7093 | Yes | Variable output compressor | Inverter | No | - | 3300 | 0.9 | - | 320 | 1650 | No | - | - | - | 822.6 | 3554.1 | Yes | 270 | 1780 | No | - | - | 3800 | 0.9 | 330 | 1900 | No | - | - | Yes | 1370 | 3900 | No | - | - | No | - | - | - | - | - | No | - | - | No | - | - | No | - | -
SRC35ZTLA-W/SRK35ZTLA-WF | SRK35/DXK12ZTLA-W | N/A | MITSUBISHI HEAVY INDUSTRIES | N/A | Non Ducted | Single Split System | Wall Hung | Air | Air | Thailand | 0.9 | N/A | 3.3 | N/A | N/A | N/A | N/A | N/A | 0.9 | 3.8 | Calorimeter Room | 3.6826 | 4.3442 | N/A | 56 | N/A | N/A | N/A | N/A | N/A | N/A | N/A | N/A | N/A | N/A | N/A | N/A | N/A | N/A | N/A | N/A | N/A | Single | R32 | Australia,Fiji,New Zealand | 150152 | 46671 | 0 | Approved | Reverse Cycle | N/A | No | Class 8 | No | N/A | N/A | N/A | N/A | N/A | N/A | N/A | Available | N/A | N/A | http://www.mhiaa.com.au/ | http://www.mhiaa.com.au/ | N/A | 0 | 0 | AAC7093 | Yes | Variable output compressor | Inverter | No | - | 3300 | 0.9 | - | 320 | 1650 | No | - | - | - | 822.6 | 3554.1 | Yes | 270 | 1780 | No | - | - | 3800 | 0.9 | 330 | 1900 | No | - | - | Yes | 1370 | 3900 | No | - | - | No | - | - | - | - | - | No | - | - | No | - | - | No | - | -
SRC50ZSA-W / SRK50ZSA-W | SRK/DXK_50/18ZSA-W | N/A | MITSUBISHI HEAVY INDUSTRIES | 1.36 | Non Ducted | Single Split System | Wall Hung | Air | Air | Thailand | 1.39 | 3.64 | 5 | N/A | 2.9198 | 5.203 | 1.782 | N/A | 1.49 | 5.8 | Calorimeter Room | 3.631 | 3.9005 | Yes | - | N/A | 4 | 4 | N/A | N/A | N/A | N/A | N/A | 3.5958 | 3.8654 | N/A | N/A | 2.6916 | 3.2308 | 2.5 | 3 | Calorimeter Room | Single | R32 | Australia,Fiji,New Zealand | 125494 | 45748 | 0 | Approved | Reverse Cycle | N/A | Yes | Class 9 | Yes | Yes | N/A | Yes | Yes | Yes | N/A | 3.631 | Available | N/A | N/A | http://www.mhiaa.com.au/ | http://www.mhiaa.com.au | Yes | 0 | https://reg.energyrating.gov.au/static/common/images/star_ratings_2014/aircon_rating_2.5_3.png | AAC4348 | Yes | Variable output compressor | Inverter | No | - | 5000 | 1.39 | - | 480 | 2500 | No | - | - | - | 1270.46 | 5385 | No | 438.72 | 2692.5 | No | - | - | 5800 | 1.49 | 530 | 2900 | No | - | - | Yes | 1780 | 5200 | No | - | - | No | - | - | - | - | - | No | - | - | - | - | - | No | - | -
SRC50ZSA-W/SRK50ZSA-WF | SRK50/DXK18ZSA-WF | N/A | MITSUBISHI HEAVY INDUSTRIES | N/A | Non Ducted | Single Split System | Wall Hung | Air | Air | Thailand | 1.39 | N/A | 5 | N/A | N/A | N/A | N/A | N/A | 1.49 | 5.8 | Calorimeter Room | 3.6283 | 3.8979 | N/A | - | N/A | N/A | N/A | N/A | N/A | N/A | N/A | N/A | N/A | N/A | N/A | N/A | N/A | N/A | N/A | N/A | N/A | Single | R32 | Australia,Fiji,New Zealand | 156267 | 46992 | 0 | Approved | Reverse Cycle | N/A | Yes | Class 9 | Yes | N/A | N/A | N/A | N/A | N/A | N/A | N/A | Available | N/A | N/A | http://www.mhiaa.com.au/ | http://www.mhiaa.com.au/ | N/A | 0 | 0 | AAC7733 | Yes | Variable output compressor | Inverter | No | - | 5000 | 1.39 | - | 485 | 2500 | No | - | - | - | 1270.46 | 5385 | No | 443.29 | 2692.5 | No | - | - | 5800 | 1.49 | 530 | 2900 | No | - | - | Yes | 1780 | 5200 | No | - | - | No | - | - | - | - | - | No | - | - | No | - | - | No | - | -
SRC50ZSA-W/SRK50ZSA-WF1 | SRK50/DXK18ZSA-WF1 | N/A | MITSUBISHI HEAVY INDUSTRIES | N/A | Non Ducted | Single Split System | Wall Hung | Air | Air | Thailand | 1.39 | N/A | 5 | N/A | N/A | N/A | N/A | N/A | 1.49 | 5.8 | Calorimeter Room | 3.6283 | 3.8979 | N/A | - | N/A | N/A | N/A | N/A | N/A | N/A | N/A | N/A | N/A | N/A | N/A | N/A | N/A | N/A | N/A | N/A | N/A | Single | R32 | Australia,New Zealand | 161344 | 47252 | 0 | Approved | Reverse Cycle | N/A | Yes | Class 9 | Yes | N/A | N/A | N/A | N/A | N/A | N/A | N/A | Available | N/A | N/A | http://www.mhiaa.com.au/ | http://www.mhiaa.com.au/ | N/A | 0 | 0 | AAC8236 | Yes | Variable output compressor | Inverter | No | - | 5000 | 1.39 | - | 485 | 2500 | No | - | - | - | 1270.46 | 5385 | Yes | 420 | 2690 | No | - | - | 5800 | 1.49 | 530 | 2900 | No | - | - | Yes | 1780 | 5200 | No | - | - | No | - | - | - | - | - | No | - | - | No | - | - | No | - | -
SRC50ZSXA-W / FDTC50VH | SRC50ZSXA-W / FDTC50VH | N/A | MITSUBISHI HEAVY INDUSTRIES | N/A | Non Ducted | Single Split System | Cassette | Air | Air | Thailand | 1.4 | N/A | 5 | N/A | N/A | N/A | N/A | N/A | 1.53 | 5.4 | Calorimeter Room | 3.5787 | 3.5436 | N/A | - | N/A | N/A | N/A | N/A | N/A | N/A | N/A | N/A | N/A | N/A | N/A | N/A | N/A | N/A | N/A | N/A | N/A | Single | R32 | Australia,Fiji,New Zealand | 131228 | 45881 | 0 | Approved | Reverse Cycle | N/A | Yes | Class 9 | Yes | N/A | N/A | N/A | N/A | N/A | N/A | N/A | Available | N/A | N/A | http://www.mhiaa.com.au/ | http://www.mhiaa.com.au | N/A | 0 | 0 | AAC5145 | Yes | Variable output compressor | Inverter | No | - | 5000 | 1.4 | - | 540 | 2500 | No | - | - | - | 1279.6 | 5385 | No | 493.56 | 2692.5 | No | - | - | 5400 | 1.53 | 550 | 2700 | No | - | - | Yes | 1950 | 4800 | No | - | - | No | - | - | - | - | - | No | - | - | No | - | - | No | - | -
SRC50ZSXA-W / FDUM50VH | SRC50ZSXA-W / FDUM50VH | N/A | MITSUBISHI HEAVY INDUSTRIES | N/A | Ducted | Single Split System | - | Air | Air | Thailand | 1.51 | N/A | 5 | N/A | N/A | N/A | N/A | N/A | 1.59 | 5.4 | Enthalpy Test Room | 3.5398 | 3.8777 | N/A | - | N/A | N/A | N/A | N/A | N/A | N/A | N/A | N/A | N/A | N/A | N/A | N/A | N/A | N/A | N/A | N/A | N/A | Single | R32 | Australia,Fiji,New Zealand | 131234 | 45881 | 0 | Approved | Reverse Cycle | N/A | Yes | Class 10 | Yes | N/A | N/A | N/A | N/A | N/A | N/A | N/A | Available | N/A | N/A | http://www.mhiaa.com.au/ | http://www.mhiaa.com.au | N/A | 0 | 0 | AAC5146 | Yes | Variable output compressor | Inverter | No | - | 5000 | 1.51 | - | 570 | 2500 | No | - | - | - | 1380.14 | 5385 | No | 520.98 | 2692.5 | No | - | - | 5400 | 1.59 | 550 | 2700 | No | - | - | Yes | 1550 | 4800 | No | - | - | No | - | - | - | - | - | No | - | - | No | - | - | No | - | -
SRC50ZSXA-W / SRF50ZSX-W | 0 | N/A | MITSUBISHI HEAVY INDUSTRIES | N/A | Non Ducted | Single Split System | Floor Mounted | Air | Air | Thailand | 1.32 | N/A | 5 | N/A | N/A | N/A | N/A | N/A | 1.58 | 6 | Calorimeter Room | 3.79 | 3.7341 | N/A | - | N/A | N/A | N/A | N/A | N/A | N/A | N/A | N/A | N/A | N/A | N/A | N/A | N/A | N/A | N/A | N/A | N/A | Single | R32 | Australia,Fiji,New Zealand | 130497 | 45848 | 0 | Approved | Reverse Cycle | N/A | Yes | Class 9 | Yes | N/A | N/A | N/A | N/A | N/A | N/A | N/A | Available | N/A | N/A | http://www.mhiaa.com.au/ | http://www.mhiaa.com.au | N/A | 0 | 0 | AAC5003 | Yes | Variable output compressor | Inverter | No | - | 5000 | 1.32 | - | 490 | 2500 | No | - | - | - | 1206.48 | 5385 | No | 447.86 | 2692.5 | No | - | - | 6000 | 1.58 | 600 | 3000 | No | - | - | Yes | 2170 | 5600 | No | - | - | No | - | - | - | - | - | No | - | - | No | - | - | No | - | -
SRC50ZSXA-W / SRK50ZSXA-W | 0 | N/A | MITSUBISHI HEAVY INDUSTRIES | 1.05 | Non Ducted | Single Split System | Wall Hung | Air | Air | Thailand | 1.24 | 3.95 | 5 | N/A | 2.9735 | 6.28 | 2.112 | N/A | 1.36 | 6 | Calorimeter Room | 4.0556 | 4.4403 | Yes | - | N/A | 2 | 2 | N/A | N/A | N/A | N/A | N/A | 4.0337 | 4.4186 | N/A | N/A | 3.5673 | 4.3372 | 3.5 | 4 | Calorimeter Room | Single | R32 | Australia,Fiji,New Zealand | 126135 | 45748 | 0 | Approved | Reverse Cycle | N/A | Yes | Class 9 | Yes | Yes | N/A | Yes | Yes | Yes | N/A | 4.0556 | Available | N/A | N/A | http://www.mhiaa.com.au/ | http://www.mhiaa.com.au | Yes | 0 | https://reg.energyrating.gov.au/static/common/images/star_ratings_2014/aircon_rating_3.5_4.png | AAC4398 | Yes | Variable output compressor | Inverter | No | - | 5000 | 1.24 | - | 445 | 2500 | No | - | - | - | 1133.36 | 5385 | No | 406.73 | 2692.5 | No | - | - | 6000 | 1.36 | 520 | 3000 | No | - | - | Yes | 2070 | 6000 | No | - | - | No | - | - | - | - | - | No | - | - | No | - | - | No | - | -
SRC50ZSXA-W/SRK50ZSXA-WF | 0 | N/A | MITSUBISHI HEAVY INDUSTRIES | N/A | Non Ducted | Single Split System | Wall Hung | Air | Air | Thailand | 1.24 | N/A | 5 | N/A | N/A | N/A | N/A | N/A | 1.36 | 6 | Calorimeter Room | 4.0524 | 4.4371 | N/A | - | N/A | N/A | N/A | N/A | N/A | N/A | N/A | N/A | N/A | N/A | N/A | N/A | N/A | N/A | N/A | N/A | N/A | Single | R32 | Australia,Fiji,New Zealand | 156143 | 46992 | 0 | Approved | Reverse Cycle | N/A | Yes | Class 9 | Yes | N/A | N/A | N/A | N/A | N/A | N/A | N/A | Available | N/A | N/A | http://www.mhiaa.com.au/ | http://www.mhiaa.com.au/ | N/A | 0 | 0 | AAC7736 | Yes | Variable output compressor | Inverter | No | - | 5000 | 1.24 | - | 445 | 2500 | No | - | - | - | 1133.36 | 5385 | No | 406.73 | 2692.5 | No | - | - | 6000 | 1.36 | 520 | 3000 | No | - | - | Yes | 2070 | 6000 | No | - | - | No | - | - | - | - | - | No | - | - | No | - | - | No | - | -
SRC50ZSXA-W/SRR50ZS-W | 0 | N/A | MITSUBISHI HEAVY INDUSTRIES | N/A | Non Ducted | Single Split System | Floor/Ceiling | Air | Air | Thailand | 1.42 | N/A | 5 | N/A | N/A | N/A | N/A | N/A | 1.39 | 5.4 | Calorimeter Room | 3.5817 | 4.0442 | N/A | - | N/A | N/A | N/A | N/A | N/A | N/A | N/A | N/A | N/A | N/A | N/A | N/A | N/A | N/A | N/A | N/A | N/A | Single | R32 | Australia,Fiji,New Zealand | 155364 | 46944 | 0 | Approved | Reverse Cycle | N/A | Yes | Class 9 | Yes | N/A | N/A | N/A | N/A | N/A | N/A | N/A | Available | N/A | N/A | http://www.mhiaa.com.au/ | http://www.mhiaa.com.au/ | N/A | 0 | 0 | AAC7624 | Yes | Variable output compressor | Inverter | No | - | 5000 | 1.42 | - | 500 | 2500 | No | - | - | - | 1297.88 | 5385 | No | 457 | 2692.5 | No | - | - | 5400 | 1.39 | 490 | 2700 | No | - | - | Yes | 2320 | 6000 | No | - | - | No | - | - | - | - | - | No | - | - | No | - | - | No | - | -
SRC50ZSX-W1 / FDTC50VH | SRC50ZSXA-W / FDTC50VH | N/A | MITSUBISHI HEAVY INDUSTRIES | N/A | Non Ducted | Single Split System | Cassette | Air | Air | Thailand | 1.4 | N/A | 5 | N/A | N/A | N/A | N/A | N/A | 1.53 | 5.4 | Calorimeter Room | 3.5787 | 3.5436 | N/A | - | N/A | N/A | N/A | N/A | N/A | N/A | N/A | N/A | N/A | N/A | N/A | N/A | N/A | N/A | N/A | N/A | N/A | Single | R32 | Australia,Fiji,New Zealand | 131228 | 45881 | 0 | Approved | Reverse Cycle | N/A | Yes | Class 9 | Yes | N/A | N/A | N/A | N/A | N/A | N/A | N/A | Available | N/A | N/A | http://www.mhiaa.com.au/ | http://www.mhiaa.com.au | N/A | 0 | 0 | AAC5145 | Yes | Variable output compressor | Inverter | No | - | 5000 | 1.4 | - | 540 | 2500 | No | - | - | - | 1279.6 | 5385 | No | 493.56 | 2692.5 | No | - | - | 5400 | 1.53 | 550 | 2700 | No | - | - | Yes | 1950 | 4800 | No | - | - | No | - | - | - | - | - | No | - | - | No | - | - | No | - | -
SRC50ZSX-W1 / FDUM50VH | SRC50ZSXA-W / FDUM50VH | N/A | MITSUBISHI HEAVY INDUSTRIES | N/A | Ducted | Single Split System | - | Air | Air | Thailand | 1.51 | N/A | 5 | N/A | N/A | N/A | N/A | N/A | 1.59 | 5.4 | Enthalpy Test Room | 3.5398 | 3.8777 | N/A | - | N/A | N/A | N/A | N/A | N/A | N/A | N/A | N/A | N/A | N/A | N/A | N/A | N/A | N/A | N/A | N/A | N/A | Single | R32 | Australia,Fiji,New Zealand | 131234 | 45881 | 0 | Approved | Reverse Cycle | N/A | Yes | Class 10 | Yes | N/A | N/A | N/A | N/A | N/A | N/A | N/A | Available | N/A | N/A | http://www.mhiaa.com.au/ | http://www.mhiaa.com.au | N/A | 0 | 0 | AAC5146 | Yes | Variable output compressor | Inverter | No | - | 5000 | 1.51 | - | 570 | 2500 | No | - | - | - | 1380.14 | 5385 | No | 520.98 | 2692.5 | No | - | - | 5400 | 1.59 | 550 | 2700 | No | - | - | Yes | 1550 | 4800 | No | - | - | No | - | - | - | - | - | No | - | - | No | - | - | No | - | -
SRC50ZTLA-W / SRK50ZTLA-W | SRK50/DXK18ZTLA-WF | N/A | MITSUBISHI HEAVY INDUSTRIES | N/A | Non Ducted | Single Split System | Wall Hung | Air | Air | Thailand | 1.59 | N/A | 5 | N/A | N/A | N/A | N/A | N/A | 1.62 | 5.8 | Calorimeter Room | 3.2029 | 3.653 | N/A | 56 | N/A | N/A | N/A | N/A | N/A | N/A | N/A | N/A | N/A | N/A | N/A | N/A | N/A | N/A | N/A | N/A | N/A | Single | R32 | Australia,Fiji,New Zealand | 150190 | 46671 | 0 | Approved | Reverse Cycle | N/A | Yes | Class 9 | Yes | N/A | N/A | N/A | N/A | N/A | N/A | N/A | Available | N/A | N/A | http://www.mhiaa.com.au/ | http://www.mhiaa.com.au/ | N/A | 0 | 0 | AAC7092 | Yes | Variable output compressor | Inverter | No | - | 5000 | 1.59 | - | 508 | 2500 | No | - | - | - | 1453.26 | 5385 | Yes | 435 | 2690 | No | - | - | 5800 | 1.62 | 540 | 2900 | No | - | - | Yes | 1655 | 4600 | No | - | - | No | - | - | - | - | - | No | - | - | No | - | - | No | - | -
SRC50ZTLA-W / SRK50ZTLA-WF | SRK50/DXK18ZTLA-WF | N/A | MITSUBISHI HEAVY INDUSTRIES | N/A | Non Ducted | Single Split System | Wall Hung | Air | Air | Thailand | 1.59 | N/A | 5 | N/A | N/A | N/A | N/A | N/A | 1.62 | 5.8 | Calorimeter Room | 3.2029 | 3.653 | N/A | 56 | N/A | N/A | N/A | N/A | N/A | N/A | N/A | N/A | N/A | N/A | N/A | N/A | N/A | N/A | N/A | N/A | N/A | Single | R32 | Australia,Fiji,New Zealand | 150190 | 46671 | 0 | Approved | Reverse Cycle | N/A | Yes | Class 9 | Yes | N/A | N/A | N/A | N/A | N/A | N/A | N/A | Available | N/A | N/A | http://www.mhiaa.com.au/ | http://www.mhiaa.com.au/ | N/A | 0 | 0 | AAC7092 | Yes | Variable output compressor | Inverter | No | - | 5000 | 1.59 | - | 508 | 2500 | No | - | - | - | 1453.26 | 5385 | Yes | 435 | 2690 | No | - | - | 5800 | 1.62 | 540 | 2900 | No | - | - | Yes | 1655 | 4600 | No | - | - | No | - | - | - | - | - | No | - | - | No | - | - | No | - | -
SRC60ZMXA-S / FDT60VH | 0 | N/A | MITSUBISHI HEAVY INDUSTRIES | N/A | Non Ducted | Single Split System | Cassette | Air | Air | Australia | 1.52 | N/A | 5.6 | N/A | N/A | N/A | N/A | N/A | 1.56 | 6.7 | Calorimeter Room | 3.6573 | 4.5289 | N/A | - | N/A | N/A | N/A | N/A | N/A | N/A | N/A | N/A | N/A | N/A | N/A | N/A | N/A | N/A | N/A | N/A | N/A | Single | R410A | Australia,Fiji,New Zealand | 130854 | 45860 | 0 | Approved | Reverse Cycle | N/A | Yes | Class 9 | Yes | N/A | N/A | N/A | N/A | N/A | N/A | N/A | Available | N/A | N/A | http://www.mhiaa.com.au/ | http://www.mhiaa.com.au | N/A | 0 | 0 | AAC5039 | Yes | Variable output compressor | Inverter | No | - | 5600 | 1.52 | - | 495 | 2800 | No | - | - | - | 1389.28 | 6031.2 | No | 452.43 | 3015.6 | No | - | - | 6700 | 1.56 | 565 | 3350 | No | - | - | Yes | 1920 | 6000 | No | - | - | No | - | - | - | - | - | No | - | - | No | - | - | No | - | -
SRC60ZSXA-W / FDT60VH | SRC60ZSXA-W / FDT60VH | N/A | MITSUBISHI HEAVY INDUSTRIES | N/A | Non Ducted | Single Split System | Cassette | Air | Air | Thailand | 1.33 | N/A | 5.6 | N/A | N/A | N/A | N/A | N/A | 1.56 | 6.7 | Calorimeter Room | 3.9879 | 4.4086 | N/A | - | N/A | N/A | N/A | N/A | N/A | N/A | N/A | N/A | N/A | N/A | N/A | N/A | N/A | N/A | N/A | N/A | N/A | Single | R32 | Australia,Fiji,New Zealand | 131257 | 45881 | 0 | Approved | Reverse Cycle | N/A | Yes | Class 9 | Yes | N/A | N/A | N/A | N/A | N/A | N/A | N/A | Available | N/A | N/A | http://www.mhiaa.com.au/ | http://www.mhiaa.com.au | N/A | 0 | 0 | AAC5139 | Yes | Variable output compressor | Inverter | No | - | 5600 | 1.33 | - | 460 | 2800 | No | - | - | - | 1215.62 | 6031.2 | No | 420.44 | 3015.6 | No | - | - | 6700 | 1.56 | 530 | 3350 | No | - | - | Yes | 1870 | 6300 | No | - | - | No | - | - | - | - | - | No | - | - | No | - | - | No | - | -
SRC60ZSXA-W / FDTC60VH | SRC60ZSXA-W / FDTC60VH | N/A | MITSUBISHI HEAVY INDUSTRIES | N/A | Non Ducted | Single Split System | Cassette | Air | Air | Thailand | 1.73 | N/A | 5.6 | N/A | N/A | N/A | N/A | N/A | 2.14 | 6.7 | Calorimeter Room | 3.2622 | 3.1026 | N/A | - | N/A | N/A | N/A | N/A | N/A | N/A | N/A | N/A | N/A | N/A | N/A | N/A | N/A | N/A | N/A | N/A | N/A | Single | R32 | Australia,Fiji,New Zealand | 131302 | 45881 | 0 | Approved | Reverse Cycle | N/A | Yes | Class 9 | Yes | N/A | N/A | N/A | N/A | N/A | N/A | N/A | Available | N/A | N/A | http://www.mhiaa.com.au/ | http://www.mhiaa.com.au | N/A | 0 | 0 | AAC5147 | Yes | Variable output compressor | Inverter | No | - | 5600 | 1.73 | - | 670 | 2800 | No | - | - | - | 1581.22 | 6031.2 | No | 612.38 | 3015.6 | No | - | - | 6700 | 2.14 | 770 | 3350 | No | - | - | Yes | 2240 | 5800 | No | - | - | No | - | - | - | - | - | No | - | - | No | - | - | No | - | -
SRC60ZSXA-W / FDUM60VH | SRC60ZSXA-W / FDUM60VH | N/A | MITSUBISHI HEAVY INDUSTRIES | N/A | Ducted | Single Split System | - | Air | Air | Thailand | 1.54 | N/A | 5.6 | N/A | N/A | N/A | N/A | N/A | 1.75 | 6.7 | Enthalpy Test Room | 3.4356 | 4.0771 | N/A | - | N/A | N/A | N/A | N/A | N/A | N/A | N/A | N/A | N/A | N/A | N/A | N/A | N/A | N/A | N/A | N/A | N/A | Single | R32 | Australia,Fiji,New Zealand | 131305 | 45881 | 0 | Approved | Reverse Cycle | N/A | Yes | Class 10 | Yes | N/A | N/A | N/A | N/A | N/A | N/A | N/A | Available | N/A | N/A | http://www.mhiaa.com.au/ | http://www.mhiaa.com.au | N/A | 0 | 0 | AAC5140 | Yes | Variable output compressor | Inverter | No | - | 5600 | 1.54 | - | 530 | 2800 | No | - | - | - | 1407.56 | 6031.2 | No | 484.42 | 3015.6 | No | - | - | 6700 | 1.75 | 600 | 3350 | No | - | - | Yes | 1550 | 4800 | No | - | - | No | - | - | - | - | - | No | - | - | No | - | - | No | - | -
SRC60ZSXA-W / SRK60ZSXA-W | 0 | N/A | MITSUBISHI HEAVY INDUSTRIES | 1.42 | Non Ducted | Single Split System | Wall Hung | Air | Air | Thailand | 1.71 | 4.68 | 6.1 | N/A | 2.7055 | 7.091 | 2.621 | N/A | 1.65 | 6.8 | Calorimeter Room | 3.6088 | 4.1634 | Yes | - | N/A | 2 | 2 | N/A | N/A | N/A | N/A | N/A | 3.5945 | 4.1465 | N/A | N/A | 2.6891 | 3.7929 | 2.5 | 3.5 | Calorimeter Room | Single | R32 | Australia,Fiji,New Zealand | 126136 | 45748 | 0 | Approved | Reverse Cycle | N/A | Yes | Class 9 | Yes | Yes | N/A | Yes | Yes | Yes | N/A | 3.6088 | Available | N/A | N/A | http://www.mhiaa.com.au/ | http://www.mhiaa.com.au | N/A | 0 | https://reg.energyrating.gov.au/static/common/images/star_ratings_2014/aircon_rating_2.5_3.5.png | AAC4393 | Yes | Variable output compressor | Inverter | No | - | 6100 | 1.71 | - | 575 | 3050 | No | - | - | - | 1562.94 | 6569.7 | No | 525.55 | 3284.85 | No | - | - | 6800 | 1.65 | 595 | 3400 | No | - | - | Yes | 2570 | 6800 | No | - | - | No | - | - | - | - | - | No | - | - | No | - | - | No | - | -
SRC60ZSXA-W / SRR60ZS-W | 0 | N/A | MITSUBISHI HEAVY INDUSTRIES | N/A | Non Ducted | Single Split System | Floor/Ceiling | Air | Air | Thailand | 1.7 | N/A | 5.6 | N/A | N/A | N/A | N/A | N/A | 1.89 | 6.7 | Calorimeter Room | 3.3249 | 3.6185 | N/A | - | N/A | N/A | N/A | N/A | N/A | N/A | N/A | N/A | N/A | N/A | N/A | N/A | N/A | N/A | N/A | N/A | N/A | Single | R32 | Australia,Fiji,New Zealand | 155367 | 46945 | 0 | Approved | Reverse Cycle | N/A | Yes | Class 9 | Yes | N/A | N/A | N/A | N/A | N/A | N/A | N/A | Available | N/A | N/A | http://www.mhiaa.com.au/ | http://www.mhiaa.com.au/ | N/A | 0 | 0 | AAC7626 | Yes | Variable output compressor | Inverter | No | - | 5600 | 1.7 | - | 580 | 2800 | No | - | - | - | 1553.8 | 6031.2 | No | 530.12 | 3015.6 | No | - | - | 6700 | 1.89 | 650 | 3350 | No | - | - | Yes | 2670 | 6800 | No | - | - | No | - | - | - | - | - | No | - | - | No | - | - | No | - | -
SRC60ZSXA-W/SRK60ZSXA-WF | 0 | N/A | MITSUBISHI HEAVY INDUSTRIES | N/A | Non Ducted | Single Split System | Wall Hung | Air | Air | Thailand | 1.71 | N/A | 6.1 | N/A | N/A | N/A | N/A | N/A | 1.65 | 6.8 | Calorimeter Room | 3.6067 | 4.1608 | N/A | - | N/A | N/A | N/A | N/A | N/A | N/A | N/A | N/A | N/A | N/A | N/A | N/A | N/A | N/A | N/A | N/A | N/A | Single | R32 | Australia,Fiji,New Zealand | 156145 | 46992 | 0 | Approved | Reverse Cycle | N/A | Yes | Class 9 | Yes | N/A | N/A | N/A | N/A | N/A | N/A | N/A | Available | N/A | N/A | http://www.mhiaa.com.au/ | http://www.mhiaa.com.au/ | N/A | 0 | 0 | AAC7735 | Yes | Variable output compressor | Inverter | No | - | 6100 | 1.71 | - | 575 | 3050 | No | - | - | - | 1562.94 | 6569.7 | No | 525.55 | 3284.85 | No | - | - | 6800 | 1.65 | 595 | 3400 | No | - | - | Yes | 2570 | 6800 | No | - | - | No | - | - | - | - | - | No | - | - | No | - | - | No | - | -
SRC60ZSX-W1 / FDT60VH | SRC60ZSXA-W / FDT60VH | N/A | MITSUBISHI HEAVY INDUSTRIES | N/A | Non Ducted | Single Split System | Cassette | Air | Air | Thailand | 1.33 | N/A | 5.6 | N/A | N/A | N/A | N/A | N/A | 1.56 | 6.7 | Calorimeter Room | 3.9879 | 4.4086 | N/A | - | N/A | N/A | N/A | N/A | N/A | N/A | N/A | N/A | N/A | N/A | N/A | N/A | N/A | N/A | N/A | N/A | N/A | Single | R32 | Australia,Fiji,New Zealand | 131257 | 45881 | 0 | Approved | Reverse Cycle | N/A | Yes | Class 9 | Yes | N/A | N/A | N/A | N/A | N/A | N/A | N/A | Available | N/A | N/A | http://www.mhiaa.com.au/ | http://www.mhiaa.com.au | N/A | 0 | 0 | AAC5139 | Yes | Variable output compressor | Inverter | No | - | 5600 | 1.33 | - | 460 | 2800 | No | - | - | - | 1215.62 | 6031.2 | No | 420.44 | 3015.6 | No | - | - | 6700 | 1.56 | 530 | 3350 | No | - | - | Yes | 1870 | 6300 | No | - | - | No | - | - | - | - | - | No | - | - | No | - | - | No | - | -
SRC60ZSX-W1 / FDTC60VH | SRC60ZSXA-W / FDTC60VH | N/A | MITSUBISHI HEAVY INDUSTRIES | N/A | Non Ducted | Single Split System | Cassette | Air | Air | Thailand | 1.73 | N/A | 5.6 | N/A | N/A | N/A | N/A | N/A | 2.14 | 6.7 | Calorimeter Room | 3.2622 | 3.1026 | N/A | - | N/A | N/A | N/A | N/A | N/A | N/A | N/A | N/A | N/A | N/A | N/A | N/A | N/A | N/A | N/A | N/A | N/A | Single | R32 | Australia,Fiji,New Zealand | 131302 | 45881 | 0 | Approved | Reverse Cycle | N/A | Yes | Class 9 | Yes | N/A | N/A | N/A | N/A | N/A | N/A | N/A | Available | N/A | N/A | http://www.mhiaa.com.au/ | http://www.mhiaa.com.au | N/A | 0 | 0 | AAC5147 | Yes | Variable output compressor | Inverter | No | - | 5600 | 1.73 | - | 670 | 2800 | No | - | - | - | 1581.22 | 6031.2 | No | 612.38 | 3015.6 | No | - | - | 6700 | 2.14 | 770 | 3350 | No | - | - | Yes | 2240 | 5800 | No | - | - | No | - | - | - | - | - | No | - | - | No | - | - | No | - | -
SRC60ZSX-W1 / FDUM60VH | SRC60ZSXA-W / FDUM60VH | N/A | MITSUBISHI HEAVY INDUSTRIES | N/A | Ducted | Single Split System | - | Air | Air | Thailand | 1.54 | N/A | 5.6 | N/A | N/A | N/A | N/A | N/A | 1.75 | 6.7 | Enthalpy Test Room | 3.4356 | 4.0771 | N/A | - | N/A | N/A | N/A | N/A | N/A | N/A | N/A | N/A | N/A | N/A | N/A | N/A | N/A | N/A | N/A | N/A | N/A | Single | R32 | Australia,Fiji,New Zealand | 131305 | 45881 | 0 | Approved | Reverse Cycle | N/A | Yes | Class 10 | Yes | N/A | N/A | N/A | N/A | N/A | N/A | N/A | Available | N/A | N/A | http://www.mhiaa.com.au/ | http://www.mhiaa.com.au | N/A | 0 | 0 | AAC5140 | Yes | Variable output compressor | Inverter | No | - | 5600 | 1.54 | - | 530 | 2800 | No | - | - | - | 1407.56 | 6031.2 | No | 484.42 | 3015.6 | No | - | - | 6700 | 1.75 | 600 | 3350 | No | - | - | Yes | 1550 | 4800 | No | - | - | No | - | - | - | - | - | No | - | - | No | - | - | No | - | -
SRC63ZRA-W / SRK63ZRA-W | SRK/DXK_63/21ZRA-W | N/A | MITSUBISHI HEAVY INDUSTRIES | 1.09 | Non Ducted | Single Split System | Wall Hung | Air | Air | Thailand | 1.58 | 5.21 | 6.3 | N/A | 3.0715 | 7.049 | 2.295 | N/A | 1.6 | 7.1 | Calorimeter Room | 3.9132 | 4.3646 | Yes | - | N/A | 3 | 3 | N/A | N/A | N/A | N/A | N/A | 3.8888 | 4.3378 | N/A | N/A | 3.2775 | 4.1756 | 3 | 4 | Calorimeter Room | Single | R32 | Australia,Fiji,New Zealand | 126583 | 45748 | 0 | Approved | Reverse Cycle | N/A | Yes | Class 9 | Yes | Yes | N/A | Yes | Yes | Yes | N/A | 3.9132 | Available | N/A | N/A | http://www.mhiaa.com.au/ | http://www.mhiaa.com.au | Yes | 0 | https://reg.energyrating.gov.au/static/common/images/star_ratings_2014/aircon_rating_3_4.png | AAC4446 | Yes | Variable output compressor | Inverter | No | - | 6300 | 1.58 | - | 565 | 3150 | No | - | - | - | 1444.12 | 6785.1 | No | 516.41 | 3392.55 | No | - | - | 7100 | 1.6 | 610 | 3550 | No | - | - | Yes | 2290 | 7000 | No | - | - | No | - | - | - | - | - | No | - | - | No | - | - | No | - | -
SRC63ZRA-W / SRK63ZRA-WF1 | SRK63/DXK21ZRA-WF1 | N/A | MITSUBISHI HEAVY INDUSTRIES | N/A | Non Ducted | Single Split System | Wall Hung | Air | Air | Thailand | 1.58 | N/A | 6.3 | N/A | N/A | N/A | N/A | N/A | 1.6 | 7.1 | Calorimeter Room | 3.9108 | 4.362 | N/A | - | N/A | N/A | N/A | N/A | N/A | N/A | N/A | N/A | N/A | N/A | N/A | N/A | N/A | N/A | N/A | N/A | N/A | Single | R32 | Australia,Fiji,New Zealand | 161031 | 47251 | 0 | Approved | Reverse Cycle | N/A | Yes | Class 9 | Yes | N/A | N/A | N/A | N/A | N/A | N/A | N/A | Available | N/A | N/A | http://www.mhiaa.com.au/ | http://www.mhiaa.com.au/ | N/A | 0 | 0 | AAC8228 | Yes | Variable output compressor | Inverter | No | - | 6300 | 1.58 | - | 565 | 3150 | No | - | - | - | 1444.12 | 6785.1 | Yes | 490 | 3390 | No | - | - | 7100 | 1.6 | 620 | 3550 | No | - | - | Yes | 2290 | 7000 | No | - | - | No | - | - | - | - | - | No | - | - | No | - | - | No | - | -
SRC63ZRA-WF/SRK63ZRA-WF | SRK63/DXK21ZRA-WF | N/A | MITSUBISHI HEAVY INDUSTRIES | N/A | Non Ducted | Single Split System | Wall Hung | Air | Air | Thailand | 1.58 | N/A | 6.3 | N/A | N/A | N/A | N/A | N/A | 1.6 | 7.1 | Calorimeter Room | 3.9108 | 4.362 | N/A | - | N/A | N/A | N/A | N/A | N/A | N/A | N/A | N/A | N/A | N/A | N/A | N/A | N/A | N/A | N/A | N/A | N/A | Single | R32 | Australia,Fiji,New Zealand | 156522 | 46999 | 0 | Approved | Reverse Cycle | N/A | Yes | Class 9 | Yes | N/A | N/A | N/A | N/A | N/A | N/A | N/A | Available | N/A | N/A | http://www.mhiaa.com.au/ | http://www.mhiaa.com.au/ | N/A | 0 | 0 | AAC7759 | Yes | Variable output compressor | Inverter | No | - | 6300 | 1.58 | - | 565 | 3150 | No | - | - | - | 1444.12 | 6785.1 | Yes | 510 | 3390 | No | - | - | 7100 | 1.6 | 620 | 3550 | No | - | - | Yes | 2290 | 7000 | No | - | - | No | - | - | - | - | - | No | - | - | No | - | - | No | - | -
SRC63ZTLA-W / SRK63ZTLA-W | SRK63/DXK21ZTLA-W | N/A | MITSUBISHI HEAVY INDUSTRIES | N/A | Non Ducted | Single Split System | Wall Hung | Air | Air | Thailand | 1.84 | N/A | 6.3 | N/A | N/A | N/A | N/A | N/A | 2.01 | 7.1 | Calorimeter Room | 3.4427 | 3.6069 | N/A | - | N/A | N/A | N/A | N/A | N/A | N/A | N/A | N/A | N/A | N/A | N/A | N/A | N/A | N/A | N/A | N/A | N/A | Single | R32 | Australia,Fiji,New Zealand | 142679 | 46357 | 0 | Approved | Reverse Cycle | N/A | Yes | Class 9 | Yes | N/A | N/A | N/A | N/A | N/A | N/A | N/A | Available | N/A | N/A | http://www.mhiaa.com.au/ | http://www.mhiaa.com.au/ | N/A | 0 | 0 | AAC6374 | Yes | Variable output compressor | Inverter | No | - | 6300 | 1.84 | - | 590 | 3150 | No | - | - | - | 1681.76 | 6785.1 | Yes | 490 | 3410 | No | - | - | 7100 | 2.01 | 690 | 3550 | No | - | - | Yes | 2390 | 6600 | No | - | - | No | - | - | - | - | - | No | - | - | No | - | - | No | - | -
SRC63ZTLA-W / SRK63ZTLA-WF | SRK63/DXK21ZTLA-W | N/A | MITSUBISHI HEAVY INDUSTRIES | N/A | Non Ducted | Single Split System | Wall Hung | Air | Air | Thailand | 1.84 | N/A | 6.3 | N/A | N/A | N/A | N/A | N/A | 2.01 | 7.1 | Calorimeter Room | 3.4427 | 3.6069 | N/A | - | N/A | N/A | N/A | N/A | N/A | N/A | N/A | N/A | N/A | N/A | N/A | N/A | N/A | N/A | N/A | N/A | N/A | Single | R32 | Australia,Fiji,New Zealand | 142679 | 46357 | 0 | Approved | Reverse Cycle | N/A | Yes | Class 9 | Yes | N/A | N/A | N/A | N/A | N/A | N/A | N/A | Available | N/A | N/A | http://www.mhiaa.com.au/ | http://www.mhiaa.com.au/ | N/A | 0 | 0 | AAC6374 | Yes | Variable output compressor | Inverter | No | - | 6300 | 1.84 | - | 590 | 3150 | No | - | - | - | 1681.76 | 6785.1 | Yes | 490 | 3410 | No | - | - | 7100 | 2.01 | 690 | 3550 | No | - | - | Yes | 2390 | 6600 | No | - | - | No | - | - | - | - | - | No | - | - | No | - | - | No | - | -
SRC71ZRA-W / SRK71ZRA-W | SRK/DXK_71/24ZRA-W | N/A | MITSUBISHI HEAVY INDUSTRIES | 1.51 | Non Ducted | Single Split System | Wall Hung | Air | Air | Thailand | 1.84 | 5.59 | 7.1 | N/A | 2.7111 | 8.174 | 3.015 | N/A | 2.02 | 8 | Calorimeter Room | 3.8388 | 4.0078 | Yes | - | N/A | 3 | 3 | N/A | N/A | N/A | N/A | N/A | 3.818 | 3.9881 | N/A | N/A | 3.1361 | 3.4761 | 3 | 3 | Calorimeter Room | Single | R32 | Australia,Fiji,New Zealand | 126585 | 45748 | 0 | Approved | Reverse Cycle | N/A | Yes | Class 9 | Yes | Yes | N/A | Yes | Yes | Yes | N/A | 3.8388 | Available | N/A | N/A | http://www.mhiaa.com.au/ | http://www.mhiaa.com.au/ | Yes | 0 | https://reg.energyrating.gov.au/static/common/images/star_ratings_2014/aircon_rating_3_3.png | AAC4445 | Yes | Variable output compressor | Inverter | No | - | 7100 | 1.84 | - | 655 | 3550 | No | - | - | - | 1681.76 | 7646.7 | No | 598.67 | 3823.35 | No | - | - | 8000 | 2.02 | 750 | 4000 | No | - | - | Yes | 3010 | 8100 | No | - | - | No | - | - | - | - | - | No | - | - | No | - | - | No | - | -
SRC71ZRA-W / SRK71ZRA-WF1 | SRK71/DXK24ZRA-WF1 | N/A | MITSUBISHI HEAVY INDUSTRIES | N/A | Non Ducted | Single Split System | Wall Hung | Air | Air | Thailand | 1.84 | N/A | 7.1 | N/A | N/A | N/A | N/A | N/A | 2.02 | 8 | Calorimeter Room | 3.8367 | 4.0059 | N/A | - | N/A | N/A | N/A | N/A | N/A | N/A | N/A | N/A | N/A | N/A | N/A | N/A | N/A | N/A | N/A | N/A | N/A | Single | R32 | Australia,Fiji,New Zealand | 160949 | 47251 | 0 | Approved | Reverse Cycle | N/A | Yes | Class 9 | Yes | N/A | N/A | N/A | N/A | N/A | N/A | N/A | Available | N/A | N/A | http://www.mhiaa.com.au/ | http://www.mhiaa.com.au | N/A | 0 | 0 | AAC8233 | Yes | Variable output compressor | Inverter | No | - | 7100 | 1.84 | - | 670 | 3550 | No | - | - | - | 1681.76 | 7646.7 | Yes | 570 | 3820 | No | - | - | 8000 | 2.02 | 760 | 4000 | No | - | - | Yes | 3015 | 8100 | No | - | - | No | - | - | - | - | - | No | - | - | No | - | - | No | - | -
SRC71ZRA-W/SRK71ZRA-WF | SRK71/DXK24ZRA-WF | N/A | MITSUBISHI HEAVY INDUSTRIES | N/A | Non Ducted | Single Split System | Wall Hung | Air | Air | Thailand | 1.84 | N/A | 7.1 | N/A | N/A | N/A | N/A | N/A | 2.02 | 8 | Calorimeter Room | 3.8367 | 4.0059 | N/A | - | N/A | N/A | N/A | N/A | N/A | N/A | N/A | N/A | N/A | N/A | N/A | N/A | N/A | N/A | N/A | N/A | N/A | Single | R32 | Australia,Fiji,New Zealand | 156525 | 47002 | 0 | Approved | Reverse Cycle | N/A | Yes | Class 9 | Yes | N/A | N/A | N/A | N/A | N/A | N/A | N/A | Available | N/A | N/A | http://www.mhiaa.com.au/ | http://www.mhiaa.com.au/ | N/A | 0 | 0 | AAC7764 | Yes | Variable output compressor | Inverter | No | - | 7100 | 1.84 | - | 655 | 3550 | No | - | - | - | 1681.76 | 7646.7 | Yes | 580 | 3820 | No | - | - | 8000 | 2.02 | 760 | 4000 | No | - | - | Yes | 3015 | 8100 | No | - | - | No | - | - | - | - | - | No | - | - | No | - | - | No | - | -
SRC71ZTLA-W / SRK71ZTLA-W | SRK71/DXK24ZTLA-WF | N/A | MITSUBISHI HEAVY INDUSTRIES | N/A | Non Ducted | Single Split System | Wall Hung | Air | Air | Thailand | 2.27 | N/A | 7.1 | N/A | N/A | N/A | N/A | N/A | 2.3 | 8 | Calorimeter Room | 3.1572 | 3.5009 | N/A | 55.535 | N/A | N/A | N/A | N/A | N/A | N/A | N/A | N/A | N/A | N/A | N/A | N/A | N/A | N/A | N/A | N/A | N/A | Single | R32 | Australia,Fiji,New Zealand | 142681 | 46368 | 0 | Approved | Reverse Cycle | N/A | Yes | Class 9 | Yes | N/A | N/A | N/A | N/A | N/A | N/A | N/A | Available | N/A | N/A | http://www.mhiaa.com.au/ | http://www.mhiaa.com.au/ | N/A | 0 | 0 | AAC6392 | Yes | Variable output compressor | Inverter | No | - | 7100 | 2.27 | - | 675 | 3500 | No | - | - | - | 2074.78 | 7646.7 | Yes | 585 | 3810 | No | - | - | 8000 | 2.3 | 785 | 3940 | No | - | - | Yes | 2865 | 7420 | No | - | - | No | - | - | - | - | - | No | - | - | No | - | - | No | - | -
SRC71ZTLA-W / SRK71ZTLA-WF | SRK71/DXK24ZTLA-WF | N/A | MITSUBISHI HEAVY INDUSTRIES | N/A | Non Ducted | Single Split System | Wall Hung | Air | Air | Thailand | 2.27 | N/A | 7.1 | N/A | N/A | N/A | N/A | N/A | 2.3 | 8 | Calorimeter Room | 3.1572 | 3.5009 | N/A | 55.535 | N/A | N/A | N/A | N/A | N/A | N/A | N/A | N/A | N/A | N/A | N/A | N/A | N/A | N/A | N/A | N/A | N/A | Single | R32 | Australia,Fiji,New Zealand | 142681 | 46368 | 0 | Approved | Reverse Cycle | N/A | Yes | Class 9 | Yes | N/A | N/A | N/A | N/A | N/A | N/A | N/A | Available | N/A | N/A | http://www.mhiaa.com.au/ | http://www.mhiaa.com.au/ | N/A | 0 | 0 | AAC6392 | Yes | Variable output compressor | Inverter | No | - | 7100 | 2.27 | - | 675 | 3500 | No | - | - | - | 2074.78 | 7646.7 | Yes | 585 | 3810 | No | - | - | 8000 | 2.3 | 785 | 3940 | No | - | - | Yes | 2865 | 7420 | No | - | - | No | - | - | - | - | - | No | - | - | No | - | - | No | - | -
SRC80ZRA-W / SRK80ZRA-W | SRK/DXK_80/28_ZRA-W | N/A | MITSUBISHI HEAVY INDUSTRIES | 1.82 | Non Ducted | Single Split System | Wall Hung | Air | Air | Thailand | 2.22 | 6.18 | 8 | N/A | 2.7322 | 8.224 | 3.01 | N/A | 2.4 | 9 | Calorimeter Room | 3.6025 | 3.7657 | Yes | - | N/A | 3 | 3 | N/A | N/A | N/A | N/A | N/A | 3.5863 | 3.7501 | N/A | N/A | 2.6726 | 3.0002 | 2.5 | 3 | Calorimeter Room | Single | R32 | Australia,Fiji,New Zealand | 126586 | 45748 | 0 | Approved | Reverse Cycle | N/A | Yes | Class 9 | Yes | Yes | N/A | Yes | Yes | Yes | N/A | 3.6025 | Available | N/A | N/A | http://www.mhiaa.com.au/ | http://www.mhiaa.com.au/ | Yes | 0 | https://reg.energyrating.gov.au/static/common/images/star_ratings_2014/aircon_rating_2.5_3.png | AAC4449 | Yes | Variable output compressor | Inverter | No | - | 8000 | 2.22 | - | 735 | 4000 | No | - | - | - | 2029.08 | 8616 | No | 671.79 | 4308 | No | - | - | 9000 | 2.4 | 835 | 4500 | No | - | - | Yes | 3010 | 8200 | No | - | - | No | - | - | - | - | - | No | - | - | No | - | - | No | - | -
SRC80ZRA-W / SRK80ZRA-WF1 | SRK80/DXK28ZRA-WF1 | N/A | MITSUBISHI HEAVY INDUSTRIES | N/A | Non Ducted | Single Split System | Wall Hung | Air | Air | Thailand | 2.22 | N/A | 8 | N/A | N/A | N/A | N/A | N/A | 2.4 | 9 | Calorimeter Room | 3.6009 | 3.7641 | N/A | - | N/A | N/A | N/A | N/A | N/A | N/A | N/A | N/A | N/A | N/A | N/A | N/A | N/A | N/A | N/A | N/A | N/A | Single | R32 | Australia,Fiji,New Zealand | 160993 | 47251 | 0 | Approved | Reverse Cycle | N/A | Yes | Class 9 | Yes | N/A | N/A | N/A | N/A | N/A | N/A | N/A | Available | N/A | N/A | http://www.mhiaa.com.au/ | http://www.mhiaa.com.au/ | N/A | 0 | 0 | AAC8227 | Yes | Variable output compressor | Inverter | No | - | 8000 | 2.22 | - | 765 | 4000 | No | - | - | - | 2029.08 | 8616 | Yes | 660 | 4310 | No | - | - | 9000 | 2.4 | 850 | 4500 | No | - | - | Yes | 3020 | 8200 | No | - | - | No | - | - | - | - | - | - | - | - | No | - | - | No | - | -
SRC80ZRA-W/SRK80ZRA-WF | SRK80/DXK28ZRA-WF | N/A | MITSUBISHI HEAVY INDUSTRIES | N/A | Non Ducted | Single Split System | Wall Hung | Air | Air | Thailand | 2.22 | N/A | 8 | N/A | N/A | N/A | N/A | N/A | 2.4 | 9 | Calorimeter Room | 3.6009 | 3.7641 | N/A | - | N/A | N/A | N/A | N/A | N/A | N/A | N/A | N/A | N/A | N/A | N/A | N/A | N/A | N/A | N/A | N/A | N/A | Single | R32 | Australia,Fiji,New Zealand | 156526 | 46999 | 0 | Approved | Reverse Cycle | N/A | Yes | Class 9 | Yes | N/A | N/A | N/A | N/A | N/A | N/A | N/A | Available | N/A | N/A | http://www.mhiaa.com.au/ | http://www.mhiaa.com.au/ | N/A | 0 | 0 | AAC7758 | Yes | Variable output compressor | Inverter | No | - | 8000 | 2.22 | - | 750 | 4000 | No | - | - | - | 2029.08 | 8616 | No | 685.5 | 4308 | No | - | - | 9000 | 2.4 | 850 | 4500 | No | - | - | Yes | 3020 | 8200 | No | - | - | No | - | - | - | - | - | No | - | - | No | - | - | No | - | -
SRC95ZRA-W / SRK95ZRA-W | SRK95/DXK33ZRA-W | N/A | MITSUBISHI HEAVY INDUSTRIES | 2.52 | Non Ducted | Single Split System | Wall Hung | Air | Air | Thailand | 2.56 | 6.98 | 9.5 | N/A | 2.9003 | 9.6 | 3.31 | N/A | 2.64 | 10.3 | Calorimeter Room | 3.6399 | 3.8683 | Yes | - | N/A | 3 | 3 | N/A | N/A | N/A | N/A | N/A | 3.6258 | 3.8537 | N/A | N/A | 2.7516 | 3.2074 | 2.5 | 3 | Calorimeter Room | Single | R32 | Australia,Fiji,New Zealand | 126587 | 45748 | 0 | Approved | Reverse Cycle | N/A | Yes | Class 9 | Yes | Yes | N/A | Yes | Yes | Yes | N/A | 3.6399 | Available | N/A | N/A | http://www.mhiaa.com.au/ | http://www.mhiaa.com.au | Yes | 0 | https://reg.energyrating.gov.au/static/common/images/star_ratings_2014/aircon_rating_2.5_3.png | AAC4444 | Yes | Variable output compressor | Inverter | No | - | 9500 | 2.56 | - | 920 | 4750 | No | - | - | - | 2339.84 | 10231.5 | No | 840.88 | 5115.75 | No | - | - | 10300 | 2.64 | 920 | 5150 | No | - | - | Yes | 3300 | 9600 | No | - | - | No | - | - | - | - | - | No | - | - | - | - | - | No | - | -
SRC95ZRA-W / SRK95ZRA-WF1 | SRK95/DXK33ZRA-WF1 | N/A | MITSUBISHI HEAVY INDUSTRIES | N/A | Non Ducted | Single Split System | Wall Hung | Air | Air | Thailand | 2.56 | N/A | 9.5 | N/A | N/A | N/A | N/A | N/A | 2.64 | 10.3 | Calorimeter Room | 3.6385 | 3.8668 | N/A | - | N/A | N/A | N/A | N/A | N/A | N/A | N/A | N/A | N/A | N/A | N/A | N/A | N/A | N/A | N/A | N/A | N/A | Single | R32 | Australia,Fiji,New Zealand | 161020 | 47252 | 0 | Approved | Reverse Cycle | N/A | Yes | Class 9 | Yes | N/A | N/A | N/A | N/A | N/A | N/A | N/A | Available | N/A | N/A | http://www.mhiaa.com.au/ | http://www.mhiaa.com.au/ | N/A | 0 | 0 | AAC8238 | Yes | Variable output compressor | Inverter | No | - | 9500 | 2.56 | - | 920 | 4750 | No | - | - | - | 2339.84 | 10231.5 | Yes | 780 | 5115 | No | - | - | 10300 | 2.64 | 942 | 5150 | No | - | - | Yes | 3600 | 9600 | No | - | - | No | - | - | - | - | - | No | - | - | No | - | - | No | - | -
SRC95ZRA-W/SRK95ZRA-WF | SRK95/DXK33ZTLA-WF | N/A | MITSUBISHI HEAVY INDUSTRIES | N/A | Non Ducted | Single Split System | Wall Hung | Air | Air | Thailand | 2.56 | N/A | 9.5 | N/A | N/A | N/A | N/A | N/A | 2.64 | 10.3 | Calorimeter Room | 3.6385 | 3.8668 | N/A | - | N/A | N/A | N/A | N/A | N/A | N/A | N/A | N/A | N/A | N/A | N/A | N/A | N/A | N/A | N/A | N/A | N/A | Single | R32 | Australia,Fiji,New Zealand | 156527 | 47001 | 0 | Approved | Reverse Cycle | N/A | Yes | Class 9 | Yes | N/A | N/A | N/A | N/A | N/A | N/A | N/A | Available | N/A | N/A | http://www.mhiaa.com.au/ | http://www.mhiaa.com.au/ | N/A | 0 | 0 | AAC7763 | Yes | Variable output compressor | Inverter | No | - | 9500 | 2.56 | - | 920 | 4750 | No | - | - | - | 2339.84 | 10231.5 | Yes | 815 | 5115 | No | - | - | 10300 | 2.64 | 942 | 5150 | No | - | - | Yes | 3600 | 9600 | No | - | - | No | - | - | - | - | - | No | - | - | No | - | - | No | - | -
SRK/DXK** ZMP/Z5 | SRK/DXK** ZMP/Z5 | N/A | MITSUBISHI HEAVY INDUSTRIES | N/A | Non Ducted | Single Split System | Wall Hung | Air | Air | Thailand | 0.42 | 1.69 | 1.7 | N/A | N/A | N/A | N/A | N/A | 0.465 | 2 | Calorimeter Room | 3.8851 | 4.4066 | Yes | - | N/A | 4.6 | 4.7 | N/A | N/A | N/A | N/A | N/A | 3.751 | 4.2674 | N/A | N/A | 3.002 | 4.0347 | 3 | 4 | Calorimeter Room | Single | R410A | Australia,Fiji,New Zealand | 126286 | 45748 | 0 | Approved | Reverse Cycle | N/A | No | Class 8 | No | Yes | N/A | N/A | N/A | N/A | N/A | 3.8851 | Available | N/A | N/A | http://www.mhiaa.com.au/ | http://www.mhiaa.com.au | Yes | 0 | https://reg.energyrating.gov.au/static/common/images/star_ratings_2014/aircon_rating_3_4.png | AAC4422 | Yes | Variable output compressor | Inverter | No | - | 1700 | 0.42 | - | 305 | 850 | No | - | - | - | 383.88 | 1830.9 | No | 278.77 | 915.45 | No | - | - | 2000 | 0.465 | 195 | 1000 | No | - | - | Yes | 1290 | 3100 | No | - | - | No | - | - | - | - | - | No | - | - | No | - | - | No | - | -
SRK/DXK_20/06ZSA-W | SRK/DXK_20/06ZSA-W | N/A | MITSUBISHI HEAVY INDUSTRIES | 0.1 | Non Ducted | Single Split System | Wall Hung | Air | Air | Thailand | 0.41 | 1.9 | 2 | N/A | 3.3157 | 3.203 | 0.966 | N/A | 0.56 | 2.7 | Calorimeter Room | 4.871 | 4.8887 | Yes | - | N/A | 3 | 3 | N/A | N/A | N/A | N/A | N/A | 4.7538 | 4.8013 | N/A | N/A | 5.0075 | 5.1026 | 5 | 5 | Calorimeter Room | Single | R32 | Australia,Fiji,New Zealand | 125423 | 45748 | 0 | Approved | Reverse Cycle | N/A | Yes | Class 8 | Yes | Yes | N/A | Yes | Yes | Yes | N/A | 4.871 | Available | N/A | N/A | http://www.mhiaa.com.au/ | http://www.mhiaa.com.au | Yes | 0 | https://reg.energyrating.gov.au/static/common/images/star_ratings_2014/aircon_rating_5_5.png | AAC4356 | Yes | Variable output compressor | Inverter | No | - | 2000 | 0.41 | - | 150 | 1000 | No | - | - | - | 374.74 | 2154 | No | 137.1 | 1077 | No | - | - | 2700 | 0.56 | 230 | 1350 | No | - | - | Yes | 970 | 3200 | No | - | - | No | - | - | - | - | - | No | - | - | No | - | - | No | - | -
SRK/DXK_25/09ZSA-W | SRK/DXK_25/09ZSA-W | N/A | MITSUBISHI HEAVY INDUSTRIES | 0.17 | Non Ducted | Single Split System | Wall Hung | Air | Air | Thailand | 0.51 | 2.33 | 2.5 | N/A | 3.2356 | 3.996 | 1.235 | N/A | 0.65 | 3.2 | Calorimeter Room | 4.8255 | 5.0986 | Yes | - | N/A | 3 | 3 | N/A | N/A | N/A | N/A | N/A | 4.8843 | 4.9622 | N/A | N/A | 5.2687 | 5.4245 | 5 | 5 | Calorimeter Room | Single | R32 | Australia,Fiji,New Zealand | 125459 | 45748 | 0 | Approved | Reverse Cycle | N/A | Yes | Class 8 | Yes | Yes | N/A | Yes | Yes | Yes | N/A | 4.9822 | Available | N/A | N/A | http://www.mhiaa.com.au/ | http://www.mhiaa.com.au | Yes | 0 | https://reg.energyrating.gov.au/static/common/images/star_ratings_2014/aircon_rating_5_5.png | AAC4364 | Yes | Variable output compressor | Inverter | No | - | 2500 | 0.51 | - | 210 | 1250 | No | - | - | - | 466.14 | 2692.5 | No | 191.94 | 1346.25 | No | - | - | 3200 | 0.65 | 280 | 1600 | No | - | - | Yes | 1230 | 3950 | No | - | - | No | - | - | - | - | - | No | - | - | No | - | - | No | - | -
SRK/DXK_35/12ZSA-W | SRK/DXK_35/12ZSA-W | N/A | MITSUBISHI HEAVY INDUSTRIES | 0.59 | Non Ducted | Single Split System | Wall Hung | Air | Air | Thailand | 0.82 | 2.91 | 3.5 | N/A | 3.2543 | 4.019 | 1.235 | N/A | 0.81 | 3.7 | Calorimeter Room | 4.2355 | 4.7768 | Yes | - | N/A | 3 | 3 | N/A | N/A | N/A | N/A | N/A | 4.2578 | 4.6564 | N/A | N/A | 4.0155 | 4.8128 | 4 | 4.5 | Calorimeter Room | Single | R32 | Australia,Fiji,New Zealand | 125498 | 45748 | 0 | Approved | Reverse Cycle | N/A | Yes | Class 8 | Yes | Yes | N/A | Yes | Yes | Yes | N/A | 4.3108 | Available | N/A | N/A | http://www.mhiaa.com.au/ | http://www.mhiaa.com.au | N/A | 0 | https://reg.energyrating.gov.au/static/common/images/star_ratings_2014/aircon_rating_4_4.5.png | AAC4363 | Yes | Variable output compressor | Inverter | No | - | 3500 | 0.82 | - | 305 | 1750 | No | - | - | - | 749.48 | 3769.5 | No | 278.77 | 1884.75 | No | - | - | 3700 | 0.81 | 320 | 1850 | No | - | - | Yes | 1235 | 4000 | No | - | - | No | - | - | - | - | - | No | - | - | No | - | - | No | - | -
SRK/DXK_50/18ZSA-W | SRK/DXK_50/18ZSA-W | N/A | MITSUBISHI HEAVY INDUSTRIES | 1.36 | Non Ducted | Single Split System | Wall Hung | Air | Air | Thailand | 1.39 | 3.64 | 5 | N/A | 2.9198 | 5.203 | 1.782 | N/A | 1.49 | 5.8 | Calorimeter Room | 3.631 | 3.9005 | Yes | - | N/A | 4 | 4 | N/A | N/A | N/A | N/A | N/A | 3.5958 | 3.8654 | N/A | N/A | 2.6916 | 3.2308 | 2.5 | 3 | Calorimeter Room | Single | R32 | Australia,Fiji,New Zealand | 125494 | 45748 | 0 | Approved | Reverse Cycle | N/A | Yes | Class 9 | Yes | Yes | N/A | Yes | Yes | Yes | N/A | 3.631 | Available | N/A | N/A | http://www.mhiaa.com.au/ | http://www.mhiaa.com.au | Yes | 0 | https://reg.energyrating.gov.au/static/common/images/star_ratings_2014/aircon_rating_2.5_3.png | AAC4348 | Yes | Variable output compressor | Inverter | No | - | 5000 | 1.39 | - | 480 | 2500 | No | - | - | - | 1270.46 | 5385 | No | 438.72 | 2692.5 | No | - | - | 5800 | 1.49 | 530 | 2900 | No | - | - | Yes | 1780 | 5200 | No | - | - | No | - | - | - | - | - | No | - | - | - | - | - | No | - | -
SRK/DXK_63/21ZRA-W | SRK/DXK_63/21ZRA-W | N/A | MITSUBISHI HEAVY INDUSTRIES | 1.09 | Non Ducted | Single Split System | Wall Hung | Air | Air | Thailand | 1.58 | 5.21 | 6.3 | N/A | 3.0715 | 7.049 | 2.295 | N/A | 1.6 | 7.1 | Calorimeter Room | 3.9132 | 4.3646 | Yes | - | N/A | 3 | 3 | N/A | N/A | N/A | N/A | N/A | 3.8888 | 4.3378 | N/A | N/A | 3.2775 | 4.1756 | 3 | 4 | Calorimeter Room | Single | R32 | Australia,Fiji,New Zealand | 126583 | 45748 | 0 | Approved | Reverse Cycle | N/A | Yes | Class 9 | Yes | Yes | N/A | Yes | Yes | Yes | N/A | 3.9132 | Available | N/A | N/A | http://www.mhiaa.com.au/ | http://www.mhiaa.com.au | Yes | 0 | https://reg.energyrating.gov.au/static/common/images/star_ratings_2014/aircon_rating_3_4.png | AAC4446 | Yes | Variable output compressor | Inverter | No | - | 6300 | 1.58 | - | 565 | 3150 | No | - | - | - | 1444.12 | 6785.1 | No | 516.41 | 3392.55 | No | - | - | 7100 | 1.6 | 610 | 3550 | No | - | - | Yes | 2290 | 7000 | No | - | - | No | - | - | - | - | - | No | - | - | No | - | - | No | - | -
SRK/DXK_71/24ZRA-W | SRK/DXK_71/24ZRA-W | N/A | MITSUBISHI HEAVY INDUSTRIES | 1.51 | Non Ducted | Single Split System | Wall Hung | Air | Air | Thailand | 1.84 | 5.59 | 7.1 | N/A | 2.7111 | 8.174 | 3.015 | N/A | 2.02 | 8 | Calorimeter Room | 3.8388 | 4.0078 | Yes | - | N/A | 3 | 3 | N/A | N/A | N/A | N/A | N/A | 3.818 | 3.9881 | N/A | N/A | 3.1361 | 3.4761 | 3 | 3 | Calorimeter Room | Single | R32 | Australia,Fiji,New Zealand | 126585 | 45748 | 0 | Approved | Reverse Cycle | N/A | Yes | Class 9 | Yes | Yes | N/A | Yes | Yes | Yes | N/A | 3.8388 | Available | N/A | N/A | http://www.mhiaa.com.au/ | http://www.mhiaa.com.au/ | Yes | 0 | https://reg.energyrating.gov.au/static/common/images/star_ratings_2014/aircon_rating_3_3.png | AAC4445 | Yes | Variable output compressor | Inverter | No | - | 7100 | 1.84 | - | 655 | 3550 | No | - | - | - | 1681.76 | 7646.7 | No | 598.67 | 3823.35 | No | - | - | 8000 | 2.02 | 750 | 4000 | No | - | - | Yes | 3010 | 8100 | No | - | - | No | - | - | - | - | - | No | - | - | No | - | - | No | - | -
SRK/DXK_80/28_ZRA-W | SRK/DXK_80/28_ZRA-W | N/A | MITSUBISHI HEAVY INDUSTRIES | 1.82 | Non Ducted | Single Split System | Wall Hung | Air | Air | Thailand | 2.22 | 6.18 | 8 | N/A | 2.7322 | 8.224 | 3.01 | N/A | 2.4 | 9 | Calorimeter Room | 3.6025 | 3.7657 | Yes | - | N/A | 3 | 3 | N/A | N/A | N/A | N/A | N/A | 3.5863 | 3.7501 | N/A | N/A | 2.6726 | 3.0002 | 2.5 | 3 | Calorimeter Room | Single | R32 | Australia,Fiji,New Zealand | 126586 | 45748 | 0 | Approved | Reverse Cycle | N/A | Yes | Class 9 | Yes | Yes | N/A | Yes | Yes | Yes | N/A | 3.6025 | Available | N/A | N/A | http://www.mhiaa.com.au/ | http://www.mhiaa.com.au/ | Yes | 0 | https://reg.energyrating.gov.au/static/common/images/star_ratings_2014/aircon_rating_2.5_3.png | AAC4449 | Yes | Variable output compressor | Inverter | No | - | 8000 | 2.22 | - | 735 | 4000 | No | - | - | - | 2029.08 | 8616 | No | 671.79 | 4308 | No | - | - | 9000 | 2.4 | 835 | 4500 | No | - | - | Yes | 3010 | 8200 | No | - | - | No | - | - | - | - | - | No | - | - | No | - | - | No | - | -
SRK15/DXK05ZTLA-WF | SRK15/DXK05ZTLA-WF | N/A | MITSUBISHI HEAVY INDUSTRIES | N/A | Non Ducted | Single Split System | Wall Hung | Air | Air | Thailand | 0.35 | N/A | 1.5 | N/A | N/A | N/A | N/A | N/A | 0.42 | 2 | Calorimeter Room | 4.7278 | 5.0397 | N/A | - | N/A | N/A | N/A | N/A | N/A | N/A | N/A | N/A | N/A | N/A | N/A | N/A | N/A | N/A | N/A | N/A | N/A | Single | R32 | Australia,Fiji,New Zealand | 149961 | 46671 | 0 | Approved | Reverse Cycle | N/A | No | Class 8 | No | N/A | N/A | N/A | N/A | N/A | N/A | N/A | Available | N/A | N/A | http://www.mhiaa.com.au/ | http://www.mhiaa.com.au/ | N/A | 0 | 0 | AAC7089 | Yes | Variable output compressor | Inverter | No | - | 1500 | 0.35 | - | 200 | 750 | No | - | - | - | 319.9 | 1615.5 | No | 182.8 | 807.75 | No | - | - | 2000 | 0.42 | 180 | 1000 | No | - | - | Yes | 1215 | 3100 | No | - | - | No | - | - | - | - | - | No | - | - | No | - | - | No | - | -
SRK20/DXK06ZSA-WF | SRK20/DXK06ZSA-WF | N/A | MITSUBISHI HEAVY INDUSTRIES | N/A | Non Ducted | Single Split System | Wall Hung | Air | Air | Thailand | 0.41 | N/A | 2 | N/A | N/A | N/A | N/A | N/A | 0.56 | 2.7 | Calorimeter Room | 4.8592 | 4.8799 | N/A | - | N/A | N/A | N/A | N/A | N/A | N/A | N/A | N/A | N/A | N/A | N/A | N/A | N/A | N/A | N/A | N/A | N/A | Single | R32 | Australia,Fiji,New Zealand | 156194 | 46992 | 0 | Approved | Reverse Cycle | N/A | Yes | Class 8 | Yes | N/A | N/A | N/A | N/A | N/A | N/A | N/A | Available | N/A | N/A | http://www.mhiaa.com.au/ | http://www.mhiaa.com.au/ | N/A | 0 | 0 | AAC7741 | Yes | Variable output compressor | Inverter | No | - | 2000 | 0.41 | - | 150 | 1000 | No | - | - | - | 374.74 | 2154 | Yes | 133 | 1075 | No | - | - | 2700 | 0.56 | 230 | 1350 | No | - | - | Yes | 970 | 3200 | No | - | - | No | - | - | - | - | - | No | - | - | No | - | - | No | - | -
SRK20/DXK06ZSA-WF1 | SRK20/DXK06ZSA-WF1 | N/A | MITSUBISHI HEAVY INDUSTRIES | N/A | Non Ducted | Single Split System | Wall Hung | Air | Air | Thailand | 0.41 | N/A | 2 | N/A | N/A | N/A | N/A | N/A | 0.56 | 2.7 | Calorimeter Room | 4.8592 | 4.8799 | N/A | - | N/A | N/A | N/A | N/A | N/A | N/A | N/A | N/A | N/A | N/A | N/A | N/A | N/A | N/A | N/A | N/A | N/A | Single | R32 | Australia,New Zealand | 161010 | 47252 | 0 | Approved | Reverse Cycle | N/A | Yes | Class 8 | Yes | N/A | N/A | N/A | N/A | N/A | N/A | N/A | Available | N/A | N/A | http://www.mhiaa.com.au/ | http://www.mhiaa.com.au/ | N/A | 0 | 0 | AAC8239 | Yes | Variable output compressor | Inverter | No | - | 2000 | 0.41 | - | 150 | 1000 | No | - | - | - | 374.74 | 2154 | Yes | 132 | 1075 | No | - | - | 2700 | 0.56 | 230 | 1350 | No | - | - | Yes | 970 | 3200 | No | - | - | No | - | - | - | - | - | No | - | - | No | - | - | No | - | -
SRK20/DXK07ZTLA-WF | SRK20/DXK07ZTLA-WF | N/A | MITSUBISHI HEAVY INDUSTRIES | N/A | Non Ducted | Single Split System | Wall Hung | Air | Air | Thailand | 0.51 | N/A | 2 | N/A | N/A | N/A | N/A | N/A | 0.64 | 2.7 | Calorimeter Room | 4.0255 | 4.3169 | N/A | - | N/A | N/A | N/A | N/A | N/A | N/A | N/A | N/A | N/A | N/A | N/A | N/A | N/A | N/A | N/A | N/A | N/A | Single | R32 | Australia,Fiji,New Zealand | 149968 | 46670 | 0 | Approved | Reverse Cycle | N/A | No | Class 8 | No | N/A | N/A | N/A | N/A | N/A | N/A | N/A | Available | N/A | N/A | http://www.mhiaa.com.au/ | http://www.mhiaa.com.au/ | N/A | 0 | 0 | AAC7085 | Yes | Variable output compressor | Inverter | No | - | 2000 | 0.51 | - | 185 | 1000 | No | - | - | - | 466.14 | 2154 | No | 169.09 | 1077 | No | - | - | 2700 | 0.64 | 240 | 1350 | No | - | - | Yes | 1230 | 3200 | No | - | - | No | - | - | - | - | - | No | - | - | No | - | - | No | - | -
SRK25/DXK09ZSA-WF | SRK25/DXK09ZSA-WF | N/A | MITSUBISHI HEAVY INDUSTRIES | N/A | Non Ducted | Single Split System | Wall Hung | Air | Air | Thailand | 0.51 | N/A | 2.5 | N/A | N/A | N/A | N/A | N/A | 0.65 | 3.2 | Calorimeter Room | 4.816 | 5.0908 | N/A | - | N/A | N/A | N/A | N/A | N/A | N/A | N/A | N/A | N/A | N/A | N/A | N/A | N/A | N/A | N/A | N/A | N/A | Single | R32 | Australia,Fiji,New Zealand | 156204 | 46992 | 0 | Approved | Reverse Cycle | N/A | Yes | Class 8 | Yes | N/A | N/A | N/A | N/A | N/A | N/A | N/A | Available | N/A | N/A | http://www.mhiaa.com.au/ | http://www.mhiaa.com.au/ | N/A | 0 | 0 | AAC7742 | Yes | Variable output compressor | Inverter | No | - | 2500 | 0.51 | - | 210 | 1250 | No | - | - | - | 466.14 | 2692.5 | Yes | 185 | 1345 | No | - | - | 3200 | 0.65 | 280 | 1600 | No | - | - | Yes | 1230 | 3950 | No | - | - | No | - | - | - | - | - | No | - | - | - | - | - | No | - | -
SRK25/DXK09ZSA-WF1 | SRK25/DXK09ZSA-WF1 | N/A | MITSUBISHI HEAVY INDUSTRIES | N/A | Non Ducted | Single Split System | Wall Hung | Air | Air | Thailand | 0.51 | N/A | 2.5 | N/A | N/A | N/A | N/A | N/A | 0.65 | 3.2 | Calorimeter Room | 4.902 | 5.0908 | N/A | - | N/A | N/A | N/A | N/A | N/A | N/A | N/A | N/A | N/A | N/A | N/A | N/A | N/A | N/A | N/A | N/A | N/A | Single | R32 | Australia,New Zealand | 161026 | 47252 | 0 | Approved | Reverse Cycle | N/A | Yes | Class 8 | Yes | N/A | N/A | N/A | N/A | N/A | N/A | N/A | Available | N/A | N/A | http://www.mhiaa.com.au/ | http://www.mhiaa.com.au/ | N/A | 0 | 0 | AAC8237 | Yes | Variable output compressor | Inverter | No | - | 2500 | 0.51 | - | 215 | 1250 | No | - | - | - | 466.14 | 2692.5 | Yes | 175 | 1345 | No | - | - | 3200 | 0.65 | 280 | 1600 | No | - | - | Yes | 1230 | 3950 | No | - | - | No | - | - | - | - | - | No | - | - | No | - | - | No | - | -
SRK25/DXK09ZTLA-WF | SRK25/DXK09ZTLA-WF | N/A | MITSUBISHI HEAVY INDUSTRIES | N/A | Non Ducted | Single Split System | Wall Hung | Air | Air | Thailand | 0.58 | N/A | 2.5 | N/A | N/A | N/A | N/A | N/A | 0.66 | 3 | Calorimeter Room | 4.3299 | 4.7 | N/A | - | N/A | N/A | N/A | N/A | N/A | N/A | N/A | N/A | N/A | N/A | N/A | N/A | N/A | N/A | N/A | N/A | N/A | Single | R32 | Australia,Fiji,New Zealand | 149998 | 46670 | 0 | Approved | Reverse Cycle | N/A | No | Class 8 | No | N/A | N/A | N/A | N/A | N/A | N/A | N/A | Available | N/A | N/A | http://www.mhiaa.com.au/ | http://www.mhiaa.com.au/ | N/A | 0 | 0 | AAC7084 | Yes | Variable output compressor | Inverter | No | - | 2500 | 0.58 | - | 240 | 1250 | No | - | - | - | 530.12 | 2692.5 | Yes | 195 | 1350 | No | - | - | 3000 | 0.66 | 260 | 1500 | No | - | - | Yes | 1390 | 3800 | No | - | - | No | - | - | - | - | - | No | - | - | No | - | - | No | - | -
SRK35/DXK12ZSA-WF | SRK35/DXK12ZSA-WF | N/A | MITSUBISHI HEAVY INDUSTRIES | N/A | Non Ducted | Single Split System | Wall Hung | Air | Air | Thailand | 0.82 | N/A | 3.5 | N/A | N/A | N/A | N/A | N/A | 0.81 | 3.7 | Calorimeter Room | 4.2303 | 4.7707 | N/A | - | N/A | N/A | N/A | N/A | N/A | N/A | N/A | N/A | N/A | N/A | N/A | N/A | N/A | N/A | N/A | N/A | N/A | Single | R32 | Australia,Fiji,New Zealand | 156224 | 46986 | 0 | Approved | Reverse Cycle | N/A | Yes | Class 8 | Yes | N/A | N/A | N/A | N/A | N/A | N/A | N/A | Available | N/A | N/A | http://www.mhiaa.com.au/ | http://www.mhiaa.com.au/ | N/A | 0 | 0 | AAC7725 | Yes | Variable output compressor | Inverter | No | - | 3500 | 0.82 | - | 310 | 1750 | No | - | - | - | 749.48 | 3769.5 | No | 283.34 | 1884.75 | No | - | - | 3700 | 0.81 | 320 | 1850 | No | - | - | Yes | 1235 | 4000 | No | - | - | No | - | - | - | - | - | No | - | - | No | - | - | No | - | -
SRK35/DXK12ZSA-WF1 | SRK35/DXK12ZSA-WF1 | N/A | MITSUBISHI HEAVY INDUSTRIES | N/A | Non Ducted | Single Split System | Wall Hung | Air | Air | Thailand | 0.82 | N/A | 3.5 | N/A | N/A | N/A | N/A | N/A | 0.81 | 3.7 | Calorimeter Room | 4.2576 | 4.7707 | N/A | - | N/A | N/A | N/A | N/A | N/A | N/A | N/A | N/A | N/A | N/A | N/A | N/A | N/A | N/A | N/A | N/A | N/A | Single | R32 | Australia,New Zealand | 161119 | 47251 | 0 | Approved | Reverse Cycle | N/A | Yes | Class 8 | Yes | N/A | N/A | N/A | N/A | N/A | N/A | N/A | Available | N/A | N/A | http://www.mhiaa.com.au/ | http://www.mhiaa.com.au/ | N/A | 0 | 0 | AAC8229 | Yes | Variable output compressor | Inverter | No | - | 3500 | 0.82 | - | 295 | 1750 | No | - | - | - | 749.48 | 3769.5 | Yes | 250 | 1885 | No | - | - | 3700 | 0.81 | 320 | 1850 | No | - | - | Yes | 1235 | 4000 | No | - | - | No | - | - | - | - | - | No | - | - | No | - | - | No | - | -
SRK35/DXK12ZTLA-W | SRK35/DXK12ZTLA-W | N/A | MITSUBISHI HEAVY INDUSTRIES | N/A | Non Ducted | Single Split System | Wall Hung | Air | Air | Thailand | 0.9 | N/A | 3.3 | N/A | N/A | N/A | N/A | N/A | 0.9 | 3.8 | Calorimeter Room | 3.6826 | 4.3442 | N/A | 56 | N/A | N/A | N/A | N/A | N/A | N/A | N/A | N/A | N/A | N/A | N/A | N/A | N/A | N/A | N/A | N/A | N/A | Single | R32 | Australia,Fiji,New Zealand | 150152 | 46671 | 0 | Approved | Reverse Cycle | N/A | No | Class 8 | No | N/A | N/A | N/A | N/A | N/A | N/A | N/A | Available | N/A | N/A | http://www.mhiaa.com.au/ | http://www.mhiaa.com.au/ | N/A | 0 | 0 | AAC7093 | Yes | Variable output compressor | Inverter | No | - | 3300 | 0.9 | - | 320 | 1650 | No | - | - | - | 822.6 | 3554.1 | Yes | 270 | 1780 | No | - | - | 3800 | 0.9 | 330 | 1900 | No | - | - | Yes | 1370 | 3900 | No | - | - | No | - | - | - | - | - | No | - | - | No | - | - | No | - | -
SRK50/DXK18ZSA-WF | SRK50/DXK18ZSA-WF | N/A | MITSUBISHI HEAVY INDUSTRIES | N/A | Non Ducted | Single Split System | Wall Hung | Air | Air | Thailand | 1.39 | N/A | 5 | N/A | N/A | N/A | N/A | N/A | 1.49 | 5.8 | Calorimeter Room | 3.6283 | 3.8979 | N/A | - | N/A | N/A | N/A | N/A | N/A | N/A | N/A | N/A | N/A | N/A | N/A | N/A | N/A | N/A | N/A | N/A | N/A | Single | R32 | Australia,Fiji,New Zealand | 156267 | 46992 | 0 | Approved | Reverse Cycle | N/A | Yes | Class 9 | Yes | N/A | N/A | N/A | N/A | N/A | N/A | N/A | Available | N/A | N/A | http://www.mhiaa.com.au/ | http://www.mhiaa.com.au/ | N/A | 0 | 0 | AAC7733 | Yes | Variable output compressor | Inverter | No | - | 5000 | 1.39 | - | 485 | 2500 | No | - | - | - | 1270.46 | 5385 | No | 443.29 | 2692.5 | No | - | - | 5800 | 1.49 | 530 | 2900 | No | - | - | Yes | 1780 | 5200 | No | - | - | No | - | - | - | - | - | No | - | - | No | - | - | No | - | -
SRK50/DXK18ZSA-WF1 | SRK50/DXK18ZSA-WF1 | N/A | MITSUBISHI HEAVY INDUSTRIES | N/A | Non Ducted | Single Split System | Wall Hung | Air | Air | Thailand | 1.39 | N/A | 5 | N/A | N/A | N/A | N/A | N/A | 1.49 | 5.8 | Calorimeter Room | 3.6283 | 3.8979 | N/A | - | N/A | N/A | N/A | N/A | N/A | N/A | N/A | N/A | N/A | N/A | N/A | N/A | N/A | N/A | N/A | N/A | N/A | Single | R32 | Australia,New Zealand | 161344 | 47252 | 0 | Approved | Reverse Cycle | N/A | Yes | Class 9 | Yes | N/A | N/A | N/A | N/A | N/A | N/A | N/A | Available | N/A | N/A | http://www.mhiaa.com.au/ | http://www.mhiaa.com.au/ | N/A | 0 | 0 | AAC8236 | Yes | Variable output compressor | Inverter | No | - | 5000 | 1.39 | - | 485 | 2500 | No | - | - | - | 1270.46 | 5385 | Yes | 420 | 2690 | No | - | - | 5800 | 1.49 | 530 | 2900 | No | - | - | Yes | 1780 | 5200 | No | - | - | No | - | - | - | - | - | No | - | - | No | - | - | No | - | -
SRK50/DXK18ZTLA-WF | SRK50/DXK18ZTLA-WF | N/A | MITSUBISHI HEAVY INDUSTRIES | N/A | Non Ducted | Single Split System | Wall Hung | Air | Air | Thailand | 1.59 | N/A | 5 | N/A | N/A | N/A | N/A | N/A | 1.62 | 5.8 | Calorimeter Room | 3.2029 | 3.653 | N/A | 56 | N/A | N/A | N/A | N/A | N/A | N/A | N/A | N/A | N/A | N/A | N/A | N/A | N/A | N/A | N/A | N/A | N/A | Single | R32 | Australia,Fiji,New Zealand | 150190 | 46671 | 0 | Approved | Reverse Cycle | N/A | Yes | Class 9 | Yes | N/A | N/A | N/A | N/A | N/A | N/A | N/A | Available | N/A | N/A | http://www.mhiaa.com.au/ | http://www.mhiaa.com.au/ | N/A | 0 | 0 | AAC7092 | Yes | Variable output compressor | Inverter | No | - | 5000 | 1.59 | - | 508 | 2500 | No | - | - | - | 1453.26 | 5385 | Yes | 435 | 2690 | No | - | - | 5800 | 1.62 | 540 | 2900 | No | - | - | Yes | 1655 | 4600 | No | - | - | No | - | - | - | - | - | No | - | - | No | - | - | No | - | -
SRK63/DXK21ZRA-WF | SRK63/DXK21ZRA-WF | N/A | MITSUBISHI HEAVY INDUSTRIES | N/A | Non Ducted | Single Split System | Wall Hung | Air | Air | Thailand | 1.58 | N/A | 6.3 | N/A | N/A | N/A | N/A | N/A | 1.6 | 7.1 | Calorimeter Room | 3.9108 | 4.362 | N/A | - | N/A | N/A | N/A | N/A | N/A | N/A | N/A | N/A | N/A | N/A | N/A | N/A | N/A | N/A | N/A | N/A | N/A | Single | R32 | Australia,Fiji,New Zealand | 156522 | 46999 | 0 | Approved | Reverse Cycle | N/A | Yes | Class 9 | Yes | N/A | N/A | N/A | N/A | N/A | N/A | N/A | Available | N/A | N/A | http://www.mhiaa.com.au/ | http://www.mhiaa.com.au/ | N/A | 0 | 0 | AAC7759 | Yes | Variable output compressor | Inverter | No | - | 6300 | 1.58 | - | 565 | 3150 | No | - | - | - | 1444.12 | 6785.1 | Yes | 510 | 3390 | No | - | - | 7100 | 1.6 | 620 | 3550 | No | - | - | Yes | 2290 | 7000 | No | - | - | No | - | - | - | - | - | No | - | - | No | - | - | No | - | -
SRK63/DXK21ZRA-WF1 | SRK63/DXK21ZRA-WF1 | N/A | MITSUBISHI HEAVY INDUSTRIES | N/A | Non Ducted | Single Split System | Wall Hung | Air | Air | Thailand | 1.58 | N/A | 6.3 | N/A | N/A | N/A | N/A | N/A | 1.6 | 7.1 | Calorimeter Room | 3.9108 | 4.362 | N/A | - | N/A | N/A | N/A | N/A | N/A | N/A | N/A | N/A | N/A | N/A | N/A | N/A | N/A | N/A | N/A | N/A | N/A | Single | R32 | Australia,Fiji,New Zealand | 161031 | 47251 | 0 | Approved | Reverse Cycle | N/A | Yes | Class 9 | Yes | N/A | N/A | N/A | N/A | N/A | N/A | N/A | Available | N/A | N/A | http://www.mhiaa.com.au/ | http://www.mhiaa.com.au/ | N/A | 0 | 0 | AAC8228 | Yes | Variable output compressor | Inverter | No | - | 6300 | 1.58 | - | 565 | 3150 | No | - | - | - | 1444.12 | 6785.1 | Yes | 490 | 3390 | No | - | - | 7100 | 1.6 | 620 | 3550 | No | - | - | Yes | 2290 | 7000 | No | - | - | No | - | - | - | - | - | No | - | - | No | - | - | No | - | -
SRK63/DXK21ZTLA-W | SRK63/DXK21ZTLA-W | N/A | MITSUBISHI HEAVY INDUSTRIES | N/A | Non Ducted | Single Split System | Wall Hung | Air | Air | Thailand | 1.84 | N/A | 6.3 | N/A | N/A | N/A | N/A | N/A | 2.01 | 7.1 | Calorimeter Room | 3.4427 | 3.6069 | N/A | - | N/A | N/A | N/A | N/A | N/A | N/A | N/A | N/A | N/A | N/A | N/A | N/A | N/A | N/A | N/A | N/A | N/A | Single | R32 | Australia,Fiji,New Zealand | 142679 | 46357 | 0 | Approved | Reverse Cycle | N/A | Yes | Class 9 | Yes | N/A | N/A | N/A | N/A | N/A | N/A | N/A | Available | N/A | N/A | http://www.mhiaa.com.au/ | http://www.mhiaa.com.au/ | N/A | 0 | 0 | AAC6374 | Yes | Variable output compressor | Inverter | No | - | 6300 | 1.84 | - | 590 | 3150 | No | - | - | - | 1681.76 | 6785.1 | Yes | 490 | 3410 | No | - | - | 7100 | 2.01 | 690 | 3550 | No | - | - | Yes | 2390 | 6600 | No | - | - | No | - | - | - | - | - | No | - | - | No | - | - | No | - | -
SRK71/DXK24ZRA-WF | SRK71/DXK24ZRA-WF | N/A | MITSUBISHI HEAVY INDUSTRIES | N/A | Non Ducted | Single Split System | Wall Hung | Air | Air | Thailand | 1.84 | N/A | 7.1 | N/A | N/A | N/A | N/A | N/A | 2.02 | 8 | Calorimeter Room | 3.8367 | 4.0059 | N/A | - | N/A | N/A | N/A | N/A | N/A | N/A | N/A | N/A | N/A | N/A | N/A | N/A | N/A | N/A | N/A | N/A | N/A | Single | R32 | Australia,Fiji,New Zealand | 156525 | 47002 | 0 | Approved | Reverse Cycle | N/A | Yes | Class 9 | Yes | N/A | N/A | N/A | N/A | N/A | N/A | N/A | Available | N/A | N/A | http://www.mhiaa.com.au/ | http://www.mhiaa.com.au/ | N/A | 0 | 0 | AAC7764 | Yes | Variable output compressor | Inverter | No | - | 7100 | 1.84 | - | 655 | 3550 | No | - | - | - | 1681.76 | 7646.7 | Yes | 580 | 3820 | No | - | - | 8000 | 2.02 | 760 | 4000 | No | - | - | Yes | 3015 | 8100 | No | - | - | No | - | - | - | - | - | No | - | - | No | - | - | No | - | -
SRK71/DXK24ZRA-WF1 | SRK71/DXK24ZRA-WF1 | N/A | MITSUBISHI HEAVY INDUSTRIES | N/A | Non Ducted | Single Split System | Wall Hung | Air | Air | Thailand | 1.84 | N/A | 7.1 | N/A | N/A | N/A | N/A | N/A | 2.02 | 8 | Calorimeter Room | 3.8367 | 4.0059 | N/A | - | N/A | N/A | N/A | N/A | N/A | N/A | N/A | N/A | N/A | N/A | N/A | N/A | N/A | N/A | N/A | N/A | N/A | Single | R32 | Australia,Fiji,New Zealand | 160949 | 47251 | 0 | Approved | Reverse Cycle | N/A | Yes | Class 9 | Yes | N/A | N/A | N/A | N/A | N/A | N/A | N/A | Available | N/A | N/A | http://www.mhiaa.com.au/ | http://www.mhiaa.com.au | N/A | 0 | 0 | AAC8233 | Yes | Variable output compressor | Inverter | No | - | 7100 | 1.84 | - | 670 | 3550 | No | - | - | - | 1681.76 | 7646.7 | Yes | 570 | 3820 | No | - | - | 8000 | 2.02 | 760 | 4000 | No | - | - | Yes | 3015 | 8100 | No | - | - | No | - | - | - | - | - | No | - | - | No | - | - | No | - | -
SRK71/DXK24ZTLA-WF | SRK71/DXK24ZTLA-WF | N/A | MITSUBISHI HEAVY INDUSTRIES | N/A | Non Ducted | Single Split System | Wall Hung | Air | Air | Thailand | 2.27 | N/A | 7.1 | N/A | N/A | N/A | N/A | N/A | 2.3 | 8 | Calorimeter Room | 3.1572 | 3.5009 | N/A | 55.535 | N/A | N/A | N/A | N/A | N/A | N/A | N/A | N/A | N/A | N/A | N/A | N/A | N/A | N/A | N/A | N/A | N/A | Single | R32 | Australia,Fiji,New Zealand | 142681 | 46368 | 0 | Approved | Reverse Cycle | N/A | Yes | Class 9 | Yes | N/A | N/A | N/A | N/A | N/A | N/A | N/A | Available | N/A | N/A | http://www.mhiaa.com.au/ | http://www.mhiaa.com.au/ | N/A | 0 | 0 | AAC6392 | Yes | Variable output compressor | Inverter | No | - | 7100 | 2.27 | - | 675 | 3500 | No | - | - | - | 2074.78 | 7646.7 | Yes | 585 | 3810 | No | - | - | 8000 | 2.3 | 785 | 3940 | No | - | - | Yes | 2865 | 7420 | No | - | - | No | - | - | - | - | - | No | - | - | No | - | - | No | - | -
SRK80/DXK28ZRA-WF | SRK80/DXK28ZRA-WF | N/A | MITSUBISHI HEAVY INDUSTRIES | N/A | Non Ducted | Single Split System | Wall Hung | Air | Air | Thailand | 2.22 | N/A | 8 | N/A | N/A | N/A | N/A | N/A | 2.4 | 9 | Calorimeter Room | 3.6009 | 3.7641 | N/A | - | N/A | N/A | N/A | N/A | N/A | N/A | N/A | N/A | N/A | N/A | N/A | N/A | N/A | N/A | N/A | N/A | N/A | Single | R32 | Australia,Fiji,New Zealand | 156526 | 46999 | 0 | Approved | Reverse Cycle | N/A | Yes | Class 9 | Yes | N/A | N/A | N/A | N/A | N/A | N/A | N/A | Available | N/A | N/A | http://www.mhiaa.com.au/ | http://www.mhiaa.com.au/ | N/A | 0 | 0 | AAC7758 | Yes | Variable output compressor | Inverter | No | - | 8000 | 2.22 | - | 750 | 4000 | No | - | - | - | 2029.08 | 8616 | No | 685.5 | 4308 | No | - | - | 9000 | 2.4 | 850 | 4500 | No | - | - | Yes | 3020 | 8200 | No | - | - | No | - | - | - | - | - | No | - | - | No | - | - | No | - | -
SRK80/DXK28ZRA-WF1 | SRK80/DXK28ZRA-WF1 | N/A | MITSUBISHI HEAVY INDUSTRIES | N/A | Non Ducted | Single Split System | Wall Hung | Air | Air | Thailand | 2.22 | N/A | 8 | N/A | N/A | N/A | N/A | N/A | 2.4 | 9 | Calorimeter Room | 3.6009 | 3.7641 | N/A | - | N/A | N/A | N/A | N/A | N/A | N/A | N/A | N/A | N/A | N/A | N/A | N/A | N/A | N/A | N/A | N/A | N/A | Single | R32 | Australia,Fiji,New Zealand | 160993 | 47251 | 0 | Approved | Reverse Cycle | N/A | Yes | Class 9 | Yes | N/A | N/A | N/A | N/A | N/A | N/A | N/A | Available | N/A | N/A | http://www.mhiaa.com.au/ | http://www.mhiaa.com.au/ | N/A | 0 | 0 | AAC8227 | Yes | Variable output compressor | Inverter | No | - | 8000 | 2.22 | - | 765 | 4000 | No | - | - | - | 2029.08 | 8616 | Yes | 660 | 4310 | No | - | - | 9000 | 2.4 | 850 | 4500 | No | - | - | Yes | 3020 | 8200 | No | - | - | No | - | - | - | - | - | - | - | - | No | - | - | No | - | -
SRK80/DXK28ZRA-WF1 | SRK80/DXK28ZRA-WF1 | N/A | MITSUBISHI HEAVY INDUSTRIES | N/A | Non Ducted | Single Split System | Wall Hung | Air | Air | Thailand | 2.22 | N/A | 8 | N/A | N/A | N/A | N/A | N/A | 2.4 | 9 | Calorimeter Room | 3.6009 | 3.7641 | N/A | - | N/A | N/A | N/A | N/A | N/A | N/A | N/A | N/A | N/A | N/A | N/A | N/A | N/A | N/A | N/A | N/A | N/A | Single | R32 | Australia,Fiji,New Zealand | 160993 | 47251 | 0 | Approved | Reverse Cycle | N/A | Yes | Class 9 | Yes | N/A | N/A | N/A | N/A | N/A | N/A | N/A | Available | N/A | N/A | http://www.mhiaa.com.au/ | http://www.mhiaa.com.au/ | N/A | 0 | 0 | AAC8227 | Yes | Variable output compressor | Inverter | No | - | 8000 | 2.22 | - | 765 | 4000 | No | - | - | - | 2029.08 | 8616 | Yes | 660 | 4310 | No | - | - | 9000 | 2.4 | 850 | 4500 | No | - | - | Yes | 3020 | 8200 | No | - | - | No | - | - | - | - | - | - | - | - | No | - | - | No | - | -
SRK95/DXK33ZRA-W | SRK95/DXK33ZRA-W | N/A | MITSUBISHI HEAVY INDUSTRIES | 2.52 | Non Ducted | Single Split System | Wall Hung | Air | Air | Thailand | 2.56 | 6.98 | 9.5 | N/A | 2.9003 | 9.6 | 3.31 | N/A | 2.64 | 10.3 | Calorimeter Room | 3.6399 | 3.8683 | Yes | - | N/A | 3 | 3 | N/A | N/A | N/A | N/A | N/A | 3.6258 | 3.8537 | N/A | N/A | 2.7516 | 3.2074 | 2.5 | 3 | Calorimeter Room | Single | R32 | Australia,Fiji,New Zealand | 126587 | 45748 | 0 | Approved | Reverse Cycle | N/A | Yes | Class 9 | Yes | Yes | N/A | Yes | Yes | Yes | N/A | 3.6399 | Available | N/A | N/A | http://www.mhiaa.com.au/ | http://www.mhiaa.com.au | Yes | 0 | https://reg.energyrating.gov.au/static/common/images/star_ratings_2014/aircon_rating_2.5_3.png | AAC4444 | Yes | Variable output compressor | Inverter | No | - | 9500 | 2.56 | - | 920 | 4750 | No | - | - | - | 2339.84 | 10231.5 | No | 840.88 | 5115.75 | No | - | - | 10300 | 2.64 | 920 | 5150 | No | - | - | Yes | 3300 | 9600 | No | - | - | No | - | - | - | - | - | No | - | - | - | - | - | No | - | -
SRK95/DXK33ZRA-WF1 | SRK95/DXK33ZRA-WF1 | N/A | MITSUBISHI HEAVY INDUSTRIES | N/A | Non Ducted | Single Split System | Wall Hung | Air | Air | Thailand | 2.56 | N/A | 9.5 | N/A | N/A | N/A | N/A | N/A | 2.64 | 10.3 | Calorimeter Room | 3.6385 | 3.8668 | N/A | - | N/A | N/A | N/A | N/A | N/A | N/A | N/A | N/A | N/A | N/A | N/A | N/A | N/A | N/A | N/A | N/A | N/A | Single | R32 | Australia,Fiji,New Zealand | 161020 | 47252 | 0 | Approved | Reverse Cycle | N/A | Yes | Class 9 | Yes | N/A | N/A | N/A | N/A | N/A | N/A | N/A | Available | N/A | N/A | http://www.mhiaa.com.au/ | http://www.mhiaa.com.au/ | N/A | 0 | 0 | AAC8238 | Yes | Variable output compressor | Inverter | No | - | 9500 | 2.56 | - | 920 | 4750 | No | - | - | - | 2339.84 | 10231.5 | Yes | 780 | 5115 | No | - | - | 10300 | 2.64 | 942 | 5150 | No | - | - | Yes | 3600 | 9600 | No | - | - | No | - | - | - | - | - | No | - | - | No | - | - | No | - | -
SRK95/DXK33ZTLA-WF | SRK95/DXK33ZTLA-WF | N/A | MITSUBISHI HEAVY INDUSTRIES | N/A | Non Ducted | Single Split System | Wall Hung | Air | Air | Thailand | 2.56 | N/A | 9.5 | N/A | N/A | N/A | N/A | N/A | 2.64 | 10.3 | Calorimeter Room | 3.6385 | 3.8668 | N/A | - | N/A | N/A | N/A | N/A | N/A | N/A | N/A | N/A | N/A | N/A | N/A | N/A | N/A | N/A | N/A | N/A | N/A | Single | R32 | Australia,Fiji,New Zealand | 156527 | 47001 | 0 | Approved | Reverse Cycle | N/A | Yes | Class 9 | Yes | N/A | N/A | N/A | N/A | N/A | N/A | N/A | Available | N/A | N/A | http://www.mhiaa.com.au/ | http://www.mhiaa.com.au/ | N/A | 0 | 0 | AAC7763 | Yes | Variable output compressor | Inverter | No | - | 9500 | 2.56 | - | 920 | 4750 | No | - | - | - | 2339.84 | 10231.5 | Yes | 815 | 5115 | No | - | - | 10300 | 2.64 | 942 | 5150 | No | - | - | Yes | 3600 | 9600 | No | - | - | No | - | - | - | - | - | No | - | - | No | - | - | No | - | -
02011 Unico Pro Inverter 12 HP AUNZ | 0 | N/A | Olimpia Splendid | N/A | Non Ducted | Unitary double duct wall mounted | - | Air | Air | Italy | 0.645 | N/A | 2.12 | N/A | N/A | N/A | N/A | N/A | 0.62 | 2 | Calorimeter Room | 3.274 | 3.219 | N/A | - | N/A | N/A | N/A | N/A | N/A | N/A | N/A | N/A | N/A | N/A | N/A | N/A | N/A | N/A | N/A | N/A | N/A | Single | R410A | Australia,New Zealand | 124557 | 45748 | 0 | Approved | Reverse Cycle | N/A | No | Class 1 | No | N/A | N/A | N/A | N/A | N/A | N/A | N/A | Available | N/A | N/A | 0 | 0 | N/A | 0 | 0 | AAC4483 | Yes | Variable output compressor | Inverter | No | - | 2120 | 0.645 | - | 364 | 1009 | No | - | - | - | 589.53 | 2283.24 | Yes | 269 | 1080 | No | - | - | 2000 | 0.62 | 318 | 1012 | No | - | - | Yes | 599 | 1670 | No | - | - | No | - | - | - | - | - | No | - | - | No | - | - | No | - | -
OS-CEAUH09EI / OS-SEAUH09EI | 0 | N/A | Olimpia Splendid | N/A | Non Ducted | Single Split System | Wall Hung | Air | Air | China | 0.53 | N/A | 2.48 | N/A | N/A | N/A | N/A | N/A | 0.705 | 3.24 | Calorimeter Room | 4.8253 | 4.5615 | N/A | - | N/A | N/A | N/A | N/A | N/A | N/A | N/A | N/A | N/A | N/A | N/A | N/A | N/A | N/A | N/A | N/A | N/A | Single | R32 | Australia,New Zealand | 140491 | 46245 | 0 | Approved | Reverse Cycle | N/A | Yes | Class 8 | Yes | N/A | N/A | N/A | N/A | N/A | N/A | N/A | Available | N/A | N/A | 0 | 0 | N/A | 0 | 0 | AAC6202 | Yes | Variable output compressor | Inverter | No | - | 2480 | 0.53 | - | 250 | 1230 | Yes | 217 | 1100 | - | 484.42 | 2670.96 | Yes | 180 | 1270 | - | 155 | 1080 | 3240 | 0.705 | 280 | 1570 | Yes | 225 | 1250 | Yes | 940 | 2470 | No | - | - | No | - | - | - | - | - | No | - | - | No | - | - | No | - | -
OS-CEAUH12EI / OS-SEAUH12EI | 0 | N/A | Olimpia Splendid | N/A | Non Ducted | Single Split System | Wall Hung | Air | Air | China | 0.81 | N/A | 3.45 | N/A | N/A | N/A | N/A | N/A | 1.01 | 4.02 | Calorimeter Room | 4.3053 | 4.1184 | N/A | - | N/A | N/A | N/A | N/A | N/A | N/A | N/A | N/A | N/A | N/A | N/A | N/A | N/A | N/A | N/A | N/A | N/A | Single | R32 | Australia,New Zealand | 140673 | 46252 | 0 | Approved | Reverse Cycle | N/A | Yes | Class 8 | Yes | N/A | N/A | N/A | N/A | N/A | N/A | N/A | Available | N/A | N/A | 0 | 0 | N/A | 0 | 0 | AAC6215 | Yes | Variable output compressor | Inverter | No | - | 3450 | 0.81 | - | 355 | 1800 | Yes | 195 | 950 | - | 740.34 | 3715.65 | Yes | 245 | 1740 | - | 145 | 1080 | 4020 | 1.01 | 375 | 1995 | Yes | 240 | 1210 | Yes | 1150 | 3525 | No | - | - | No | - | - | - | - | - | No | - | - | No | - | - | No | - | -
OS-CEAUH18EI / OS-SEAUH18EI | 0 | N/A | Olimpia Splendid | N/A | Non Ducted | Single Split System | - | Air | Air | China | 1.22 | N/A | 5.14 | N/A | N/A | N/A | N/A | N/A | 1.4 | 5.95 | Calorimeter Room | 4.1699 | 4.1965 | N/A | - | N/A | N/A | N/A | N/A | N/A | N/A | N/A | N/A | N/A | N/A | N/A | N/A | N/A | N/A | N/A | N/A | N/A | Single | R32 | Australia,New Zealand | 140790 | 46245 | 0 | Approved | Reverse Cycle | N/A | Yes | Class 9 | Yes | N/A | N/A | N/A | N/A | N/A | N/A | N/A | Available | N/A | N/A | 0 | 0 | N/A | 0 | 0 | AAC6203 | Yes | Variable output compressor | Inverter | No | - | 5140 | 1.22 | - | 485 | 2535 | Yes | 455 | 2265 | - | 1115.08 | 5535.78 | Yes | 455 | 2970 | - | 355 | 2585 | 5950 | 1.4 | 520 | 2800 | Yes | 280 | 1435 | Yes | 1510 | 4730 | No | - | - | No | - | - | - | - | - | No | - | - | No | - | - | No | - | -
OS-CEAUH24EI / OS-SEAUH24EI | 0 | N/A | Olimpia Splendid | N/A | Non Ducted | Single Split System | Wall Hung | Air | Air | China | 1.94 | N/A | 7.07 | N/A | N/A | N/A | N/A | N/A | 2.1 | 7.94 | Calorimeter Room | 3.61 | 3.7919 | N/A | - | N/A | N/A | N/A | N/A | N/A | N/A | N/A | N/A | N/A | N/A | N/A | N/A | N/A | N/A | N/A | N/A | N/A | Single | R32 | Australia,New Zealand | 140847 | 46252 | 0 | Approved | Reverse Cycle | N/A | Yes | Class 9 | Yes | N/A | N/A | N/A | N/A | N/A | N/A | N/A | Available | N/A | N/A | 0 | 0 | N/A | 0 | 0 | AAC6219 | Yes | Variable output compressor | Inverter | No | - | 7070 | 1.94 | - | 780 | 3600 | Yes | 700 | 3000 | - | 1773.16 | 7614.39 | Yes | 620 | 3690 | - | 490 | 3120 | 7940 | 2.1 | 765 | 4020 | Yes | 445 | 2425 | Yes | 2370 | 5320 | No | - | - | No | - | - | - | - | - | No | - | - | No | - | - | No | - | -
CU-*Z25AKR / CS-*Z25AKRW | CU-*Z25AKR / CS-*Z25AKRW | N/A | Panasonic | N/A | Non Ducted | Single Split System | Wall Hung | Air | Air | Malaysia | 0.58 | N/A | 2.5 | N/A | N/A | N/A | N/A | N/A | 0.65 | 3 | Calorimeter Room | 4.1386 | 4.4146 | N/A | - | N/A | N/A | N/A | N/A | N/A | N/A | N/A | N/A | N/A | N/A | N/A | N/A | N/A | N/A | N/A | N/A | N/A | Single | R32 | Australia,New Zealand | 160665 | 47240 | 0 | Approved | Reverse Cycle | N/A | Yes | Class 8 | Yes | N/A | N/A | N/A | N/A | N/A | N/A | N/A | Available | N/A | N/A | http://papamy.panasonic.com.my/ | http://www.panasonic.com.au/ | N/A | 0 | 0 | AAC8202 | Yes | Variable output compressor | Inverter | No | - | 2500 | 0.58 | - | 230 | 1250 | Yes | 200 | 950 | - | 530.12 | 2692.5 | Yes | 175 | 1330 | - | 155 | 1080 | 3000 | 0.65 | 275 | 1500 | No | - | - | Yes | 980 | 3050 | No | - | - | No | - | - | - | - | - | No | - | - | No | - | - | No | - | -
CU-*Z25XKR / CS-*Z25XKRW | CU-*Z25XKR / CS-*Z25XKRW | N/A | Panasonic | N/A | Non Ducted | Single Split System | Wall Hung | Air | Air | Malaysia | 0.57 | N/A | 2.5 | N/A | N/A | N/A | N/A | N/A | 0.64 | 3 | Calorimeter Room | 4.1672 | 4.4473 | N/A | - | N/A | N/A | N/A | N/A | N/A | N/A | N/A | N/A | N/A | N/A | N/A | N/A | N/A | N/A | N/A | N/A | N/A | Single | R32 | Australia,New Zealand | 138955 | 46204 | 0 | Approved | Reverse Cycle | N/A | Yes | Class 8 | Yes | N/A | N/A | N/A | N/A | N/A | N/A | N/A | Available | N/A | N/A | http://papamy.panasonic.com.my/ | http://www.panasonic.com.au/ | N/A | 0 | 0 | AAC6135 | Yes | Variable output compressor | Inverter | No | - | 2500 | 0.57 | - | 230 | 1250 | Yes | 220 | 950 | - | 520.98 | 2692.5 | Yes | 175 | 1330 | - | 160 | 1120 | 3000 | 0.64 | 270 | 1500 | No | - | - | Yes | 1200 | 3050 | No | - | - | No | - | - | - | - | - | No | - | - | No | - | - | No | - | -
CU-*Z35AKR / CS-*Z35AKRW | CU-*Z35AKR / CS-*Z35AKRW | N/A | Panasonic | N/A | Non Ducted | Single Split System | Wall Hung | Air | Air | Malaysia | 0.82 | N/A | 3.5 | N/A | N/A | N/A | N/A | N/A | 0.87 | 4 | Calorimeter Room | 4.1566 | 4.5341 | N/A | - | N/A | N/A | N/A | N/A | N/A | N/A | N/A | N/A | N/A | N/A | N/A | N/A | N/A | N/A | N/A | N/A | N/A | Single | R32 | Australia,New Zealand | 160643 | 47246 | 0 | Approved | Reverse Cycle | N/A | Yes | Class 8 | Yes | N/A | N/A | N/A | N/A | N/A | N/A | N/A | Available | N/A | N/A | http://papamy.panasonic.com.my/ | http://www.panasonic.com.au/ | N/A | 0 | 0 | AAC8209 | Yes | Variable output compressor | Inverter | No | - | 3500 | 0.82 | - | 295 | 1750 | Yes | 210 | 1000 | - | 749.48 | 3769.5 | Yes | 235 | 1800 | - | 155 | 1210 | 4000 | 0.87 | 340 | 2000 | No | - | - | Yes | 1370 | 3900 | No | - | - | No | - | - | - | - | - | No | - | - | No | - | - | No | - | -
CU-*Z35XKR / CS-*Z35XKRW | CU-*Z35XKR / CS-*Z35XKRW | N/A | Panasonic | N/A | Non Ducted | Single Split System | Wall Hung | Air | Air | Malaysia | 0.8 | N/A | 3.5 | N/A | N/A | N/A | N/A | N/A | 0.86 | 4 | Calorimeter Room | 4.2068 | 4.4988 | N/A | - | N/A | N/A | N/A | N/A | N/A | N/A | N/A | N/A | N/A | N/A | N/A | N/A | N/A | N/A | N/A | N/A | N/A | Single | R32 | Australia,New Zealand | 138970 | 46204 | 0 | Approved | Reverse Cycle | N/A | Yes | Class 8 | Yes | N/A | N/A | N/A | N/A | N/A | N/A | N/A | Available | N/A | N/A | http://papamy.panasonic.com.my/ | http://www.panasonic.com.au/ | N/A | 0 | 0 | AAC6139 | Yes | Variable output compressor | Inverter | No | - | 3500 | 0.8 | - | 295 | 1750 | Yes | 220 | 1000 | - | 731.2 | 3769.5 | Yes | 240 | 1850 | - | 165 | 1150 | 4000 | 0.86 | 340 | 2000 | No | - | - | Yes | 1350 | 3850 | No | - | - | No | - | - | - | - | - | No | - | - | No | - | - | No | - | -
CU-*Z42AKR / CS-*Z42AKRW | CU-*Z42AKR / CS-*Z42AKRW | N/A | Panasonic | N/A | Non Ducted | Single Split System | Wall Hung | Air | Air | Malaysia | 1.18 | N/A | 4.2 | N/A | N/A | N/A | N/A | N/A | 1.3 | 5 | Calorimeter Room | 3.4245 | 3.8196 | N/A | - | N/A | N/A | N/A | N/A | N/A | N/A | N/A | N/A | N/A | N/A | N/A | N/A | N/A | N/A | N/A | N/A | N/A | Single | R32 | Australia,New Zealand | 160646 | 47240 | 0 | Approved | Reverse Cycle | N/A | Yes | Class 9 | Yes | N/A | N/A | N/A | N/A | N/A | N/A | N/A | Available | N/A | N/A | http://papamy.panasonic.com.my/ | http://www.panasonic.com.au/ | N/A | 0 | 0 | AAC8200 | Yes | Variable output compressor | Inverter | No | - | 4200 | 1.18 | - | 400 | 2100 | Yes | 220 | 1150 | - | 1078.52 | 4523.4 | Yes | 340 | 2200 | - | 175 | 1300 | 5000 | 1.3 | 450 | 2500 | No | - | - | Yes | 1700 | 4400 | No | - | - | No | - | - | - | - | - | No | - | - | No | - | - | No | - | -
CU-*Z42XKR / CS-*Z42XKRW | CU-*Z42XKR / CS-*Z42XKRW | N/A | Panasonic | N/A | Non Ducted | Single Split System | Wall Hung | Air | Air | Malaysia | 1.18 | N/A | 4.2 | N/A | N/A | N/A | N/A | N/A | 1.36 | 5.1 | Calorimeter Room | 3.6036 | 3.6865 | N/A | - | N/A | N/A | N/A | N/A | N/A | N/A | N/A | N/A | N/A | N/A | N/A | N/A | N/A | N/A | N/A | N/A | N/A | Single | R32 | Australia,New Zealand | 138952 | 46210 | 0 | Approved | Reverse Cycle | N/A | Yes | Class 9 | Yes | N/A | N/A | N/A | N/A | N/A | N/A | N/A | Available | N/A | N/A | http://papamy.panasonic.com.my/ | http://www.panasonic.com.au/ | N/A | 0 | 0 | AAC6158 | Yes | Variable output compressor | Inverter | No | - | 4200 | 1.18 | - | 400 | 2100 | Yes | 240 | 1150 | - | 1078.52 | 4523.4 | Yes | 340 | 2200 | - | 190 | 1350 | 5100 | 1.36 | 490 | 2550 | No | - | - | Yes | 1700 | 4400 | No | - | - | No | - | - | - | - | - | No | - | - | No | - | - | No | - | -
CU-*Z50*KR / CS-*Z50*KRW | CU-*Z50*KR / CS-*Z50*KRW | N/A | Panasonic | N/A | Non Ducted | Single Split System | Wall Hung | Air | Air | Malaysia | 1.51 | N/A | 5 | N/A | N/A | N/A | N/A | N/A | 1.72 | 6 | Calorimeter Room | 3.3068 | 3.3755 | N/A | 55.86 | N/A | N/A | N/A | N/A | N/A | N/A | N/A | N/A | N/A | N/A | N/A | N/A | N/A | N/A | N/A | N/A | N/A | Single | R32 | Australia,New Zealand | 138961 | 46204 | 0 | Approved | Reverse Cycle | N/A | Yes | Class 9 | Yes | N/A | N/A | N/A | N/A | N/A | N/A | N/A | Available | N/A | N/A | http://papamy.panasonic.com.my/ | http://www.panasonic.com.au/ | N/A | 0 | 0 | AAC6134 | Yes | Variable output compressor | Inverter | No | - | 5000 | 1.51 | - | 500 | 2500 | Yes | 240 | 1150 | - | 1380.14 | 5385 | Yes | 420 | 2700 | - | 165 | 1240 | 6000 | 1.72 | 590 | 3000 | No | - | - | Yes | 2200 | 5500 | No | - | - | No | - | - | - | - | - | No | - | - | No | - | - | No | - | -
CU-*Z60XKR / CS-*Z60XKRW | CU-*Z60XKR / CS-*Z60XKRW | N/A | Panasonic | N/A | Non Ducted | Single Split System | Wall Hung | Air | Air | Malaysia | 1.85 | N/A | 6 | N/A | N/A | N/A | N/A | N/A | 1.89 | 6.5 | Calorimeter Room | 3.4721 | 3.5794 | N/A | - | N/A | N/A | N/A | N/A | N/A | N/A | N/A | N/A | N/A | N/A | N/A | N/A | N/A | N/A | N/A | N/A | N/A | Single | R32 | Australia,New Zealand | 138975 | 46205 | 0 | Approved | Reverse Cycle | N/A | Yes | Class 9 | Yes | N/A | N/A | N/A | N/A | N/A | N/A | N/A | Available | N/A | N/A | http://papamy.panasonic.com.my/ | http://www.panasonic.com.au/ | N/A | 0 | 0 | AAC6140 | Yes | Variable output compressor | Inverter | No | - | 6000 | 1.85 | - | 560 | 3000 | Yes | 350 | 1250 | - | 1690.9 | 6462 | Yes | 470 | 3200 | - | 250 | 1450 | 6500 | 1.89 | 545 | 3250 | No | - | - | Yes | 1800 | 5700 | No | - | - | No | - | - | - | - | - | No | - | - | No | - | - | No | - | -
CU-*Z71*KR* / CS-*Z71*KR* | CU-*Z71*KR* / CS-*Z71*KR* | N/A | Panasonic | N/A | Non Ducted | Single Split System | Wall Hung | Air | Air | Malaysia | 1.93 | N/A | 7.1 | N/A | N/A | N/A | N/A | N/A | 1.88 | 8 | Calorimeter Room | 3.8298 | 4.2428 | N/A | - | N/A | N/A | N/A | N/A | N/A | N/A | N/A | N/A | N/A | N/A | N/A | N/A | N/A | N/A | N/A | N/A | N/A | Single | R32 | Australia,New Zealand | 148285 | 46608 | 0 | Approved | Reverse Cycle | N/A | Yes | Class 9 | Yes | N/A | N/A | N/A | N/A | N/A | N/A | N/A | Available | N/A | N/A | http://papamy.panasonic.com.my/ | http://www.panasonic.com.au/ | N/A | 0 | 0 | AAC6856 | Yes | Variable output compressor | Inverter | No | - | 7100 | 1.93 | - | 660 | 3550 | No | - | - | - | 1764.02 | 7646.7 | Yes | 520 | 3800 | No | - | - | 8000 | 1.88 | 700 | 4000 | No | - | - | Yes | 2500 | 7700 | No | - | - | No | - | - | - | - | - | No | - | - | No | - | - | No | - | -
CU-*Z71XKR / CS-*Z71XKRW | CU-*Z71XKR / CS-*Z71XKRW | N/A | Panasonic | N/A | Non Ducted | Single Split System | Wall Hung | Air | Air | Malaysia | 2.06 | N/A | 7.1 | N/A | N/A | N/A | N/A | N/A | 2.09 | 8 | Calorimeter Room | 3.4807 | 3.8488 | N/A | - | N/A | N/A | N/A | N/A | N/A | N/A | N/A | N/A | N/A | N/A | N/A | N/A | N/A | N/A | N/A | N/A | N/A | Single | R32 | Australia,New Zealand | 139577 | 46225 | 0 | Approved | Reverse Cycle | N/A | Yes | Class 9 | Yes | N/A | N/A | N/A | N/A | N/A | N/A | N/A | Available | N/A | N/A | http://papamy.panasonic.com.my/ | http://www.panasonic.com.au/ | N/A | 0 | 0 | AAC6176 | Yes | Variable output compressor | Inverter | No | - | 7100 | 2.06 | - | 680 | 3550 | Yes | 450 | 1700 | - | 1882.84 | 7646.7 | Yes | 560 | 3650 | - | 340 | 2030 | 8000 | 2.09 | 710 | 4000 | No | - | - | Yes | 2700 | 7300 | No | - | - | No | - | - | - | - | - | No | - | - | No | - | - | No | - | -
CU-*Z80XKR / CS-*Z80XKR | CU-*Z80XKR / CS-*Z80XKR | N/A | Panasonic | N/A | Non Ducted | Single Split System | Wall Hung | Air | Air | Malaysia | 2.44 | N/A | 8 | N/A | N/A | N/A | N/A | N/A | 2.46 | 9 | Calorimeter Room | 3.325 | 3.8041 | N/A | 53.8 | N/A | N/A | N/A | N/A | N/A | N/A | N/A | N/A | N/A | N/A | N/A | N/A | N/A | N/A | N/A | N/A | N/A | Single | R32 | Australia,New Zealand | 139558 | 46223 | 0 | Approved | Reverse Cycle | N/A | Yes | Class 9 | Yes | N/A | N/A | N/A | N/A | N/A | N/A | N/A | Available | N/A | N/A | http://papamy.panasonic.com.my/ | http://www.panasonic.com.au/ | N/A | 0 | 0 | AAC6173 | Yes | Variable output compressor | Inverter | No | - | 8000 | 2.44 | - | 790 | 4000 | Yes | 460 | 2300 | - | 2230.16 | 8616 | Yes | 670 | 4300 | - | 370 | 2680 | 9000 | 2.46 | 850 | 4500 | Yes | 440 | 2200 | Yes | 2700 | 8100 | No | - | - | No | - | - | - | - | - | No | - | - | No | - | - | No | - | -
CU-*Z80YKR / CS-*Z80YKR | CU-*Z80YKR / CS-*Z80YKR | N/A | Panasonic | N/A | Non Ducted | Single Split System | Wall Hung | Air | Air | Malaysia | 2.39 | N/A | 8 | N/A | N/A | N/A | N/A | N/A | 2.34 | 9 | Calorimeter Room | 3.4273 | 3.7986 | N/A | - | N/A | N/A | N/A | N/A | N/A | N/A | N/A | N/A | N/A | N/A | N/A | N/A | N/A | N/A | N/A | N/A | N/A | Single | R32 | Australia,New Zealand | 148247 | 46607 | 0 | Approved | Reverse Cycle | N/A | Yes | Class 9 | Yes | N/A | N/A | N/A | N/A | N/A | N/A | N/A | Available | N/A | N/A | http://papamy.panasonic.com.my/ | http://www.panasonic.com.au/ | N/A | 0 | 0 | AAC6852 | Yes | Variable output compressor | Inverter | No | - | 8000 | 2.39 | - | 760 | 4000 | Yes | 460 | 2300 | - | 2184.46 | 8616 | Yes | 640 | 4300 | - | 390 | 2680 | 9000 | 2.34 | 820 | 4500 | Yes | 430 | 2200 | Yes | 2750 | 8200 | No | - | - | No | - | - | - | - | - | No | - | - | No | - | - | No | - | -
CU-*Z95AKR / CS-*Z95AKR | CU-*Z95AKR / CS-*Z95AKR | N/A | Panasonic | N/A | Non Ducted | Single Split System | Wall Hung | Air | Air | Malaysia | 2.84 | N/A | 9.5 | N/A | N/A | N/A | N/A | N/A | 2.78 | 10.3 | Calorimeter Room | 3.3079 | 3.6946 | N/A | 55.516 | N/A | N/A | N/A | N/A | N/A | N/A | N/A | N/A | N/A | N/A | N/A | N/A | N/A | N/A | N/A | N/A | N/A | Single | R32 | Australia,New Zealand | 160133 | 47223 | 0 | Approved | Reverse Cycle | N/A | Yes | Class 9 | Yes | N/A | N/A | N/A | N/A | N/A | N/A | N/A | Available | N/A | N/A | http://papamy.panasonic.com.my/ | http://www.panasonic.com.au/ | N/A | 0 | 0 | AAC8179 | Yes | Variable output compressor | Inverter | No | - | 9500 | 2.84 | - | 1050 | 4750 | Yes | 500 | 2800 | - | 2595.76 | 10231.5 | Yes | 880 | 5000 | - | 400 | 2900 | 10300 | 2.78 | 1095 | 5150 | Yes | 440 | 2400 | Yes | 3000 | 8750 | No | - | - | No | - | - | - | - | - | No | - | - | No | - | - | No | - | -
CU-2Z52VBR | 0 | N/A | Panasonic | N/A | Non Ducted | fixed | N/A | Air | Air | Malaysia | 1.35 | N/A | 5.2 | N/A | N/A | N/A | N/A | N/A | 1.43 | 6.1 | Calorimeter Room | 3.8492 | 4.3006 | N/A | - | N/A | N/A | N/A | N/A | N/A | N/A | N/A | N/A | N/A | N/A | N/A | N/A | N/A | N/A | N/A | N/A | N/A | Single | R32 | Australia,New Zealand | 154589 | 47147 | 0 | Approved | Reverse Cycle | N/A | Yes | Class 19 | Yes | N/A | N/A | N/A | N/A | N/A | N/A | N/A | Available | N/A | N/A | http://papamy.panasonic.com.my/ | http://www.panasonic.com.au/ | N/A | 0 | 0 | AAC8024 | Yes | Variable output compressor | Inverter | No | - | 5200 | 1.35 | - | 460 | 2600 | No | - | - | - | 1233.9 | 5600.4 | No | 420.44 | 2800.2 | No | - | - | 6100 | 1.43 | 510 | 3050 | Yes | 210 | 1100 | Yes | 1450 | 4600 | No | - | - | No | - | - | - | - | - | No | - | - | No | - | - | No | - | -
CU-3Z54VBR | 0 | N/A | Panasonic | N/A | Non Ducted | fixed | N/A | Air | Air | Malaysia | 1.12 | N/A | 5.4 | N/A | N/A | N/A | N/A | N/A | 1.54 | 7 | Calorimeter Room | 4.6891 | 4.4731 | N/A | - | N/A | N/A | N/A | N/A | N/A | N/A | N/A | N/A | N/A | N/A | N/A | N/A | N/A | N/A | N/A | N/A | N/A | Single | R32 | Australia,New Zealand | 154590 | 47145 | 0 | Approved | Reverse Cycle | N/A | Yes | Class 19 | Yes | N/A | N/A | N/A | N/A | N/A | N/A | N/A | Available | N/A | N/A | http://papamy.panasonic.com.my/ | http://www.panasonic.com.au/ | N/A | 0 | 0 | AAC8023 | Yes | Variable output compressor | Inverter | No | - | 5400 | 1.12 | - | 460 | 2700 | No | - | - | - | 1023.68 | 5815.8 | No | 420.44 | 2907.9 | No | - | - | 7000 | 1.54 | 630 | 3500 | Yes | 320 | 1600 | Yes | 2110 | 6300 | No | - | - | No | - | - | - | - | - | No | - | - | No | - | - | No | - | -
CU-4Z71VBR | 0 | N/A | Panasonic | N/A | Non Ducted | fixed | N/A | Air | Air | Malaysia | 1.66 | N/A | 7.1 | N/A | N/A | N/A | N/A | N/A | 1.95 | 8.5 | Calorimeter Room | 4.3077 | 4.3248 | N/A | - | N/A | N/A | N/A | N/A | N/A | N/A | N/A | N/A | N/A | N/A | N/A | N/A | N/A | N/A | N/A | N/A | N/A | Single | R32 | Australia,New Zealand | 154591 | 47149 | 0 | Approved | Reverse Cycle | N/A | Yes | Class 19 | Yes | N/A | N/A | N/A | N/A | N/A | N/A | N/A | Available | N/A | N/A | http://papamy.panasonic.com.my/ | http://www.panasonic.com.au/ | N/A | 0 | 0 | AAC8029 | Yes | Variable output compressor | Inverter | No | - | 7100 | 1.66 | - | 600 | 3550 | No | - | - | - | 1517.24 | 7646.7 | No | 548.4 | 3823.35 | No | - | - | 8500 | 1.95 | 760 | 4250 | Yes | 500 | 3000 | Yes | 1980 | 6400 | No | - | - | No | - | - | - | - | - | No | - | - | No | - | - | No | - | -
CU-4Z80VBR | 0 | N/A | Panasonic | N/A | Non Ducted | fixed | N/A | Air | Air | Malaysia | 1.98 | N/A | 8 | N/A | N/A | N/A | N/A | N/A | 2.03 | 9.4 | Calorimeter Room | 3.9209 | 4.5756 | N/A | - | N/A | N/A | N/A | N/A | N/A | N/A | N/A | N/A | N/A | N/A | N/A | N/A | N/A | N/A | N/A | N/A | N/A | Single | R32 | Australia,New Zealand | 154592 | 47149 | 0 | Approved | Reverse Cycle | N/A | Yes | Class 19 | Yes | N/A | N/A | N/A | N/A | N/A | N/A | N/A | Available | N/A | N/A | http://papamy.panasonic.com.my/ | http://www.panasonic.com.au/ | N/A | 0 | 0 | AAC8030 | Yes | Variable output compressor | Inverter | No | - | 8000 | 1.98 | - | 660 | 4000 | No | - | - | - | 1809.72 | 8616 | No | 603.24 | 4308 | No | - | - | 9400 | 2.03 | 800 | 4700 | Yes | 500 | 3000 | Yes | 2600 | 8100 | No | - | - | No | - | - | - | - | - | No | - | - | No | - | - | No | - | -
CU-5Z100VBR | 0 | N/A | Panasonic | N/A | Non Ducted | fixed | N/A | Air | Air | Malaysia | 2.6 | N/A | 10 | N/A | N/A | N/A | N/A | N/A | 2.76 | 12 | Calorimeter Room | 3.8156 | 4.2685 | N/A | - | N/A | N/A | N/A | N/A | N/A | N/A | N/A | N/A | N/A | N/A | N/A | N/A | N/A | N/A | N/A | N/A | N/A | Single | R32 | Australia,New Zealand | 154593 | 47149 | 0 | Approved | Reverse Cycle | N/A | Yes | Class 20 | Yes | N/A | N/A | N/A | N/A | N/A | N/A | N/A | Available | N/A | N/A | http://papamy.panasonic.com.my/ | http://www.panasonic.com.au/ | N/A | 0 | 0 | AAC8031 | Yes | Variable output compressor | Inverter | No | - | 10000 | 2.6 | - | 900 | 5000 | No | - | - | - | 2376.4 | 10770 | No | 822.6 | 5385 | No | - | - | 12000 | 2.76 | 1090 | 6000 | Yes | 580 | 3400 | Yes | 3290 | 9800 | No | - | - | No | - | - | - | - | - | No | - | - | No | - | - | No | - | -
CU-HZ25YKR / CS-HZ25YKR | 0 | N/A | Panasonic | N/A | Non Ducted | Single Split System | Wall Hung | Air | Air | Malaysia | 0.49 | N/A | 2.5 | N/A | N/A | N/A | N/A | N/A | 0.62 | 3.2 | Calorimeter Room | 5.1359 | 5.0258 | N/A | - | N/A | N/A | N/A | N/A | N/A | N/A | N/A | N/A | N/A | N/A | N/A | N/A | N/A | N/A | N/A | N/A | N/A | Single | R32 | Australia,New Zealand | 148105 | 46607 | 0 | Approved | Reverse Cycle | N/A | Yes | Class 8 | Yes | N/A | N/A | N/A | N/A | N/A | N/A | N/A | Available | N/A | N/A | http://papamy.panasonic.com.my/ | http://www.panasonic.com.au/ | N/A | 0 | 0 | AAC6854 | Yes | Variable output compressor | Inverter | No | - | 2500 | 0.49 | - | 205 | 1250 | No | - | - | - | 447.86 | 2692.5 | Yes | 160 | 1380 | No | - | - | 3200 | 0.62 | 265 | 1600 | No | - | - | Yes | 1000 | 3300 | No | - | - | No | - | - | - | - | - | No | - | - | No | - | - | No | - | -
CU-HZ35YKR / CS-HZ35YKR | 0 | N/A | Panasonic | N/A | Non Ducted | Single Split System | Wall Hung | Air | Air | Malaysia | 0.78 | N/A | 3.5 | N/A | N/A | N/A | N/A | N/A | 0.87 | 4.1 | Calorimeter Room | 4.3964 | 4.7512 | N/A | - | N/A | N/A | N/A | N/A | N/A | N/A | N/A | N/A | N/A | N/A | N/A | N/A | N/A | N/A | N/A | N/A | N/A | Single | R32 | Australia,New Zealand | 148137 | 46607 | 0 | Approved | Reverse Cycle | N/A | Yes | Class 8 | Yes | N/A | N/A | N/A | N/A | N/A | N/A | N/A | Available | N/A | N/A | http://papamy.panasonic.com.my/ | http://www.panasonic.com.au/ | N/A | 0 | 0 | AAC6853 | Yes | Variable output compressor | Inverter | No | - | 3500 | 0.78 | - | 275 | 1750 | Yes | 190 | 1000 | - | 712.92 | 3769.5 | Yes | 220 | 1850 | - | 135 | 1200 | 4100 | 0.87 | 315 | 2050 | No | - | - | Yes | 1400 | 4100 | No | - | - | No | - | - | - | - | - | No | - | - | No | - | - | No | - | -
CU-HZ50YKR / CS-HZ50YKR | 0 | N/A | Panasonic | N/A | Non Ducted | Single Split System | Wall Hung | Air | Air | Malaysia | 1.23 | N/A | 5 | N/A | N/A | N/A | N/A | N/A | 1.34 | 6 | Calorimeter Room | 3.9992 | 4.3457 | N/A | - | N/A | N/A | N/A | N/A | N/A | N/A | N/A | N/A | N/A | N/A | N/A | N/A | N/A | N/A | N/A | N/A | N/A | Single | R32 | Australia,New Zealand | 148146 | 46606 | 0 | Approved | Reverse Cycle | N/A | Yes | Class 9 | Yes | N/A | N/A | N/A | N/A | N/A | N/A | N/A | Available | N/A | N/A | http://papamy.panasonic.com.my/ | http://www.panasonic.com.au/ | N/A | 0 | 0 | AAC6851 | Yes | Variable output compressor | Inverter | No | - | 5000 | 1.23 | - | 420 | 2500 | Yes | 250 | 1250 | - | 1124.22 | 5385 | Yes | 345 | 2700 | - | 170 | 1380 | 6000 | 1.34 | 520 | 3000 | Yes | 195 | 1050 | Yes | 1800 | 5700 | No | - | - | No | - | - | - | - | - | No | - | - | No | - | - | No | - | -
CU-HZ71YKR / CS-HZ71YKR | CU-*Z71*KR* / CS-*Z71*KR* | N/A | Panasonic | N/A | Non Ducted | Single Split System | Wall Hung | Air | Air | Malaysia | 1.93 | N/A | 7.1 | N/A | N/A | N/A | N/A | N/A | 1.88 | 8 | Calorimeter Room | 3.8298 | 4.2428 | N/A | - | N/A | N/A | N/A | N/A | N/A | N/A | N/A | N/A | N/A | N/A | N/A | N/A | N/A | N/A | N/A | N/A | N/A | Single | R32 | Australia,New Zealand | 148285 | 46608 | 0 | Approved | Reverse Cycle | N/A | Yes | Class 9 | Yes | N/A | N/A | N/A | N/A | N/A | N/A | N/A | Available | N/A | N/A | http://papamy.panasonic.com.my/ | http://www.panasonic.com.au/ | N/A | 0 | 0 | AAC6856 | Yes | Variable output compressor | Inverter | No | - | 7100 | 1.93 | - | 660 | 3550 | No | - | - | - | 1764.02 | 7646.7 | Yes | 520 | 3800 | No | - | - | 8000 | 1.88 | 700 | 4000 | No | - | - | Yes | 2500 | 7700 | No | - | - | No | - | - | - | - | - | No | - | - | No | - | - | No | - | -
CU-HZ80YKR / CS-HZ80YKR | CU-*Z80YKR / CS-*Z80YKR | N/A | Panasonic | N/A | Non Ducted | Single Split System | Wall Hung | Air | Air | Malaysia | 2.39 | N/A | 8 | N/A | N/A | N/A | N/A | N/A | 2.34 | 9 | Calorimeter Room | 3.4273 | 3.7986 | N/A | - | N/A | N/A | N/A | N/A | N/A | N/A | N/A | N/A | N/A | N/A | N/A | N/A | N/A | N/A | N/A | N/A | N/A | Single | R32 | Australia,New Zealand | 148247 | 46607 | 0 | Approved | Reverse Cycle | N/A | Yes | Class 9 | Yes | N/A | N/A | N/A | N/A | N/A | N/A | N/A | Available | N/A | N/A | http://papamy.panasonic.com.my/ | http://www.panasonic.com.au/ | N/A | 0 | 0 | AAC6852 | Yes | Variable output compressor | Inverter | No | - | 8000 | 2.39 | - | 760 | 4000 | Yes | 460 | 2300 | - | 2184.46 | 8616 | Yes | 640 | 4300 | - | 390 | 2680 | 9000 | 2.34 | 820 | 4500 | Yes | 430 | 2200 | Yes | 2750 | 8200 | No | - | - | No | - | - | - | - | - | No | - | - | No | - | - | No | - | -
CU-RZ25AKR / CS-RZ25AKRW | CU-*Z25AKR / CS-*Z25AKRW | N/A | Panasonic | N/A | Non Ducted | Single Split System | Wall Hung | Air | Air | Malaysia | 0.58 | N/A | 2.5 | N/A | N/A | N/A | N/A | N/A | 0.65 | 3 | Calorimeter Room | 4.1386 | 4.4146 | N/A | - | N/A | N/A | N/A | N/A | N/A | N/A | N/A | N/A | N/A | N/A | N/A | N/A | N/A | N/A | N/A | N/A | N/A | Single | R32 | Australia,New Zealand | 160665 | 47240 | 0 | Approved | Reverse Cycle | N/A | Yes | Class 8 | Yes | N/A | N/A | N/A | N/A | N/A | N/A | N/A | Available | N/A | N/A | http://papamy.panasonic.com.my/ | http://www.panasonic.com.au/ | N/A | 0 | 0 | AAC8202 | Yes | Variable output compressor | Inverter | No | - | 2500 | 0.58 | - | 230 | 1250 | Yes | 200 | 950 | - | 530.12 | 2692.5 | Yes | 175 | 1330 | - | 155 | 1080 | 3000 | 0.65 | 275 | 1500 | No | - | - | Yes | 980 | 3050 | No | - | - | No | - | - | - | - | - | No | - | - | No | - | - | No | - | -
CU-RZ25WKR / CS-RZ25WKRW | 0 | N/A | Panasonic | N/A | Non Ducted | Single Split System | Wall Hung | Air | Air | Malaysia | 0.57 | N/A | 2.5 | N/A | N/A | N/A | N/A | N/A | 0.64 | 3 | Calorimeter Room | 4.2584 | 4.5046 | N/A | - | N/A | N/A | N/A | N/A | N/A | N/A | N/A | N/A | N/A | N/A | N/A | N/A | N/A | N/A | N/A | N/A | N/A | Single | R32 | Australia,New Zealand | 130069 | 45847 | 0 | Approved | Reverse Cycle | N/A | Yes | Class 8 | Yes | N/A | N/A | N/A | N/A | N/A | N/A | N/A | Available | N/A | N/A | http://papamy.panasonic.com.my/ | http://www.panasonic.com.au/ | N/A | 0 | 0 | AAC5001 | Yes | Variable output compressor | Inverter | No | - | 2500 | 0.57 | - | 220 | 1250 | Yes | 210 | 950 | - | 520.98 | 2692.5 | Yes | 160 | 1290 | - | 160 | 1100 | 3000 | 0.64 | 260 | 1500 | No | - | - | Yes | 720 | 2500 | No | - | - | No | - | - | - | - | - | No | - | - | No | - | - | No | - | -
CU-RZ25XKR / CS-RZ25XKRW | CU-*Z25XKR / CS-*Z25XKRW | N/A | Panasonic | N/A | Non Ducted | Single Split System | Wall Hung | Air | Air | Malaysia | 0.57 | N/A | 2.5 | N/A | N/A | N/A | N/A | N/A | 0.64 | 3 | Calorimeter Room | 4.1672 | 4.4473 | N/A | - | N/A | N/A | N/A | N/A | N/A | N/A | N/A | N/A | N/A | N/A | N/A | N/A | N/A | N/A | N/A | N/A | N/A | Single | R32 | Australia,New Zealand | 138955 | 46204 | 0 | Approved | Reverse Cycle | N/A | Yes | Class 8 | Yes | N/A | N/A | N/A | N/A | N/A | N/A | N/A | Available | N/A | N/A | http://papamy.panasonic.com.my/ | http://www.panasonic.com.au/ | N/A | 0 | 0 | AAC6135 | Yes | Variable output compressor | Inverter | No | - | 2500 | 0.57 | - | 230 | 1250 | Yes | 220 | 950 | - | 520.98 | 2692.5 | Yes | 175 | 1330 | - | 160 | 1120 | 3000 | 0.64 | 270 | 1500 | No | - | - | Yes | 1200 | 3050 | No | - | - | No | - | - | - | - | - | No | - | - | No | - | - | No | - | -
CU-RZ35AKR / CS-RZ35AKRW | CU-*Z35AKR / CS-*Z35AKRW | N/A | Panasonic | N/A | Non Ducted | Single Split System | Wall Hung | Air | Air | Malaysia | 0.82 | N/A | 3.5 | N/A | N/A | N/A | N/A | N/A | 0.87 | 4 | Calorimeter Room | 4.1566 | 4.5341 | N/A | - | N/A | N/A | N/A | N/A | N/A | N/A | N/A | N/A | N/A | N/A | N/A | N/A | N/A | N/A | N/A | N/A | N/A | Single | R32 | Australia,New Zealand | 160643 | 47246 | 0 | Approved | Reverse Cycle | N/A | Yes | Class 8 | Yes | N/A | N/A | N/A | N/A | N/A | N/A | N/A | Available | N/A | N/A | http://papamy.panasonic.com.my/ | http://www.panasonic.com.au/ | N/A | 0 | 0 | AAC8209 | Yes | Variable output compressor | Inverter | No | - | 3500 | 0.82 | - | 295 | 1750 | Yes | 210 | 1000 | - | 749.48 | 3769.5 | Yes | 235 | 1800 | - | 155 | 1210 | 4000 | 0.87 | 340 | 2000 | No | - | - | Yes | 1370 | 3900 | No | - | - | No | - | - | - | - | - | No | - | - | No | - | - | No | - | -
CU-RZ35WKR / CS-RZ35WKRW | 0 | N/A | Panasonic | N/A | Non Ducted | Single Split System | Wall Hung | Air | Air | Malaysia | 0.8 | N/A | 3.5 | N/A | N/A | N/A | N/A | N/A | 0.8 | 3.7 | Calorimeter Room | 4.1827 | 4.6201 | N/A | - | N/A | N/A | N/A | N/A | N/A | N/A | N/A | N/A | N/A | N/A | N/A | N/A | N/A | N/A | N/A | N/A | N/A | Single | R32 | Australia,New Zealand | 130070 | 45847 | 0 | Approved | Reverse Cycle | N/A | Yes | Class 8 | Yes | N/A | N/A | N/A | N/A | N/A | N/A | N/A | Available | N/A | N/A | http://papamy.panasonic.com.my/ | http://www.panasonic.com.au/ | N/A | 0 | 0 | AAC4998 | Yes | Variable output compressor | Inverter | No | - | 3500 | 0.8 | - | 295 | 1750 | Yes | 210 | 1000 | - | 731.2 | 3769.5 | Yes | 235 | 1800 | - | 160 | 1170 | 3700 | 0.8 | 300 | 1850 | No | - | - | Yes | 1100 | 3400 | No | - | - | No | - | - | - | - | - | No | - | - | No | - | - | No | - | -
CU-RZ35XKR / CS-RZ35XKRW | CU-*Z35XKR / CS-*Z35XKRW | N/A | Panasonic | N/A | Non Ducted | Single Split System | Wall Hung | Air | Air | Malaysia | 0.8 | N/A | 3.5 | N/A | N/A | N/A | N/A | N/A | 0.86 | 4 | Calorimeter Room | 4.2068 | 4.4988 | N/A | - | N/A | N/A | N/A | N/A | N/A | N/A | N/A | N/A | N/A | N/A | N/A | N/A | N/A | N/A | N/A | N/A | N/A | Single | R32 | Australia,New Zealand | 138970 | 46204 | 0 | Approved | Reverse Cycle | N/A | Yes | Class 8 | Yes | N/A | N/A | N/A | N/A | N/A | N/A | N/A | Available | N/A | N/A | http://papamy.panasonic.com.my/ | http://www.panasonic.com.au/ | N/A | 0 | 0 | AAC6139 | Yes | Variable output compressor | Inverter | No | - | 3500 | 0.8 | - | 295 | 1750 | Yes | 220 | 1000 | - | 731.2 | 3769.5 | Yes | 240 | 1850 | - | 165 | 1150 | 4000 | 0.86 | 340 | 2000 | No | - | - | Yes | 1350 | 3850 | No | - | - | No | - | - | - | - | - | No | - | - | No | - | - | No | - | -
CU-RZ42AKR / CS-RZ42AKRW | CU-*Z42AKR / CS-*Z42AKRW | N/A | Panasonic | N/A | Non Ducted | Single Split System | Wall Hung | Air | Air | Malaysia | 1.18 | N/A | 4.2 | N/A | N/A | N/A | N/A | N/A | 1.3 | 5 | Calorimeter Room | 3.4245 | 3.8196 | N/A | - | N/A | N/A | N/A | N/A | N/A | N/A | N/A | N/A | N/A | N/A | N/A | N/A | N/A | N/A | N/A | N/A | N/A | Single | R32 | Australia,New Zealand | 160646 | 47240 | 0 | Approved | Reverse Cycle | N/A | Yes | Class 9 | Yes | N/A | N/A | N/A | N/A | N/A | N/A | N/A | Available | N/A | N/A | http://papamy.panasonic.com.my/ | http://www.panasonic.com.au/ | N/A | 0 | 0 | AAC8200 | Yes | Variable output compressor | Inverter | No | - | 4200 | 1.18 | - | 400 | 2100 | Yes | 220 | 1150 | - | 1078.52 | 4523.4 | Yes | 340 | 2200 | - | 175 | 1300 | 5000 | 1.3 | 450 | 2500 | No | - | - | Yes | 1700 | 4400 | No | - | - | No | - | - | - | - | - | No | - | - | No | - | - | No | - | -
CU-RZ42WKR / CS-RZ42WKRW | 0 | N/A | Panasonic | N/A | Non Ducted | Single Split System | Wall Hung | Air | Air | Malaysia | 1.18 | N/A | 4.2 | N/A | N/A | N/A | N/A | N/A | 1.36 | 5.1 | Calorimeter Room | 3.4882 | 3.7097 | N/A | - | N/A | N/A | N/A | N/A | N/A | N/A | N/A | N/A | N/A | N/A | N/A | N/A | N/A | N/A | N/A | N/A | N/A | Single | R32 | Australia,New Zealand | 130071 | 45847 | 0 | Approved | Reverse Cycle | N/A | Yes | Class 9 | Yes | N/A | N/A | N/A | N/A | N/A | N/A | N/A | Available | N/A | N/A | http://papamy.panasonic.com.my/ | http://www.panasonic.com.au/ | N/A | 0 | 0 | AAC5002 | Yes | Variable output compressor | Inverter | No | - | 4200 | 1.18 | - | 450 | 2100 | Yes | 230 | 1150 | - | 1078.52 | 4523.4 | Yes | 365 | 2300 | - | 190 | 1280 | 5100 | 1.36 | 490 | 2550 | No | - | - | Yes | 1700 | 4400 | No | - | - | No | - | - | - | - | - | No | - | - | No | - | - | No | - | -
CU-RZ42XKR / CS-RZ42XKRW | CU-*Z42XKR / CS-*Z42XKRW | N/A | Panasonic | N/A | Non Ducted | Single Split System | Wall Hung | Air | Air | Malaysia | 1.18 | N/A | 4.2 | N/A | N/A | N/A | N/A | N/A | 1.36 | 5.1 | Calorimeter Room | 3.6036 | 3.6865 | N/A | - | N/A | N/A | N/A | N/A | N/A | N/A | N/A | N/A | N/A | N/A | N/A | N/A | N/A | N/A | N/A | N/A | N/A | Single | R32 | Australia,New Zealand | 138952 | 46210 | 0 | Approved | Reverse Cycle | N/A | Yes | Class 9 | Yes | N/A | N/A | N/A | N/A | N/A | N/A | N/A | Available | N/A | N/A | http://papamy.panasonic.com.my/ | http://www.panasonic.com.au/ | N/A | 0 | 0 | AAC6158 | Yes | Variable output compressor | Inverter | No | - | 4200 | 1.18 | - | 400 | 2100 | Yes | 240 | 1150 | - | 1078.52 | 4523.4 | Yes | 340 | 2200 | - | 190 | 1350 | 5100 | 1.36 | 490 | 2550 | No | - | - | Yes | 1700 | 4400 | No | - | - | No | - | - | - | - | - | No | - | - | No | - | - | No | - | -
CU-RZ50AKR / CS-RZ50AKRW | CU-*Z50*KR / CS-*Z50*KRW | N/A | Panasonic | N/A | Non Ducted | Single Split System | Wall Hung | Air | Air | Malaysia | 1.51 | N/A | 5 | N/A | N/A | N/A | N/A | N/A | 1.72 | 6 | Calorimeter Room | 3.3068 | 3.3755 | N/A | 55.86 | N/A | N/A | N/A | N/A | N/A | N/A | N/A | N/A | N/A | N/A | N/A | N/A | N/A | N/A | N/A | N/A | N/A | Single | R32 | Australia,New Zealand | 138961 | 46204 | 0 | Approved | Reverse Cycle | N/A | Yes | Class 9 | Yes | N/A | N/A | N/A | N/A | N/A | N/A | N/A | Available | N/A | N/A | http://papamy.panasonic.com.my/ | http://www.panasonic.com.au/ | N/A | 0 | 0 | AAC6134 | Yes | Variable output compressor | Inverter | No | - | 5000 | 1.51 | - | 500 | 2500 | Yes | 240 | 1150 | - | 1380.14 | 5385 | Yes | 420 | 2700 | - | 165 | 1240 | 6000 | 1.72 | 590 | 3000 | No | - | - | Yes | 2200 | 5500 | No | - | - | No | - | - | - | - | - | No | - | - | No | - | - | No | - | -
CU-RZ50VKR-1 / CS-RZ50VKRW* | CU-RZ50VKR-1 / CS-RZ50VKRW* | N/A | Panasonic | N/A | Non Ducted | Single Split System | Wall Hung | Air | Air | Malaysia | 1.47 | N/A | 5 | N/A | N/A | N/A | N/A | N/A | 1.51 | 5.8 | Calorimeter Room | 3.281 | 3.8367 | N/A | - | N/A | N/A | N/A | N/A | N/A | N/A | N/A | N/A | N/A | N/A | N/A | N/A | N/A | N/A | N/A | N/A | N/A | Single | R32 | Australia,New Zealand | 129082 | 45799 | 0 | Approved | Reverse Cycle | N/A | Yes | Class 9 | Yes | N/A | N/A | Yes | Yes | Yes | N/A | N/A | Available | N/A | N/A | http://papamy.panasonic.com.my/ | http://www.panasonic.com.au/ | N/A | 0 | 0 | AAC4854 | Yes | Variable output compressor | Inverter | No | - | 5000 | 1.47 | - | 410 | 2500 | Yes | 280 | 980 | - | 1343.58 | 5385 | No | 374.74 | 2692.5 | - | 230 | 1500 | 5800 | 1.51 | 505 | 2900 | Yes | 255 | 980 | Yes | 1500 | 4500 | No | - | - | No | - | - | - | - | - | No | - | - | No | - | - | No | - | -
CU-RZ50VKR-1 / CS-RZ50VKRW-1 | CU-RZ50VKR-1 / CS-RZ50VKRW* | N/A | Panasonic | N/A | Non Ducted | Single Split System | Wall Hung | Air | Air | Malaysia | 1.47 | N/A | 5 | N/A | N/A | N/A | N/A | N/A | 1.51 | 5.8 | Calorimeter Room | 3.281 | 3.8367 | N/A | - | N/A | N/A | N/A | N/A | N/A | N/A | N/A | N/A | N/A | N/A | N/A | N/A | N/A | N/A | N/A | N/A | N/A | Single | R32 | Australia,New Zealand | 129082 | 45799 | 0 | Approved | Reverse Cycle | N/A | Yes | Class 9 | Yes | N/A | N/A | Yes | Yes | Yes | N/A | N/A | Available | N/A | N/A | http://papamy.panasonic.com.my/ | http://www.panasonic.com.au/ | N/A | 0 | 0 | AAC4854 | Yes | Variable output compressor | Inverter | No | - | 5000 | 1.47 | - | 410 | 2500 | Yes | 280 | 980 | - | 1343.58 | 5385 | No | 374.74 | 2692.5 | - | 230 | 1500 | 5800 | 1.51 | 505 | 2900 | Yes | 255 | 980 | Yes | 1500 | 4500 | No | - | - | No | - | - | - | - | - | No | - | - | No | - | - | No | - | -
CU-RZ50VKR-1 / CS-RZ50VKRW1M | CU-RZ50VKR-1 / CS-RZ50VKRW* | N/A | Panasonic | N/A | Non Ducted | Single Split System | Wall Hung | Air | Air | Malaysia | 1.47 | N/A | 5 | N/A | N/A | N/A | N/A | N/A | 1.51 | 5.8 | Calorimeter Room | 3.281 | 3.8367 | N/A | - | N/A | N/A | N/A | N/A | N/A | N/A | N/A | N/A | N/A | N/A | N/A | N/A | N/A | N/A | N/A | N/A | N/A | Single | R32 | Australia,New Zealand | 129082 | 45799 | 0 | Approved | Reverse Cycle | N/A | Yes | Class 9 | Yes | N/A | N/A | Yes | Yes | Yes | N/A | N/A | Available | N/A | N/A | http://papamy.panasonic.com.my/ | http://www.panasonic.com.au/ | N/A | 0 | 0 | AAC4854 | Yes | Variable output compressor | Inverter | No | - | 5000 | 1.47 | - | 410 | 2500 | Yes | 280 | 980 | - | 1343.58 | 5385 | No | 374.74 | 2692.5 | - | 230 | 1500 | 5800 | 1.51 | 505 | 2900 | Yes | 255 | 980 | Yes | 1500 | 4500 | No | - | - | No | - | - | - | - | - | No | - | - | No | - | - | No | - | -
CU-RZ50WKR / CS-RZ50WKRW | 0 | N/A | Panasonic | N/A | Non Ducted | Single Split System | Wall Hung | Air | Air | Malaysia | 1.51 | N/A | 5 | N/A | N/A | N/A | N/A | N/A | 1.7 | 5.8 | Calorimeter Room | 3.2953 | 3.3713 | N/A | 55.14 | N/A | N/A | N/A | N/A | N/A | N/A | N/A | N/A | N/A | N/A | N/A | N/A | N/A | N/A | N/A | N/A | N/A | Single | R32 | Australia,New Zealand | 130110 | 45847 | 0 | Approved | Reverse Cycle | N/A | Yes | Class 9 | Yes | N/A | N/A | N/A | N/A | N/A | N/A | N/A | Available | N/A | N/A | http://papamy.panasonic.com.my/ | http://www.panasonic.com.au/ | N/A | 0 | 0 | AAC4999 | Yes | Variable output compressor | Inverter | No | - | 5000 | 1.51 | - | 510 | 2500 | Yes | 230 | 1150 | - | 1380.14 | 5385 | Yes | 415 | 2700 | - | 165 | 1240 | 5800 | 1.7 | 560 | 2900 | No | - | - | Yes | 2100 | 5400 | No | - | - | No | - | - | - | - | - | No | - | - | No | - | - | No | - | -
CU-RZ50XKR / CS-RZ50XKRW | CU-*Z50*KR / CS-*Z50*KRW | N/A | Panasonic | N/A | Non Ducted | Single Split System | Wall Hung | Air | Air | Malaysia | 1.51 | N/A | 5 | N/A | N/A | N/A | N/A | N/A | 1.72 | 6 | Calorimeter Room | 3.3068 | 3.3755 | N/A | 55.86 | N/A | N/A | N/A | N/A | N/A | N/A | N/A | N/A | N/A | N/A | N/A | N/A | N/A | N/A | N/A | N/A | N/A | Single | R32 | Australia,New Zealand | 138961 | 46204 | 0 | Approved | Reverse Cycle | N/A | Yes | Class 9 | Yes | N/A | N/A | N/A | N/A | N/A | N/A | N/A | Available | N/A | N/A | http://papamy.panasonic.com.my/ | http://www.panasonic.com.au/ | N/A | 0 | 0 | AAC6134 | Yes | Variable output compressor | Inverter | No | - | 5000 | 1.51 | - | 500 | 2500 | Yes | 240 | 1150 | - | 1380.14 | 5385 | Yes | 420 | 2700 | - | 165 | 1240 | 6000 | 1.72 | 590 | 3000 | No | - | - | Yes | 2200 | 5500 | No | - | - | No | - | - | - | - | - | No | - | - | No | - | - | No | - | -
CU-RZ60AKR / CS-RZ60AKRW | CU-*Z60XKR / CS-*Z60XKRW | N/A | Panasonic | N/A | Non Ducted | Single Split System | Wall Hung | Air | Air | Malaysia | 1.85 | N/A | 6 | N/A | N/A | N/A | N/A | N/A | 1.89 | 6.5 | Calorimeter Room | 3.4721 | 3.5794 | N/A | - | N/A | N/A | N/A | N/A | N/A | N/A | N/A | N/A | N/A | N/A | N/A | N/A | N/A | N/A | N/A | N/A | N/A | Single | R32 | Australia,New Zealand | 138975 | 46205 | 0 | Approved | Reverse Cycle | N/A | Yes | Class 9 | Yes | N/A | N/A | N/A | N/A | N/A | N/A | N/A | Available | N/A | N/A | http://papamy.panasonic.com.my/ | http://www.panasonic.com.au/ | N/A | 0 | 0 | AAC6140 | Yes | Variable output compressor | Inverter | No | - | 6000 | 1.85 | - | 560 | 3000 | Yes | 350 | 1250 | - | 1690.9 | 6462 | Yes | 470 | 3200 | - | 250 | 1450 | 6500 | 1.89 | 545 | 3250 | No | - | - | Yes | 1800 | 5700 | No | - | - | No | - | - | - | - | - | No | - | - | No | - | - | No | - | -
CU-RZ60VKR / CS-RZ60VKRW | CU-RZ60VKR / CS-RZ60VKRW series | N/A | Panasonic | 0.85 | Non Ducted | Single Split System | Wall Hung | Air | Air | Malaysia | 1.85 | 5.15 | 6 | N/A | 2.9584 | 4.905 | 1.658 | N/A | 1.89 | 6.5 | Calorimeter Room | 3.2417 | 3.3139 | Yes | 55.58 | N/A | 3.525 | 3.525 | 4.5685 | 5.1296 | N/A | N/A | N/A | 3.2202 | 3.2932 | N/A | N/A | 1.9404 | 2.0863 | 1.5 | 2 | Calorimeter Room | Single | R32 | Australia,New Zealand | 126839 | 45748 | 0 | Approved | Reverse Cycle | N/A | Yes | Class 9 | Yes | Yes | N/A | Yes | Yes | Yes | N/A | 3.2417 | Available | N/A | N/A | http://papamy.panasonic.com.my/ | http://www.panasonic.com.au/ | Yes | 0 | https://reg.energyrating.gov.au/static/common/images/star_ratings_2014/aircon_rating_1.5_2.png | AAC4853 | Yes | Variable output compressor | Inverter | No | - | 6000 | 1.85 | - | 560 | 3000 | Yes | 280 | 980 | - | 1690.9 | 6462 | No | 511.84 | 3231 | - | 240 | 1540 | 6500 | 1.89 | 555 | 3250 | Yes | 255 | 980 | Yes | 1660 | 4900 | No | - | - | No | - | - | - | - | - | No | - | - | No | - | - | No | - | -
CU-RZ60VKR / CS-RZ60VKRW series | CU-RZ60VKR / CS-RZ60VKRW series | N/A | Panasonic | 0.85 | Non Ducted | Single Split System | Wall Hung | Air | Air | Malaysia | 1.85 | 5.15 | 6 | N/A | 2.9584 | 4.905 | 1.658 | N/A | 1.89 | 6.5 | Calorimeter Room | 3.2417 | 3.3139 | Yes | 55.58 | N/A | 3.525 | 3.525 | 4.5685 | 5.1296 | N/A | N/A | N/A | 3.2202 | 3.2932 | N/A | N/A | 1.9404 | 2.0863 | 1.5 | 2 | Calorimeter Room | Single | R32 | Australia,New Zealand | 126839 | 45748 | 0 | Approved | Reverse Cycle | N/A | Yes | Class 9 | Yes | Yes | N/A | Yes | Yes | Yes | N/A | 3.2417 | Available | N/A | N/A | http://papamy.panasonic.com.my/ | http://www.panasonic.com.au/ | Yes | 0 | https://reg.energyrating.gov.au/static/common/images/star_ratings_2014/aircon_rating_1.5_2.png | AAC4853 | Yes | Variable output compressor | Inverter | No | - | 6000 | 1.85 | - | 560 | 3000 | Yes | 280 | 980 | - | 1690.9 | 6462 | No | 511.84 | 3231 | - | 240 | 1540 | 6500 | 1.89 | 555 | 3250 | Yes | 255 | 980 | Yes | 1660 | 4900 | No | - | - | No | - | - | - | - | - | No | - | - | No | - | - | No | - | -
CU-RZ60VKR / CS-RZ60VKRW-M | CU-RZ60VKR / CS-RZ60VKRW series | N/A | Panasonic | 0.85 | Non Ducted | Single Split System | Wall Hung | Air | Air | Malaysia | 1.85 | 5.15 | 6 | N/A | 2.9584 | 4.905 | 1.658 | N/A | 1.89 | 6.5 | Calorimeter Room | 3.2417 | 3.3139 | Yes | 55.58 | N/A | 3.525 | 3.525 | 4.5685 | 5.1296 | N/A | N/A | N/A | 3.2202 | 3.2932 | N/A | N/A | 1.9404 | 2.0863 | 1.5 | 2 | Calorimeter Room | Single | R32 | Australia,New Zealand | 126839 | 45748 | 0 | Approved | Reverse Cycle | N/A | Yes | Class 9 | Yes | Yes | N/A | Yes | Yes | Yes | N/A | 3.2417 | Available | N/A | N/A | http://papamy.panasonic.com.my/ | http://www.panasonic.com.au/ | Yes | 0 | https://reg.energyrating.gov.au/static/common/images/star_ratings_2014/aircon_rating_1.5_2.png | AAC4853 | Yes | Variable output compressor | Inverter | No | - | 6000 | 1.85 | - | 560 | 3000 | Yes | 280 | 980 | - | 1690.9 | 6462 | No | 511.84 | 3231 | - | 240 | 1540 | 6500 | 1.89 | 555 | 3250 | Yes | 255 | 980 | Yes | 1660 | 4900 | No | - | - | No | - | - | - | - | - | No | - | - | No | - | - | No | - | -
CU-RZ60XKR / CS-RZ60XKRW | CU-*Z60XKR / CS-*Z60XKRW | N/A | Panasonic | N/A | Non Ducted | Single Split System | Wall Hung | Air | Air | Malaysia | 1.85 | N/A | 6 | N/A | N/A | N/A | N/A | N/A | 1.89 | 6.5 | Calorimeter Room | 3.4721 | 3.5794 | N/A | - | N/A | N/A | N/A | N/A | N/A | N/A | N/A | N/A | N/A | N/A | N/A | N/A | N/A | N/A | N/A | N/A | N/A | Single | R32 | Australia,New Zealand | 138975 | 46205 | 0 | Approved | Reverse Cycle | N/A | Yes | Class 9 | Yes | N/A | N/A | N/A | N/A | N/A | N/A | N/A | Available | N/A | N/A | http://papamy.panasonic.com.my/ | http://www.panasonic.com.au/ | N/A | 0 | 0 | AAC6140 | Yes | Variable output compressor | Inverter | No | - | 6000 | 1.85 | - | 560 | 3000 | Yes | 350 | 1250 | - | 1690.9 | 6462 | Yes | 470 | 3200 | - | 250 | 1450 | 6500 | 1.89 | 545 | 3250 | No | - | - | Yes | 1800 | 5700 | No | - | - | No | - | - | - | - | - | No | - | - | No | - | - | No | - | -
CU-RZ71AKR / CS-RZ71AKRW | CU-*Z71XKR / CS-*Z71XKRW | N/A | Panasonic | N/A | Non Ducted | Single Split System | Wall Hung | Air | Air | Malaysia | 2.06 | N/A | 7.1 | N/A | N/A | N/A | N/A | N/A | 2.09 | 8 | Calorimeter Room | 3.4807 | 3.8488 | N/A | - | N/A | N/A | N/A | N/A | N/A | N/A | N/A | N/A | N/A | N/A | N/A | N/A | N/A | N/A | N/A | N/A | N/A | Single | R32 | Australia,New Zealand | 139577 | 46225 | 0 | Approved | Reverse Cycle | N/A | Yes | Class 9 | Yes | N/A | N/A | N/A | N/A | N/A | N/A | N/A | Available | N/A | N/A | http://papamy.panasonic.com.my/ | http://www.panasonic.com.au/ | N/A | 0 | 0 | AAC6176 | Yes | Variable output compressor | Inverter | No | - | 7100 | 2.06 | - | 680 | 3550 | Yes | 450 | 1700 | - | 1882.84 | 7646.7 | Yes | 560 | 3650 | - | 340 | 2030 | 8000 | 2.09 | 710 | 4000 | No | - | - | Yes | 2700 | 7300 | No | - | - | No | - | - | - | - | - | No | - | - | No | - | - | No | - | -
CU-RZ71VKR / CS-RZ71VKRW | CU-RZ71VKR / CS-RZ71VKRW series | N/A | Panasonic | 1.31 | Non Ducted | Single Split System | Wall Hung | Air | Air | Malaysia | 2.19 | 5.79 | 7.1 | N/A | 2.7801 | 6.055 | 2.178 | N/A | 2.06 | 7.5 | Calorimeter Room | 3.2385 | 3.5254 | Yes | 55.68 | N/A | 3.525 | 3.525 | 4.0461 | 4.9015 | N/A | N/A | N/A | 3.2203 | 3.505 | N/A | N/A | 1.9406 | 2.51 | 1.5 | 2.5 | Calorimeter Room | Single | R32 | Australia,New Zealand | 127455 | 45748 | 0 | Approved | Reverse Cycle | N/A | Yes | Class 9 | Yes | Yes | N/A | Yes | Yes | Yes | N/A | 3.2385 | Available | N/A | N/A | http://papamy.panasonic.com.my/ | http://www.panasonic.com.au/ | Yes | 0 | https://reg.energyrating.gov.au/static/common/images/star_ratings_2014/aircon_rating_1.5_2.5.png | AAC4848 | Yes | Variable output compressor | Inverter | No | - | 7100 | 2.19 | - | 750 | 3550 | Yes | 450 | 1700 | - | 2001.66 | 7646.7 | No | 685.5 | 3823.35 | - | 370 | 2230 | 7500 | 2.06 | 705 | 3750 | Yes | 400 | 1700 | Yes | 2180 | 6050 | No | - | - | No | - | - | - | - | - | No | - | - | No | - | - | No | - | -
CU-RZ71VKR / CS-RZ71VKRW series | CU-RZ71VKR / CS-RZ71VKRW series | N/A | Panasonic | 1.31 | Non Ducted | Single Split System | Wall Hung | Air | Air | Malaysia | 2.19 | 5.79 | 7.1 | N/A | 2.7801 | 6.055 | 2.178 | N/A | 2.06 | 7.5 | Calorimeter Room | 3.2385 | 3.5254 | Yes | 55.68 | N/A | 3.525 | 3.525 | 4.0461 | 4.9015 | N/A | N/A | N/A | 3.2203 | 3.505 | N/A | N/A | 1.9406 | 2.51 | 1.5 | 2.5 | Calorimeter Room | Single | R32 | Australia,New Zealand | 127455 | 45748 | 0 | Approved | Reverse Cycle | N/A | Yes | Class 9 | Yes | Yes | N/A | Yes | Yes | Yes | N/A | 3.2385 | Available | N/A | N/A | http://papamy.panasonic.com.my/ | http://www.panasonic.com.au/ | Yes | 0 | https://reg.energyrating.gov.au/static/common/images/star_ratings_2014/aircon_rating_1.5_2.5.png | AAC4848 | Yes | Variable output compressor | Inverter | No | - | 7100 | 2.19 | - | 750 | 3550 | Yes | 450 | 1700 | - | 2001.66 | 7646.7 | No | 685.5 | 3823.35 | - | 370 | 2230 | 7500 | 2.06 | 705 | 3750 | Yes | 400 | 1700 | Yes | 2180 | 6050 | No | - | - | No | - | - | - | - | - | No | - | - | No | - | - | No | - | -
CU-RZ71VKR / CS-RZ71VKRW-M | CU-RZ71VKR / CS-RZ71VKRW series | N/A | Panasonic | 1.31 | Non Ducted | Single Split System | Wall Hung | Air | Air | Malaysia | 2.19 | 5.79 | 7.1 | N/A | 2.7801 | 6.055 | 2.178 | N/A | 2.06 | 7.5 | Calorimeter Room | 3.2385 | 3.5254 | Yes | 55.68 | N/A | 3.525 | 3.525 | 4.0461 | 4.9015 | N/A | N/A | N/A | 3.2203 | 3.505 | N/A | N/A | 1.9406 | 2.51 | 1.5 | 2.5 | Calorimeter Room | Single | R32 | Australia,New Zealand | 127455 | 45748 | 0 | Approved | Reverse Cycle | N/A | Yes | Class 9 | Yes | Yes | N/A | Yes | Yes | Yes | N/A | 3.2385 | Available | N/A | N/A | http://papamy.panasonic.com.my/ | http://www.panasonic.com.au/ | Yes | 0 | https://reg.energyrating.gov.au/static/common/images/star_ratings_2014/aircon_rating_1.5_2.5.png | AAC4848 | Yes | Variable output compressor | Inverter | No | - | 7100 | 2.19 | - | 750 | 3550 | Yes | 450 | 1700 | - | 2001.66 | 7646.7 | No | 685.5 | 3823.35 | - | 370 | 2230 | 7500 | 2.06 | 705 | 3750 | Yes | 400 | 1700 | Yes | 2180 | 6050 | No | - | - | No | - | - | - | - | - | No | - | - | No | - | - | No | - | -
CU-RZ71XKR / CS-RZ71XKRW | CU-*Z71XKR / CS-*Z71XKRW | N/A | Panasonic | N/A | Non Ducted | Single Split System | Wall Hung | Air | Air | Malaysia | 2.06 | N/A | 7.1 | N/A | N/A | N/A | N/A | N/A | 2.09 | 8 | Calorimeter Room | 3.4807 | 3.8488 | N/A | - | N/A | N/A | N/A | N/A | N/A | N/A | N/A | N/A | N/A | N/A | N/A | N/A | N/A | N/A | N/A | N/A | N/A | Single | R32 | Australia,New Zealand | 139577 | 46225 | 0 | Approved | Reverse Cycle | N/A | Yes | Class 9 | Yes | N/A | N/A | N/A | N/A | N/A | N/A | N/A | Available | N/A | N/A | http://papamy.panasonic.com.my/ | http://www.panasonic.com.au/ | N/A | 0 | 0 | AAC6176 | Yes | Variable output compressor | Inverter | No | - | 7100 | 2.06 | - | 680 | 3550 | Yes | 450 | 1700 | - | 1882.84 | 7646.7 | Yes | 560 | 3650 | - | 340 | 2030 | 8000 | 2.09 | 710 | 4000 | No | - | - | Yes | 2700 | 7300 | No | - | - | No | - | - | - | - | - | No | - | - | No | - | - | No | - | -
CU-RZ80VKR / CS-RZ80VKR | CU-RZ80VKR / CS-RZ80VKR* | N/A | Panasonic | 1.86 | Non Ducted | Single Split System | Wall Hung | Air | Air | Malaysia | 2.48 | 6.14 | 8 | N/A | 2.7735 | 7.408 | 2.671 | N/A | 2.66 | 9 | Calorimeter Room | 3.2395 | 3.2724 | Yes | 55.44 | N/A | 3.46 | 3.46 | 4.2603 | 4.423 | N/A | N/A | N/A | 3.2237 | 3.258 | N/A | N/A | 1.9473 | 2.016 | 1.5 | 2 | Calorimeter Room | Single | R32 | Australia,New Zealand | 127462 | 45748 | 0 | Approved | Reverse Cycle | N/A | Yes | Class 9 | Yes | Yes | N/A | Yes | Yes | Yes | N/A | 3.2395 | Available | N/A | N/A | http://papamy.panasonic.com.my/ | http://www.panasonic.com.au/ | Yes | 0 | https://reg.energyrating.gov.au/static/common/images/star_ratings_2014/aircon_rating_1.5_2.png | AAC4846 | Yes | Variable output compressor | Inverter | No | - | 8000 | 2.48 | - | 880 | 4000 | Yes | 460 | 2300 | - | 2266.72 | 8616 | No | 804.32 | 4308 | - | 390 | 2300 | 9000 | 2.66 | 925 | 4500 | Yes | 500 | 2200 | Yes | 2670 | 7400 | No | - | - | No | - | - | - | - | - | No | - | - | No | - | - | No | - | -
CU-RZ80VKR / CS-RZ80VKR* | CU-RZ80VKR / CS-RZ80VKR* | N/A | Panasonic | 1.86 | Non Ducted | Single Split System | Wall Hung | Air | Air | Malaysia | 2.48 | 6.14 | 8 | N/A | 2.7735 | 7.408 | 2.671 | N/A | 2.66 | 9 | Calorimeter Room | 3.2395 | 3.2724 | Yes | 55.44 | N/A | 3.46 | 3.46 | 4.2603 | 4.423 | N/A | N/A | N/A | 3.2237 | 3.258 | N/A | N/A | 1.9473 | 2.016 | 1.5 | 2 | Calorimeter Room | Single | R32 | Australia,New Zealand | 127462 | 45748 | 0 | Approved | Reverse Cycle | N/A | Yes | Class 9 | Yes | Yes | N/A | Yes | Yes | Yes | N/A | 3.2395 | Available | N/A | N/A | http://papamy.panasonic.com.my/ | http://www.panasonic.com.au/ | Yes | 0 | https://reg.energyrating.gov.au/static/common/images/star_ratings_2014/aircon_rating_1.5_2.png | AAC4846 | Yes | Variable output compressor | Inverter | No | - | 8000 | 2.48 | - | 880 | 4000 | Yes | 460 | 2300 | - | 2266.72 | 8616 | No | 804.32 | 4308 | - | 390 | 2300 | 9000 | 2.66 | 925 | 4500 | Yes | 500 | 2200 | Yes | 2670 | 7400 | No | - | - | No | - | - | - | - | - | No | - | - | No | - | - | No | - | -
CU-RZ80VKR / CS-RZ80VKR-M | CU-RZ80VKR / CS-RZ80VKR* | N/A | Panasonic | 1.86 | Non Ducted | Single Split System | Wall Hung | Air | Air | Malaysia | 2.48 | 6.14 | 8 | N/A | 2.7735 | 7.408 | 2.671 | N/A | 2.66 | 9 | Calorimeter Room | 3.2395 | 3.2724 | Yes | 55.44 | N/A | 3.46 | 3.46 | 4.2603 | 4.423 | N/A | N/A | N/A | 3.2237 | 3.258 | N/A | N/A | 1.9473 | 2.016 | 1.5 | 2 | Calorimeter Room | Single | R32 | Australia,New Zealand | 127462 | 45748 | 0 | Approved | Reverse Cycle | N/A | Yes | Class 9 | Yes | Yes | N/A | Yes | Yes | Yes | N/A | 3.2395 | Available | N/A | N/A | http://papamy.panasonic.com.my/ | http://www.panasonic.com.au/ | Yes | 0 | https://reg.energyrating.gov.au/static/common/images/star_ratings_2014/aircon_rating_1.5_2.png | AAC4846 | Yes | Variable output compressor | Inverter | No | - | 8000 | 2.48 | - | 880 | 4000 | Yes | 460 | 2300 | - | 2266.72 | 8616 | No | 804.32 | 4308 | - | 390 | 2300 | 9000 | 2.66 | 925 | 4500 | Yes | 500 | 2200 | Yes | 2670 | 7400 | No | - | - | No | - | - | - | - | - | No | - | - | No | - | - | No | - | -
CU-RZ80XKR / CS-RZ80XKR | CU-*Z80XKR / CS-*Z80XKR | N/A | Panasonic | N/A | Non Ducted | Single Split System | Wall Hung | Air | Air | Malaysia | 2.44 | N/A | 8 | N/A | N/A | N/A | N/A | N/A | 2.46 | 9 | Calorimeter Room | 3.325 | 3.8041 | N/A | 53.8 | N/A | N/A | N/A | N/A | N/A | N/A | N/A | N/A | N/A | N/A | N/A | N/A | N/A | N/A | N/A | N/A | N/A | Single | R32 | Australia,New Zealand | 139558 | 46223 | 0 | Approved | Reverse Cycle | N/A | Yes | Class 9 | Yes | N/A | N/A | N/A | N/A | N/A | N/A | N/A | Available | N/A | N/A | http://papamy.panasonic.com.my/ | http://www.panasonic.com.au/ | N/A | 0 | 0 | AAC6173 | Yes | Variable output compressor | Inverter | No | - | 8000 | 2.44 | - | 790 | 4000 | Yes | 460 | 2300 | - | 2230.16 | 8616 | Yes | 670 | 4300 | - | 370 | 2680 | 9000 | 2.46 | 850 | 4500 | Yes | 440 | 2200 | Yes | 2700 | 8100 | No | - | - | No | - | - | - | - | - | No | - | - | No | - | - | No | - | -
CU-RZ80YKR / CS-RZ80YKR | CU-*Z80YKR / CS-*Z80YKR | N/A | Panasonic | N/A | Non Ducted | Single Split System | Wall Hung | Air | Air | Malaysia | 2.39 | N/A | 8 | N/A | N/A | N/A | N/A | N/A | 2.34 | 9 | Calorimeter Room | 3.4273 | 3.7986 | N/A | - | N/A | N/A | N/A | N/A | N/A | N/A | N/A | N/A | N/A | N/A | N/A | N/A | N/A | N/A | N/A | N/A | N/A | Single | R32 | Australia,New Zealand | 148247 | 46607 | 0 | Approved | Reverse Cycle | N/A | Yes | Class 9 | Yes | N/A | N/A | N/A | N/A | N/A | N/A | N/A | Available | N/A | N/A | http://papamy.panasonic.com.my/ | http://www.panasonic.com.au/ | N/A | 0 | 0 | AAC6852 | Yes | Variable output compressor | Inverter | No | - | 8000 | 2.39 | - | 760 | 4000 | Yes | 460 | 2300 | - | 2184.46 | 8616 | Yes | 640 | 4300 | - | 390 | 2680 | 9000 | 2.34 | 820 | 4500 | Yes | 430 | 2200 | Yes | 2750 | 8200 | No | - | - | No | - | - | - | - | - | No | - | - | No | - | - | No | - | -
CU-RZ95AKR / CS-RZ95AKR | CU-*Z95AKR / CS-*Z95AKR | N/A | Panasonic | N/A | Non Ducted | Single Split System | Wall Hung | Air | Air | Malaysia | 2.84 | N/A | 9.5 | N/A | N/A | N/A | N/A | N/A | 2.78 | 10.3 | Calorimeter Room | 3.3079 | 3.6946 | N/A | 55.516 | N/A | N/A | N/A | N/A | N/A | N/A | N/A | N/A | N/A | N/A | N/A | N/A | N/A | N/A | N/A | N/A | N/A | Single | R32 | Australia,New Zealand | 160133 | 47223 | 0 | Approved | Reverse Cycle | N/A | Yes | Class 9 | Yes | N/A | N/A | N/A | N/A | N/A | N/A | N/A | Available | N/A | N/A | http://papamy.panasonic.com.my/ | http://www.panasonic.com.au/ | N/A | 0 | 0 | AAC8179 | Yes | Variable output compressor | Inverter | No | - | 9500 | 2.84 | - | 1050 | 4750 | Yes | 500 | 2800 | - | 2595.76 | 10231.5 | Yes | 880 | 5000 | - | 400 | 2900 | 10300 | 2.78 | 1095 | 5150 | Yes | 440 | 2400 | Yes | 3000 | 8750 | No | - | - | No | - | - | - | - | - | No | - | - | No | - | - | No | - | -
CU-Z20AKR / CS-Z20AKRW | 0 | N/A | Panasonic | N/A | Non Ducted | Single Split System | Wall Hung | Air | Air | Malaysia | 0.45 | N/A | 2.05 | N/A | N/A | N/A | N/A | N/A | 0.6 | 2.8 | Calorimeter Room | 4.6256 | 4.4334 | N/A | - | N/A | N/A | N/A | N/A | N/A | N/A | N/A | N/A | N/A | N/A | N/A | N/A | N/A | N/A | N/A | N/A | N/A | Single | R32 | Australia,New Zealand | 160524 | 47240 | 0 | Approved | Reverse Cycle | N/A | Yes | Class 8 | Yes | N/A | N/A | N/A | N/A | N/A | N/A | N/A | Available | N/A | N/A | http://papamy.panasonic.com.my/ | http://www.panasonic.com.au/ | N/A | 0 | 0 | AAC8201 | Yes | Variable output compressor | Inverter | No | - | 2050 | 0.45 | - | 230 | 1025 | Yes | 200 | 950 | - | 411.3 | 2207.85 | Yes | 170 | 1150 | - | 155 | 1050 | 2800 | 0.6 | 250 | 1400 | No | - | - | Yes | 950 | 2850 | No | - | - | No | - | - | - | - | - | No | - | - | No | - | - | No | - | -
CU-Z20VKR / CS-Z20VKR | 0 | N/A | Panasonic | 0.02 | Non Ducted | Single Split System | Wall Hung | Air | Air | Malaysia | 0.41 | 2.03 | 2.05 | N/A | 3.1034 | 2.852 | 0.919 | N/A | 0.55 | 2.7 | Calorimeter Room | 4.925 | 4.878 | Yes | - | N/A | 4.03 | 4.03 | N/A | N/A | N/A | N/A | N/A | 4.7628 | 4.7565 | N/A | N/A | 5.0256 | 5.013 | 5 | 5 | Calorimeter Room | Single | R32 | Australia,New Zealand | 126072 | 45748 | 0 | Approved | Reverse Cycle | N/A | Yes | Class 8 | Yes | Yes | N/A | Yes | Yes | Yes | N/A | 4.925 | Available | N/A | N/A | http://papamy.panasonic.com.my/ | http://www.panasonic.com.au/ | Yes | 0 | https://reg.energyrating.gov.au/static/common/images/star_ratings_2014/aircon_rating_5_5.png | AAC4421 | Yes | Variable output compressor | Inverter | No | - | 2050 | 0.41 | - | 200 | 1025 | Yes | 175 | 900 | - | 374.74 | 2207.85 | No | 182.8 | 1103.925 | - | 150 | 1000 | 2700 | 0.55 | 250 | 1350 | Yes | 170 | 850 | Yes | 920 | 2850 | No | - | - | No | - | - | - | - | - | No | - | - | No | - | - | No | - | -
CU-Z20XKR / CS-Z20XKRW | 0 | N/A | Panasonic | N/A | Non Ducted | Single Split System | Wall Hung | Air | Air | Malaysia | 0.45 | N/A | 2.05 | N/A | N/A | N/A | N/A | N/A | 0.6 | 2.8 | Calorimeter Room | 4.5171 | 4.5243 | N/A | - | N/A | N/A | N/A | N/A | N/A | N/A | N/A | N/A | N/A | N/A | N/A | N/A | N/A | N/A | N/A | N/A | N/A | Single | R32 | Australia,New Zealand | 138954 | 46204 | 0 | Approved | Reverse Cycle | N/A | Yes | Class 8 | Yes | N/A | N/A | N/A | N/A | N/A | N/A | N/A | Available | N/A | N/A | http://papamy.panasonic.com.my/ | http://www.panasonic.com.au/ | N/A | 0 | 0 | AAC6138 | Yes | Variable output compressor | Inverter | No | - | 2050 | 0.45 | - | 240 | 1025 | Yes | 220 | 950 | - | 411.3 | 2207.85 | Yes | 180 | 1250 | - | 170 | 1100 | 2800 | 0.6 | 250 | 1400 | No | - | - | Yes | 1020 | 2850 | No | - | - | No | - | - | - | - | - | No | - | - | No | - | - | No | - | -
CU-Z25AKR / CS-Z25AKRW | CU-*Z25AKR / CS-*Z25AKRW | N/A | Panasonic | N/A | Non Ducted | Single Split System | Wall Hung | Air | Air | Malaysia | 0.58 | N/A | 2.5 | N/A | N/A | N/A | N/A | N/A | 0.65 | 3 | Calorimeter Room | 4.1386 | 4.4146 | N/A | - | N/A | N/A | N/A | N/A | N/A | N/A | N/A | N/A | N/A | N/A | N/A | N/A | N/A | N/A | N/A | N/A | N/A | Single | R32 | Australia,New Zealand | 160665 | 47240 | 0 | Approved | Reverse Cycle | N/A | Yes | Class 8 | Yes | N/A | N/A | N/A | N/A | N/A | N/A | N/A | Available | N/A | N/A | http://papamy.panasonic.com.my/ | http://www.panasonic.com.au/ | N/A | 0 | 0 | AAC8202 | Yes | Variable output compressor | Inverter | No | - | 2500 | 0.58 | - | 230 | 1250 | Yes | 200 | 950 | - | 530.12 | 2692.5 | Yes | 175 | 1330 | - | 155 | 1080 | 3000 | 0.65 | 275 | 1500 | No | - | - | Yes | 980 | 3050 | No | - | - | No | - | - | - | - | - | No | - | - | No | - | - | No | - | -
CU-Z25AKR-1 / CS-Z25AKRW-1 | 0 | N/A | Panasonic | N/A | Non Ducted | Single Split System | Wall Hung | Air | Air | Malaysia | 0.58 | N/A | 2.5 | N/A | N/A | N/A | N/A | N/A | 0.73 | 3.2 | Calorimeter Room | 4.1386 | 4.2986 | N/A | - | N/A | N/A | N/A | N/A | N/A | N/A | N/A | N/A | N/A | N/A | N/A | N/A | N/A | N/A | N/A | N/A | N/A | Single | R32 | Australia,New Zealand | 160711 | 47244 | 0 | Approved | Reverse Cycle | N/A | Yes | Class 8 | Yes | N/A | N/A | N/A | N/A | N/A | N/A | N/A | Available | N/A | N/A | http://papamy.panasonic.com.my/ | http://www.panasonic.com.au/ | N/A | 0 | 0 | AAC8206 | Yes | Variable output compressor | Inverter | No | - | 2500 | 0.58 | - | 230 | 1250 | Yes | 200 | 950 | - | 530.12 | 2692.5 | Yes | 175 | 1330 | - | 155 | 1080 | 3200 | 0.73 | 290 | 1600 | No | - | - | Yes | 980 | 3050 | No | - | - | No | - | - | - | - | - | No | - | - | No | - | - | No | - | -
CU-Z25UBRA / CS-Z25UD3RAW | 0 | N/A | Panasonic | N/A | Ducted | Single Split System | - | Air | Air | Malaysia | 0.58 | N/A | 2.6 | N/A | N/A | N/A | N/A | N/A | 0.78 | 3.3 | Enthalpy Test Room | 4.4097 | 4.1678 | N/A | - | N/A | N/A | N/A | N/A | N/A | N/A | N/A | N/A | N/A | N/A | N/A | N/A | N/A | N/A | N/A | N/A | N/A | Single | R32 | Australia,New Zealand | 152163 | 46817 | 0 | Approved | Reverse Cycle | N/A | Yes | Class 10 | Yes | N/A | N/A | N/A | N/A | N/A | N/A | N/A | Available | N/A | N/A | http://papamy.panasonic.com.my/ | http://www.panasonic.com.au/ | N/A | 0 | 0 | AAC7340 | Yes | Variable output compressor | Inverter | No | - | 2600 | 0.58 | - | 275 | 1300 | No | - | - | - | 530.12 | 2800.2 | No | 251.35 | 1400.1 | No | - | - | 3300 | 0.78 | 330 | 1650 | No | - | - | Yes | 1060 | 3300 | No | - | - | No | - | - | - | - | - | No | - | - | No | - | - | No | - | -
CU-Z25UBRA / CS-Z25UFRAW | 0 | N/A | Panasonic | 0.15 | Non Ducted | Single Split System | Floor Mounted | Air | Air | Malaysia | 0.5 | 2.35 | 2.5 | N/A | 3.3862 | 3.332 | 0.984 | N/A | 0.74 | 3.4 | Calorimeter Room | 4.9284 | 4.7012 | Yes | - | N/A | 3.843 | 3.843 | N/A | N/A | N/A | N/A | N/A | 4.8009 | 4.6183 | N/A | N/A | 5.1018 | 4.7365 | 5 | 4.5 | Calorimeter Room | Single | R32 | Australia,New Zealand | 125353 | 45748 | 0 | Approved | Reverse Cycle | N/A | Yes | Class 8 | Yes | Yes | N/A | Yes | Yes | Yes | N/A | 4.9284 | Available | N/A | N/A | http://papamy.panasonic.com.my/ | http://panasonic.co.nz/ | Yes | 0 | https://reg.energyrating.gov.au/static/common/images/star_ratings_2014/aircon_rating_5_4.5.png | AAC4430 | Yes | Variable output compressor | Inverter | No | - | 2500 | 0.5 | - | 245 | 1250 | Yes | 240 | 850 | - | 457 | 2692.5 | No | 223.93 | 1346.25 | - | 200 | 1150 | 3400 | 0.74 | 330 | 1700 | Yes | 240 | 850 | Yes | 980 | 3300 | No | - | - | No | - | - | - | - | - | No | - | - | No | - | - | No | - | -
CU-Z25VKR / CS-Z25VKR | 0 | N/A | Panasonic | 0.02 | Non Ducted | Single Split System | Wall Hung | Air | Air | Malaysia | 0.5 | 2.48 | 2.5 | N/A | 3.1922 | 3.505 | 1.098 | N/A | 0.62 | 3.2 | Calorimeter Room | 4.888 | 5.1163 | Yes | - | N/A | 3.847 | 3.847 | N/A | N/A | N/A | N/A | N/A | 4.7619 | 5.0081 | N/A | N/A | 5.0238 | 5.5162 | 5 | 5.5 | Calorimeter Room | Single | R32 | Australia,New Zealand | 124755 | 45748 | 0 | Approved | Reverse Cycle | N/A | Yes | Class 8 | Yes | Yes | N/A | Yes | Yes | Yes | N/A | 4.888 | Available | N/A | N/A | http://papamy.panasonic.com.my/ | http://www.panasonic.com.au/ | Yes | 0 | https://reg.energyrating.gov.au/static/common/images/star_ratings_2014/aircon_rating_5_5.5.png | AAC4425 | Yes | Variable output compressor | Inverter | No | - | 2500 | 0.5 | - | 240 | 1250 | Yes | 180 | 900 | - | 457 | 2692.5 | No | 219.36 | 1346.25 | - | 145 | 1000 | 3200 | 0.62 | 295 | 1600 | Yes | 170 | 900 | Yes | 1100 | 3500 | No | - | - | No | - | - | - | - | - | No | - | - | No | - | - | No | - | -
CU-Z25XKR / CS-Z25XKRW | CU-*Z25XKR / CS-*Z25XKRW | N/A | Panasonic | N/A | Non Ducted | Single Split System | Wall Hung | Air | Air | Malaysia | 0.57 | N/A | 2.5 | N/A | N/A | N/A | N/A | N/A | 0.64 | 3 | Calorimeter Room | 4.1672 | 4.4473 | N/A | - | N/A | N/A | N/A | N/A | N/A | N/A | N/A | N/A | N/A | N/A | N/A | N/A | N/A | N/A | N/A | N/A | N/A | Single | R32 | Australia,New Zealand | 138955 | 46204 | 0 | Approved | Reverse Cycle | N/A | Yes | Class 8 | Yes | N/A | N/A | N/A | N/A | N/A | N/A | N/A | Available | N/A | N/A | http://papamy.panasonic.com.my/ | http://www.panasonic.com.au/ | N/A | 0 | 0 | AAC6135 | Yes | Variable output compressor | Inverter | No | - | 2500 | 0.57 | - | 230 | 1250 | Yes | 220 | 950 | - | 520.98 | 2692.5 | Yes | 175 | 1330 | - | 160 | 1120 | 3000 | 0.64 | 270 | 1500 | No | - | - | Yes | 1200 | 3050 | No | - | - | No | - | - | - | - | - | No | - | - | No | - | - | No | - | -
CU-Z25XKR-1 / CS-Z25XKRW-1 | 0 | N/A | Panasonic | N/A | Non Ducted | Single Split System | Wall Hung | Air | Air | Malaysia | 0.57 | N/A | 2.5 | N/A | N/A | N/A | N/A | N/A | 0.73 | 3.2 | Calorimeter Room | 4.1672 | 4.2834 | N/A | - | N/A | N/A | N/A | N/A | N/A | N/A | N/A | N/A | N/A | N/A | N/A | N/A | N/A | N/A | N/A | N/A | N/A | Single | R32 | New Zealand | 138967 | 46205 | 0 | Approved | Reverse Cycle | N/A | Yes | Class 8 | Yes | N/A | N/A | N/A | N/A | N/A | N/A | N/A | Available | N/A | N/A | http://papamy.panasonic.com.my/ | http://www.panasonic.com.au/ | N/A | 0 | 0 | AAC6141 | Yes | Variable output compressor | Inverter | No | - | 2500 | 0.57 | - | 230 | 1250 | Yes | 220 | 950 | - | 520.98 | 2692.5 | Yes | 175 | 1330 | - | 160 | 1120 | 3200 | 0.73 | 300 | 1600 | No | - | - | Yes | 1200 | 3050 | No | - | - | No | - | - | - | - | - | No | - | - | No | - | - | No | - | -
CU-Z35AKR / CS-Z35AKRW | CU-*Z35AKR / CS-*Z35AKRW | N/A | Panasonic | N/A | Non Ducted | Single Split System | Wall Hung | Air | Air | Malaysia | 0.82 | N/A | 3.5 | N/A | N/A | N/A | N/A | N/A | 0.87 | 4 | Calorimeter Room | 4.1566 | 4.5341 | N/A | - | N/A | N/A | N/A | N/A | N/A | N/A | N/A | N/A | N/A | N/A | N/A | N/A | N/A | N/A | N/A | N/A | N/A | Single | R32 | Australia,New Zealand | 160643 | 47246 | 0 | Approved | Reverse Cycle | N/A | Yes | Class 8 | Yes | N/A | N/A | N/A | N/A | N/A | N/A | N/A | Available | N/A | N/A | http://papamy.panasonic.com.my/ | http://www.panasonic.com.au/ | N/A | 0 | 0 | AAC8209 | Yes | Variable output compressor | Inverter | No | - | 3500 | 0.82 | - | 295 | 1750 | Yes | 210 | 1000 | - | 749.48 | 3769.5 | Yes | 235 | 1800 | - | 155 | 1210 | 4000 | 0.87 | 340 | 2000 | No | - | - | Yes | 1370 | 3900 | No | - | - | No | - | - | - | - | - | No | - | - | No | - | - | No | - | -
CU-Z35UBRA / CS-Z35UD3RAW | 0 | N/A | Panasonic | N/A | Ducted | Single Split System | - | Air | Air | Malaysia | 0.96 | N/A | 3.7 | N/A | N/A | N/A | N/A | N/A | 1.03 | 4.2 | Enthalpy Test Room | 3.8388 | 4.08 | N/A | - | N/A | N/A | N/A | N/A | N/A | N/A | N/A | N/A | N/A | N/A | N/A | N/A | N/A | N/A | N/A | N/A | N/A | Single | R32 | Australia,New Zealand | 152162 | 46817 | 0 | Approved | Reverse Cycle | N/A | Yes | Class 10 | Yes | N/A | N/A | N/A | N/A | N/A | N/A | N/A | Available | N/A | N/A | http://papamy.panasonic.com.my/ | http://www.panasonic.com.au/ | N/A | 0 | 0 | AAC7339 | Yes | Variable output compressor | Inverter | No | - | 3700 | 0.96 | - | 360 | 1850 | No | - | - | - | 877.44 | 3984.9 | No | 329.04 | 1992.45 | No | - | - | 4200 | 1.03 | 415 | 2100 | No | - | - | Yes | 1200 | 3700 | No | - | - | No | - | - | - | - | - | No | - | - | No | - | - | No | - | -
CU-Z35UBRA / CS-Z35UFRAW | 0 | N/A | Panasonic | 0.73 | Non Ducted | Single Split System | Floor Mounted | Air | Air | Malaysia | 0.86 | 2.77 | 3.5 | N/A | 3.192 | 3.907 | 1.224 | N/A | 1.06 | 4.3 | Calorimeter Room | 4.181 | 4.172 | Yes | - | N/A | 3.843 | 3.843 | N/A | N/A | N/A | N/A | N/A | 4.1161 | 4.1205 | N/A | N/A | 3.7322 | 3.7411 | 3.5 | 3.5 | Calorimeter Room | Single | R32 | Australia,New Zealand | 125356 | 45748 | 0 | Approved | Reverse Cycle | N/A | Yes | Class 8 | Yes | Yes | N/A | Yes | Yes | Yes | N/A | 4.181 | Available | N/A | N/A | http://papamy.panasonic.com.my/ | http://panasonic.co.nz/ | Yes | 0 | https://reg.energyrating.gov.au/static/common/images/star_ratings_2014/aircon_rating_3.5_3.5.png | AAC4431 | Yes | Variable output compressor | Inverter | No | - | 3500 | 0.86 | - | 340 | 1750 | Yes | 240 | 850 | - | 786.04 | 3769.5 | No | 310.76 | 1884.75 | - | 200 | 1250 | 4300 | 1.06 | 375 | 2150 | Yes | 240 | 850 | Yes | 1200 | 3700 | No | - | - | No | - | - | - | - | - | No | - | - | No | - | - | No | - | -
CU-Z35VKR / CS-Z35VKR | 0 | N/A | Panasonic | 0.07 | Non Ducted | Single Split System | Wall Hung | Air | Air | Malaysia | 0.8 | 3.43 | 3.5 | N/A | 2.9013 | 3.908 | 1.347 | N/A | 0.94 | 4.3 | Calorimeter Room | 4.3243 | 4.5717 | Yes | - | N/A | 3.847 | 3.847 | N/A | N/A | N/A | N/A | N/A | 4.2531 | 4.5071 | N/A | N/A | 4.0063 | 4.5141 | 4 | 4.5 | Calorimeter Room | Single | R32 | Australia,New Zealand | 124768 | 45748 | 0 | Approved | Reverse Cycle | N/A | Yes | Class 8 | Yes | Yes | N/A | Yes | Yes | Yes | N/A | 4.3243 | Available | N/A | N/A | http://papamy.panasonic.com.my/ | http://www.panasonic.com.au/ | Yes | 0 | https://reg.energyrating.gov.au/static/common/images/star_ratings_2014/aircon_rating_4_4.5.png | AAC4420 | Yes | Variable output compressor | Inverter | No | - | 3500 | 0.8 | - | 330 | 1750 | Yes | 200 | 900 | - | 731.2 | 3769.5 | No | 301.62 | 1884.75 | - | 160 | 1000 | 4300 | 0.94 | 400 | 2150 | Yes | 180 | 900 | Yes | 1350 | 3900 | No | - | - | No | - | - | - | - | - | No | - | - | No | - | - | No | - | -
CU-Z35XKR / CS-Z35XKRW | CU-*Z35XKR / CS-*Z35XKRW | N/A | Panasonic | N/A | Non Ducted | Single Split System | Wall Hung | Air | Air | Malaysia | 0.8 | N/A | 3.5 | N/A | N/A | N/A | N/A | N/A | 0.86 | 4 | Calorimeter Room | 4.2068 | 4.4988 | N/A | - | N/A | N/A | N/A | N/A | N/A | N/A | N/A | N/A | N/A | N/A | N/A | N/A | N/A | N/A | N/A | N/A | N/A | Single | R32 | Australia,New Zealand | 138970 | 46204 | 0 | Approved | Reverse Cycle | N/A | Yes | Class 8 | Yes | N/A | N/A | N/A | N/A | N/A | N/A | N/A | Available | N/A | N/A | http://papamy.panasonic.com.my/ | http://www.panasonic.com.au/ | N/A | 0 | 0 | AAC6139 | Yes | Variable output compressor | Inverter | No | - | 3500 | 0.8 | - | 295 | 1750 | Yes | 220 | 1000 | - | 731.2 | 3769.5 | Yes | 240 | 1850 | - | 165 | 1150 | 4000 | 0.86 | 340 | 2000 | No | - | - | Yes | 1350 | 3850 | No | - | - | No | - | - | - | - | - | No | - | - | No | - | - | No | - | -
CU-Z42AKR / CS-Z42AKRW | CU-*Z42AKR / CS-*Z42AKRW | N/A | Panasonic | N/A | Non Ducted | Single Split System | Wall Hung | Air | Air | Malaysia | 1.18 | N/A | 4.2 | N/A | N/A | N/A | N/A | N/A | 1.3 | 5 | Calorimeter Room | 3.4245 | 3.8196 | N/A | - | N/A | N/A | N/A | N/A | N/A | N/A | N/A | N/A | N/A | N/A | N/A | N/A | N/A | N/A | N/A | N/A | N/A | Single | R32 | Australia,New Zealand | 160646 | 47240 | 0 | Approved | Reverse Cycle | N/A | Yes | Class 9 | Yes | N/A | N/A | N/A | N/A | N/A | N/A | N/A | Available | N/A | N/A | http://papamy.panasonic.com.my/ | http://www.panasonic.com.au/ | N/A | 0 | 0 | AAC8200 | Yes | Variable output compressor | Inverter | No | - | 4200 | 1.18 | - | 400 | 2100 | Yes | 220 | 1150 | - | 1078.52 | 4523.4 | Yes | 340 | 2200 | - | 175 | 1300 | 5000 | 1.3 | 450 | 2500 | No | - | - | Yes | 1700 | 4400 | No | - | - | No | - | - | - | - | - | No | - | - | No | - | - | No | - | -
CU-Z42VKR / CS-Z42VKR | 0 | N/A | Panasonic | 0.84 | Non Ducted | Single Split System | Wall Hung | Air | Air | Malaysia | 1.07 | 3.36 | 4.2 | N/A | 2.8912 | 4.198 | 1.452 | N/A | 1.34 | 5.1 | Calorimeter Room | 3.8006 | 3.8387 | Yes | - | N/A | 3.525 | 3.525 | N/A | N/A | N/A | N/A | N/A | 3.7584 | 3.8032 | N/A | N/A | 3.0169 | 3.1064 | 3 | 3 | Calorimeter Room | Single | R32 | Australia,New Zealand | 124757 | 45748 | 0 | Approved | Reverse Cycle | N/A | Yes | Class 9 | Yes | Yes | N/A | Yes | Yes | Yes | N/A | 3.8006 | Available | N/A | N/A | http://papamy.panasonic.com.my/ | http://www.panasonic.com.au/ | Yes | 0 | https://reg.energyrating.gov.au/static/common/images/star_ratings_2014/aircon_rating_3_3.png | AAC4424 | Yes | Variable output compressor | Inverter | No | - | 4200 | 1.07 | - | 400 | 2100 | Yes | 215 | 900 | - | 977.98 | 4523.4 | No | 365.6 | 2261.7 | - | 185 | 1150 | 5100 | 1.34 | 495 | 2550 | Yes | 230 | 900 | Yes | 1450 | 4200 | No | - | - | No | - | - | - | - | - | No | - | - | No | - | - | No | - | -
CU-Z42XKR / CS-Z42XKRW | CU-*Z42XKR / CS-*Z42XKRW | N/A | Panasonic | N/A | Non Ducted | Single Split System | Wall Hung | Air | Air | Malaysia | 1.18 | N/A | 4.2 | N/A | N/A | N/A | N/A | N/A | 1.36 | 5.1 | Calorimeter Room | 3.6036 | 3.6865 | N/A | - | N/A | N/A | N/A | N/A | N/A | N/A | N/A | N/A | N/A | N/A | N/A | N/A | N/A | N/A | N/A | N/A | N/A | Single | R32 | Australia,New Zealand | 138952 | 46210 | 0 | Approved | Reverse Cycle | N/A | Yes | Class 9 | Yes | N/A | N/A | N/A | N/A | N/A | N/A | N/A | Available | N/A | N/A | http://papamy.panasonic.com.my/ | http://www.panasonic.com.au/ | N/A | 0 | 0 | AAC6158 | Yes | Variable output compressor | Inverter | No | - | 4200 | 1.18 | - | 400 | 2100 | Yes | 240 | 1150 | - | 1078.52 | 4523.4 | Yes | 340 | 2200 | - | 190 | 1350 | 5100 | 1.36 | 490 | 2550 | No | - | - | Yes | 1700 | 4400 | No | - | - | No | - | - | - | - | - | No | - | - | No | - | - | No | - | -
CU-Z50*KR-1 / CS-Z50*KRW-1 | CU-Z50*KR-1 / CS-Z50*KRW-1 | N/A | Panasonic | N/A | Non Ducted | Single Split System | Wall Hung | Air | Air | Malaysia | 1.31 | N/A | 5 | N/A | N/A | N/A | N/A | N/A | 1.42 | 6 | Calorimeter Room | 3.8615 | 4.1301 | N/A | - | N/A | N/A | N/A | N/A | N/A | N/A | N/A | N/A | N/A | N/A | N/A | N/A | N/A | N/A | N/A | N/A | N/A | Single | R32 | Australia,New Zealand | 142086 | 46319 | 0 | Approved | Reverse Cycle | N/A | Yes | Class 9 | Yes | N/A | N/A | N/A | N/A | N/A | N/A | N/A | Available | N/A | N/A | http://papamy.panasonic.com.my/ | http://www.panasonic.com.au/ | N/A | 0 | 0 | AAC6306 | Yes | Variable output compressor | Inverter | No | - | 5000 | 1.31 | - | 430 | 2500 | Yes | 230 | 1250 | - | 1197.34 | 5385 | Yes | 360 | 2700 | - | 170 | 1350 | 6000 | 1.42 | 520 | 3000 | No | - | - | Yes | 1850 | 5600 | No | - | - | No | - | - | - | - | - | No | - | - | No | - | - | No | - | -
CU-Z50AKR / CS-Z50AKRW | CU-*Z50*KR / CS-*Z50*KRW | N/A | Panasonic | N/A | Non Ducted | Single Split System | Wall Hung | Air | Air | Malaysia | 1.51 | N/A | 5 | N/A | N/A | N/A | N/A | N/A | 1.72 | 6 | Calorimeter Room | 3.3068 | 3.3755 | N/A | 55.86 | N/A | N/A | N/A | N/A | N/A | N/A | N/A | N/A | N/A | N/A | N/A | N/A | N/A | N/A | N/A | N/A | N/A | Single | R32 | Australia,New Zealand | 138961 | 46204 | 0 | Approved | Reverse Cycle | N/A | Yes | Class 9 | Yes | N/A | N/A | N/A | N/A | N/A | N/A | N/A | Available | N/A | N/A | http://papamy.panasonic.com.my/ | http://www.panasonic.com.au/ | N/A | 0 | 0 | AAC6134 | Yes | Variable output compressor | Inverter | No | - | 5000 | 1.51 | - | 500 | 2500 | Yes | 240 | 1150 | - | 1380.14 | 5385 | Yes | 420 | 2700 | - | 165 | 1240 | 6000 | 1.72 | 590 | 3000 | No | - | - | Yes | 2200 | 5500 | No | - | - | No | - | - | - | - | - | No | - | - | No | - | - | No | - | -
CU-Z50AKR-1 / CS-Z50AKRW-1 | CU-Z50*KR-1 / CS-Z50*KRW-1 | N/A | Panasonic | N/A | Non Ducted | Single Split System | Wall Hung | Air | Air | Malaysia | 1.31 | N/A | 5 | N/A | N/A | N/A | N/A | N/A | 1.42 | 6 | Calorimeter Room | 3.8615 | 4.1301 | N/A | - | N/A | N/A | N/A | N/A | N/A | N/A | N/A | N/A | N/A | N/A | N/A | N/A | N/A | N/A | N/A | N/A | N/A | Single | R32 | Australia,New Zealand | 142086 | 46319 | 0 | Approved | Reverse Cycle | N/A | Yes | Class 9 | Yes | N/A | N/A | N/A | N/A | N/A | N/A | N/A | Available | N/A | N/A | http://papamy.panasonic.com.my/ | http://www.panasonic.com.au/ | N/A | 0 | 0 | AAC6306 | Yes | Variable output compressor | Inverter | No | - | 5000 | 1.31 | - | 430 | 2500 | Yes | 230 | 1250 | - | 1197.34 | 5385 | Yes | 360 | 2700 | - | 170 | 1350 | 6000 | 1.42 | 520 | 3000 | No | - | - | Yes | 1850 | 5600 | No | - | - | No | - | - | - | - | - | No | - | - | No | - | - | No | - | -
CU-Z50UBRA / CS-Z50UD3RAW | 0 | N/A | Panasonic | N/A | Ducted | Single Split System | - | Air | Air | Malaysia | 1.4 | N/A | 5 | N/A | N/A | N/A | N/A | N/A | 1.68 | 6.1 | Calorimeter Room | 3.5771 | 3.6617 | N/A | - | N/A | N/A | N/A | N/A | N/A | N/A | N/A | N/A | N/A | N/A | N/A | N/A | N/A | N/A | N/A | N/A | N/A | Single | R32 | Australia,New Zealand | 152161 | 46830 | 0 | Approved | Reverse Cycle | N/A | Yes | Class 10 | Yes | N/A | N/A | N/A | N/A | N/A | N/A | N/A | Available | N/A | N/A | http://papamy.panasonic.com.my/ | http://www.panasonic.com.au/ | N/A | 0 | 0 | AAC7367 | Yes | Variable output compressor | Inverter | No | - | 5000 | 1.4 | - | 475 | 2500 | No | - | - | - | 1279.6 | 5385 | No | 434.15 | 2692.5 | No | - | - | 6100 | 1.68 | 585 | 3050 | No | - | - | Yes | 1700 | 4900 | No | - | - | No | - | - | - | - | - | No | - | - | No | - | - | No | - | -
CU-Z50UBRA / CS-Z50UFRAW | 0 | N/A | Panasonic | 1.39 | Non Ducted | Single Split System | Floor Mounted | Air | Air | Malaysia | 1.37 | 3.61 | 5 | N/A | 3.2887 | 4.545 | 1.382 | N/A | 1.47 | 5.6 | Calorimeter Room | 3.5923 | 3.887 | Yes | - | N/A | 3.808 | 3.808 | N/A | N/A | N/A | N/A | N/A | 3.5582 | 3.8527 | N/A | N/A | 2.6164 | 3.2054 | 2.5 | 3 | Calorimeter Room | Single | R32 | Australia,New Zealand | 125358 | 45748 | 0 | Approved | Reverse Cycle | N/A | Yes | Class 9 | Yes | Yes | N/A | Yes | Yes | Yes | N/A | 3.5923 | Available | N/A | N/A | http://papamy.panasonic.com.my/ | http://panasonic.co.nz/ | Yes | 0 | https://reg.energyrating.gov.au/static/common/images/star_ratings_2014/aircon_rating_2.5_3.png | AAC4432 | Yes | Variable output compressor | Inverter | No | - | 5000 | 1.37 | - | 470 | 2500 | Yes | 255 | 900 | - | 1252.18 | 5385 | No | 429.58 | 2692.5 | - | 195 | 1420 | 5600 | 1.47 | 505 | 2800 | Yes | 260 | 900 | Yes | 1400 | 4600 | No | - | - | No | - | - | - | - | - | No | - | - | No | - | - | No | - | -
CU-Z50VKR / CS-Z50VKR | 0 | N/A | Panasonic | 0.25 | Non Ducted | Single Split System | Wall Hung | Air | Air | Malaysia | 1.13 | 4.75 | 5 | N/A | 3.1599 | 5.356 | 1.695 | N/A | 1.31 | 6 | Calorimeter Room | 4.3023 | 4.5513 | Yes | - | N/A | 3.525 | 3.525 | N/A | N/A | N/A | N/A | N/A | 4.257 | 4.5089 | N/A | N/A | 4.0139 | 4.5178 | 4 | 4.5 | Calorimeter Room | Single | R32 | Australia,New Zealand | 124783 | 45748 | 0 | Approved | Reverse Cycle | N/A | Yes | Class 9 | Yes | Yes | N/A | Yes | Yes | Yes | N/A | 4.3023 | Available | N/A | N/A | http://papamy.panasonic.com.my/ | http://www.panasonic.com.au/ | Yes | 0 | https://reg.energyrating.gov.au/static/common/images/star_ratings_2014/aircon_rating_4_4.5.png | AAC4426 | Yes | Variable output compressor | Inverter | No | - | 5000 | 1.13 | - | 445 | 2500 | Yes | 210 | 950 | - | 1032.82 | 5385 | No | 406.73 | 2692.5 | - | 170 | 1070 | 6000 | 1.31 | 465 | 3000 | Yes | 225 | 1050 | Yes | 1700 | 5350 | No | - | - | No | - | - | - | - | - | No | - | - | No | - | - | No | - | -
CU-Z50XKR / CS-Z50XKRW | CU-*Z50*KR / CS-*Z50*KRW | N/A | Panasonic | N/A | Non Ducted | Single Split System | Wall Hung | Air | Air | Malaysia | 1.51 | N/A | 5 | N/A | N/A | N/A | N/A | N/A | 1.72 | 6 | Calorimeter Room | 3.3068 | 3.3755 | N/A | 55.86 | N/A | N/A | N/A | N/A | N/A | N/A | N/A | N/A | N/A | N/A | N/A | N/A | N/A | N/A | N/A | N/A | N/A | Single | R32 | Australia,New Zealand | 138961 | 46204 | 0 | Approved | Reverse Cycle | N/A | Yes | Class 9 | Yes | N/A | N/A | N/A | N/A | N/A | N/A | N/A | Available | N/A | N/A | http://papamy.panasonic.com.my/ | http://www.panasonic.com.au/ | N/A | 0 | 0 | AAC6134 | Yes | Variable output compressor | Inverter | No | - | 5000 | 1.51 | - | 500 | 2500 | Yes | 240 | 1150 | - | 1380.14 | 5385 | Yes | 420 | 2700 | - | 165 | 1240 | 6000 | 1.72 | 590 | 3000 | No | - | - | Yes | 2200 | 5500 | No | - | - | No | - | - | - | - | - | No | - | - | No | - | - | No | - | -
CU-Z50XKR-1 / CS-Z50XKRW-1 | CU-Z50*KR-1 / CS-Z50*KRW-1 | N/A | Panasonic | N/A | Non Ducted | Single Split System | Wall Hung | Air | Air | Malaysia | 1.31 | N/A | 5 | N/A | N/A | N/A | N/A | N/A | 1.42 | 6 | Calorimeter Room | 3.8615 | 4.1301 | N/A | - | N/A | N/A | N/A | N/A | N/A | N/A | N/A | N/A | N/A | N/A | N/A | N/A | N/A | N/A | N/A | N/A | N/A | Single | R32 | Australia,New Zealand | 142086 | 46319 | 0 | Approved | Reverse Cycle | N/A | Yes | Class 9 | Yes | N/A | N/A | N/A | N/A | N/A | N/A | N/A | Available | N/A | N/A | http://papamy.panasonic.com.my/ | http://www.panasonic.com.au/ | N/A | 0 | 0 | AAC6306 | Yes | Variable output compressor | Inverter | No | - | 5000 | 1.31 | - | 430 | 2500 | Yes | 230 | 1250 | - | 1197.34 | 5385 | Yes | 360 | 2700 | - | 170 | 1350 | 6000 | 1.42 | 520 | 3000 | No | - | - | Yes | 1850 | 5600 | No | - | - | No | - | - | - | - | - | No | - | - | No | - | - | No | - | -
CU-Z60*KR-1 / CS-Z60*KRW-1 | CU-Z60*KR-1 / CS-Z60*KRW-1 | N/A | Panasonic | N/A | Non Ducted | Single Split System | Wall Hung | Air | Air | Malaysia | 1.67 | N/A | 6 | N/A | N/A | N/A | N/A | N/A | 1.83 | 7.2 | Calorimeter Room | 3.6912 | 4.0169 | N/A | - | N/A | N/A | N/A | N/A | N/A | N/A | N/A | N/A | N/A | N/A | N/A | N/A | N/A | N/A | N/A | N/A | N/A | Single | R32 | New Zealand | 139562 | 46223 | 0 | Approved | Reverse Cycle | N/A | Yes | Class 9 | Yes | N/A | N/A | N/A | N/A | N/A | N/A | N/A | Available | N/A | N/A | http://papamy.panasonic.com.my/ | http://www.panasonic.com.au/ | N/A | 0 | 0 | AAC6174 | Yes | Variable output compressor | Inverter | No | - | 6000 | 1.67 | - | 570 | 3000 | Yes | 440 | 1700 | - | 1526.38 | 6462 | Yes | 500 | 3150 | - | 330 | 2000 | 7200 | 1.83 | 650 | 3600 | No | - | - | Yes | 2580 | 7000 | No | - | - | No | - | - | - | - | - | No | - | - | No | - | - | No | - | -
CU-Z60AKR / CS-Z60AKRW | CU-*Z60XKR / CS-*Z60XKRW | N/A | Panasonic | N/A | Non Ducted | Single Split System | Wall Hung | Air | Air | Malaysia | 1.85 | N/A | 6 | N/A | N/A | N/A | N/A | N/A | 1.89 | 6.5 | Calorimeter Room | 3.4721 | 3.5794 | N/A | - | N/A | N/A | N/A | N/A | N/A | N/A | N/A | N/A | N/A | N/A | N/A | N/A | N/A | N/A | N/A | N/A | N/A | Single | R32 | Australia,New Zealand | 138975 | 46205 | 0 | Approved | Reverse Cycle | N/A | Yes | Class 9 | Yes | N/A | N/A | N/A | N/A | N/A | N/A | N/A | Available | N/A | N/A | http://papamy.panasonic.com.my/ | http://www.panasonic.com.au/ | N/A | 0 | 0 | AAC6140 | Yes | Variable output compressor | Inverter | No | - | 6000 | 1.85 | - | 560 | 3000 | Yes | 350 | 1250 | - | 1690.9 | 6462 | Yes | 470 | 3200 | - | 250 | 1450 | 6500 | 1.89 | 545 | 3250 | No | - | - | Yes | 1800 | 5700 | No | - | - | No | - | - | - | - | - | No | - | - | No | - | - | No | - | -
CU-Z60AKR-1 / CS-Z60AKRW-1 | CU-Z60*KR-1 / CS-Z60*KRW-1 | N/A | Panasonic | N/A | Non Ducted | Single Split System | Wall Hung | Air | Air | Malaysia | 1.67 | N/A | 6 | N/A | N/A | N/A | N/A | N/A | 1.83 | 7.2 | Calorimeter Room | 3.6912 | 4.0169 | N/A | - | N/A | N/A | N/A | N/A | N/A | N/A | N/A | N/A | N/A | N/A | N/A | N/A | N/A | N/A | N/A | N/A | N/A | Single | R32 | New Zealand | 139562 | 46223 | 0 | Approved | Reverse Cycle | N/A | Yes | Class 9 | Yes | N/A | N/A | N/A | N/A | N/A | N/A | N/A | Available | N/A | N/A | http://papamy.panasonic.com.my/ | http://www.panasonic.com.au/ | N/A | 0 | 0 | AAC6174 | Yes | Variable output compressor | Inverter | No | - | 6000 | 1.67 | - | 570 | 3000 | Yes | 440 | 1700 | - | 1526.38 | 6462 | Yes | 500 | 3150 | - | 330 | 2000 | 7200 | 1.83 | 650 | 3600 | No | - | - | Yes | 2580 | 7000 | No | - | - | No | - | - | - | - | - | No | - | - | No | - | - | No | - | -
CU-Z60UBRA / CS-Z60UD3RAW | 0 | N/A | Panasonic | N/A | Ducted | Single Split System | - | Air | Air | Malaysia | 1.7 | N/A | 5.6 | N/A | N/A | N/A | N/A | N/A | 2.16 | 7 | Calorimeter Room | 3.3283 | 3.1518 | N/A | 52.9464 | N/A | N/A | N/A | N/A | N/A | N/A | N/A | N/A | N/A | N/A | N/A | N/A | N/A | N/A | N/A | N/A | N/A | Single | R32 | Australia,New Zealand | 152160 | 46824 | 0 | Approved | Reverse Cycle | N/A | Yes | Class 10 | Yes | N/A | N/A | N/A | N/A | N/A | N/A | N/A | Available | N/A | N/A | http://papamy.panasonic.com.my/ | http://www.panasonic.com.au/ | N/A | 0 | 0 | AAC7348 | Yes | Variable output compressor | Inverter | No | - | 5600 | 1.7 | - | 565 | 2800 | No | - | - | - | 1553.8 | 6031.2 | No | 516.41 | 3015.6 | No | - | - | 7000 | 2.16 | 700 | 3500 | No | - | - | Yes | 1900 | 5400 | No | - | - | No | - | - | - | - | - | No | - | - | No | - | - | No | - | -
CU-Z60VKR / CS-Z60VKR | 0 | N/A | Panasonic | 0.84 | Non Ducted | Single Split System | Wall Hung | Air | Air | Malaysia | 1.58 | 5.16 | 6 | N/A | 2.9995 | 5.594 | 1.865 | N/A | 1.78 | 7.2 | Calorimeter Room | 3.7821 | 4.0303 | Yes | - | N/A | 3.525 | 3.525 | N/A | N/A | N/A | N/A | N/A | 3.7528 | 4.0025 | N/A | N/A | 3.0056 | 3.505 | 3 | 3.5 | Calorimeter Room | Single | R32 | Australia,New Zealand | 124781 | 45748 | 0 | Approved | Reverse Cycle | N/A | Yes | Class 9 | Yes | Yes | N/A | Yes | Yes | Yes | N/A | 3.7821 | Available | N/A | N/A | http://papamy.panasonic.com.my/ | http://www.panasonic.com.au/ | Yes | 0 | https://reg.energyrating.gov.au/static/common/images/star_ratings_2014/aircon_rating_3_3.5.png | AAC4405 | Yes | Variable output compressor | Inverter | No | - | 6000 | 1.58 | - | 630 | 3000 | Yes | 440 | 1700 | - | 1444.12 | 6462 | No | 575.82 | 3231 | - | 370 | 2000 | 7200 | 1.78 | 670 | 3600 | Yes | 400 | 1700 | Yes | 1870 | 5600 | No | - | - | No | - | - | - | - | - | No | - | - | No | - | - | No | - | -
CU-Z60XKR / CS-Z60XKRW | CU-*Z60XKR / CS-*Z60XKRW | N/A | Panasonic | N/A | Non Ducted | Single Split System | Wall Hung | Air | Air | Malaysia | 1.85 | N/A | 6 | N/A | N/A | N/A | N/A | N/A | 1.89 | 6.5 | Calorimeter Room | 3.4721 | 3.5794 | N/A | - | N/A | N/A | N/A | N/A | N/A | N/A | N/A | N/A | N/A | N/A | N/A | N/A | N/A | N/A | N/A | N/A | N/A | Single | R32 | Australia,New Zealand | 138975 | 46205 | 0 | Approved | Reverse Cycle | N/A | Yes | Class 9 | Yes | N/A | N/A | N/A | N/A | N/A | N/A | N/A | Available | N/A | N/A | http://papamy.panasonic.com.my/ | http://www.panasonic.com.au/ | N/A | 0 | 0 | AAC6140 | Yes | Variable output compressor | Inverter | No | - | 6000 | 1.85 | - | 560 | 3000 | Yes | 350 | 1250 | - | 1690.9 | 6462 | Yes | 470 | 3200 | - | 250 | 1450 | 6500 | 1.89 | 545 | 3250 | No | - | - | Yes | 1800 | 5700 | No | - | - | No | - | - | - | - | - | No | - | - | No | - | - | No | - | -
CU-Z60XKR-1 / CS-Z60XKRW-1 | CU-Z60*KR-1 / CS-Z60*KRW-1 | N/A | Panasonic | N/A | Non Ducted | Single Split System | Wall Hung | Air | Air | Malaysia | 1.67 | N/A | 6 | N/A | N/A | N/A | N/A | N/A | 1.83 | 7.2 | Calorimeter Room | 3.6912 | 4.0169 | N/A | - | N/A | N/A | N/A | N/A | N/A | N/A | N/A | N/A | N/A | N/A | N/A | N/A | N/A | N/A | N/A | N/A | N/A | Single | R32 | New Zealand | 139562 | 46223 | 0 | Approved | Reverse Cycle | N/A | Yes | Class 9 | Yes | N/A | N/A | N/A | N/A | N/A | N/A | N/A | Available | N/A | N/A | http://papamy.panasonic.com.my/ | http://www.panasonic.com.au/ | N/A | 0 | 0 | AAC6174 | Yes | Variable output compressor | Inverter | No | - | 6000 | 1.67 | - | 570 | 3000 | Yes | 440 | 1700 | - | 1526.38 | 6462 | Yes | 500 | 3150 | - | 330 | 2000 | 7200 | 1.83 | 650 | 3600 | No | - | - | Yes | 2580 | 7000 | No | - | - | No | - | - | - | - | - | No | - | - | No | - | - | No | - | -
CU-Z71AKR / CS-Z71AKRW | CU-*Z71XKR / CS-*Z71XKRW | N/A | Panasonic | N/A | Non Ducted | Single Split System | Wall Hung | Air | Air | Malaysia | 2.06 | N/A | 7.1 | N/A | N/A | N/A | N/A | N/A | 2.09 | 8 | Calorimeter Room | 3.4807 | 3.8488 | N/A | - | N/A | N/A | N/A | N/A | N/A | N/A | N/A | N/A | N/A | N/A | N/A | N/A | N/A | N/A | N/A | N/A | N/A | Single | R32 | Australia,New Zealand | 139577 | 46225 | 0 | Approved | Reverse Cycle | N/A | Yes | Class 9 | Yes | N/A | N/A | N/A | N/A | N/A | N/A | N/A | Available | N/A | N/A | http://papamy.panasonic.com.my/ | http://www.panasonic.com.au/ | N/A | 0 | 0 | AAC6176 | Yes | Variable output compressor | Inverter | No | - | 7100 | 2.06 | - | 680 | 3550 | Yes | 450 | 1700 | - | 1882.84 | 7646.7 | Yes | 560 | 3650 | - | 340 | 2030 | 8000 | 2.09 | 710 | 4000 | No | - | - | Yes | 2700 | 7300 | No | - | - | No | - | - | - | - | - | No | - | - | No | - | - | No | - | -
CU-Z71VKR / CS-Z71VKR | 0 | N/A | Panasonic | 1.39 | Non Ducted | Single Split System | Wall Hung | Air | Air | Malaysia | 1.97 | 5.71 | 7.1 | N/A | 2.8838 | 6.053 | 2.099 | N/A | 2.11 | 8 | Calorimeter Room | 3.5243 | 3.7787 | Yes | - | N/A | 3.525 | 3.525 | N/A | N/A | N/A | N/A | N/A | 3.5027 | 3.7567 | N/A | N/A | 2.5054 | 3.0135 | 2.5 | 3 | Calorimeter Room | Single | R32 | Australia,New Zealand | 125308 | 45748 | 0 | Approved | Reverse Cycle | N/A | Yes | Class 9 | Yes | Yes | N/A | Yes | Yes | Yes | N/A | 3.5243 | Available | N/A | N/A | http://papamy.panasonic.com.my/ | http://www.panasonic.com.au/ | Yes | 0 | https://reg.energyrating.gov.au/static/common/images/star_ratings_2014/aircon_rating_2.5_3.png | AAC4408 | Yes | Variable output compressor | Inverter | No | - | 7100 | 1.97 | - | 780 | 3550 | Yes | 440 | 1700 | - | 1800.58 | 7646.7 | No | 712.92 | 3823.35 | - | 370 | 2000 | 8000 | 2.11 | 740 | 4000 | Yes | 400 | 1700 | Yes | 2100 | 6050 | No | - | - | No | - | - | - | - | - | No | - | - | No | - | - | No | - | -
CU-Z71XKR / CS-Z71XKRW | CU-*Z71XKR / CS-*Z71XKRW | N/A | Panasonic | N/A | Non Ducted | Single Split System | Wall Hung | Air | Air | Malaysia | 2.06 | N/A | 7.1 | N/A | N/A | N/A | N/A | N/A | 2.09 | 8 | Calorimeter Room | 3.4807 | 3.8488 | N/A | - | N/A | N/A | N/A | N/A | N/A | N/A | N/A | N/A | N/A | N/A | N/A | N/A | N/A | N/A | N/A | N/A | N/A | Single | R32 | Australia,New Zealand | 139577 | 46225 | 0 | Approved | Reverse Cycle | N/A | Yes | Class 9 | Yes | N/A | N/A | N/A | N/A | N/A | N/A | N/A | Available | N/A | N/A | http://papamy.panasonic.com.my/ | http://www.panasonic.com.au/ | N/A | 0 | 0 | AAC6176 | Yes | Variable output compressor | Inverter | No | - | 7100 | 2.06 | - | 680 | 3550 | Yes | 450 | 1700 | - | 1882.84 | 7646.7 | Yes | 560 | 3650 | - | 340 | 2030 | 8000 | 2.09 | 710 | 4000 | No | - | - | Yes | 2700 | 7300 | No | - | - | No | - | - | - | - | - | No | - | - | No | - | - | No | - | -
CU-Z71XKR-1 / CS-Z71XKR-1 | CU-*Z71*KR* / CS-*Z71*KR* | N/A | Panasonic | N/A | Non Ducted | Single Split System | Wall Hung | Air | Air | Malaysia | 1.93 | N/A | 7.1 | N/A | N/A | N/A | N/A | N/A | 1.88 | 8 | Calorimeter Room | 3.8298 | 4.2428 | N/A | - | N/A | N/A | N/A | N/A | N/A | N/A | N/A | N/A | N/A | N/A | N/A | N/A | N/A | N/A | N/A | N/A | N/A | Single | R32 | Australia,New Zealand | 148285 | 46608 | 0 | Approved | Reverse Cycle | N/A | Yes | Class 9 | Yes | N/A | N/A | N/A | N/A | N/A | N/A | N/A | Available | N/A | N/A | http://papamy.panasonic.com.my/ | http://www.panasonic.com.au/ | N/A | 0 | 0 | AAC6856 | Yes | Variable output compressor | Inverter | No | - | 7100 | 1.93 | - | 660 | 3550 | No | - | - | - | 1764.02 | 7646.7 | Yes | 520 | 3800 | No | - | - | 8000 | 1.88 | 700 | 4000 | No | - | - | Yes | 2500 | 7700 | No | - | - | No | - | - | - | - | - | No | - | - | No | - | - | No | - | -
CU-Z80VKR / CS-Z80VKR | 0 | N/A | Panasonic | 1.86 | Non Ducted | Single Split System | Wall Hung | Air | Air | Malaysia | 2.32 | 6.14 | 8 | N/A | 2.96 | 7.403 | 2.501 | N/A | 2.41 | 9 | Calorimeter Room | 3.2961 | 3.6172 | Yes | 55.28 | N/A | 3.46 | 3.46 | 4.2397 | 4.467 | N/A | N/A | N/A | 3.2797 | 3.5995 | N/A | N/A | 2.0594 | 2.6991 | 2 | 2.5 | Calorimeter Room | Single | R32 | Australia,New Zealand | 125311 | 45748 | 0 | Approved | Reverse Cycle | N/A | Yes | Class 9 | Yes | Yes | N/A | Yes | Yes | Yes | N/A | 3.2961 | Available | N/A | N/A | http://papamy.panasonic.com.my/ | http://www.panasonic.com.au/ | Yes | 0 | https://reg.energyrating.gov.au/static/common/images/star_ratings_2014/aircon_rating_2_2.5.png | AAC4406 | Yes | Variable output compressor | Inverter | No | - | 8000 | 2.32 | - | 890 | 4000 | Yes | 460 | 2300 | - | 2120.48 | 8616 | No | 813.46 | 4308 | - | 400 | 2450 | 9000 | 2.41 | 900 | 4500 | Yes | 500 | 2200 | Yes | 2500 | 7400 | No | - | - | No | - | - | - | - | - | No | - | - | No | - | - | No | - | -
CU-Z80XKR / CS-Z80XKR | CU-*Z80XKR / CS-*Z80XKR | N/A | Panasonic | N/A | Non Ducted | Single Split System | Wall Hung | Air | Air | Malaysia | 2.44 | N/A | 8 | N/A | N/A | N/A | N/A | N/A | 2.46 | 9 | Calorimeter Room | 3.325 | 3.8041 | N/A | 53.8 | N/A | N/A | N/A | N/A | N/A | N/A | N/A | N/A | N/A | N/A | N/A | N/A | N/A | N/A | N/A | N/A | N/A | Single | R32 | Australia,New Zealand | 139558 | 46223 | 0 | Approved | Reverse Cycle | N/A | Yes | Class 9 | Yes | N/A | N/A | N/A | N/A | N/A | N/A | N/A | Available | N/A | N/A | http://papamy.panasonic.com.my/ | http://www.panasonic.com.au/ | N/A | 0 | 0 | AAC6173 | Yes | Variable output compressor | Inverter | No | - | 8000 | 2.44 | - | 790 | 4000 | Yes | 460 | 2300 | - | 2230.16 | 8616 | Yes | 670 | 4300 | - | 370 | 2680 | 9000 | 2.46 | 850 | 4500 | Yes | 440 | 2200 | Yes | 2700 | 8100 | No | - | - | No | - | - | - | - | - | No | - | - | No | - | - | No | - | -
CU-Z80YKR / CS-Z80YKR | CU-*Z80YKR / CS-*Z80YKR | N/A | Panasonic | N/A | Non Ducted | Single Split System | Wall Hung | Air | Air | Malaysia | 2.39 | N/A | 8 | N/A | N/A | N/A | N/A | N/A | 2.34 | 9 | Calorimeter Room | 3.4273 | 3.7986 | N/A | - | N/A | N/A | N/A | N/A | N/A | N/A | N/A | N/A | N/A | N/A | N/A | N/A | N/A | N/A | N/A | N/A | N/A | Single | R32 | Australia,New Zealand | 148247 | 46607 | 0 | Approved | Reverse Cycle | N/A | Yes | Class 9 | Yes | N/A | N/A | N/A | N/A | N/A | N/A | N/A | Available | N/A | N/A | http://papamy.panasonic.com.my/ | http://www.panasonic.com.au/ | N/A | 0 | 0 | AAC6852 | Yes | Variable output compressor | Inverter | No | - | 8000 | 2.39 | - | 760 | 4000 | Yes | 460 | 2300 | - | 2184.46 | 8616 | Yes | 640 | 4300 | - | 390 | 2680 | 9000 | 2.34 | 820 | 4500 | Yes | 430 | 2200 | Yes | 2750 | 8200 | No | - | - | No | - | - | - | - | - | No | - | - | No | - | - | No | - | -
CU-Z95AKR / CS-Z95AKR | CU-*Z95AKR / CS-*Z95AKR | N/A | Panasonic | N/A | Non Ducted | Single Split System | Wall Hung | Air | Air | Malaysia | 2.84 | N/A | 9.5 | N/A | N/A | N/A | N/A | N/A | 2.78 | 10.3 | Calorimeter Room | 3.3079 | 3.6946 | N/A | 55.516 | N/A | N/A | N/A | N/A | N/A | N/A | N/A | N/A | N/A | N/A | N/A | N/A | N/A | N/A | N/A | N/A | N/A | Single | R32 | Australia,New Zealand | 160133 | 47223 | 0 | Approved | Reverse Cycle | N/A | Yes | Class 9 | Yes | N/A | N/A | N/A | N/A | N/A | N/A | N/A | Available | N/A | N/A | http://papamy.panasonic.com.my/ | http://www.panasonic.com.au/ | N/A | 0 | 0 | AAC8179 | Yes | Variable output compressor | Inverter | No | - | 9500 | 2.84 | - | 1050 | 4750 | Yes | 500 | 2800 | - | 2595.76 | 10231.5 | Yes | 880 | 5000 | - | 400 | 2900 | 10300 | 2.78 | 1095 | 5150 | Yes | 440 | 2400 | Yes | 3000 | 8750 | No | - | - | No | - | - | - | - | - | No | - | - | No | - | - | No | - | -
U-100PZ2R5/S-100PE3R | 0 | N/A | PANASONIC | 1 | Ducted | Single Split System | - | Air | Air | Malaysia | 2.89 | 5 | 10 | 700 | N/A | N/A | N/A | 290 | 2.46 | 10 | Enthalpy Test Room | 3.4811 | 4.0053 | Yes | - | N/A | 17 | 17 | N/A | N/A | N/A | N/A | N/A | 3.6774 | 4.4255 | N/A | N/A | N/A | N/A | N/A | N/A | Enthalpy Test Room | Single | R32 | Australia,New Zealand | 134100 | 46000 | 0 | Approved | Reverse Cycle | 1000 | Yes | Class 11 | Yes | N/A | N/A | Yes | Yes | Yes | N/A | 3.8107 | Available | N/A | N/A | 0 | 0 | Yes | 0 | 0 | AAC5566 | Yes | Variable output compressor | Inverter | No | - | 10000 | 2.89 | - | 1050 | 5000 | No | - | - | - | 2641.46 | 10770 | Yes | 900 | 5000 | Yes | 720 | 3700 | 10000 | 2.46 | 1180 | 5000 | Yes | 860 | 3450 | Yes | 3470 | 10000 | No | - | - | No | - | - | - | - | - | No | - | - | No | - | - | No | - | -
U-100PZ2R5/S-100PK3R | 0 | N/A | PANASONIC | 2.524 | Non Ducted | Single Split System | Wall Hung | Air | Air | Malaysia | 2.59 | 6.476 | 9 | 236 | N/A | N/A | N/A | 302 | 2.29 | 9 | Calorimeter Room | 3.4784 | 3.9665 | Yes | - | N/A | 19 | 19 | N/A | N/A | N/A | N/A | N/A | 3.4003 | 3.9172 | N/A | N/A | 2.3006 | 3.3344 | 2 | 3 | Calorimeter Room | Single | R32 | Australia,New Zealand | 133894 | 46001 | 0 | Approved | Reverse Cycle | 1120 | Yes | Class 9 | Yes | Yes | N/A | Yes | Yes | Yes | N/A | 3.4842 | Available | N/A | N/A | 0 | 0 | Yes | 0 | https://reg.energyrating.gov.au/static/common/images/star_ratings_2014/aircon_rating_2_3.png | AAC5590 | Yes | Variable output compressor | Inverter | No | - | 9000 | 2.59 | - | 1010 | 4500 | No | - | - | - | 2367.26 | 9693 | Yes | 850 | 5000 | Yes | 500 | 3100 | 9000 | 2.29 | 820 | 4500 | Yes | 570 | 3180 | Yes | 3750 | 9500 | No | - | - | No | - | - | - | - | - | No | - | - | No | - | - | No | - | -
U-100PZ2R5/S-1014PF3E | 0 | N/A | PANASONIC | 2 | Ducted | Single Split System | - | Air | Air | Malaysia | 2.66 | 8 | 9.5 | 700 | N/A | N/A | N/A | 290 | 2.32 | 9.5 | Enthalpy Test Room | 3.6638 | 4.1833 | Yes | - | N/A | 19 | 19 | N/A | N/A | N/A | N/A | N/A | 3.615 | 4.2553 | N/A | N/A | N/A | N/A | N/A | N/A | Enthalpy Test Room | Single | R32 | Australia,New Zealand | 128979 | 45868 | 0 | Approved | Reverse Cycle | 1400 | Yes | Class 10 | Yes | N/A | N/A | Yes | Yes | Yes | N/A | 3.7002 | Available | N/A | N/A | 0 | 0 | Yes | 0 | 0 | AAC5076 | Yes | Variable output compressor | Inverter | No | - | 9500 | 2.66 | - | 870 | 4750 | No | - | - | - | 2431.24 | 10231.5 | Yes | 720 | 5050 | Yes | 455 | 3500 | 9500 | 2.32 | 880 | 4750 | Yes | 570 | 3200 | Yes | 3150 | 9500 | No | - | - | No | - | - | - | - | - | No | - | - | No | - | - | No | - | -
U-100PZ2R5/S-1014PT3E | 0 | N/A | PANASONIC | 2.65 | Non Ducted | Single Split System | Floor/Ceiling | Air | Air | Malaysia | 2.75 | 7.35 | 10 | 690 | N/A | N/A | N/A | 235 | 2.36 | 10 | Calorimeter Room | 3.5714 | 4.172 | Yes | - | N/A | 16 | 16 | N/A | N/A | N/A | N/A | N/A | 3.5031 | 4.0786 | N/A | N/A | 2.5062 | 3.6571 | 2.5 | 3.5 | Calorimeter Room | Single | R32 | Australia,New Zealand | 135454 | 46063 | 0 | Approved | Reverse Cycle | 1590 | Yes | Class 11 | Yes | Yes | N/A | Yes | Yes | Yes | N/A | 3.5714 | Available | N/A | N/A | 0 | 0 | Yes | 0 | https://reg.energyrating.gov.au/static/common/images/star_ratings_2014/aircon_rating_2.5_3.5.png | AAC5759 | Yes | Variable output compressor | Inverter | No | - | 10000 | 2.75 | - | 1010 | 5000 | No | - | - | - | 2513.5 | 10770 | Yes | 823 | 5200 | Yes | 435 | 3400 | 10000 | 2.36 | 882 | 5000 | Yes | 532 | 3100 | Yes | 3700 | 10000 | No | - | - | No | - | - | - | - | - | No | - | - | No | - | - | No | - | -
U-100PZ2R5/S-1014PU3E | 0 | N/A | PANASONIC | 1.527 | Non Ducted | Single Split System | Cassette | Air | Air | Malaysia | 2.62 | 5.573 | 10 | 840 | 2.6271 | 8.018 | 3.052 | 256 | 2.03 | 10 | Calorimeter Room | 3.7132 | 4.8274 | Yes | - | N/A | 13 | 13 | N/A | N/A | N/A | N/A | N/A | 3.7777 | 4.0067 | N/A | N/A | 3.0554 | 3.5135 | 3 | 3.5 | Calorimeter Room | Single | R32 | Australia,New Zealand | 128332 | 45867 | 0 | Approved | Reverse Cycle | 840 | Yes | Class 11 | Yes | Yes | N/A | Yes | Yes | Yes | N/A | 3.8697 | Available | N/A | N/A | 0 | 0 | Yes | 0 | https://reg.energyrating.gov.au/static/common/images/star_ratings_2014/aircon_rating_3_3.5.png | AAC5060 | Yes | Variable output compressor | Inverter | No | - | 10000 | 2.62 | - | 918 | 5000 | No | - | - | - | 2394.68 | 10770 | Yes | 728 | 5200 | Yes | 448 | 3500 | 10000 | 2.03 | 862 | 5000 | Yes | 532 | 3100 | Yes | 3170 | 10000 | No | - | - | No | - | - | - | - | - | No | - | - | No | - | - | No | - | -
U-100PZ2R8/S-100PE3R | 0 | N/A | PANASONIC | 1 | Ducted | Single Split System | - | Air | Air | Malaysia | 2.89 | 5 | 10 | 700 | N/A | N/A | N/A | 290 | 2.46 | 10 | Enthalpy Test Room | 3.4811 | 4.0053 | Yes | - | N/A | 17 | 17 | N/A | N/A | N/A | N/A | N/A | 3.6774 | 4.4255 | N/A | N/A | N/A | N/A | N/A | N/A | Enthalpy Test Room | Three | R32 | Australia,New Zealand | 134101 | 45991 | 0 | Approved | Reverse Cycle | 1000 | Yes | Class 11 | Yes | N/A | N/A | Yes | Yes | Yes | N/A | 3.8107 | Available | N/A | N/A | 0 | 0 | Yes | 0 | 0 | AAC5524 | Yes | Variable output compressor | Inverter | No | - | 10000 | 2.89 | - | 1050 | 5000 | No | - | - | - | 2641.46 | 10770 | Yes | 900 | 5000 | Yes | 720 | 3700 | 10000 | 2.46 | 1180 | 5000 | Yes | 860 | 3450 | Yes | 3470 | 10000 | No | - | - | No | - | - | - | - | - | No | - | - | No | - | - | No | - | -
U-100PZ2R8/S-100PK3R | 0 | N/A | PANASONIC | 2.526 | Non Ducted | Single Split System | Wall Hung | Air | Air | Malaysia | 2.59 | 6.474 | 9 | 236 | N/A | N/A | N/A | 302 | 2.29 | 9 | Calorimeter Room | 3.4784 | 3.9665 | Yes | - | N/A | 19 | 19 | N/A | N/A | N/A | N/A | N/A | 3.3984 | 3.9122 | N/A | N/A | N/A | N/A | N/A | N/A | Calorimeter Room | Three | R32 | Australia,New Zealand | 133896 | 46001 | 0 | Approved | Reverse Cycle | 1120 | Yes | Class 9 | Yes | N/A | N/A | Yes | Yes | Yes | N/A | 3.4821 | Available | N/A | N/A | 0 | 0 | Yes | 0 | 0 | AAC5591 | Yes | Variable output compressor | Inverter | No | - | 9000 | 2.59 | - | 1010 | 4500 | No | - | - | - | 2367.26 | 9693 | Yes | 850 | 5000 | Yes | 500 | 3100 | 9000 | 2.29 | 820 | 4500 | Yes | 570 | 3180 | Yes | 3750 | 9500 | No | - | - | No | - | - | - | - | - | No | - | - | No | - | - | No | - | -
U-100PZ2R8/S-1014PF3E | 0 | N/A | PANASONIC | 2 | Ducted | Single Split System | - | Air | Air | Malaysia | 2.66 | 8 | 9.5 | 700 | N/A | N/A | N/A | 290 | 2.32 | 9.5 | Enthalpy Test Room | 3.6638 | 4.1833 | Yes | - | N/A | 19 | 19 | N/A | N/A | N/A | N/A | N/A | 3.615 | 4.2553 | N/A | N/A | N/A | N/A | N/A | N/A | Enthalpy Test Room | Three | R32 | Australia,New Zealand | 129818 | 45868 | 0 | Approved | Reverse Cycle | 1400 | Yes | Class 10 | Yes | N/A | N/A | Yes | Yes | Yes | N/A | 3.7002 | Available | N/A | N/A | 0 | 0 | Yes | 0 | 0 | AAC5080 | Yes | Variable output compressor | Inverter | No | - | 9500 | 2.66 | - | 870 | 4750 | No | - | - | - | 2431.24 | 10231.5 | Yes | 720 | 5050 | Yes | 455 | 3500 | 9500 | 2.32 | 880 | 4750 | Yes | 570 | 3200 | Yes | 3150 | 9500 | No | - | - | No | - | - | - | - | - | No | - | - | No | - | - | No | - | -
U-100PZ2R8/S-1014PT3E | 0 | N/A | PANASONIC | 2.65 | Non Ducted | Single Split System | Floor/Ceiling | Air | Air | Malaysia | 2.75 | 7.35 | 10 | 690 | N/A | N/A | N/A | 235 | 2.36 | 10 | Calorimeter Room | 3.5714 | 4.172 | Yes | - | N/A | 16 | 16 | N/A | N/A | N/A | N/A | N/A | 3.5031 | 4.0786 | N/A | N/A | 2.5062 | 3.6571 | 2.5 | 3.5 | Calorimeter Room | Three | R32 | Australia,New Zealand | 135455 | 46068 | 0 | Approved | Reverse Cycle | 1590 | Yes | Class 11 | Yes | Yes | N/A | Yes | Yes | Yes | N/A | 3.5714 | Available | N/A | N/A | 0 | 0 | Yes | 0 | https://reg.energyrating.gov.au/static/common/images/star_ratings_2014/aircon_rating_2.5_3.5.png | AAC5774 | Yes | Variable output compressor | Inverter | No | - | 10000 | 2.75 | - | 1010 | 5000 | No | - | - | - | 2513.5 | 10770 | Yes | 823 | 5200 | Yes | 435 | 3400 | 10000 | 2.36 | 882 | 5000 | Yes | 532 | 3100 | Yes | 3700 | 10000 | No | - | - | No | - | - | - | - | - | No | - | - | No | - | - | No | - | -
U-100PZ2R8/S-1014PU3E | 0 | N/A | PANASONIC | 1.527 | Non Ducted | Single Split System | Cassette | Air | Air | Malaysia | 2.62 | 5.573 | 10 | 840 | 2.6271 | 8.018 | 3.052 | 256 | 2.03 | 10 | Calorimeter Room | 3.7522 | 4.8293 | Yes | - | N/A | 13 | 13 | N/A | N/A | N/A | N/A | N/A | 3.7777 | 4.0067 | N/A | N/A | 3.0554 | 3.5135 | 3 | 3.5 | Calorimeter Room | Three | R32 | Australia,New Zealand | 128335 | 45866 | 0 | Approved | Reverse Cycle | 840 | Yes | Class 11 | Yes | Yes | N/A | Yes | Yes | Yes | N/A | 3.8697 | Available | N/A | N/A | 0 | 0 | Yes | 0 | https://reg.energyrating.gov.au/static/common/images/star_ratings_2014/aircon_rating_3_3.5.png | AAC5053 | Yes | Variable output compressor | Inverter | No | - | 10000 | 2.62 | - | 918 | 5000 | No | - | - | - | 2394.68 | 10770 | Yes | 728 | 5200 | Yes | 448 | 3500 | 10000 | 2.03 | 862 | 5000 | Yes | 532 | 3100 | Yes | 3170 | 10000 | No | - | - | No | - | - | - | - | - | No | - | - | No | - | - | No | - | -
U-100PZ3R5 / S-1014PF3E | 0 | N/A | Panasonic | N/A | Ducted | Single Split System | - | Air | Air | Malaysia,China | 2.66 | N/A | 9.5 | N/A | N/A | N/A | N/A | N/A | 2.32 | 9.5 | Calorimeter Room | 3.6194 | 4.1406 | N/A | - | N/A | N/A | N/A | N/A | N/A | N/A | N/A | N/A | N/A | N/A | N/A | N/A | N/A | N/A | N/A | N/A | N/A | Single | R32 | Australia,New Zealand | 132158 | 45928 | 0 | Approved | Reverse Cycle | N/A | Yes | Class 10 | Yes | N/A | N/A | N/A | N/A | N/A | N/A | N/A | Available | N/A | N/A | http://papamy.panasonic.com.my/ | http://www.panasonic.com.au/ | N/A | 0 | 0 | AAC5332 | Yes | Variable output compressor | Inverter | No | - | 9500 | 2.66 | - | 910 | 4750 | Yes | 590 | 3000 | - | 2431.24 | 10231.5 | Yes | 780 | 5250 | - | 490 | 3000 | 9500 | 2.32 | 870 | 4750 | Yes | 590 | 3000 | Yes | 3400 | 9800 | No | - | - | No | - | - | - | - | - | No | - | - | No | - | - | No | - | -
U-100PZ3R5 / S-1014PU3E | 0 | N/A | Panasonic | N/A | Non Ducted | Single Split System | Cassette | Air | Air | Malaysia,China | 2.62 | N/A | 10 | N/A | N/A | N/A | N/A | N/A | 2.03 | 10 | Calorimeter Room | 3.9516 | 4.8441 | N/A | - | N/A | N/A | N/A | N/A | N/A | N/A | N/A | N/A | N/A | N/A | N/A | N/A | N/A | N/A | N/A | N/A | N/A | Single | R32 | Australia,New Zealand | 132087 | 45928 | 0 | Approved | Reverse Cycle | N/A | Yes | Class 11 | Yes | N/A | N/A | N/A | N/A | N/A | N/A | N/A | Available | N/A | N/A | http://papamy.panasonic.com.my/ | http://www.panasonic.com.au/ | N/A | 0 | 0 | AAC5324 | Yes | Variable output compressor | Inverter | No | - | 10000 | 2.62 | - | 910 | 5000 | Yes | 560 | 3000 | - | 2394.68 | 10770 | Yes | 750 | 5400 | - | 450 | 3450 | 10000 | 2.03 | 840 | 5000 | Yes | 560 | 3000 | Yes | 3300 | 10800 | No | - | - | No | - | - | - | - | - | No | - | - | No | - | - | No | - | -
U-100PZ3R5/S-100PE3R | 0 | N/A | PANASONIC | 1 | Ducted | Single Split System | - | Air | Air | Malaysia | 2.79 | 5 | 10 | 700 | N/A | N/A | N/A | 290 | 2.45 | 10 | Enthalpy Test Room | 3.6058 | 4.0218 | Yes | - | N/A | 17 | 17 | N/A | N/A | N/A | N/A | N/A | 3.6774 | 4.4255 | N/A | N/A | N/A | N/A | N/A | N/A | Enthalpy Test Room | Single | R32 | Australia,New Zealand | 133129 | 45991 | 0 | Approved | Reverse Cycle | 1000 | Yes | Class 11 | Yes | N/A | N/A | Yes | Yes | Yes | N/A | 3.8107 | Available | N/A | N/A | 0 | 0 | Yes | 0 | 0 | AAC5513 | Yes | Variable output compressor | Inverter | No | - | 10000 | 2.79 | - | 1050 | 5000 | No | - | - | - | 2550.06 | 10770 | Yes | 900 | 5000 | Yes | 720 | 3700 | 10000 | 2.45 | 1180 | 5000 | Yes | 860 | 3450 | Yes | 3470 | 10000 | No | - | - | No | - | - | - | - | - | No | - | - | No | - | - | No | - | -
U-100PZ3R5/S-100PK3R | 0 | N/A | PANASONIC | 2.524 | Non Ducted | Single Split System | Wall Hung | Air | Air | Malaysia | 2.59 | 6.476 | 9 | 236 | N/A | N/A | N/A | 302 | 2.29 | 9 | Calorimeter Room | 3.4784 | 3.9665 | Yes | - | N/A | 19 | 19 | N/A | N/A | N/A | N/A | N/A | 3.4003 | 3.9172 | N/A | N/A | 2.3006 | 3.3344 | 2 | 3 | Calorimeter Room | Single | R32 | Australia,New Zealand | 133949 | 46007 | 0 | Approved | Reverse Cycle | 1120 | Yes | Class 9 | Yes | Yes | N/A | Yes | Yes | Yes | N/A | 3.4842 | Available | N/A | N/A | 0 | 0 | Yes | 0 | https://reg.energyrating.gov.au/static/common/images/star_ratings_2014/aircon_rating_2_3.png | AAC5601 | Yes | Variable output compressor | Inverter | No | - | 9000 | 2.59 | - | 1010 | 4500 | No | - | - | - | 2367.26 | 9693 | Yes | 850 | 5000 | Yes | 500 | 3100 | 9000 | 2.29 | 820 | 4500 | Yes | 570 | 3180 | Yes | 3750 | 9500 | No | - | - | No | - | - | - | - | - | No | - | - | No | - | - | No | - | -
U-100PZ3R5/S-1014PT3E | 0 | N/A | PANASONIC | 2.65 | Non Ducted | Single Split System | Floor/Ceiling | Air | Air | Malaysia | 2.75 | 7.35 | 10 | 690 | N/A | N/A | N/A | 235 | 2.36 | 10 | Calorimeter Room | 3.5714 | 4.172 | Yes | - | N/A | 16 | 16 | N/A | N/A | N/A | N/A | N/A | 3.5031 | 4.0786 | N/A | N/A | 2.5062 | 3.6571 | 2.5 | 3.5 | Calorimeter Room | Single | R32 | Australia,New Zealand | 134570 | 46063 | 0 | Approved | Reverse Cycle | 1590 | Yes | Class 11 | Yes | Yes | N/A | Yes | Yes | Yes | N/A | 3.5714 | Available | N/A | N/A | 0 | 0 | Yes | 0 | https://reg.energyrating.gov.au/static/common/images/star_ratings_2014/aircon_rating_2.5_3.5.png | AAC5758 | Yes | Variable output compressor | Inverter | No | - | 10000 | 2.75 | - | 1010 | 5000 | No | - | - | - | 2513.5 | 10770 | Yes | 823 | 5200 | Yes | 435 | 3400 | 10000 | 2.36 | 882 | 5000 | Yes | 532 | 3100 | Yes | 3700 | 10000 | No | - | - | No | - | - | - | - | - | No | - | - | No | - | - | No | - | -
U-100PZ3R8 / S-1014PF3E | 0 | N/A | Panasonic | N/A | Ducted | Single Split System | - | Air | Air | Malaysia,China | 2.66 | N/A | 9.5 | N/A | N/A | N/A | N/A | N/A | 2.32 | 9.5 | Calorimeter Room | 3.6313 | 4.1269 | N/A | - | N/A | N/A | N/A | N/A | N/A | N/A | N/A | N/A | N/A | N/A | N/A | N/A | N/A | N/A | N/A | N/A | N/A | Three | R32 | Australia,New Zealand | 132301 | 45928 | 0 | Approved | Reverse Cycle | N/A | Yes | Class 10 | Yes | N/A | N/A | N/A | N/A | N/A | N/A | N/A | Available | N/A | N/A | http://papamy.panasonic.com.my/ | http://www.panasonic.com.au/ | N/A | 0 | 0 | AAC5326 | Yes | Variable output compressor | Inverter | No | - | 9500 | 2.66 | - | 910 | 4750 | Yes | 590 | 3000 | - | 2431.24 | 10231.5 | Yes | 780 | 5250 | - | 490 | 3000 | 9500 | 2.32 | 870 | 4750 | Yes | 590 | 3000 | Yes | 3400 | 9800 | No | - | - | No | - | - | - | - | - | No | - | - | No | - | - | No | - | -
U-100PZ3R8 / S-1014PU3E | 0 | N/A | Panasonic | N/A | Non Ducted | Single Split System | Cassette | Air | Air | Malaysia,China | 2.62 | N/A | 10 | N/A | N/A | N/A | N/A | N/A | 2.03 | 10 | Calorimeter Room | 3.958 | 4.8487 | N/A | - | N/A | N/A | N/A | N/A | N/A | N/A | N/A | N/A | N/A | N/A | N/A | N/A | N/A | N/A | N/A | N/A | N/A | Three | R32 | Australia,New Zealand | 132292 | 45928 | 0 | Approved | Reverse Cycle | N/A | Yes | Class 11 | Yes | N/A | N/A | N/A | N/A | N/A | N/A | N/A | Available | N/A | N/A | http://papamy.panasonic.com.my/ | http://www.panasonic.com.au/ | N/A | 0 | 0 | AAC5334 | Yes | Variable output compressor | Inverter | No | - | 10000 | 2.62 | - | 910 | 5000 | Yes | 560 | 3000 | - | 2394.68 | 10770 | Yes | 750 | 5400 | - | 450 | 3450 | 10000 | 2.03 | 840 | 5000 | Yes | 560 | 3000 | Yes | 3300 | 10800 | No | - | - | No | - | - | - | - | - | No | - | - | No | - | - | No | - | -
U-100PZ3R8/S-100PE3R | 0 | N/A | PANASONIC | 1 | Ducted | Single Split System | - | Air | Air | Malaysia | 2.79 | 5 | 10 | 700 | N/A | N/A | N/A | 290 | 2.45 | 10 | Enthalpy Test Room | 3.6058 | 4.0218 | Yes | - | N/A | 17 | 17 | N/A | N/A | N/A | N/A | N/A | 3.6774 | 4.4255 | N/A | N/A | N/A | N/A | N/A | N/A | Enthalpy Test Room | Three | R32 | Australia,New Zealand | 133132 | 45991 | 0 | Approved | Reverse Cycle | 1000 | Yes | Class 11 | Yes | N/A | N/A | Yes | Yes | Yes | N/A | 3.8107 | Available | N/A | N/A | 0 | 0 | Yes | 0 | 0 | AAC5526 | Yes | Variable output compressor | Inverter | No | - | 10000 | 2.79 | - | 1050 | 5000 | No | - | - | - | 2550.06 | 10770 | Yes | 900 | 5000 | Yes | 720 | 3700 | 10000 | 2.45 | 1180 | 5000 | Yes | 860 | 3450 | Yes | 3470 | 10000 | No | - | - | No | - | - | - | - | - | No | - | - | No | - | - | No | - | -
U-100PZ3R8/S-100PK3R | 0 | N/A | PANASONIC | 2.526 | Non Ducted | Single Split System | Wall Hung | Air | Air | Malaysia | 2.59 | 6.474 | 9 | 236 | N/A | N/A | N/A | 302 | 2.29 | 9 | Calorimeter Room | 3.4784 | 3.9665 | Yes | - | N/A | 19 | 19 | N/A | N/A | N/A | N/A | N/A | 3.3984 | 3.9122 | N/A | N/A | N/A | N/A | N/A | N/A | Calorimeter Room | Three | R32 | Australia,New Zealand | 133950 | 46006 | 0 | Approved | Reverse Cycle | 1120 | Yes | Class 9 | Yes | N/A | N/A | Yes | Yes | Yes | N/A | 3.4821 | Available | N/A | N/A | 0 | 0 | Yes | 0 | 0 | AAC5598 | Yes | Variable output compressor | Inverter | No | - | 9000 | 2.59 | - | 1010 | 4500 | No | - | - | - | 2367.26 | 9693 | Yes | 850 | 5000 | Yes | 500 | 3100 | 9000 | 2.29 | 820 | 4500 | Yes | 570 | 3180 | Yes | 3750 | 9500 | No | - | - | No | - | - | - | - | - | No | - | - | No | - | - | No | - | -
U-100PZ3R8/S-1014PT3E | 0 | N/A | PANASONIC | 2.65 | Non Ducted | Single Split System | Floor/Ceiling | Air | Air | Malaysia | 2.75 | 7.35 | 10 | 690 | N/A | N/A | N/A | 235 | 2.36 | 10 | Calorimeter Room | 3.5714 | 4.172 | Yes | - | N/A | 16 | 16 | N/A | N/A | N/A | N/A | N/A | 3.5031 | 4.0786 | N/A | N/A | 2.5062 | 3.6571 | 2.5 | 3.5 | Calorimeter Room | Three | R32 | Australia,New Zealand | 134571 | 46061 | 0 | Approved | Reverse Cycle | 1590 | Yes | Class 11 | Yes | Yes | N/A | Yes | Yes | Yes | N/A | 3.5714 | Available | N/A | N/A | 0 | 0 | Yes | 0 | https://reg.energyrating.gov.au/static/common/images/star_ratings_2014/aircon_rating_2.5_3.5.png | AAC5757 | Yes | Variable output compressor | Inverter | No | - | 10000 | 2.75 | - | 1010 | 5000 | No | - | - | - | 2513.5 | 10770 | Yes | 823 | 5200 | Yes | 435 | 3400 | 10000 | 2.36 | 882 | 5000 | Yes | 532 | 3100 | Yes | 3700 | 10000 | No | - | - | No | - | - | - | - | - | No | - | - | No | - | - | No | - | -
U-100PZH2R5/S-100PE3R | 0 | N/A | PANASONIC | 1 | Ducted | Single Split System | - | Air | Air | China | 2.64 | 5 | 10 | 700 | N/A | N/A | N/A | 290 | 2.96 | 11.2 | Enthalpy Test Room | 3.8816 | 3.9316 | Yes | - | N/A | 17 | 17 | N/A | N/A | N/A | N/A | N/A | 3.6774 | 4.4255 | N/A | N/A | N/A | N/A | N/A | N/A | Enthalpy Test Room | Single | R32 | Australia,New Zealand | 134064 | 46000 | 0 | Approved | Reverse Cycle | 1000 | Yes | Class 11 | Yes | N/A | N/A | Yes | Yes | Yes | N/A | 3.8107 | Available | N/A | N/A | 0 | 0 | Yes | 0 | 0 | AAC5563 | Yes | Variable output compressor | Inverter | No | - | 10000 | 2.64 | - | 1120 | 5000 | No | - | - | - | 2412.96 | 10770 | Yes | 920 | 5450 | Yes | 580 | 3250 | 11200 | 2.96 | 1120 | 5600 | Yes | 660 | 3600 | Yes | 4520 | 12500 | No | - | - | No | - | - | - | - | - | No | - | - | No | - | - | No | - | -
U-100PZH2R5/S-100PK3R | 0 | N/A | PANASONIC | 1.757 | Non Ducted | Single Split System | Wall Hung | Air | Air | China | 2.91 | 7.743 | 9.5 | 236 | 2.5943 | 10.162 | 3.917 | 302 | 2.39 | 9.5 | Calorimeter Room | 3.4643 | 4.0513 | Yes | 52.01 | N/A | 13 | 13 | 4.8346 | N/A | N/A | N/A | N/A | 3.2467 | 3.9784 | N/A | N/A | 1.9935 | 3.4568 | 1.5 | 3 | Calorimeter Room | Single | R32 | Australia,New Zealand | 133816 | 46001 | 0 | Approved | Reverse Cycle | 1120 | Yes | Class 9 | Yes | Yes | N/A | Yes | Yes | Yes | N/A | 3.296 | Available | N/A | N/A | 0 | 0 | Yes | 0 | https://reg.energyrating.gov.au/static/common/images/star_ratings_2014/aircon_rating_1.5_3.png | AAC5588 | Yes | Variable output compressor | Inverter | No | - | 9500 | 2.91 | - | 1020 | 4800 | No | - | - | - | 2659.74 | 10231.5 | Yes | 830 | 5280 | Yes | 470 | 3200 | 9500 | 2.39 | 850 | 4800 | Yes | 550 | 3380 | Yes | 4000 | 10000 | No | - | - | No | - | - | - | - | - | No | - | - | No | - | - | No | - | -
U-100PZH2R5/S-1014PF3E | 0 | N/A | PANASONIC | 2 | Ducted | Single Split System | - | Air | Air | China | 2.28 | 8 | 9.5 | 700 | N/A | N/A | N/A | 290 | 2.72 | 10.8 | Enthalpy Test Room | 4.3517 | 4.1823 | Yes | - | N/A | 19 | 19 | N/A | N/A | N/A | N/A | N/A | 3.615 | 4.2553 | N/A | N/A | N/A | N/A | N/A | N/A | Enthalpy Test Room | Single | R32 | Australia,New Zealand | 130226 | 45868 | 0 | Approved | Reverse Cycle | 1400 | Yes | Class 10 | Yes | N/A | N/A | Yes | Yes | Yes | N/A | 3.7002 | Available | N/A | N/A | 0 | 0 | Yes | 0 | 0 | AAC5085 | Yes | Variable output compressor | Inverter | No | - | 9500 | 2.28 | - | 870 | 4750 | No | - | - | - | 2083.92 | 10231.5 | Yes | 715 | 5100 | Yes | 440 | 3550 | 10800 | 2.72 | 970 | 5400 | Yes | 545 | 3200 | Yes | 4140 | 12000 | No | - | - | No | - | - | - | - | - | No | - | - | No | - | - | No | - | -
U-100PZH2R5/S-1014PT3E | 0 | N/A | PANASONIC | 2.375 | Non Ducted | Single Split System | Floor/Ceiling | Air | Air | China | 2.29 | 7.625 | 9.5 | 690 | 2.7355 | 12.452 | 4.552 | 235 | 2.74 | 11.2 | Calorimeter Room | 4.4575 | 4.4003 | Yes | - | N/A | 13 | 13 | N/A | N/A | N/A | N/A | N/A | 3.8233 | 4.046 | N/A | N/A | 3.1467 | 3.592 | 3 | 3.5 | Calorimeter Room | Single | R32 | Australia,New Zealand | 135461 | 46064 | 0 | Approved | Reverse Cycle | 1590 | Yes | Class 9 | Yes | Yes | N/A | Yes | Yes | Yes | N/A | 3.8887 | Available | N/A | N/A | 0 | 0 | Yes | 0 | https://reg.energyrating.gov.au/static/common/images/star_ratings_2014/aircon_rating_3_3.5.png | AAC5762 | Yes | Variable output compressor | Inverter | No | - | 9500 | 2.29 | - | 830 | 4750 | No | - | - | - | 2093.06 | 10231.5 | Yes | 660 | 5000 | Yes | 415 | 3500 | 11200 | 2.74 | 1010 | 5600 | Yes | 525 | 3100 | Yes | 4600 | 12500 | No | - | - | No | - | - | - | - | - | No | - | - | No | - | - | No | - | -
U-100PZH2R5/S-1014PU3E | 0 | N/A | PANASONIC | 1.665 | Non Ducted | Single Split System | Cassette | Air | Air | China | 2.27 | 8.335 | 10 | 840 | 2.9943 | 12.684 | 4.236 | 319 | 2.24 | 11.2 | Calorimeter Room | 4.2225 | 4.7642 | Yes | - | N/A | 13 | 13 | N/A | N/A | N/A | N/A | N/A | 4.145 | 4.6758 | N/A | N/A | 3.79 | 4.8516 | 3.5 | 4.5 | Calorimeter Room | Single | R32 | Australia,New Zealand | 128311 | 45866 | 0 | Approved | Reverse Cycle | 840 | Yes | Class 11 | Yes | Yes | N/A | Yes | Yes | Yes | N/A | 4.2225 | Available | N/A | N/A | 0 | 0 | Yes | 0 | https://reg.energyrating.gov.au/static/common/images/star_ratings_2014/aircon_rating_3.5_4.5.png | AAC5051 | Yes | Variable output compressor | Inverter | No | - | 10000 | 2.27 | - | 904 | 5000 | No | - | - | - | 2074.78 | 10770 | Yes | 717 | 5300 | Yes | 449 | 3700 | 11200 | 2.24 | 957 | 5600 | Yes | 553 | 3200 | Yes | 4310 | 12500 | No | - | - | No | - | - | - | - | - | No | - | - | No | - | - | No | - | -
U-100PZH2R8/S-100PE3R | 0 | N/A | PANASONIC | 1 | Ducted | Single Split System | - | Air | Air | China | 2.64 | 5 | 10 | 700 | N/A | N/A | N/A | 290 | 2.96 | 11.2 | Enthalpy Test Room | 3.8851 | 3.9316 | Yes | - | N/A | 17 | 17 | N/A | N/A | N/A | N/A | N/A | 3.6774 | 4.4255 | N/A | N/A | N/A | N/A | N/A | N/A | Enthalpy Test Room | Three | R32 | Australia,New Zealand | 134065 | 46000 | 0 | Approved | Reverse Cycle | 1000 | Yes | Class 11 | Yes | N/A | N/A | Yes | Yes | Yes | N/A | 3.8107 | Available | N/A | N/A | 0 | 0 | Yes | 0 | 0 | AAC5578 | Yes | Variable output compressor | Inverter | No | - | 10000 | 2.64 | - | 1120 | 5000 | No | - | - | - | 2412.96 | 10770 | Yes | 920 | 5450 | Yes | 580 | 3250 | 11200 | 2.96 | 1120 | 5600 | Yes | 660 | 3600 | Yes | 4520 | 12500 | No | - | - | No | - | - | - | - | - | No | - | - | No | - | - | No | - | -
U-100PZH2R8/S-100PK3R | 0 | N/A | PANASONIC | 1.758 | Non Ducted | Single Split System | Wall Hung | Air | Air | China | 2.91 | 7.742 | 9.5 | 236 | 2.5985 | 10.142 | 3.903 | 302 | 2.39 | 9.5 | Calorimeter Room | 3.4643 | 4.0513 | Yes | 51.97 | N/A | 13 | 13 | 4.8072 | N/A | N/A | N/A | N/A | 3.4212 | 3.9744 | N/A | N/A | N/A | N/A | N/A | N/A | Calorimeter Room | Three | R32 | Australia,New Zealand | 133820 | 46001 | 0 | Approved | Reverse Cycle | 1120 | Yes | Class 9 | Yes | N/A | N/A | Yes | Yes | Yes | N/A | 3.4742 | Available | N/A | N/A | 0 | 0 | Yes | 0 | 0 | AAC5589 | Yes | Variable output compressor | Inverter | No | - | 9500 | 2.91 | - | 1020 | 4800 | No | - | - | - | 2659.74 | 10231.5 | Yes | 830 | 5280 | Yes | 470 | 3200 | 9500 | 2.39 | 850 | 4800 | Yes | 550 | 3380 | Yes | 4000 | 10000 | No | - | - | No | - | - | - | - | - | No | - | - | No | - | - | No | - | -
U-100PZH2R8/S-1014PF3E | 0 | N/A | PANASONIC | 2 | Ducted | Single Split System | - | Air | Air | China | 2.28 | 8 | 9.5 | 700 | N/A | N/A | N/A | 290 | 2.72 | 10.8 | Enthalpy Test Room | 4.3517 | 4.1823 | Yes | - | N/A | 19 | 19 | N/A | N/A | N/A | N/A | N/A | 3.615 | 4.2553 | N/A | N/A | N/A | N/A | N/A | N/A | Enthalpy Test Room | Three | R32 | Australia,New Zealand | 130232 | 45868 | 0 | Approved | Reverse Cycle | 1400 | Yes | Class 10 | Yes | N/A | N/A | Yes | Yes | Yes | N/A | 3.7002 | Available | N/A | N/A | 0 | 0 | Yes | 0 | 0 | AAC5086 | Yes | Variable output compressor | Inverter | No | - | 9500 | 2.28 | - | 870 | 4750 | No | - | - | - | 2083.92 | 10231.5 | Yes | 715 | 5100 | Yes | 440 | 3550 | 10800 | 2.72 | 970 | 5400 | Yes | 545 | 3200 | Yes | 4140 | 12000 | No | - | - | No | - | - | - | - | - | No | - | - | No | - | - | No | - | -
U-100PZH2R8/S-1014PT3E | 0 | N/A | PANASONIC | 2.375 | Non Ducted | Single Split System | Floor/Ceiling | Air | Air | China | 2.29 | 7.625 | 9.5 | 690 | 2.7355 | 12.452 | 4.552 | 235 | 2.74 | 11.2 | Calorimeter Room | 4.4575 | 4.4003 | Yes | - | N/A | 13 | 13 | N/A | N/A | N/A | N/A | N/A | 3.8233 | 4.046 | N/A | N/A | 3.1467 | 3.592 | 3 | 3.5 | Calorimeter Room | Three | R32 | Australia,New Zealand | 135462 | 46061 | 0 | Approved | Reverse Cycle | 1590 | Yes | Class 9 | Yes | Yes | N/A | Yes | Yes | Yes | N/A | 3.8887 | Available | N/A | N/A | 0 | 0 | Yes | 0 | https://reg.energyrating.gov.au/static/common/images/star_ratings_2014/aircon_rating_3_3.5.png | AAC5751 | Yes | Variable output compressor | Inverter | No | - | 9500 | 2.29 | - | 830 | 4750 | No | - | - | - | 2093.06 | 10231.5 | Yes | 660 | 5000 | Yes | 415 | 3500 | 11200 | 2.74 | 1010 | 5600 | Yes | 525 | 3100 | Yes | 4600 | 12500 | No | - | - | No | - | - | - | - | - | No | - | - | No | - | - | No | - | -
U-100PZH2R8/S-1014PU3E | 0 | N/A | PANASONIC | 1.665 | Non Ducted | Single Split System | Cassette | Air | Air | China | 2.27 | 8.335 | 10 | 840 | 3.0394 | 12.82 | 4.218 | 319 | 2.24 | 11.2 | Calorimeter Room | 4.2376 | 4.7995 | Yes | - | N/A | 13 | 13 | N/A | N/A | N/A | N/A | N/A | 4.1595 | 4.7102 | N/A | N/A | N/A | N/A | N/A | N/A | Calorimeter Room | Three | R32 | Australia,New Zealand | 128318 | 45867 | 0 | Approved | Reverse Cycle | 840 | Yes | Class 11 | Yes | N/A | N/A | Yes | Yes | Yes | N/A | 4.2376 | Available | N/A | N/A | 0 | 0 | Yes | 0 | 0 | AAC5056 | Yes | Variable output compressor | Inverter | No | - | 10000 | 2.27 | - | 904 | 5000 | No | - | - | - | 2074.78 | 10770 | Yes | 717 | 5300 | Yes | 449 | 3700 | 11200 | 2.24 | 957 | 5600 | Yes | 553 | 3200 | Yes | 4310 | 12500 | No | - | - | No | - | - | - | - | - | No | - | - | No | - | - | No | - | -
U-100PZH3R5/S-100PE3R | 0 | N/A | PANASONIC | 1 | Ducted | Single Split System | - | Air | Air | China | 2.64 | 5 | 10 | 700 | N/A | N/A | N/A | 290 | 2.96 | 11.2 | Enthalpy Test Room | 3.8816 | 3.9316 | Yes | - | N/A | 17 | 17 | N/A | N/A | N/A | N/A | N/A | 3.6774 | 4.4255 | N/A | N/A | N/A | N/A | N/A | N/A | Enthalpy Test Room | Single | R32 | Australia,New Zealand | 133194 | 45991 | 0 | Approved | Reverse Cycle | 1000 | Yes | Class 11 | Yes | N/A | N/A | Yes | Yes | Yes | N/A | 3.8107 | Available | N/A | N/A | 0 | 0 | Yes | 0 | 0 | AAC5528 | Yes | Variable output compressor | Inverter | No | - | 10000 | 2.64 | - | 1120 | 5000 | No | - | - | - | 2412.96 | 10770 | Yes | 920 | 5450 | Yes | 580 | 3250 | 11200 | 2.96 | 1120 | 5600 | Yes | 660 | 3600 | Yes | 4520 | 12500 | No | - | - | No | - | - | - | - | - | No | - | - | No | - | - | No | - | -
U-100PZH3R5/S-100PK3R | 0 | N/A | PANASONIC | 1.757 | Non Ducted | Single Split System | Wall Hung | Air | Air | China | 2.91 | 7.743 | 9.5 | 236 | 2.5943 | 10.162 | 3.917 | 302 | 2.39 | 9.5 | Calorimeter Room | 3.4643 | 4.0513 | Yes | 52.01 | N/A | 13 | 13 | 4.8346 | N/A | N/A | N/A | N/A | 3.2467 | 3.9784 | N/A | N/A | 1.9935 | 3.4568 | 1.5 | 3 | Calorimeter Room | Single | R32 | Australia,New Zealand | 133906 | 46001 | 0 | Approved | Reverse Cycle | 1120 | Yes | Class 9 | Yes | Yes | N/A | Yes | Yes | Yes | N/A | 3.296 | Available | N/A | N/A | 0 | 0 | Yes | 0 | https://reg.energyrating.gov.au/static/common/images/star_ratings_2014/aircon_rating_1.5_3.png | AAC5592 | Yes | Variable output compressor | Inverter | No | - | 9500 | 2.91 | - | 1020 | 4800 | No | - | - | - | 2659.74 | 10231.5 | Yes | 830 | 5280 | Yes | 470 | 3200 | 9500 | 2.39 | 850 | 4800 | Yes | 550 | 3380 | Yes | 4000 | 10000 | No | - | - | No | - | - | - | - | - | No | - | - | No | - | - | No | - | -
U-100PZH3R5/S-1014PF3E | 0 | N/A | PANASONIC | 2 | Ducted | Single Split System | - | Air | Air | China | 2.28 | 8 | 9.5 | 700 | N/A | N/A | N/A | 290 | 2.72 | 10.8 | Enthalpy Test Room | 4.3517 | 4.1823 | Yes | - | N/A | 19 | 19 | N/A | N/A | N/A | N/A | N/A | 3.615 | 4.2553 | N/A | N/A | N/A | N/A | N/A | N/A | Enthalpy Test Room | Single | R32 | Australia,New Zealand | 134120 | 46000 | 0 | Approved | Reverse Cycle | 1400 | Yes | Class 10 | Yes | N/A | N/A | Yes | Yes | Yes | N/A | 3.7002 | Available | N/A | N/A | 0 | 0 | Yes | 0 | 0 | AAC5574 | Yes | Variable output compressor | Inverter | No | - | 9500 | 2.28 | - | 870 | 4750 | No | - | - | - | 2083.92 | 10231.5 | Yes | 715 | 5100 | Yes | 440 | 3550 | 10800 | 2.72 | 970 | 5400 | Yes | 545 | 3200 | Yes | 4140 | 12000 | No | - | - | No | - | - | - | - | - | No | - | - | No | - | - | No | - | -
U-100PZH3R5/S-1014PT3E | 0 | N/A | PANASONIC | 2.375 | Non Ducted | Single Split System | Floor/Ceiling | Air | Air | China | 2.29 | 7.625 | 9.5 | 690 | 2.7355 | 12.452 | 4.552 | 235 | 2.74 | 11.2 | Calorimeter Room | 4.4575 | 4.4003 | Yes | - | N/A | 13 | 13 | N/A | N/A | N/A | N/A | N/A | 3.8233 | 4.046 | N/A | N/A | 3.1467 | 3.592 | 3 | 3.5 | Calorimeter Room | Single | R32 | Australia,New Zealand | 134586 | 46061 | 0 | Approved | Reverse Cycle | 1590 | Yes | Class 9 | Yes | Yes | N/A | Yes | Yes | Yes | N/A | 3.8887 | Available | N/A | N/A | 0 | 0 | Yes | 0 | https://reg.energyrating.gov.au/static/common/images/star_ratings_2014/aircon_rating_3_3.5.png | AAC5744 | Yes | Variable output compressor | Inverter | No | - | 9500 | 2.29 | - | 830 | 4750 | No | - | - | - | 2093.06 | 10231.5 | Yes | 660 | 5000 | Yes | 415 | 3500 | 11200 | 2.74 | 1010 | 5600 | Yes | 525 | 3100 | Yes | 4600 | 12500 | No | - | - | No | - | - | - | - | - | No | - | - | No | - | - | No | - | -
U-100PZH3R5/S-1014PU3E | 0 | N/A | PANASONIC | 1.665 | Non Ducted | Single Split System | Cassette | Air | Air | China | 2.27 | 8.335 | 10 | 840 | 2.9943 | 12.684 | 4.236 | 319 | 2.24 | 11.2 | Calorimeter Room | 4.2225 | 4.7642 | Yes | - | N/A | 13 | 13 | N/A | N/A | N/A | N/A | N/A | 4.145 | 4.6758 | N/A | N/A | 3.79 | 4.8516 | 3.5 | 4.5 | Calorimeter Room | Single | R32 | Australia,New Zealand | 134112 | 46000 | 0 | Approved | Reverse Cycle | 840 | Yes | Class 11 | Yes | Yes | N/A | Yes | Yes | Yes | N/A | 4.2225 | Available | N/A | N/A | 0 | 0 | Yes | 0 | https://reg.energyrating.gov.au/static/common/images/star_ratings_2014/aircon_rating_3.5_4.5.png | AAC5570 | Yes | Variable output compressor | Inverter | No | - | 10000 | 2.27 | - | 904 | 5000 | No | - | - | - | 2074.78 | 10770 | Yes | 717 | 5300 | Yes | 449 | 3700 | 11200 | 2.24 | 957 | 5600 | Yes | 553 | 3200 | Yes | 4310 | 12500 | No | - | - | No | - | - | - | - | - | No | - | - | No | - | - | No | - | -
U-100PZH3R8/S-100PE3R | 0 | N/A | PANASONIC | 1 | Ducted | Single Split System | - | Air | Air | China | 2.64 | 5 | 10 | 700 | N/A | N/A | N/A | 290 | 2.96 | 11.2 | Enthalpy Test Room | 3.8851 | 3.9316 | Yes | - | N/A | 17 | 17 | N/A | N/A | N/A | N/A | N/A | 3.6774 | 4.4255 | N/A | N/A | N/A | N/A | N/A | N/A | Enthalpy Test Room | Three | R32 | Australia,New Zealand | 133201 | 45991 | 0 | Approved | Reverse Cycle | 1000 | Yes | Class 11 | Yes | N/A | N/A | Yes | Yes | Yes | N/A | 3.8107 | Available | N/A | N/A | 0 | 0 | Yes | 0 | 0 | AAC5517 | Yes | Variable output compressor | Inverter | No | - | 10000 | 2.64 | - | 1120 | 5000 | No | - | - | - | 2412.96 | 10770 | Yes | 920 | 5450 | Yes | 580 | 3250 | 11200 | 2.96 | 1120 | 5600 | Yes | 660 | 3600 | Yes | 4520 | 12500 | No | - | - | No | - | - | - | - | - | No | - | - | No | - | - | No | - | -
U-100PZH3R8/S-100PK3R | 0 | N/A | PANASONIC | 1.758 | Non Ducted | Single Split System | Wall Hung | Air | Air | China | 2.91 | 7.742 | 9.5 | 236 | 2.5985 | 10.142 | 3.903 | 302 | 2.39 | 9.5 | Calorimeter Room | 3.4643 | 4.0513 | Yes | 51.97 | N/A | 13 | 13 | 4.8072 | N/A | N/A | N/A | N/A | 3.4212 | 3.9744 | N/A | N/A | N/A | N/A | N/A | N/A | Calorimeter Room | Three | R32 | Australia,New Zealand | 133909 | 46007 | 0 | Approved | Reverse Cycle | 1120 | Yes | Class 9 | Yes | N/A | N/A | Yes | Yes | Yes | N/A | 3.4742 | Available | N/A | N/A | 0 | 0 | Yes | 0 | 0 | AAC5600 | Yes | Variable output compressor | Inverter | No | - | 9500 | 2.91 | - | 1020 | 4800 | No | - | - | - | 2659.74 | 10231.5 | Yes | 830 | 5280 | Yes | 470 | 3200 | 9500 | 2.39 | 850 | 4800 | Yes | 550 | 3380 | Yes | 4000 | 10000 | No | - | - | No | - | - | - | - | - | No | - | - | No | - | - | No | - | -
U-100PZH3R8/S-1014PF3E | 0 | N/A | PANASONIC | 2 | Ducted | Single Split System | - | Air | Air | China | 2.28 | 8 | 9.5 | 700 | N/A | N/A | N/A | 290 | 2.72 | 10.8 | Enthalpy Test Room | 4.3517 | 4.1823 | Yes | - | N/A | 19 | 19 | N/A | N/A | N/A | N/A | N/A | 3.615 | 4.2553 | N/A | N/A | N/A | N/A | N/A | N/A | Enthalpy Test Room | Three | R32 | Australia,New Zealand | 134121 | 46000 | 0 | Approved | Reverse Cycle | 1400 | Yes | Class 10 | Yes | N/A | N/A | Yes | Yes | Yes | N/A | 3.7002 | Available | N/A | N/A | 0 | 0 | Yes | 0 | 0 | AAC5583 | Yes | Variable output compressor | Inverter | No | - | 9500 | 2.28 | - | 870 | 4750 | No | - | - | - | 2083.92 | 10231.5 | Yes | 715 | 5100 | Yes | 440 | 3550 | 10800 | 2.72 | 970 | 5400 | Yes | 545 | 3200 | Yes | 4140 | 12000 | No | - | - | No | - | - | - | - | - | No | - | - | No | - | - | No | - | -
U-100PZH3R8/S-1014PT3E | 0 | N/A | PANASONIC | 2.375 | Non Ducted | Single Split System | Floor/Ceiling | Air | Air | China | 2.29 | 7.625 | 9.5 | 690 | 2.7355 | 12.452 | 4.552 | 235 | 2.74 | 11.2 | Calorimeter Room | 4.4575 | 4.4003 | Yes | - | N/A | 13 | 13 | N/A | N/A | N/A | N/A | N/A | 3.8233 | 4.046 | N/A | N/A | 3.1467 | 3.592 | 3 | 3.5 | Calorimeter Room | Three | R32 | Australia,New Zealand | 134587 | 46065 | 0 | Approved | Reverse Cycle | 1590 | Yes | Class 9 | Yes | Yes | N/A | Yes | Yes | Yes | N/A | 3.8887 | Available | N/A | N/A | 0 | 0 | Yes | 0 | https://reg.energyrating.gov.au/static/common/images/star_ratings_2014/aircon_rating_3_3.5.png | AAC5769 | Yes | Variable output compressor | Inverter | No | - | 9500 | 2.29 | - | 830 | 4750 | No | - | - | - | 2093.06 | 10231.5 | Yes | 660 | 5000 | Yes | 415 | 3500 | 11200 | 2.74 | 1010 | 5600 | Yes | 525 | 3100 | Yes | 4600 | 12500 | No | - | - | No | - | - | - | - | - | No | - | - | No | - | - | No | - | -
U-100PZH3R8/S-1014PU3E | 0 | N/A | PANASONIC | 1.665 | Non Ducted | Single Split System | Cassette | Air | Air | China | 2.27 | 8.335 | 10 | 840 | 3.0394 | 12.82 | 4.218 | 319 | 2.24 | 11.2 | Calorimeter Room | 4.2376 | 4.7995 | Yes | - | N/A | 13 | 13 | N/A | N/A | N/A | N/A | N/A | 4.1595 | 4.7102 | N/A | N/A | N/A | N/A | N/A | N/A | Calorimeter Room | Three | R32 | Australia,New Zealand | 134116 | 46000 | 0 | Approved | Reverse Cycle | 840 | Yes | Class 11 | Yes | N/A | N/A | Yes | Yes | Yes | N/A | 4.2376 | Available | N/A | N/A | 0 | 0 | Yes | 0 | 0 | AAC5572 | Yes | Variable output compressor | Inverter | No | - | 10000 | 2.27 | - | 904 | 5000 | No | - | - | - | 2074.78 | 10770 | Yes | 717 | 5300 | Yes | 449 | 3700 | 11200 | 2.24 | 957 | 5600 | Yes | 553 | 3200 | Yes | 4310 | 12500 | No | - | - | No | - | - | - | - | - | No | - | - | No | - | - | No | - | -
U-10LE1R8 | U-10LE1R8 | N/A | PANASONIC | 3.25 | Ducted | vrf | N/A | Air | Air | Malaysia | 7.55 | 21.75 | 25 | N/A | N/A | N/A | N/A | N/A | 7.13 | 28 | Enthalpy Test Room | 3.206 | 3.7907 | Yes | - | N/A | 41.6 | 38.5 | N/A | N/A | N/A | N/A | N/A | 3.1482 | 3.7238 | N/A | N/A | N/A | N/A | N/A | N/A | Enthalpy Test Room | Three | R410A | Australia,New Zealand | 138329 | 46198 | 0 | Approved | Reverse Cycle | N/A | Yes | Class 20 | Yes | N/A | N/A | Yes | Yes | Yes | N/A | 3.206 | Unavailable | N/A | N/A | 0 | 0 | Yes | 0 | 0 | AAC6108 | Yes | Variable output compressor | Inverter | No | - | 25000 | 7.55 | - | 2470 | 12500 | No | - | - | - | 6900.7 | 26925 | No | 2257.58 | 13462.5 | No | - | - | 28000 | 7.13 | 2640 | 14000 | No | - | - | Yes | 8590 | 24600 | No | - | - | No | - | - | - | - | - | No | - | - | No | - | - | No | - | -
U-10LE1R8E | U-10LE1R8 | N/A | PANASONIC | 3.25 | Ducted | vrf | N/A | Air | Air | Malaysia | 7.55 | 21.75 | 25 | N/A | N/A | N/A | N/A | N/A | 7.13 | 28 | Enthalpy Test Room | 3.206 | 3.7907 | Yes | - | N/A | 41.6 | 38.5 | N/A | N/A | N/A | N/A | N/A | 3.1482 | 3.7238 | N/A | N/A | N/A | N/A | N/A | N/A | Enthalpy Test Room | Three | R410A | Australia,New Zealand | 138329 | 46198 | 0 | Approved | Reverse Cycle | N/A | Yes | Class 20 | Yes | N/A | N/A | Yes | Yes | Yes | N/A | 3.206 | Unavailable | N/A | N/A | 0 | 0 | Yes | 0 | 0 | AAC6108 | Yes | Variable output compressor | Inverter | No | - | 25000 | 7.55 | - | 2470 | 12500 | No | - | - | - | 6900.7 | 26925 | No | 2257.58 | 13462.5 | No | - | - | 28000 | 7.13 | 2640 | 14000 | No | - | - | Yes | 8590 | 24600 | No | - | - | No | - | - | - | - | - | No | - | - | No | - | - | No | - | -
U-10LZ2E8 | 0 | N/A | PANASONIC | N/A | Both | vrf | N/A | Air | Air | Malaysia | 8.07 | N/A | 28 | N/A | N/A | N/A | N/A | N/A | 6.26 | 28 | Enthalpy Test Room | 3.3578 | 4.3065 | N/A | - | N/A | N/A | N/A | N/A | N/A | N/A | N/A | N/A | N/A | N/A | N/A | N/A | N/A | N/A | N/A | N/A | N/A | Three | R32 | Australia,New Zealand | 149748 | 46638 | 0 | Approved | Reverse Cycle | N/A | Yes | Class 20 | Yes | N/A | N/A | N/A | N/A | N/A | N/A | N/A | Available | N/A | N/A | 0 | 0 | N/A | 0 | 0 | AAC6968 | Yes | Variable output compressor | Inverter | No | - | 28000 | 8.07 | - | 2580 | 14000 | No | - | - | - | 7375.98 | 30156 | No | 2358.12 | 15078 | No | - | - | 28000 | 6.26 | 2320 | 14000 | No | - | - | No | - | - | - | 8000 | 24600 | No | - | - | - | - | - | - | - | - | No | - | - | No | - | -
U-10ME2R8 | U-10ME2R8 | N/A | PANASONIC | 3.08 | Ducted | vrf | N/A | Air | Air | Malaysia | 7.52 | 24.92 | 28 | N/A | N/A | N/A | N/A | N/A | 7.14 | 31.5 | Enthalpy Test Room | 3.5875 | 4.2635 | Yes | - | N/A | 40.1 | 37 | N/A | N/A | N/A | N/A | N/A | 4.146 | 4.5098 | N/A | N/A | N/A | N/A | N/A | N/A | Enthalpy Test Room | Three | R410A | Australia,New Zealand | 131857 | 45923 | 0 | Approved | Reverse Cycle | N/A | Yes | Class 20 | Yes | N/A | N/A | Yes | Yes | Yes | N/A | 4.2321 | Available | N/A | N/A | 0 | 0 | Yes | 0 | 0 | AAC5308 | Yes | Variable output compressor | Inverter | No | - | 28000 | 7.52 | - | 2660 | 14000 | Yes | 1000 | 6700 | - | 6873.28 | 30156 | No | 2431.24 | 15078 | - | 750 | 7400 | 31500 | 7.14 | 2220 | 15750 | Yes | 710 | 6800 | Yes | 6910 | 22800 | No | - | - | No | - | - | - | - | - | No | - | - | No | - | - | No | - | -
U-10ME2R8/S-22MF2E5A/S-60MF2E5A | U-10ME2R8 | N/A | PANASONIC | 3.08 | Ducted | vrf | N/A | Air | Air | Malaysia | 7.52 | 24.92 | 28 | N/A | N/A | N/A | N/A | N/A | 7.14 | 31.5 | Enthalpy Test Room | 3.5875 | 4.2635 | Yes | - | N/A | 40.1 | 37 | N/A | N/A | N/A | N/A | N/A | 4.146 | 4.5098 | N/A | N/A | N/A | N/A | N/A | N/A | Enthalpy Test Room | Three | R410A | Australia,New Zealand | 131857 | 45923 | 0 | Approved | Reverse Cycle | N/A | Yes | Class 20 | Yes | N/A | N/A | Yes | Yes | Yes | N/A | 4.2321 | Available | N/A | N/A | 0 | 0 | Yes | 0 | 0 | AAC5308 | Yes | Variable output compressor | Inverter | No | - | 28000 | 7.52 | - | 2660 | 14000 | Yes | 1000 | 6700 | - | 6873.28 | 30156 | No | 2431.24 | 15078 | - | 750 | 7400 | 31500 | 7.14 | 2220 | 15750 | Yes | 710 | 6800 | Yes | 6910 | 22800 | No | - | - | No | - | - | - | - | - | No | - | - | No | - | - | No | - | -
U-10ME2R8E/S-22MF2E5A/S-60MF2E5A | U-10ME2R8 | N/A | PANASONIC | 3.08 | Ducted | vrf | N/A | Air | Air | Malaysia | 7.52 | 24.92 | 28 | N/A | N/A | N/A | N/A | N/A | 7.14 | 31.5 | Enthalpy Test Room | 3.5875 | 4.2635 | Yes | - | N/A | 40.1 | 37 | N/A | N/A | N/A | N/A | N/A | 4.146 | 4.5098 | N/A | N/A | N/A | N/A | N/A | N/A | Enthalpy Test Room | Three | R410A | Australia,New Zealand | 131857 | 45923 | 0 | Approved | Reverse Cycle | N/A | Yes | Class 20 | Yes | N/A | N/A | Yes | Yes | Yes | N/A | 4.2321 | Available | N/A | N/A | 0 | 0 | Yes | 0 | 0 | AAC5308 | Yes | Variable output compressor | Inverter | No | - | 28000 | 7.52 | - | 2660 | 14000 | Yes | 1000 | 6700 | - | 6873.28 | 30156 | No | 2431.24 | 15078 | - | 750 | 7400 | 31500 | 7.14 | 2220 | 15750 | Yes | 710 | 6800 | Yes | 6910 | 22800 | No | - | - | No | - | - | - | - | - | No | - | - | No | - | - | No | - | -
U-10MF3R7 | 0 | N/A | PANASONIC | 2.45 | Both | vrf | N/A | Air | Air | Malaysia | 6.23 | 25.55 | 28 | N/A | N/A | N/A | N/A | N/A | 6.27 | 31.5 | Enthalpy Test Room | 4.316 | 4.8239 | Yes | - | N/A | 45.4 | 41.8 | N/A | N/A | N/A | N/A | N/A | 4.2571 | 4.7392 | N/A | N/A | N/A | N/A | N/A | N/A | Enthalpy Test Room | Three | R410A | Australia,New Zealand | 155659 | 46964 | 0 | Approved | Reverse Cycle | N/A | Yes | Class 20 | Yes | N/A | N/A | Yes | Yes | Yes | N/A | 4.3606 | Available | N/A | N/A | 0 | 0 | Yes | 0 | 0 | AAC7656 | Yes | Variable output compressor | Inverter | No | - | 28000 | 6.23 | - | 1930 | 14000 | No | - | - | - | 5694.22 | 30156 | No | 1764.02 | 15078 | No | - | - | 31500 | 6.27 | 2280 | 15800 | No | - | - | Yes | 7640 | 27700 | No | - | - | No | - | - | - | - | - | No | - | - | - | - | - | No | - | -
U-125PZ2R5/S-1014PF3E | 0 | N/A | PANASONIC | 2.95 | Ducted | Single Split System | - | Air | Air | Malaysia | 3.56 | 9.55 | 12.1 | 700 | N/A | N/A | N/A | 290 | 3.4 | 12.1 | Enthalpy Test Room | 3.5441 | 3.7144 | Yes | - | N/A | 19 | 19 | N/A | N/A | N/A | N/A | N/A | 3.5176 | 3.9918 | N/A | N/A | N/A | N/A | N/A | N/A | Enthalpy Test Room | Single | R32 | Australia,New Zealand | 129824 | 45868 | 0 | Approved | Reverse Cycle | 1400 | Yes | Class 11 | Yes | N/A | N/A | Yes | Yes | Yes | N/A | 3.5817 | Available | N/A | N/A | 0 | 0 | Yes | 0 | 0 | AAC5081 | Yes | Variable output compressor | Inverter | No | - | 12100 | 3.56 | - | 1200 | 6050 | No | - | - | - | 3253.84 | 13031.7 | Yes | 1010 | 6350 | Yes | 540 | 3850 | 12100 | 3.4 | 1210 | 6050 | Yes | 570 | 3150 | Yes | 4250 | 11500 | No | - | - | No | - | - | - | - | - | No | - | - | No | - | - | No | - | -
U-125PZ2R5/S-1014PT3E | 0 | N/A | PANASONIC | 3.766 | Non Ducted | Single Split System | Floor/Ceiling | Air | Air | Malaysia | 3.76 | 8.734 | 12.5 | 690 | N/A | N/A | N/A | 235 | 3.21 | 12.5 | Calorimeter Room | 3.2952 | 3.838 | Yes | - | N/A | 16 | 16 | N/A | N/A | N/A | N/A | N/A | 3.2547 | 3.7748 | N/A | N/A | 2.0094 | 3.0497 | 2 | 3 | Calorimeter Room | Single | R32 | Australia,New Zealand | 135456 | 46061 | 0 | Approved | Reverse Cycle | 1590 | Yes | Class 11 | Yes | Yes | N/A | Yes | Yes | Yes | N/A | 3.3014 | Available | N/A | N/A | 0 | 0 | Yes | 0 | https://reg.energyrating.gov.au/static/common/images/star_ratings_2014/aircon_rating_2_3.png | AAC5748 | Yes | Variable output compressor | Inverter | No | - | 12500 | 3.76 | - | 1290 | 6250 | No | - | - | - | 3436.64 | 13462.5 | Yes | 1120 | 6900 | Yes | 535 | 3700 | 12500 | 3.21 | 1180 | 6250 | Yes | 550 | 3100 | Yes | 4350 | 11200 | No | - | - | No | - | - | - | - | - | - | - | - | No | - | - | No | - | -
U-125PZ2R5/S-1014PU3E | 0 | N/A | PANASONIC | 1.527 | Non Ducted | Single Split System | Cassette | Air | Air | Malaysia | 3.49 | 5.573 | 12.5 | 840 | 2.6271 | 8.018 | 3.052 | 256 | 2.82 | 12.5 | Calorimeter Room | 3.5094 | 4.3559 | Yes | - | N/A | 13 | 13 | N/A | N/A | N/A | N/A | N/A | 3.7777 | 4.0067 | N/A | N/A | 3.0554 | 3.5135 | 3 | 3.5 | Calorimeter Room | Single | R32 | Australia,New Zealand | 128333 | 45868 | 0 | Approved | Reverse Cycle | 840 | Yes | Class 11 | Yes | Yes | N/A | Yes | Yes | Yes | N/A | 3.8697 | Available | N/A | N/A | 0 | 0 | Yes | 0 | https://reg.energyrating.gov.au/static/common/images/star_ratings_2014/aircon_rating_3_3.5.png | AAC5071 | Yes | Variable output compressor | Inverter | No | - | 12500 | 3.49 | - | 1210 | 6250 | No | - | - | - | 3189.86 | 13462.5 | Yes | 986 | 6600 | Yes | 526 | 4000 | 12500 | 2.82 | 1130 | 6250 | Yes | 535 | 3200 | Yes | 4110 | 11500 | No | - | - | No | - | - | - | - | - | No | - | - | No | - | - | No | - | -
U-125PZ2R5/S-125PE3R | 0 | N/A | PANASONIC | 1 | Ducted | Single Split System | - | Air | Air | Malaysia | 3.695 | 5 | 12.5 | 700 | N/A | N/A | N/A | 290 | 3.03 | 12.5 | Enthalpy Test Room | 3.4352 | 3.9951 | Yes | - | N/A | 17 | 17 | N/A | N/A | N/A | N/A | N/A | 3.6774 | 4.4255 | N/A | N/A | N/A | N/A | N/A | N/A | Enthalpy Test Room | Single | R32 | Australia,New Zealand | 134102 | 46000 | 0 | Approved | Reverse Cycle | 1000 | Yes | Class 11 | Yes | N/A | N/A | Yes | Yes | Yes | N/A | 3.8107 | Available | N/A | N/A | 0 | 0 | Yes | 0 | 0 | AAC5567 | Yes | Variable output compressor | Inverter | No | - | 12500 | 3.695 | - | 1400 | 6250 | No | - | - | - | 3377.23 | 13462.5 | Yes | 1200 | 6500 | Yes | 800 | 3700 | 12500 | 3.03 | 1430 | 6250 | Yes | 950 | 3600 | Yes | 4850 | 12400 | No | - | - | No | - | - | - | - | - | No | - | - | No | - | - | No | - | -
U-125PZ2R8/S-1014PF3E | 0 | N/A | PANASONIC | 2.95 | Ducted | Single Split System | - | Air | Air | Malaysia | 3.56 | 9.55 | 12.1 | 700 | N/A | N/A | N/A | 290 | 3.4 | 12.1 | Enthalpy Test Room | 3.5441 | 3.7144 | Yes | - | N/A | 19 | 19 | N/A | N/A | N/A | N/A | N/A | 3.5176 | 3.9918 | N/A | N/A | N/A | N/A | N/A | N/A | Enthalpy Test Room | Three | R32 | Australia,New Zealand | 130036 | 45868 | 0 | Approved | Reverse Cycle | 1400 | Yes | Class 11 | Yes | N/A | N/A | Yes | Yes | Yes | N/A | 3.5817 | Available | N/A | N/A | 0 | 0 | Yes | 0 | 0 | AAC5082 | Yes | Variable output compressor | Inverter | No | - | 12100 | 3.56 | - | 1200 | 6050 | No | - | - | - | 3253.84 | 13031.7 | Yes | 1010 | 6350 | Yes | 540 | 3850 | 12100 | 3.4 | 1210 | 6050 | Yes | 570 | 3150 | Yes | 4250 | 11500 | No | - | - | No | - | - | - | - | - | No | - | - | No | - | - | No | - | -
U-125PZ2R8/S-1014PT3E | 0 | N/A | PANASONIC | 3.766 | Non Ducted | Single Split System | Floor/Ceiling | Air | Air | Malaysia | 3.76 | 8.734 | 12.5 | 690 | N/A | N/A | N/A | 235 | 3.21 | 12.5 | Calorimeter Room | 3.2952 | 3.838 | Yes | - | N/A | 16 | 16 | N/A | N/A | N/A | N/A | N/A | 3.2547 | 3.7748 | N/A | N/A | 2.0094 | 3.0497 | 2 | 3 | Calorimeter Room | Three | R32 | Australia,New Zealand | 135457 | 46069 | 0 | Approved | Reverse Cycle | 1590 | Yes | Class 11 | Yes | Yes | N/A | Yes | Yes | Yes | N/A | 3.3014 | Available | N/A | N/A | 0 | 0 | Yes | 0 | https://reg.energyrating.gov.au/static/common/images/star_ratings_2014/aircon_rating_2_3.png | AAC5782 | Yes | Variable output compressor | Inverter | No | - | 12500 | 3.76 | - | 1290 | 6250 | No | - | - | - | 3436.64 | 13462.5 | Yes | 1120 | 6900 | Yes | 535 | 3700 | 12500 | 3.21 | 1180 | 6250 | Yes | 550 | 3100 | Yes | 4350 | 11200 | No | - | - | No | - | - | - | - | - | - | - | - | No | - | - | No | - | -
U-125PZ2R8/S-1014PU3E | 0 | N/A | PANASONIC | 1.527 | Non Ducted | Single Split System | Cassette | Air | Air | Malaysia | 3.49 | 5.573 | 12.5 | 840 | 2.6271 | 8.018 | 3.052 | 256 | 2.82 | 12.5 | Calorimeter Room | 3.5227 | 4.3461 | Yes | - | N/A | 13 | 13 | N/A | N/A | N/A | N/A | N/A | 3.7777 | 4.0067 | N/A | N/A | 3.0554 | 3.5135 | 3 | 3.5 | Calorimeter Room | Three | R32 | Australia,New Zealand | 128336 | 45868 | 0 | Approved | Reverse Cycle | 840 | Yes | Class 11 | Yes | Yes | N/A | Yes | Yes | Yes | N/A | 3.8697 | Available | N/A | N/A | 0 | 0 | Yes | 0 | https://reg.energyrating.gov.au/static/common/images/star_ratings_2014/aircon_rating_3_3.5.png | AAC5070 | Yes | Variable output compressor | Inverter | No | - | 12500 | 3.49 | - | 1210 | 6250 | No | - | - | - | 3189.86 | 13462.5 | Yes | 986 | 6600 | Yes | 526 | 4000 | 12500 | 2.82 | 1130 | 6250 | Yes | 535 | 3200 | Yes | 4110 | 11500 | No | - | - | No | - | - | - | - | - | No | - | - | No | - | - | No | - | -
U-125PZ2R8/S-125PE3R | 0 | N/A | PANASONIC | 1 | Ducted | Single Split System | - | Air | Air | Malaysia | 3.695 | 5 | 12.5 | 700 | N/A | N/A | N/A | 290 | 3.03 | 12.5 | Enthalpy Test Room | 3.4352 | 3.9951 | Yes | - | N/A | 17 | 17 | N/A | N/A | N/A | N/A | N/A | 3.6774 | 4.4255 | N/A | N/A | N/A | N/A | N/A | N/A | Enthalpy Test Room | Three | R32 | Australia,New Zealand | 134103 | 45991 | 0 | Approved | Reverse Cycle | 1000 | Yes | Class 11 | Yes | N/A | N/A | Yes | Yes | Yes | N/A | 3.8107 | Available | N/A | N/A | 0 | 0 | Yes | 0 | 0 | AAC5525 | Yes | Variable output compressor | Inverter | No | - | 12500 | 3.695 | - | 1400 | 6250 | No | - | - | - | 3377.23 | 13462.5 | Yes | 1200 | 6500 | Yes | 800 | 3700 | 12500 | 3.03 | 1430 | 6250 | Yes | 950 | 3600 | Yes | 4850 | 12400 | No | - | - | No | - | - | - | - | - | No | - | - | No | - | - | No | - | -
U-125PZ3R5 / S-1014PF3E | 0 | N/A | Panasonic | N/A | Ducted | Single Split System | - | Air | Air | Malaysia,China | 3.56 | N/A | 12.1 | N/A | N/A | N/A | N/A | N/A | 3.4 | 12.1 | Calorimeter Room | 3.2882 | 3.7031 | N/A | 54.86 | N/A | N/A | N/A | N/A | N/A | N/A | N/A | N/A | N/A | N/A | N/A | N/A | N/A | N/A | N/A | N/A | N/A | Single | R32 | Australia,New Zealand | 132173 | 45929 | 0 | Approved | Reverse Cycle | N/A | Yes | Class 11 | Yes | N/A | N/A | N/A | N/A | N/A | N/A | N/A | Available | N/A | N/A | http://papamy.panasonic.com.my/ | http://www.panasonic.com.au/ | N/A | 0 | 0 | AAC5344 | Yes | Variable output compressor | Inverter | No | - | 12100 | 3.56 | - | 1230 | 6050 | Yes | 630 | 3200 | - | 3253.84 | 13031.7 | Yes | 1100 | 6500 | - | 530 | 3450 | 12100 | 3.4 | 1200 | 6050 | Yes | 630 | 3300 | Yes | 3900 | 11000 | No | - | - | No | - | - | - | - | - | No | - | - | No | - | - | No | - | -
U-125PZ3R5 / S-1014PU3E | 0 | N/A | Panasonic | N/A | Non Ducted | Single Split System | Cassette | Air | Air | Malaysia,China | 3.49 | N/A | 12.5 | N/A | N/A | N/A | N/A | N/A | 2.82 | 12.5 | Calorimeter Room | 3.655 | 4.5266 | N/A | - | N/A | N/A | N/A | N/A | N/A | N/A | N/A | N/A | N/A | N/A | N/A | N/A | N/A | N/A | N/A | N/A | N/A | Single | R32 | Australia,New Zealand | 132126 | 45928 | 0 | Approved | Reverse Cycle | N/A | Yes | Class 11 | Yes | N/A | N/A | N/A | N/A | N/A | N/A | N/A | Available | N/A | N/A | http://papamy.panasonic.com.my/ | http://www.panasonic.com.au/ | N/A | 0 | 0 | AAC5322 | Yes | Variable output compressor | Inverter | No | - | 12500 | 3.49 | - | 1150 | 6250 | Yes | 600 | 3200 | - | 3189.86 | 13462.5 | Yes | 1010 | 6600 | - | 490 | 3360 | 12500 | 2.82 | 1050 | 6250 | Yes | 600 | 3300 | Yes | 4000 | 11500 | No | - | - | No | - | - | - | - | - | No | - | - | No | - | - | No | - | -
U-125PZ3R5/S-1014PT3E | 0 | N/A | PANASONIC | 3.766 | Non Ducted | Single Split System | Floor/Ceiling | Air | Air | Malaysia | 3.76 | 8.734 | 12.5 | 690 | N/A | N/A | N/A | 235 | 3.21 | 12.5 | Calorimeter Room | 3.2952 | 3.838 | Yes | - | N/A | 16 | 16 | N/A | N/A | N/A | N/A | N/A | 3.2547 | 3.7748 | N/A | N/A | 2.0094 | 3.0497 | 2 | 3 | Calorimeter Room | Single | R32 | Australia,New Zealand | 134573 | 46061 | 0 | Approved | Reverse Cycle | 1590 | Yes | Class 11 | Yes | Yes | N/A | Yes | Yes | Yes | N/A | 3.3014 | Available | N/A | N/A | 0 | 0 | Yes | 0 | https://reg.energyrating.gov.au/static/common/images/star_ratings_2014/aircon_rating_2_3.png | AAC5756 | Yes | Variable output compressor | Inverter | No | - | 12500 | 3.76 | - | 1290 | 6250 | No | - | - | - | 3436.64 | 13462.5 | Yes | 1120 | 6900 | Yes | 535 | 3700 | 12500 | 3.21 | 1180 | 6250 | Yes | 550 | 3100 | Yes | 4350 | 11200 | No | - | - | No | - | - | - | - | - | - | - | - | No | - | - | No | - | -
U-125PZ3R5/S-125PE3R | 0 | N/A | PANASONIC | 1 | Ducted | Single Split System | - | Air | Air | Malaysia | 3.52 | 5 | 12.5 | 700 | N/A | N/A | N/A | 290 | 3.1 | 12.5 | Enthalpy Test Room | 3.6063 | 3.9036 | Yes | - | N/A | 17 | 17 | N/A | N/A | N/A | N/A | N/A | 3.6774 | 4.4255 | N/A | N/A | N/A | N/A | N/A | N/A | Enthalpy Test Room | Single | R32 | Australia,New Zealand | 133133 | 45991 | 0 | Approved | Reverse Cycle | 1000 | Yes | Class 11 | Yes | N/A | N/A | Yes | Yes | Yes | N/A | 3.8107 | Available | N/A | N/A | 0 | 0 | Yes | 0 | 0 | AAC5514 | Yes | Variable output compressor | Inverter | No | - | 12500 | 3.52 | - | 1400 | 6250 | No | - | - | - | 3217.28 | 13462.5 | Yes | 1200 | 6500 | Yes | 800 | 3700 | 12500 | 3.1 | 1430 | 6250 | Yes | 950 | 3600 | Yes | 4850 | 12400 | No | - | - | No | - | - | - | - | - | No | - | - | No | - | - | No | - | -
U-125PZ3R8 / S-1014PF3E | 0 | N/A | Panasonic | N/A | Ducted | Single Split System | - | Air | Air | Malaysia,China | 3.56 | N/A | 12.1 | N/A | N/A | N/A | N/A | N/A | 3.4 | 12.1 | Calorimeter Room | 3.2951 | 3.6924 | N/A | 54.89 | N/A | N/A | N/A | N/A | N/A | N/A | N/A | N/A | N/A | N/A | N/A | N/A | N/A | N/A | N/A | N/A | N/A | Three | R32 | Australia,New Zealand | 132305 | 45928 | 0 | Approved | Reverse Cycle | N/A | Yes | Class 11 | Yes | N/A | N/A | N/A | N/A | N/A | N/A | N/A | Available | N/A | N/A | http://papamy.panasonic.com.my/ | http://www.panasonic.com.au/ | N/A | 0 | 0 | AAC5327 | Yes | Variable output compressor | Inverter | No | - | 12100 | 3.56 | - | 1230 | 6050 | Yes | 630 | 3200 | - | 3253.84 | 13031.7 | Yes | 1100 | 6500 | - | 530 | 3450 | 12100 | 3.4 | 1200 | 6050 | Yes | 630 | 3300 | Yes | 3900 | 11000 | No | - | - | No | - | - | - | - | - | No | - | - | No | - | - | No | - | -
U-125PZ3R8 / S-1014PU3E | 0 | N/A | Panasonic | N/A | Non Ducted | Single Split System | Cassette | Air | Air | Malaysia,China | 3.49 | N/A | 12.5 | N/A | N/A | N/A | N/A | N/A | 2.82 | 12.5 | Calorimeter Room | 3.6535 | 4.5373 | N/A | - | N/A | N/A | N/A | N/A | N/A | N/A | N/A | N/A | N/A | N/A | N/A | N/A | N/A | N/A | N/A | N/A | N/A | Three | R32 | Australia,New Zealand | 132294 | 45928 | 0 | Approved | Reverse Cycle | N/A | Yes | Class 11 | Yes | N/A | N/A | N/A | N/A | N/A | N/A | N/A | Available | N/A | N/A | http://papamy.panasonic.com.my/ | http://www.panasonic.com.au/ | N/A | 0 | 0 | AAC5335 | Yes | Variable output compressor | Inverter | No | - | 12500 | 3.49 | - | 1150 | 6250 | Yes | 600 | 3200 | - | 3189.86 | 13462.5 | Yes | 1010 | 6600 | - | 490 | 3360 | 12500 | 2.82 | 1050 | 6250 | Yes | 600 | 3300 | Yes | 4000 | 11500 | No | - | - | No | - | - | - | - | - | No | - | - | No | - | - | No | - | -
U-125PZ3R8/S-1014PT3E | 0 | N/A | PANASONIC | 3.766 | Non Ducted | Single Split System | Floor/Ceiling | Air | Air | Malaysia | 3.76 | 8.734 | 12.5 | 690 | N/A | N/A | N/A | 235 | 3.21 | 12.5 | Calorimeter Room | 3.2952 | 3.838 | Yes | - | N/A | 16 | 16 | N/A | N/A | N/A | N/A | N/A | 3.2547 | 3.7748 | N/A | N/A | 2.0094 | 3.0497 | 2 | 3 | Calorimeter Room | Three | R32 | Australia,New Zealand | 134574 | 46061 | 0 | Approved | Reverse Cycle | 1590 | Yes | Class 11 | Yes | Yes | N/A | Yes | Yes | Yes | N/A | 3.3014 | Available | N/A | N/A | 0 | 0 | Yes | 0 | https://reg.energyrating.gov.au/static/common/images/star_ratings_2014/aircon_rating_2_3.png | AAC5742 | Yes | Variable output compressor | Inverter | No | - | 12500 | 3.76 | - | 1290 | 6250 | No | - | - | - | 3436.64 | 13462.5 | Yes | 1120 | 6900 | Yes | 535 | 3700 | 12500 | 3.21 | 1180 | 6250 | Yes | 550 | 3100 | Yes | 4350 | 11200 | No | - | - | No | - | - | - | - | - | - | - | - | No | - | - | No | - | -
U-125PZ3R8/S-125PE3R | 0 | N/A | PANASONIC | 1 | Ducted | Single Split System | - | Air | Air | Malaysia | 3.52 | 5 | 12.5 | 700 | N/A | N/A | N/A | 290 | 3.1 | 12.5 | Enthalpy Test Room | 3.6063 | 3.9036 | Yes | - | N/A | 17 | 17 | N/A | N/A | N/A | N/A | N/A | 3.6774 | 4.4255 | N/A | N/A | N/A | N/A | N/A | N/A | Enthalpy Test Room | Three | R32 | Australia,New Zealand | 133135 | 45991 | 0 | Approved | Reverse Cycle | 1000 | Yes | Class 11 | Yes | N/A | N/A | Yes | Yes | Yes | N/A | 3.8107 | Available | N/A | N/A | 0 | 0 | Yes | 0 | 0 | AAC5515 | Yes | Variable output compressor | Inverter | No | - | 12500 | 3.52 | - | 1400 | 6250 | No | - | - | - | 3217.28 | 13462.5 | Yes | 1200 | 6500 | Yes | 800 | 3700 | 12500 | 3.1 | 1430 | 6250 | Yes | 950 | 3600 | Yes | 4850 | 12400 | No | - | - | No | - | - | - | - | - | No | - | - | No | - | - | No | - | -
U-125PZH2R5/S-1014PF3E | 0 | N/A | PANASONIC | 2.95 | Ducted | Single Split System | - | Air | Air | China | 3.38 | 9.55 | 12.1 | 700 | N/A | N/A | N/A | 290 | 3.9 | 13.5 | Enthalpy Test Room | 3.6636 | 3.6946 | Yes | - | N/A | 19 | 19 | N/A | N/A | N/A | N/A | N/A | 3.5176 | 3.9918 | N/A | N/A | N/A | N/A | N/A | N/A | Enthalpy Test Room | Single | R32 | Australia,New Zealand | 130252 | 45868 | 0 | Approved | Reverse Cycle | 1400 | Yes | Class 11 | Yes | N/A | N/A | Yes | Yes | Yes | N/A | 3.5817 | Available | N/A | N/A | 0 | 0 | Yes | 0 | 0 | AAC5087 | Yes | Variable output compressor | Inverter | No | - | 12100 | 3.38 | - | 1170 | 6050 | No | - | - | - | 3089.32 | 13031.7 | Yes | 975 | 6400 | Yes | 465 | 3600 | 13500 | 3.9 | 1300 | 6750 | Yes | 570 | 3250 | Yes | 5380 | 14000 | No | - | - | No | - | - | - | - | - | No | - | - | No | - | - | No | - | -
U-125PZH2R5/S-1014PT3E | 0 | N/A | PANASONIC | 3.414 | Non Ducted | Single Split System | Floor/Ceiling | Air | Air | China | 3.45 | 9.086 | 12.1 | 690 | 2.5994 | 14.25 | 5.482 | 235 | 3.7 | 14 | Calorimeter Room | 3.7996 | 4.0634 | Yes | - | N/A | 13 | 13 | N/A | N/A | N/A | N/A | N/A | 3.2859 | 3.7773 | N/A | N/A | 2.0718 | 3.0545 | 2 | 3 | Calorimeter Room | Single | R32 | Australia,New Zealand | 135463 | 46064 | 0 | Approved | Reverse Cycle | 1590 | Yes | Class 11 | Yes | Yes | N/A | Yes | Yes | Yes | N/A | 3.3249 | Available | N/A | N/A | 0 | 0 | Yes | 0 | https://reg.energyrating.gov.au/static/common/images/star_ratings_2014/aircon_rating_2_3.png | AAC5763 | Yes | Variable output compressor | Inverter | No | - | 12100 | 3.45 | - | 1140 | 6050 | No | - | - | - | 3153.3 | 13031.7 | Yes | 930 | 6350 | Yes | 450 | 3600 | 14000 | 3.7 | 1350 | 7000 | Yes | 555 | 3200 | Yes | 5550 | 14000 | No | - | - | No | - | - | - | - | - | No | - | - | No | - | - | No | - | -
U-125PZH2R5/S-1014PU3E | 0 | N/A | PANASONIC | 3.081 | Non Ducted | Single Split System | Cassette | Air | Air | China | 3.29 | 9.419 | 12.5 | 840 | 2.8008 | 14.5 | 5.177 | 319 | 3.04 | 14 | Calorimeter Room | 3.6534 | 4.3828 | Yes | - | N/A | 13 | 13 | N/A | N/A | N/A | N/A | N/A | 3.607 | 4.3223 | N/A | N/A | 2.714 | 4.1446 | 2.5 | 4 | Calorimeter Room | Single | R32 | Australia,New Zealand | 128320 | 45867 | 0 | Approved | Reverse Cycle | 840 | Yes | Class 11 | Yes | Yes | N/A | Yes | Yes | Yes | N/A | 3.6534 | Available | N/A | N/A | 0 | 0 | Yes | 0 | https://reg.energyrating.gov.au/static/common/images/star_ratings_2014/aircon_rating_2.5_4.png | AAC5061 | Yes | Variable output compressor | Inverter | No | - | 12500 | 3.29 | - | 1180 | 6250 | No | - | - | - | 3007.06 | 13462.5 | Yes | 956 | 6600 | Yes | 454 | 3700 | 14000 | 3.04 | 1290 | 7000 | Yes | 551 | 3300 | Yes | 5370 | 14500 | No | - | - | No | - | - | - | - | - | No | - | - | No | - | - | No | - | -
U-125PZH2R5/S-125PE3R | 0 | N/A | PANASONIC | 1 | Ducted | Single Split System | - | Air | Air | China | 3.56 | 5 | 12.5 | 700 | N/A | N/A | N/A | 290 | 3.68 | 14 | Enthalpy Test Room | 3.5122 | 3.8801 | Yes | - | N/A | 17 | 17 | N/A | N/A | N/A | N/A | N/A | 3.6774 | 4.4255 | N/A | N/A | N/A | N/A | N/A | N/A | Enthalpy Test Room | Single | R32 | Australia,New Zealand | 134068 | 46000 | 0 | Approved | Reverse Cycle | 1000 | Yes | Class 11 | Yes | N/A | N/A | Yes | Yes | Yes | N/A | 3.8107 | Available | N/A | N/A | 0 | 0 | Yes | 0 | 0 | AAC5564 | Yes | Variable output compressor | Inverter | No | - | 12500 | 3.56 | - | 1340 | 6300 | No | - | - | - | 3253.84 | 13462.5 | Yes | 1150 | 6650 | Yes | 570 | 3500 | 14000 | 3.68 | 1355 | 7000 | Yes | 640 | 3450 | Yes | 5340 | 14500 | No | - | - | No | - | - | - | - | - | No | - | - | No | - | - | No | - | -
U-125PZH2R8/S-1014PF3E | 0 | N/A | PANASONIC | 2.95 | Ducted | Single Split System | - | Air | Air | China | 3.38 | 9.55 | 12.1 | 700 | N/A | N/A | N/A | 290 | 3.9 | 13.5 | Enthalpy Test Room | 3.6636 | 3.6946 | Yes | - | N/A | 19 | 19 | N/A | N/A | N/A | N/A | N/A | 3.5176 | 3.9918 | N/A | N/A | N/A | N/A | N/A | N/A | Enthalpy Test Room | Three | R32 | Australia,New Zealand | 130255 | 45868 | 0 | Approved | Reverse Cycle | 1400 | Yes | Class 11 | Yes | N/A | N/A | Yes | Yes | Yes | N/A | 3.5817 | Available | N/A | N/A | 0 | 0 | Yes | 0 | 0 | AAC5078 | Yes | Variable output compressor | Inverter | No | - | 12100 | 3.38 | - | 1170 | 6050 | No | - | - | - | 3089.32 | 13031.7 | Yes | 975 | 6400 | Yes | 465 | 3600 | 13500 | 3.9 | 1300 | 6750 | Yes | 570 | 3250 | Yes | 5380 | 14000 | No | - | - | No | - | - | - | - | - | No | - | - | No | - | - | No | - | -
U-125PZH2R8/S-1014PT3E | 0 | N/A | PANASONIC | 3.414 | Non Ducted | Single Split System | Floor/Ceiling | Air | Air | China | 3.45 | 9.086 | 12.1 | 690 | 2.5994 | 14.25 | 5.482 | 235 | 3.7 | 14 | Calorimeter Room | 3.7996 | 4.0634 | Yes | - | N/A | 13 | 13 | N/A | N/A | N/A | N/A | N/A | 3.2859 | 3.7773 | N/A | N/A | 2.0718 | 3.0545 | 2 | 3 | Calorimeter Room | Three | R32 | Australia,New Zealand | 135464 | 46061 | 0 | Approved | Reverse Cycle | 1590 | Yes | Class 11 | Yes | Yes | N/A | Yes | Yes | Yes | N/A | 3.3249 | Available | N/A | N/A | 0 | 0 | Yes | 0 | https://reg.energyrating.gov.au/static/common/images/star_ratings_2014/aircon_rating_2_3.png | AAC5752 | Yes | Variable output compressor | Inverter | No | - | 12100 | 3.45 | - | 1140 | 6050 | No | - | - | - | 3153.3 | 13031.7 | Yes | 930 | 6350 | Yes | 450 | 3600 | 14000 | 3.7 | 1350 | 7000 | Yes | 555 | 3200 | Yes | 5550 | 14000 | No | - | - | No | - | - | - | - | - | No | - | - | No | - | - | No | - | -
U-125PZH2R8/S-1014PU3E | 0 | N/A | PANASONIC | 3.081 | Non Ducted | Single Split System | Cassette | Air | Air | China | 3.29 | 9.419 | 12.5 | 840 | 2.8864 | 14.588 | 5.054 | 319 | 3.04 | 14 | Calorimeter Room | 3.6665 | 4.3856 | Yes | - | N/A | 13 | 13 | N/A | N/A | N/A | N/A | N/A | 3.6197 | 4.3253 | N/A | N/A | N/A | N/A | N/A | N/A | Calorimeter Room | Three | R32 | Australia,New Zealand | 128326 | 45867 | 0 | Approved | Reverse Cycle | 840 | Yes | Class 11 | Yes | N/A | N/A | Yes | Yes | Yes | N/A | 3.6665 | Available | N/A | N/A | 0 | 0 | Yes | 0 | 0 | AAC5058 | Yes | Variable output compressor | Inverter | No | - | 12500 | 3.29 | - | 1180 | 6250 | No | - | - | - | 3007.06 | 13462.5 | Yes | 956 | 6600 | Yes | 454 | 3700 | 14000 | 3.04 | 1290 | 7000 | Yes | 551 | 3300 | Yes | 5370 | 14500 | No | - | - | No | - | - | - | - | - | No | - | - | No | - | - | No | - | -
U-125PZH2R8/S-125PE3R | 0 | N/A | PANASONIC | 1 | Ducted | Single Split System | - | Air | Air | China | 3.56 | 5 | 12.5 | 700 | N/A | N/A | N/A | 290 | 3.68 | 14 | Enthalpy Test Room | 3.5155 | 3.8801 | Yes | - | N/A | 17 | 17 | N/A | N/A | N/A | N/A | N/A | 3.6774 | 4.4255 | N/A | N/A | N/A | N/A | N/A | N/A | Enthalpy Test Room | Three | R32 | Australia,New Zealand | 134071 | 45991 | 0 | Approved | Reverse Cycle | 1000 | Yes | Class 11 | Yes | N/A | N/A | Yes | Yes | Yes | N/A | 3.8107 | Available | N/A | N/A | 0 | 0 | Yes | 0 | 0 | AAC5520 | Yes | Variable output compressor | Inverter | No | - | 12500 | 3.56 | - | 1340 | 6300 | No | - | - | - | 3253.84 | 13462.5 | Yes | 1150 | 6650 | Yes | 570 | 3500 | 14000 | 3.68 | 1355 | 7000 | Yes | 640 | 3450 | Yes | 5340 | 14500 | No | - | - | No | - | - | - | - | - | No | - | - | No | - | - | No | - | -
U-125PZH3R5/S-1014PF3E | 0 | N/A | PANASONIC | 2.95 | Ducted | Single Split System | - | Air | Air | China | 3.38 | 9.55 | 12.1 | 700 | N/A | N/A | N/A | 290 | 3.9 | 13.5 | Enthalpy Test Room | 3.6636 | 3.6946 | Yes | - | N/A | 19 | 19 | N/A | N/A | N/A | N/A | N/A | 3.5176 | 3.9918 | N/A | N/A | N/A | N/A | N/A | N/A | Enthalpy Test Room | Single | R32 | Australia,New Zealand | 134122 | 46000 | 0 | Approved | Reverse Cycle | 1400 | Yes | Class 11 | Yes | N/A | N/A | Yes | Yes | Yes | N/A | 3.5817 | Available | N/A | N/A | 0 | 0 | Yes | 0 | 0 | AAC5575 | Yes | Variable output compressor | Inverter | No | - | 12100 | 3.38 | - | 1170 | 6050 | No | - | - | - | 3089.32 | 13031.7 | Yes | 975 | 6400 | Yes | 465 | 3600 | 13500 | 3.9 | 1300 | 6750 | Yes | 570 | 3250 | Yes | 5380 | 14000 | No | - | - | No | - | - | - | - | - | No | - | - | No | - | - | No | - | -
U-125PZH3R5/S-1014PT3E | 0 | N/A | PANASONIC | 3.414 | Non Ducted | Single Split System | Floor/Ceiling | Air | Air | China | 3.45 | 9.086 | 12.1 | 690 | 2.5994 | 14.25 | 5.482 | 235 | 3.7 | 14 | Calorimeter Room | 3.7996 | 4.0634 | Yes | - | N/A | 13 | 13 | N/A | N/A | N/A | N/A | N/A | 3.2859 | 3.7773 | N/A | N/A | 2.0718 | 3.0545 | 2 | 3 | Calorimeter Room | Single | R32 | Australia,New Zealand | 134588 | 46061 | 0 | Approved | Reverse Cycle | 1590 | Yes | Class 11 | Yes | Yes | N/A | Yes | Yes | Yes | N/A | 3.3249 | Available | N/A | N/A | 0 | 0 | Yes | 0 | https://reg.energyrating.gov.au/static/common/images/star_ratings_2014/aircon_rating_2_3.png | AAC5745 | Yes | Variable output compressor | Inverter | No | - | 12100 | 3.45 | - | 1140 | 6050 | No | - | - | - | 3153.3 | 13031.7 | Yes | 930 | 6350 | Yes | 450 | 3600 | 14000 | 3.7 | 1350 | 7000 | Yes | 555 | 3200 | Yes | 5550 | 14000 | No | - | - | No | - | - | - | - | - | No | - | - | No | - | - | No | - | -
U-125PZH3R5/S-1014PU3E | 0 | N/A | PANASONIC | 3.081 | Non Ducted | Single Split System | Cassette | Air | Air | China | 3.29 | 9.419 | 12.5 | 840 | 2.8008 | 14.5 | 5.177 | 319 | 3.04 | 14 | Calorimeter Room | 3.6534 | 4.3828 | Yes | - | N/A | 13 | 13 | N/A | N/A | N/A | N/A | N/A | 3.607 | 4.3223 | N/A | N/A | 2.714 | 4.1446 | 2.5 | 4 | Calorimeter Room | Single | R32 | Australia,New Zealand | 134114 | 46000 | 0 | Approved | Reverse Cycle | 840 | Yes | Class 11 | Yes | Yes | N/A | Yes | Yes | Yes | N/A | 3.6534 | Available | N/A | N/A | 0 | 0 | Yes | 0 | https://reg.energyrating.gov.au/static/common/images/star_ratings_2014/aircon_rating_2.5_4.png | AAC5571 | Yes | Variable output compressor | Inverter | No | - | 12500 | 3.29 | - | 1180 | 6250 | No | - | - | - | 3007.06 | 13462.5 | Yes | 956 | 6600 | Yes | 454 | 3700 | 14000 | 3.04 | 1290 | 7000 | Yes | 551 | 3300 | Yes | 5370 | 14500 | No | - | - | No | - | - | - | - | - | No | - | - | No | - | - | No | - | -
U-125PZH3R5/S-125PE3R | 0 | N/A | PANASONIC | 1 | Ducted | Single Split System | - | Air | Air | China | 3.5 | 5 | 12.5 | 700 | N/A | N/A | N/A | 290 | 3.68 | 14 | Enthalpy Test Room | 3.5714 | 3.8801 | Yes | - | N/A | 17 | 17 | N/A | N/A | N/A | N/A | N/A | 3.6774 | 4.4255 | N/A | N/A | N/A | N/A | N/A | N/A | Enthalpy Test Room | Single | R32 | Australia,New Zealand | 133202 | 45991 | 0 | Approved | Reverse Cycle | 1000 | Yes | Class 11 | Yes | N/A | N/A | Yes | Yes | Yes | N/A | 3.8107 | Available | N/A | N/A | 0 | 0 | Yes | 0 | 0 | AAC5529 | Yes | Variable output compressor | Inverter | No | - | 12500 | 3.5 | - | 1340 | 6300 | No | - | - | - | 3199 | 13462.5 | Yes | 1150 | 6650 | Yes | 570 | 3500 | 14000 | 3.68 | 1355 | 7000 | Yes | 640 | 3450 | Yes | 5340 | 14500 | No | - | - | No | - | - | - | - | - | No | - | - | No | - | - | No | - | -
U-125PZH3R8/S-1014PF3E | 0 | N/A | PANASONIC | 2.95 | Ducted | Single Split System | - | Air | Air | China | 3.38 | 9.55 | 12.1 | 700 | N/A | N/A | N/A | 290 | 3.9 | 13.5 | Enthalpy Test Room | 3.6636 | 3.6946 | Yes | - | N/A | 19 | 19 | N/A | N/A | N/A | N/A | N/A | 3.5176 | 3.9918 | N/A | N/A | N/A | N/A | N/A | N/A | Enthalpy Test Room | Three | R32 | Australia,New Zealand | 134123 | 46000 | 0 | Approved | Reverse Cycle | 1400 | Yes | Class 11 | Yes | N/A | N/A | Yes | Yes | Yes | N/A | 3.5817 | Available | N/A | N/A | 0 | 0 | Yes | 0 | 0 | AAC5584 | Yes | Variable output compressor | Inverter | No | - | 12100 | 3.38 | - | 1170 | 6050 | No | - | - | - | 3089.32 | 13031.7 | Yes | 975 | 6400 | Yes | 465 | 3600 | 13500 | 3.9 | 1300 | 6750 | Yes | 570 | 3250 | Yes | 5380 | 14000 | No | - | - | No | - | - | - | - | - | No | - | - | No | - | - | No | - | -
U-125PZH3R8/S-1014PT3E | 0 | N/A | PANASONIC | 3.414 | Non Ducted | Single Split System | Floor/Ceiling | Air | Air | China | 3.45 | 9.086 | 12.1 | 690 | 2.5994 | 14.25 | 5.482 | 235 | 3.7 | 14 | Calorimeter Room | 3.7996 | 4.0634 | Yes | - | N/A | 13 | 13 | N/A | N/A | N/A | N/A | N/A | 3.2859 | 3.7773 | N/A | N/A | 2.0718 | 3.0545 | 2 | 3 | Calorimeter Room | Three | R32 | Australia,New Zealand | 134589 | 46065 | 0 | Approved | Reverse Cycle | 1590 | Yes | Class 11 | Yes | Yes | N/A | Yes | Yes | Yes | N/A | 3.3249 | Available | N/A | N/A | 0 | 0 | Yes | 0 | https://reg.energyrating.gov.au/static/common/images/star_ratings_2014/aircon_rating_2_3.png | AAC5770 | Yes | Variable output compressor | Inverter | No | - | 12100 | 3.45 | - | 1140 | 6050 | No | - | - | - | 3153.3 | 13031.7 | Yes | 930 | 6350 | Yes | 450 | 3600 | 14000 | 3.7 | 1350 | 7000 | Yes | 555 | 3200 | Yes | 5550 | 14000 | No | - | - | No | - | - | - | - | - | No | - | - | No | - | - | No | - | -
U-125PZH3R8/S-1014PU3E | 0 | N/A | PANASONIC | 3.081 | Non Ducted | Single Split System | Cassette | Air | Air | China | 3.29 | 9.419 | 12.5 | 840 | 2.8864 | 14.588 | 5.054 | 319 | 3.04 | 14 | Calorimeter Room | 3.6665 | 4.3856 | Yes | - | N/A | 13 | 13 | N/A | N/A | N/A | N/A | N/A | 3.6197 | 4.3253 | N/A | N/A | N/A | N/A | N/A | N/A | Calorimeter Room | Three | R32 | Australia,New Zealand | 134117 | 46000 | 0 | Approved | Reverse Cycle | 840 | Yes | Class 11 | Yes | N/A | N/A | Yes | Yes | Yes | N/A | 3.6665 | Available | N/A | N/A | 0 | 0 | Yes | 0 | 0 | AAC5581 | Yes | Variable output compressor | Inverter | No | - | 12500 | 3.29 | - | 1180 | 6250 | No | - | - | - | 3007.06 | 13462.5 | Yes | 956 | 6600 | Yes | 454 | 3700 | 14000 | 3.04 | 1290 | 7000 | Yes | 551 | 3300 | Yes | 5370 | 14500 | No | - | - | No | - | - | - | - | - | No | - | - | No | - | - | No | - | -
U-125PZH3R8/S-125PE3R | 0 | N/A | PANASONIC | 1 | Ducted | Single Split System | - | Air | Air | China | 3.5 | 5 | 12.5 | 700 | N/A | N/A | N/A | 290 | 3.68 | 14 | Enthalpy Test Room | 3.5748 | 3.8801 | Yes | - | N/A | 17 | 17 | N/A | N/A | N/A | N/A | N/A | 3.6774 | 4.4255 | N/A | N/A | N/A | N/A | N/A | N/A | Enthalpy Test Room | Three | R32 | Australia,New Zealand | 133211 | 45991 | 0 | Approved | Reverse Cycle | 1000 | Yes | Class 11 | Yes | N/A | N/A | Yes | Yes | Yes | N/A | 3.8107 | Available | N/A | N/A | 0 | 0 | Yes | 0 | 0 | AAC5518 | Yes | Variable output compressor | Inverter | No | - | 12500 | 3.5 | - | 1340 | 6300 | No | - | - | - | 3199 | 13462.5 | Yes | 1150 | 6650 | Yes | 570 | 3500 | 14000 | 3.68 | 1355 | 7000 | Yes | 640 | 3450 | Yes | 5340 | 14500 | No | - | - | No | - | - | - | - | - | No | - | - | No | - | - | No | - | -
U-12ME2R8 | U-12ME2R8 | N/A | PANASONIC | 4.35 | Ducted | vrf | N/A | Air | Air | Malaysia | 9.82 | 29.15 | 33.5 | N/A | N/A | N/A | N/A | N/A | 8.66 | 37.5 | Enthalpy Test Room | 3.2931 | 4.2336 | Yes | - | N/A | 40.1 | 37 | N/A | N/A | N/A | N/A | N/A | 3.7556 | 4.4905 | N/A | N/A | N/A | N/A | N/A | N/A | Enthalpy Test Room | Three | R410A | Australia,New Zealand | 131856 | 45925 | 0 | Approved | Reverse Cycle | N/A | Yes | Class 20 | Yes | N/A | N/A | Yes | Yes | Yes | N/A | 3.8146 | Available | N/A | N/A | 0 | 0 | Yes | 0 | 0 | AAC5316 | Yes | Variable output compressor | Inverter | No | No | 33500 | 9.82 | - | 3320 | 16750 | Yes | 850 | 7300 | - | 8975.48 | 36079.5 | No | 3034.48 | 18039.75 | - | 650 | 8300 | 37500 | 8.66 | 3140 | 18750 | Yes | 680 | 5100 | Yes | 8300 | 23000 | No | - | - | No | - | - | - | - | - | No | - | - | No | - | - | No | - | -
U-12ME2R8E | U-12ME2R8 | N/A | PANASONIC | 4.35 | Ducted | vrf | N/A | Air | Air | Malaysia | 9.82 | 29.15 | 33.5 | N/A | N/A | N/A | N/A | N/A | 8.66 | 37.5 | Enthalpy Test Room | 3.2931 | 4.2336 | Yes | - | N/A | 40.1 | 37 | N/A | N/A | N/A | N/A | N/A | 3.7556 | 4.4905 | N/A | N/A | N/A | N/A | N/A | N/A | Enthalpy Test Room | Three | R410A | Australia,New Zealand | 131856 | 45925 | 0 | Approved | Reverse Cycle | N/A | Yes | Class 20 | Yes | N/A | N/A | Yes | Yes | Yes | N/A | 3.8146 | Available | N/A | N/A | 0 | 0 | Yes | 0 | 0 | AAC5316 | Yes | Variable output compressor | Inverter | No | No | 33500 | 9.82 | - | 3320 | 16750 | Yes | 850 | 7300 | - | 8975.48 | 36079.5 | No | 3034.48 | 18039.75 | - | 650 | 8300 | 37500 | 8.66 | 3140 | 18750 | Yes | 680 | 5100 | Yes | 8300 | 23000 | No | - | - | No | - | - | - | - | - | No | - | - | No | - | - | No | - | -
U-140PZ2R5/S-1014PF3E | 0 | N/A | PANASONIC | 3.724 | Ducted | Single Split System | - | Air | Air | Malaysia | 4.24 | 10.276 | 13.4 | 700 | N/A | N/A | N/A | 290 | 3.56 | 13.4 | Enthalpy Test Room | 3.3318 | 3.7712 | Yes | - | N/A | 19 | 19 | N/A | N/A | N/A | N/A | N/A | 3.1876 | 3.7798 | N/A | N/A | N/A | N/A | N/A | N/A | Enthalpy Test Room | Single | R32 | Australia,New Zealand | 130042 | 45868 | 0 | Approved | Reverse Cycle | 1400 | Yes | Class 11 | Yes | N/A | N/A | Yes | Yes | Yes | N/A | 3.2343 | Available | N/A | N/A | 0 | 0 | Yes | 0 | 0 | AAC5083 | Yes | Variable output compressor | Inverter | No | - | 13400 | 4.24 | - | 1410 | 6700 | No | - | - | - | 3875.36 | 14431.8 | Yes | 1200 | 7050 | Yes | 625 | 3900 | 13400 | 3.56 | 1440 | 6700 | Yes | 660 | 3300 | Yes | 4190 | 12000 | No | - | - | No | - | - | - | - | - | No | - | - | No | - | - | No | - | -
U-140PZ2R5/S-1014PT3E | 0 | N/A | PANASONIC | 4.274 | Non Ducted | Single Split System | Floor/Ceiling | Air | Air | Malaysia | 4.32 | 9.326 | 13.6 | 690 | N/A | N/A | N/A | 235 | 3.78 | 14 | Calorimeter Room | 3.0676 | 3.6605 | Yes | 55.94 | N/A | 16 | 16 | 4.4156 | N/A | N/A | N/A | N/A | 3.0302 | 3.6089 | N/A | N/A | 1.5603 | 2.7179 | 1.5 | 2.5 | Calorimeter Room | Single | R32 | Australia,New Zealand | 135458 | 46061 | 0 | Approved | Reverse Cycle | 1590 | Yes | Class 11 | Yes | Yes | N/A | Yes | Yes | Yes | N/A | 3.0676 | Available | N/A | N/A | 0 | 0 | Yes | 0 | https://reg.energyrating.gov.au/static/common/images/star_ratings_2014/aircon_rating_1.5_2.5.png | AAC5749 | Yes | Variable output compressor | Inverter | No | - | 13600 | 4.32 | - | 1480 | 6800 | No | - | - | - | 3948.48 | 14647.2 | Yes | 1250 | 7400 | Yes | 540 | 3800 | 14000 | 3.78 | 1380 | 7000 | Yes | 567 | 3200 | Yes | 4630 | 11700 | No | - | - | No | - | - | - | - | - | No | - | - | No | - | - | No | - | -
U-140PZ2R5/S-1014PU3E | 0 | N/A | PANASONIC | 1.527 | Non Ducted | Single Split System | Cassette | Air | Air | Malaysia | 4.34 | 5.573 | 14 | 840 | 2.6271 | 8.018 | 3.052 | 256 | 3.35 | 14 | Calorimeter Room | 3.1681 | 4.0944 | Yes | - | N/A | 13 | 13 | N/A | N/A | N/A | N/A | N/A | 3.7777 | 4.0067 | N/A | N/A | 3.0554 | 3.5135 | 3 | 3.5 | Calorimeter Room | Single | R32 | Australia,New Zealand | 128334 | 45868 | 0 | Approved | Reverse Cycle | 840 | Yes | Class 11 | Yes | Yes | N/A | Yes | Yes | Yes | N/A | 3.8697 | Available | N/A | N/A | 0 | 0 | Yes | 0 | https://reg.energyrating.gov.au/static/common/images/star_ratings_2014/aircon_rating_3_3.5.png | AAC5069 | Yes | Variable output compressor | Inverter | No | - | 14000 | 4.34 | - | 1400 | 7000 | No | - | - | - | 3966.76 | 15078 | Yes | 1220 | 7300 | Yes | 550 | 4100 | 14000 | 3.35 | 1340 | 7000 | Yes | 571 | 3300 | Yes | 4630 | 12500 | No | - | - | No | - | - | - | - | - | No | - | - | No | - | - | No | - | -
U-140PZ2R5/S-140PE3R | 0 | N/A | PANASONIC | 1 | Ducted | Single Split System | - | Air | Air | Malaysia | 4.39 | 5 | 14 | 700 | N/A | N/A | N/A | 290 | 3.775 | 14 | Enthalpy Test Room | 3.0856 | 3.7391 | Yes | 62.86 | N/A | 17 | 17 | N/A | N/A | N/A | N/A | N/A | 3.6774 | 4.4255 | N/A | N/A | N/A | N/A | N/A | N/A | Enthalpy Test Room | Single | R32 | Australia,New Zealand | 134104 | 46000 | 0 | Approved | Reverse Cycle | 1000 | Yes | Class 11 | Yes | N/A | N/A | Yes | Yes | Yes | N/A | 3.8107 | Available | N/A | N/A | 0 | 0 | Yes | 0 | 0 | AAC5568 | Yes | Variable output compressor | Inverter | No | - | 14000 | 4.39 | - | 1550 | 7000 | No | - | - | - | 4012.46 | 15078 | Yes | 1350 | 7000 | Yes | 950 | 3950 | 14000 | 3.775 | 1650 | 7000 | Yes | 1040 | 3750 | Yes | 4960 | 13300 | No | - | - | No | - | - | - | - | - | No | - | - | No | - | - | No | - | -
U-140PZ2R8/S-1014PF3E | 0 | N/A | PANASONIC | 3.724 | Ducted | Single Split System | - | Air | Air | Malaysia | 4.24 | 10.276 | 13.4 | 700 | N/A | N/A | N/A | 290 | 3.56 | 13.4 | Enthalpy Test Room | 3.3318 | 3.7712 | Yes | - | N/A | 19 | 19 | N/A | N/A | N/A | N/A | N/A | 3.1876 | 3.7798 | N/A | N/A | N/A | N/A | N/A | N/A | Enthalpy Test Room | Three | R32 | Australia,New Zealand | 130046 | 45868 | 0 | Approved | Reverse Cycle | 1400 | Yes | Class 11 | Yes | N/A | N/A | Yes | Yes | Yes | N/A | 3.2343 | Available | N/A | N/A | 0 | 0 | Yes | 0 | 0 | AAC5084 | Yes | Variable output compressor | Inverter | No | - | 13400 | 4.24 | - | 1410 | 6700 | No | - | - | - | 3875.36 | 14431.8 | Yes | 1200 | 7050 | Yes | 625 | 3900 | 13400 | 3.56 | 1440 | 6700 | Yes | 660 | 3300 | Yes | 4190 | 12000 | No | - | - | No | - | - | - | - | - | No | - | - | No | - | - | No | - | -
U-140PZ2R8/S-1014PT3E | 0 | N/A | PANASONIC | 4.274 | Non Ducted | Single Split System | Floor/Ceiling | Air | Air | Malaysia | 4.32 | 9.326 | 13.6 | 690 | N/A | N/A | N/A | 235 | 3.78 | 14 | Calorimeter Room | 3.0676 | 3.6605 | Yes | 55.94 | N/A | 16 | 16 | 4.4156 | N/A | N/A | N/A | N/A | 3.0302 | 3.6089 | N/A | N/A | 1.5603 | 2.7179 | 1.5 | 2.5 | Calorimeter Room | Three | R32 | Australia,New Zealand | 135459 | 46064 | 0 | Approved | Reverse Cycle | 1590 | Yes | Class 11 | Yes | Yes | N/A | Yes | Yes | Yes | N/A | 3.0676 | Available | N/A | N/A | 0 | 0 | Yes | 0 | https://reg.energyrating.gov.au/static/common/images/star_ratings_2014/aircon_rating_1.5_2.5.png | AAC5761 | Yes | Variable output compressor | Inverter | No | - | 13600 | 4.32 | - | 1480 | 6800 | No | - | - | - | 3948.48 | 14647.2 | Yes | 1250 | 7400 | Yes | 540 | 3800 | 14000 | 3.78 | 1380 | 7000 | Yes | 567 | 3200 | Yes | 4630 | 11700 | No | - | - | No | - | - | - | - | - | No | - | - | No | - | - | No | - | -
U-140PZ2R8/S-1014PU3E | 0 | N/A | PANASONIC | 1.527 | Non Ducted | Single Split System | Cassette | Air | Air | Malaysia | 4.34 | 5.573 | 14 | 840 | 2.6271 | 8.018 | 3.052 | 256 | 3.35 | 14 | Calorimeter Room | 3.1932 | 4.1214 | Yes | - | N/A | 13 | 13 | N/A | N/A | N/A | N/A | N/A | 3.7777 | 4.0067 | N/A | N/A | 3.0554 | 3.5135 | 3 | 3.5 | Calorimeter Room | Three | R32 | Australia,New Zealand | 128337 | 45866 | 0 | Approved | Reverse Cycle | 840 | Yes | Class 11 | Yes | Yes | N/A | Yes | Yes | Yes | N/A | 3.8697 | Available | N/A | N/A | 0 | 0 | Yes | 0 | https://reg.energyrating.gov.au/static/common/images/star_ratings_2014/aircon_rating_3_3.5.png | AAC5054 | Yes | Variable output compressor | Inverter | No | - | 14000 | 4.34 | - | 1400 | 7000 | No | - | - | - | 3966.76 | 15078 | Yes | 1220 | 7300 | Yes | 550 | 4100 | 14000 | 3.35 | 1340 | 7000 | Yes | 571 | 3300 | Yes | 4630 | 12500 | No | - | - | No | - | - | - | - | - | No | - | - | No | - | - | No | - | -
U-140PZ2R8/S-140PE3R | 0 | N/A | PANASONIC | 1 | Ducted | Single Split System | - | Air | Air | Malaysia | 4.39 | 5 | 14 | 700 | N/A | N/A | N/A | 290 | 3.775 | 14 | Enthalpy Test Room | 3.0856 | 3.7391 | Yes | 62.86 | N/A | 17 | 17 | N/A | N/A | N/A | N/A | N/A | 3.6774 | 4.4255 | N/A | N/A | N/A | N/A | N/A | N/A | Enthalpy Test Room | Three | R32 | Australia,New Zealand | 134106 | 46000 | 0 | Approved | Reverse Cycle | 1000 | Yes | Class 11 | Yes | N/A | N/A | Yes | Yes | Yes | N/A | 3.8107 | Available | N/A | N/A | 0 | 0 | Yes | 0 | 0 | AAC5569 | Yes | Variable output compressor | Inverter | No | - | 14000 | 4.39 | - | 1550 | 7000 | No | - | - | - | 4012.46 | 15078 | Yes | 1350 | 7000 | Yes | 950 | 3950 | 14000 | 3.775 | 1650 | 7000 | Yes | 1040 | 3750 | Yes | 4960 | 13300 | No | - | - | No | - | - | - | - | - | No | - | - | No | - | - | No | - | -
U-140PZ3R5 / S-1014PF3E | 0 | N/A | Panasonic | N/A | Ducted | Single Split System | - | Air | Air | Malaysia,China | 4.24 | N/A | 13.4 | N/A | N/A | N/A | N/A | N/A | 3.56 | 13.4 | Calorimeter Room | 3.2289 | 3.6747 | N/A | 56.05 | N/A | N/A | N/A | N/A | N/A | N/A | N/A | N/A | N/A | N/A | N/A | N/A | N/A | N/A | N/A | N/A | N/A | Single | R32 | Australia,New Zealand | 132238 | 45928 | 0 | Approved | Reverse Cycle | N/A | Yes | Class 11 | Yes | N/A | N/A | N/A | N/A | N/A | N/A | N/A | Available | N/A | N/A | http://papamy.panasonic.com.my/ | http://www.panasonic.com.au/ | N/A | 0 | 0 | AAC5333 | Yes | Variable output compressor | Inverter | No | - | 13400 | 4.24 | - | 1380 | 6700 | Yes | 650 | 3300 | - | 3875.36 | 14431.8 | Yes | 1200 | 7000 | - | 540 | 3600 | 13400 | 3.56 | 1400 | 6700 | Yes | 650 | 3400 | Yes | 4400 | 12000 | No | - | - | No | - | - | - | - | - | No | - | - | No | - | - | No | - | -
U-140PZ3R5 / S-1014PU3E | 0 | N/A | Panasonic | N/A | Non Ducted | Single Split System | Cassette | Air | Air | Malaysia,China | 4.34 | N/A | 14 | N/A | N/A | N/A | N/A | N/A | 3.35 | 14 | Calorimeter Room | 3.3637 | 4.2232 | N/A | - | N/A | N/A | N/A | N/A | N/A | N/A | N/A | N/A | N/A | N/A | N/A | N/A | N/A | N/A | N/A | N/A | N/A | Single | R32 | Australia,New Zealand | 132130 | 45928 | 0 | Approved | Reverse Cycle | N/A | Yes | Class 11 | Yes | N/A | N/A | N/A | N/A | N/A | N/A | N/A | Available | N/A | N/A | http://papamy.panasonic.com.my/ | http://www.panasonic.com.au/ | N/A | 0 | 0 | AAC5323 | Yes | Variable output compressor | Inverter | No | - | 14000 | 4.34 | - | 1320 | 7000 | Yes | 620 | 3300 | - | 3966.76 | 15078 | Yes | 1160 | 7150 | - | 500 | 3700 | 14000 | 3.35 | 1200 | 7000 | Yes | 620 | 3400 | Yes | 4630 | 12500 | No | - | - | No | - | - | - | - | - | No | - | - | No | - | - | No | - | -
U-140PZ3R5/S-1014PT3E | 0 | N/A | PANASONIC | 4.274 | Non Ducted | Single Split System | Floor/Ceiling | Air | Air | Malaysia | 4.32 | 9.326 | 13.6 | 690 | N/A | N/A | N/A | 235 | 3.78 | 14 | Calorimeter Room | 3.0676 | 3.6605 | Yes | 55.94 | N/A | 16 | 16 | 4.4156 | N/A | N/A | N/A | N/A | 3.0302 | 3.6089 | N/A | N/A | 1.5603 | 2.7179 | 1.5 | 2.5 | Calorimeter Room | Single | R32 | Australia,New Zealand | 134575 | 46065 | 0 | Approved | Reverse Cycle | 1590 | Yes | Class 11 | Yes | Yes | N/A | Yes | Yes | Yes | N/A | 3.0676 | Available | N/A | N/A | 0 | 0 | Yes | 0 | https://reg.energyrating.gov.au/static/common/images/star_ratings_2014/aircon_rating_1.5_2.5.png | AAC5767 | Yes | Variable output compressor | Inverter | No | - | 13600 | 4.32 | - | 1480 | 6800 | No | - | - | - | 3948.48 | 14647.2 | Yes | 1250 | 7400 | Yes | 540 | 3800 | 14000 | 3.78 | 1380 | 7000 | Yes | 567 | 3200 | Yes | 4630 | 11700 | No | - | - | No | - | - | - | - | - | No | - | - | No | - | - | No | - | -
U-140PZ3R5/S-140PE3R | 0 | N/A | PANASONIC | 1 | Ducted | Single Split System | - | Air | Air | Malaysia | 4.31 | 5 | 14 | 700 | N/A | N/A | N/A | 290 | 3.72 | 14 | Enthalpy Test Room | 3.1425 | 3.7941 | Yes | - | N/A | 17 | 17 | N/A | N/A | N/A | N/A | N/A | 3.6774 | 4.4255 | N/A | N/A | N/A | N/A | N/A | N/A | Enthalpy Test Room | Single | R32 | Australia,New Zealand | 133136 | 45991 | 0 | Approved | Reverse Cycle | 1000 | Yes | Class 11 | Yes | N/A | N/A | Yes | Yes | Yes | N/A | 3.8107 | Available | N/A | N/A | 0 | 0 | Yes | 0 | 0 | AAC5527 | Yes | Variable output compressor | Inverter | No | - | 14000 | 4.31 | - | 1550 | 7000 | No | - | - | - | 3939.34 | 15078 | Yes | 1350 | 7000 | Yes | 950 | 3950 | 14000 | 3.72 | 1650 | 7000 | Yes | 1040 | 3750 | Yes | 4960 | 13300 | No | - | - | No | - | - | - | - | - | No | - | - | No | - | - | No | - | -
U-140PZ3R8 / S-1014PF3E | 0 | N/A | Panasonic | N/A | Ducted | Single Split System | - | Air | Air | Malaysia,China | 4.24 | N/A | 13.4 | N/A | N/A | N/A | N/A | N/A | 3.56 | 13.4 | Calorimeter Room | 3.2315 | 3.6797 | N/A | 55.98 | N/A | N/A | N/A | N/A | N/A | N/A | N/A | N/A | N/A | N/A | N/A | N/A | N/A | N/A | N/A | N/A | N/A | Three | R32 | Australia,New Zealand | 132318 | 45928 | 0 | Approved | Reverse Cycle | N/A | Yes | Class 11 | Yes | N/A | N/A | N/A | N/A | N/A | N/A | N/A | Available | N/A | N/A | http://papamy.panasonic.com.my/ | http://www.panasonic.com.au/ | N/A | 0 | 0 | AAC5336 | Yes | Variable output compressor | Inverter | No | - | 13400 | 4.24 | - | 1380 | 6700 | Yes | 650 | 3300 | - | 3875.36 | 14431.8 | Yes | 1200 | 7000 | - | 540 | 3600 | 13400 | 3.56 | 1400 | 6700 | Yes | 650 | 3400 | Yes | 4400 | 12000 | No | - | - | No | - | - | - | - | - | No | - | - | No | - | - | No | - | -
U-140PZ3R8 / S-1014PU3E | 0 | N/A | Panasonic | N/A | Non Ducted | Single Split System | Cassette | Air | Air | Malaysia,China | 4.34 | N/A | 14 | N/A | N/A | N/A | N/A | N/A | 3.35 | 14 | Calorimeter Room | 3.36 | 4.2076 | N/A | - | N/A | N/A | N/A | N/A | N/A | N/A | N/A | N/A | N/A | N/A | N/A | N/A | N/A | N/A | N/A | N/A | N/A | Three | R32 | Australia,New Zealand | 132299 | 45928 | 0 | Approved | Reverse Cycle | N/A | Yes | Class 11 | Yes | N/A | N/A | N/A | N/A | N/A | N/A | N/A | Available | N/A | N/A | http://papamy.panasonic.com.my/ | http://www.panasonic.com.au/ | N/A | 0 | 0 | AAC5325 | Yes | Variable output compressor | Inverter | No | - | 14000 | 4.34 | - | 1320 | 7000 | Yes | 620 | 3300 | - | 3966.76 | 15078 | Yes | 1160 | 7150 | - | 500 | 3700 | 14000 | 3.35 | 1200 | 7000 | Yes | 620 | 3400 | Yes | 4630 | 12500 | No | - | - | No | - | - | - | - | - | No | - | - | No | - | - | No | - | -
U-140PZ3R8/S-1014PT3E | 0 | N/A | PANASONIC | 4.274 | Non Ducted | Single Split System | Floor/Ceiling | Air | Air | Malaysia | 4.32 | 9.326 | 13.6 | 690 | N/A | N/A | N/A | 235 | 3.78 | 14 | Calorimeter Room | 3.0676 | 3.6605 | Yes | 55.94 | N/A | 16 | 16 | 4.4156 | N/A | N/A | N/A | N/A | 3.0302 | 3.6089 | N/A | N/A | 1.5603 | 2.7179 | 1.5 | 2.5 | Calorimeter Room | Three | R32 | Australia,New Zealand | 134576 | 46061 | 0 | Approved | Reverse Cycle | 1590 | Yes | Class 11 | Yes | Yes | N/A | Yes | Yes | Yes | N/A | 3.0676 | Available | N/A | N/A | 0 | 0 | Yes | 0 | https://reg.energyrating.gov.au/static/common/images/star_ratings_2014/aircon_rating_1.5_2.5.png | AAC5743 | Yes | Variable output compressor | Inverter | No | - | 13600 | 4.32 | - | 1480 | 6800 | No | - | - | - | 3948.48 | 14647.2 | Yes | 1250 | 7400 | Yes | 540 | 3800 | 14000 | 3.78 | 1380 | 7000 | Yes | 567 | 3200 | Yes | 4630 | 11700 | No | - | - | No | - | - | - | - | - | No | - | - | No | - | - | No | - | -
U-140PZ3R8/S-140PE3R | 0 | N/A | PANASONIC | 1 | Ducted | Single Split System | - | Air | Air | Malaysia | 4.31 | 5 | 14 | 700 | N/A | N/A | N/A | 290 | 3.72 | 14 | Enthalpy Test Room | 3.1425 | 3.7941 | Yes | - | N/A | 17 | 17 | N/A | N/A | N/A | N/A | N/A | 3.6774 | 4.4255 | N/A | N/A | N/A | N/A | N/A | N/A | Enthalpy Test Room | Three | R32 | Australia,New Zealand | 134107 | 45992 | 0 | Approved | Reverse Cycle | 1000 | Yes | Class 11 | Yes | N/A | N/A | Yes | Yes | Yes | N/A | 3.8107 | Available | N/A | N/A | 0 | 0 | Yes | 0 | 0 | AAC5533 | Yes | Variable output compressor | Inverter | No | - | 14000 | 4.31 | - | 1550 | 7000 | No | - | - | - | 3939.34 | 15078 | Yes | 1350 | 7000 | Yes | 950 | 3950 | 14000 | 3.72 | 1650 | 7000 | Yes | 1040 | 3750 | Yes | 4960 | 13300 | No | - | - | No | - | - | - | - | - | No | - | - | No | - | - | No | - | -
U-140PZH2R5/S-1014PF3E | 0 | N/A | PANASONIC | 3.724 | Ducted | Single Split System | - | Air | Air | China | 3.96 | 10.276 | 13.4 | 700 | N/A | N/A | N/A | 290 | 4.51 | 15.5 | Enthalpy Test Room | 3.5398 | 3.6225 | Yes | - | N/A | 19 | 19 | N/A | N/A | N/A | N/A | N/A | 3.1876 | 3.7798 | N/A | N/A | N/A | N/A | N/A | N/A | Enthalpy Test Room | Single | R32 | Australia,New Zealand | 130272 | 45868 | 0 | Approved | Reverse Cycle | 1400 | Yes | Class 11 | Yes | N/A | N/A | Yes | Yes | Yes | N/A | 3.2343 | Available | N/A | N/A | 0 | 0 | Yes | 0 | 0 | AAC5088 | Yes | Variable output compressor | Inverter | No | - | 13400 | 3.96 | - | 1400 | 6700 | No | - | - | - | 3619.44 | 14431.8 | Yes | 1190 | 7200 | Yes | 550 | 3600 | 15500 | 4.51 | 1550 | 7750 | Yes | 660 | 3400 | Yes | 5600 | 15000 | No | - | - | No | - | - | - | - | - | No | - | - | No | - | - | No | - | -
U-140PZH2R5/S-1014PT3E | 0 | N/A | PANASONIC | 4.282 | Non Ducted | Single Split System | Floor/Ceiling | Air | Air | China | 4.17 | 9.718 | 13.4 | 690 | 2.4401 | 14.914 | 6.112 | 235 | 4.6 | 16 | Calorimeter Room | 3.4756 | 3.6688 | Yes | - | N/A | 13 | 13 | 4.559 | N/A | N/A | N/A | N/A | 3.0507 | 3.5007 | N/A | N/A | 1.6015 | 2.5014 | 1.5 | 2.5 | Calorimeter Room | Single | R32 | Australia,New Zealand | 135465 | 46068 | 0 | Approved | Reverse Cycle | 1590 | Yes | Class 11 | Yes | Yes | N/A | Yes | Yes | Yes | N/A | 3.0814 | Available | N/A | N/A | 0 | 0 | Yes | 0 | https://reg.energyrating.gov.au/static/common/images/star_ratings_2014/aircon_rating_1.5_2.5.png | AAC5773 | Yes | Variable output compressor | Inverter | No | - | 13400 | 4.17 | - | 1320 | 6700 | No | - | - | - | 3811.38 | 14431.8 | Yes | 1100 | 7050 | Yes | 455 | 3600 | 16000 | 4.6 | 1580 | 8000 | Yes | 560 | 3200 | Yes | 6250 | 14800 | No | - | - | No | - | - | - | - | - | No | - | - | No | - | - | No | - | -
U-140PZH2R5/S-1014PU3E | 0 | N/A | PANASONIC | 3.886 | Non Ducted | Single Split System | Cassette | Air | Air | China | 4.11 | 10.114 | 14 | 840 | 2.6063 | 15.526 | 5.957 | 319 | 3.72 | 16 | Calorimeter Room | 3.2884 | 4.0878 | Yes | - | N/A | 13 | 13 | N/A | N/A | N/A | N/A | N/A | 3.2548 | 4.0418 | N/A | N/A | 2.0095 | 3.5836 | 2 | 3.5 | Calorimeter Room | Single | R32 | Australia,New Zealand | 128328 | 45869 | 0 | Approved | Reverse Cycle | 840 | Yes | Class 11 | Yes | Yes | N/A | Yes | Yes | Yes | N/A | 3.2884 | Available | N/A | N/A | 0 | 0 | Yes | 0 | https://reg.energyrating.gov.au/static/common/images/star_ratings_2014/aircon_rating_2_3.5.png | AAC5090 | Yes | Variable output compressor | Inverter | No | - | 14000 | 4.11 | - | 1360 | 7000 | No | - | - | - | 3756.54 | 15078 | Yes | 1120 | 7400 | Yes | 454 | 3700 | 16000 | 3.72 | 1490 | 8000 | Yes | 548 | 3300 | Yes | 6200 | 15500 | No | - | - | No | - | - | - | - | - | No | - | - | No | - | - | No | - | -
U-140PZH2R5/S-140PE3R | 0 | N/A | PANASONIC | 1 | Ducted | Single Split System | - | Air | Air | China | 4.35 | 5 | 14 | 700 | N/A | N/A | N/A | 290 | 4.35 | 16 | Enthalpy Test Room | 3.2016 | 3.6883 | Yes | - | N/A | 17 | 17 | N/A | N/A | N/A | N/A | N/A | 3.6774 | 4.4255 | N/A | N/A | N/A | N/A | N/A | N/A | Enthalpy Test Room | Single | R32 | Australia,New Zealand | 134077 | 45991 | 0 | Approved | Reverse Cycle | 1000 | Yes | Class 11 | Yes | N/A | N/A | Yes | Yes | Yes | N/A | 3.8107 | Available | N/A | N/A | 0 | 0 | Yes | 0 | 0 | AAC5521 | Yes | Variable output compressor | Inverter | No | - | 14000 | 4.35 | - | 1730 | 7000 | No | - | - | - | 3975.9 | 15078 | Yes | 1500 | 7450 | Yes | 790 | 3300 | 16000 | 4.35 | 1690 | 8000 | Yes | 720 | 3450 | Yes | 5850 | 15500 | No | - | - | No | - | - | - | - | - | No | - | - | No | - | - | No | - | -
U-140PZH2R8/S-1014PF3E | 0 | N/A | PANASONIC | 3.724 | Ducted | Single Split System | - | Air | Air | China | 3.96 | 10.276 | 13.4 | 700 | N/A | N/A | N/A | 290 | 4.51 | 15.5 | Enthalpy Test Room | 3.5398 | 3.6225 | Yes | - | N/A | 19 | 19 | N/A | N/A | N/A | N/A | N/A | 3.1876 | 3.7798 | N/A | N/A | N/A | N/A | N/A | N/A | Enthalpy Test Room | Three | R32 | Australia,New Zealand | 130324 | 45868 | 0 | Approved | Reverse Cycle | 1400 | Yes | Class 11 | Yes | N/A | N/A | Yes | Yes | Yes | N/A | 3.2343 | Available | N/A | N/A | 0 | 0 | Yes | 0 | 0 | AAC5089 | Yes | Variable output compressor | Inverter | No | - | 13400 | 3.96 | - | 1400 | 6700 | No | - | - | - | 3619.44 | 14431.8 | Yes | 1190 | 7200 | Yes | 550 | 3600 | 15500 | 4.51 | 1550 | 7750 | Yes | 660 | 3400 | Yes | 5600 | 15000 | No | - | - | No | - | - | - | - | - | No | - | - | No | - | - | No | - | -
U-140PZH2R8/S-1014PT3E | 0 | N/A | PANASONIC | 4.282 | Non Ducted | Single Split System | Floor/Ceiling | Air | Air | China | 4.17 | 9.718 | 13.4 | 690 | 2.4401 | 14.914 | 6.112 | 235 | 4.6 | 16 | Calorimeter Room | 3.4756 | 3.6688 | Yes | - | N/A | 13 | 13 | 4.559 | N/A | N/A | N/A | N/A | 3.0507 | 3.5007 | N/A | N/A | 1.6015 | 2.5014 | 1.5 | 2.5 | Calorimeter Room | Three | R32 | Australia,New Zealand | 135466 | 46061 | 0 | Approved | Reverse Cycle | 1590 | Yes | Class 11 | Yes | Yes | N/A | Yes | Yes | Yes | N/A | 3.0814 | Available | N/A | N/A | 0 | 0 | Yes | 0 | https://reg.energyrating.gov.au/static/common/images/star_ratings_2014/aircon_rating_1.5_2.5.png | AAC5753 | Yes | Variable output compressor | Inverter | No | - | 13400 | 4.17 | - | 1320 | 6700 | No | - | - | - | 3811.38 | 14431.8 | Yes | 1100 | 7050 | Yes | 455 | 3600 | 16000 | 4.6 | 1580 | 8000 | Yes | 560 | 3200 | Yes | 6250 | 14800 | - | - | - | - | - | - | - | - | - | - | - | - | - | - | - | - | - | -
U-140PZH2R8/S-1014PU3E | 0 | N/A | PANASONIC | 3.886 | Non Ducted | Single Split System | Cassette | Air | Air | China | 4.11 | 10.114 | 14 | 840 | 2.6496 | 15.707 | 5.928 | 319 | 3.72 | 16 | Calorimeter Room | 3.3002 | 4.1133 | Yes | - | N/A | 13 | 13 | N/A | N/A | N/A | N/A | N/A | 3.2663 | 4.0668 | N/A | N/A | N/A | N/A | N/A | N/A | Calorimeter Room | Three | R32 | Australia,New Zealand | 128330 | 45866 | 0 | Approved | Reverse Cycle | 840 | Yes | Class 11 | Yes | N/A | N/A | Yes | Yes | Yes | N/A | 3.3002 | Available | N/A | N/A | 0 | 0 | Yes | 0 | 0 | AAC5052 | Yes | Variable output compressor | Inverter | No | - | 14000 | 4.11 | - | 1360 | 7000 | No | - | - | - | 3756.54 | 15078 | Yes | 1120 | 7400 | Yes | 454 | 3700 | 16000 | 3.72 | 1490 | 8000 | Yes | 548 | 3300 | Yes | 6200 | 15500 | No | - | - | No | - | - | - | - | - | No | - | - | No | - | - | No | - | -
U-140PZH2R8/S-140PE3R | 0 | N/A | PANASONIC | 1 | Ducted | Single Split System | - | Air | Air | China | 4.35 | 5 | 14 | 700 | N/A | N/A | N/A | 290 | 4.35 | 16 | Enthalpy Test Room | 3.1991 | 3.6883 | Yes | - | N/A | 17 | 17 | N/A | N/A | N/A | N/A | N/A | 3.6774 | 4.4255 | N/A | N/A | N/A | N/A | N/A | N/A | Enthalpy Test Room | Three | R32 | Australia,New Zealand | 134079 | 45991 | 0 | Approved | Reverse Cycle | 1000 | Yes | Class 11 | Yes | N/A | N/A | Yes | Yes | Yes | N/A | 3.8107 | Available | N/A | N/A | 0 | 0 | Yes | 0 | 0 | AAC5522 | Yes | Variable output compressor | Inverter | No | - | 14000 | 4.35 | - | 1730 | 7000 | No | - | - | - | 3975.9 | 15078 | Yes | 1500 | 7450 | Yes | 790 | 3300 | 16000 | 4.35 | 1690 | 8000 | Yes | 720 | 3450 | Yes | 5850 | 15500 | No | - | - | No | - | - | - | - | - | No | - | - | No | - | - | No | - | -
U-140PZH3R5/S-1014PF3E | 0 | N/A | PANASONIC | 3.724 | Ducted | Single Split System | - | Air | Air | China | 3.96 | 10.276 | 13.4 | 700 | N/A | N/A | N/A | 290 | 4.51 | 15.5 | Enthalpy Test Room | 3.5398 | 3.6225 | Yes | - | N/A | 19 | 19 | N/A | N/A | N/A | N/A | N/A | 3.1876 | 3.7798 | N/A | N/A | N/A | N/A | N/A | N/A | Enthalpy Test Room | Single | R32 | Australia,New Zealand | 134124 | 46000 | 0 | Approved | Reverse Cycle | 1400 | Yes | Class 11 | Yes | N/A | N/A | Yes | Yes | Yes | N/A | 3.2343 | Available | N/A | N/A | 0 | 0 | Yes | 0 | 0 | AAC5576 | Yes | Variable output compressor | Inverter | No | - | 13400 | 3.96 | - | 1400 | 6700 | No | - | - | - | 3619.44 | 14431.8 | Yes | 1190 | 7200 | Yes | 550 | 3600 | 15500 | 4.51 | 1550 | 7750 | Yes | 660 | 3400 | Yes | 5600 | 15000 | No | - | - | No | - | - | - | - | - | No | - | - | No | - | - | No | - | -
U-140PZH3R5/S-1014PT3E | 0 | N/A | PANASONIC | 4.282 | Non Ducted | Single Split System | Floor/Ceiling | Air | Air | China | 4.17 | 9.718 | 13.4 | 690 | 2.4401 | 14.914 | 6.112 | 235 | 4.6 | 16 | Calorimeter Room | 3.4756 | 3.6688 | Yes | - | N/A | 13 | 13 | 4.559 | N/A | N/A | N/A | N/A | 3.0507 | 3.5007 | N/A | N/A | 1.6015 | 2.5014 | 1.5 | 2.5 | Calorimeter Room | Single | R32 | Australia,New Zealand | 134590 | 46061 | 0 | Approved | Reverse Cycle | 1590 | Yes | Class 11 | Yes | Yes | N/A | Yes | Yes | Yes | N/A | 3.0814 | Available | N/A | N/A | 0 | 0 | Yes | 0 | https://reg.energyrating.gov.au/static/common/images/star_ratings_2014/aircon_rating_1.5_2.5.png | AAC5746 | Yes | Variable output compressor | Inverter | No | - | 13400 | 4.17 | - | 1320 | 6700 | No | - | - | - | 3811.38 | 14431.8 | Yes | 1100 | 7050 | Yes | 455 | 3600 | 16000 | 4.6 | 1580 | 8000 | Yes | 560 | 3200 | Yes | 6250 | 14800 | - | - | - | - | - | - | - | - | - | - | - | - | - | - | - | - | - | -
U-140PZH3R5/S-1014PU3E | 0 | N/A | PANASONIC | 3.886 | Non Ducted | Single Split System | Cassette | Air | Air | China | 4.11 | 10.114 | 14 | 840 | 2.6063 | 15.526 | 5.957 | 319 | 3.72 | 16 | Calorimeter Room | 3.2884 | 4.0878 | Yes | - | N/A | 13 | 13 | N/A | N/A | N/A | N/A | N/A | 3.2548 | 4.0418 | N/A | N/A | 2.0095 | 3.5836 | 2 | 3.5 | Calorimeter Room | Single | R32 | Australia,New Zealand | 134115 | 46000 | 0 | Approved | Reverse Cycle | 840 | Yes | Class 11 | Yes | Yes | N/A | Yes | Yes | Yes | N/A | 3.2884 | Available | N/A | N/A | 0 | 0 | Yes | 0 | https://reg.energyrating.gov.au/static/common/images/star_ratings_2014/aircon_rating_2_3.5.png | AAC5580 | Yes | Variable output compressor | Inverter | No | - | 14000 | 4.11 | - | 1360 | 7000 | No | - | - | - | 3756.54 | 15078 | Yes | 1120 | 7400 | Yes | 454 | 3700 | 16000 | 3.72 | 1490 | 8000 | Yes | 548 | 3300 | Yes | 6200 | 15500 | No | - | - | No | - | - | - | - | - | No | - | - | No | - | - | No | - | -
U-140PZH3R5/S-140PE3R | 0 | N/A | PANASONIC | 1 | Ducted | Single Split System | - | Air | Air | China | 4.3 | 5 | 14 | 700 | N/A | N/A | N/A | 290 | 4.35 | 16 | Enthalpy Test Room | 3.2009 | 3.6883 | Yes | - | N/A | 17 | 17 | N/A | N/A | N/A | N/A | N/A | 3.6774 | 4.4255 | N/A | N/A | N/A | N/A | N/A | N/A | Enthalpy Test Room | Single | R32 | Australia,New Zealand | 133212 | 45991 | 0 | Approved | Reverse Cycle | 1000 | Yes | Class 11 | Yes | N/A | N/A | Yes | Yes | Yes | N/A | 3.8107 | Available | N/A | N/A | 0 | 0 | Yes | 0 | 0 | AAC5530 | Yes | Variable output compressor | Inverter | No | - | 14000 | 4.3 | - | 1710 | 7000 | No | - | - | - | 3930.2 | 15078 | Yes | 1480 | 7450 | Yes | 780 | 3300 | 16000 | 4.35 | 1690 | 8000 | Yes | 720 | 3450 | Yes | 5850 | 15500 | No | - | - | No | - | - | - | - | - | No | - | - | No | - | - | No | - | -
U-140PZH3R8/S-1014PF3E | 0 | N/A | PANASONIC | 3.724 | Ducted | Single Split System | - | Air | Air | China | 3.96 | 10.276 | 13.4 | 700 | N/A | N/A | N/A | 290 | 4.51 | 15.5 | Enthalpy Test Room | 3.5398 | 3.6225 | Yes | - | N/A | 19 | 19 | N/A | N/A | N/A | N/A | N/A | 3.1876 | 3.7798 | N/A | N/A | N/A | N/A | N/A | N/A | Enthalpy Test Room | Three | R32 | Australia,New Zealand | 134125 | 46000 | 0 | Approved | Reverse Cycle | 1400 | Yes | Class 11 | Yes | N/A | N/A | Yes | Yes | Yes | N/A | 3.2343 | Available | N/A | N/A | 0 | 0 | Yes | 0 | 0 | AAC5585 | Yes | Variable output compressor | Inverter | No | - | 13400 | 3.96 | - | 1400 | 6700 | No | - | - | - | 3619.44 | 14431.8 | Yes | 1190 | 7200 | Yes | 550 | 3600 | 15500 | 4.51 | 1550 | 7750 | Yes | 660 | 3400 | Yes | 5600 | 15000 | No | - | - | No | - | - | - | - | - | No | - | - | No | - | - | No | - | -
U-140PZH3R8/S-1014PT3E | 0 | N/A | PANASONIC | 4.282 | Non Ducted | Single Split System | Floor/Ceiling | Air | Air | China | 4.17 | 9.718 | 13.4 | 690 | 2.4401 | 14.914 | 6.112 | 235 | 4.6 | 16 | Calorimeter Room | 3.4756 | 3.6688 | Yes | - | N/A | 13 | 13 | 4.559 | N/A | N/A | N/A | N/A | 3.0507 | 3.5007 | N/A | N/A | 1.6015 | 2.5014 | 1.5 | 2.5 | Calorimeter Room | Three | R32 | Australia,New Zealand | 134591 | 46065 | 0 | Approved | Reverse Cycle | 1590 | Yes | Class 11 | Yes | Yes | N/A | Yes | Yes | Yes | N/A | 3.0814 | Available | N/A | N/A | 0 | 0 | Yes | 0 | https://reg.energyrating.gov.au/static/common/images/star_ratings_2014/aircon_rating_1.5_2.5.png | AAC5771 | Yes | Variable output compressor | Inverter | No | - | 13400 | 4.17 | - | 1320 | 6700 | No | - | - | - | 3811.38 | 14431.8 | Yes | 1100 | 7050 | Yes | 455 | 3600 | 16000 | 4.6 | 1580 | 8000 | Yes | 560 | 3200 | Yes | 6250 | 14800 | - | - | - | - | - | - | - | - | - | - | - | - | - | - | - | - | - | -
U-140PZH3R8/S-1014PU3E | 0 | N/A | PANASONIC | 3.886 | Non Ducted | Single Split System | Cassette | Air | Air | China | 4.11 | 10.114 | 14 | 840 | 2.6496 | 15.707 | 5.928 | 319 | 3.72 | 16 | Calorimeter Room | 3.3002 | 4.1133 | Yes | - | N/A | 13 | 13 | N/A | N/A | N/A | N/A | N/A | 3.2663 | 4.0668 | N/A | N/A | N/A | N/A | N/A | N/A | Calorimeter Room | Three | R32 | Australia,New Zealand | 134118 | 46000 | 0 | Approved | Reverse Cycle | 840 | Yes | Class 11 | Yes | N/A | N/A | Yes | Yes | Yes | N/A | 3.3002 | Available | N/A | N/A | 0 | 0 | Yes | 0 | 0 | AAC5573 | Yes | Variable output compressor | Inverter | No | - | 14000 | 4.11 | - | 1360 | 7000 | No | - | - | - | 3756.54 | 15078 | Yes | 1120 | 7400 | Yes | 454 | 3700 | 16000 | 3.72 | 1490 | 8000 | Yes | 548 | 3300 | Yes | 6200 | 15500 | No | - | - | No | - | - | - | - | - | No | - | - | No | - | - | No | - | -
U-140PZH3R8/S-140PE3R | 0 | N/A | PANASONIC | 1 | Ducted | Single Split System | - | Air | Air | China | 4.3 | 5 | 14 | 700 | N/A | N/A | N/A | 290 | 4.35 | 16 | Enthalpy Test Room | 3.1984 | 3.6883 | Yes | - | N/A | 17 | 17 | N/A | N/A | N/A | N/A | N/A | 3.6774 | 4.4255 | N/A | N/A | N/A | N/A | N/A | N/A | Enthalpy Test Room | Three | R32 | Australia,New Zealand | 133215 | 45991 | 0 | Approved | Reverse Cycle | 1000 | Yes | Class 11 | Yes | N/A | N/A | Yes | Yes | Yes | N/A | 3.8107 | Available | N/A | N/A | 0 | 0 | Yes | 0 | 0 | AAC5519 | Yes | Variable output compressor | Inverter | No | - | 14000 | 4.3 | - | 1710 | 7000 | No | - | - | - | 3930.2 | 15078 | Yes | 1480 | 7450 | Yes | 780 | 3300 | 16000 | 4.35 | 1690 | 8000 | Yes | 720 | 3450 | Yes | 5850 | 15500 | No | - | - | No | - | - | - | - | - | No | - | - | No | - | - | No | - | -
U-14ME2R8 | U-14ME2R8 | N/A | PANASONIC | 5.6 | Ducted | vrf | N/A | Air | Air | Malaysia | 11.6 | 34.4 | 40 | N/A | N/A | N/A | N/A | N/A | 10.4 | 45 | Enthalpy Test Room | 3.3386 | 4.1996 | Yes | - | N/A | 64.2 | 58 | N/A | N/A | N/A | N/A | N/A | 3.6956 | 4.3223 | N/A | N/A | N/A | N/A | N/A | N/A | Enthalpy Test Room | Three | R410A | Australia,New Zealand | 131853 | 45936 | 0 | Approved | Reverse Cycle | N/A | Yes | Class 21 | Yes | N/A | N/A | Yes | Yes | Yes | N/A | 3.7726 | Available | N/A | N/A | 0 | 0 | Yes | 0 | 0 | AAC5373 | Yes | Variable output compressor | Inverter | No | No | 40000 | 11.6 | - | 3320 | 20000 | Yes | 920 | 6400 | - | 10602.4 | 43080 | No | 3034.48 | 21540 | - | 730 | 7800 | 45000 | 10.4 | 3800 | 22500 | Yes | 720 | 4900 | Yes | 9770 | 27800 | No | - | - | No | - | - | - | - | - | No | - | - | No | - | - | No | - | -
U-14ME2R8E | U-14ME2R8 | N/A | PANASONIC | 5.6 | Ducted | vrf | N/A | Air | Air | Malaysia | 11.6 | 34.4 | 40 | N/A | N/A | N/A | N/A | N/A | 10.4 | 45 | Enthalpy Test Room | 3.3386 | 4.1996 | Yes | - | N/A | 64.2 | 58 | N/A | N/A | N/A | N/A | N/A | 3.6956 | 4.3223 | N/A | N/A | N/A | N/A | N/A | N/A | Enthalpy Test Room | Three | R410A | Australia,New Zealand | 131853 | 45936 | 0 | Approved | Reverse Cycle | N/A | Yes | Class 21 | Yes | N/A | N/A | Yes | Yes | Yes | N/A | 3.7726 | Available | N/A | N/A | 0 | 0 | Yes | 0 | 0 | AAC5373 | Yes | Variable output compressor | Inverter | No | No | 40000 | 11.6 | - | 3320 | 20000 | Yes | 920 | 6400 | - | 10602.4 | 43080 | No | 3034.48 | 21540 | - | 730 | 7800 | 45000 | 10.4 | 3800 | 22500 | Yes | 720 | 4900 | Yes | 9770 | 27800 | No | - | - | No | - | - | - | - | - | No | - | - | No | - | - | No | - | -
U-14MF3R7 | 0 | N/A | PANASONIC | 4.67 | Both | vrf | N/A | Air | Air | Malaysia | 10.8 | 35.33 | 40 | N/A | N/A | N/A | N/A | N/A | 10.7 | 45 | Enthalpy Test Room | 3.5184 | 4.0366 | Yes | - | N/A | 81.8 | 74.5 | N/A | N/A | N/A | N/A | N/A | 3.4857 | 3.9923 | N/A | N/A | N/A | N/A | N/A | N/A | Enthalpy Test Room | Three | R410A | Australia,New Zealand | 155661 | 46967 | 0 | Approved | Reverse Cycle | N/A | Yes | Class 21 | Yes | N/A | N/A | Yes | Yes | Yes | N/A | 3.5734 | Available | N/A | N/A | 0 | 0 | Yes | 0 | 0 | AAC7668 | Yes | Variable output compressor | Inverter | No | - | 40000 | 10.8 | - | 3370 | 20000 | No | - | - | - | 9871.2 | 43080 | No | 3080.18 | 21540 | No | - | - | 45000 | 10.7 | 3540 | 22500 | No | - | - | Yes | 13800 | 38400 | - | - | - | No | - | - | - | - | - | No | - | - | No | - | - | No | - | -
U-160PZH2R5/S-160PE3R | 0 | N/A | PANASONIC | 1 | Ducted | Single Split System | - | Air | Air | Malaysia | 4.86 | 5 | 16 | 700 | N/A | N/A | N/A | 290 | 5.1 | 18 | Enthalpy Test Room | 3.3154 | 3.5003 | Yes | - | N/A | 17 | 17 | N/A | N/A | N/A | N/A | N/A | 3.6774 | 4.4255 | N/A | N/A | N/A | N/A | N/A | N/A | Enthalpy Test Room | Single | R32 | Australia,New Zealand | 134109 | 45992 | 0 | Approved | Reverse Cycle | 1000 | Yes | Class 11 | Yes | N/A | N/A | Yes | Yes | Yes | N/A | 3.8107 | Available | N/A | N/A | 0 | 0 | Yes | 0 | 0 | AAC5532 | Yes | Variable output compressor | Inverter | No | - | 16000 | 4.86 | - | 1980 | 8240 | No | - | - | - | 4442.04 | 17232 | Yes | 1740 | 8540 | Yes | 1180 | 5550 | 18000 | 5.1 | 1930 | 9000 | Yes | 1130 | 5450 | Yes | 5920 | 16640 | No | - | - | No | - | - | - | - | - | No | - | - | No | - | - | No | - | -
U-160PZH2R8/S-160PE3R | 0 | N/A | PANASONIC | 1 | Ducted | Single Split System | - | Air | Air | Malaysia | 4.86 | 5 | 16 | 700 | N/A | N/A | N/A | 290 | 5.1 | 18 | Enthalpy Test Room | 3.3363 | 3.5003 | Yes | - | N/A | 17 | 17 | N/A | N/A | N/A | N/A | N/A | 3.6774 | 4.4255 | N/A | N/A | N/A | N/A | N/A | N/A | Enthalpy Test Room | Three | R32 | Australia,New Zealand | 134110 | 45992 | 0 | Approved | Reverse Cycle | 1000 | Yes | Class 11 | Yes | N/A | N/A | Yes | Yes | Yes | N/A | 3.8107 | Available | N/A | N/A | 0 | 0 | Yes | 0 | 0 | AAC5534 | Yes | Variable output compressor | Inverter | No | - | 16000 | 4.86 | - | 1980 | 8240 | No | - | - | - | 4442.04 | 17232 | Yes | 1740 | 8540 | Yes | 1180 | 5550 | 18000 | 5.1 | 1930 | 9000 | Yes | 1130 | 5450 | Yes | 5920 | 16640 | No | - | - | No | - | - | - | - | - | No | - | - | No | - | - | No | - | -
U-160PZH3R5 / S-160PE3R | 0 | N/A | Panasonic | N/A | Ducted | Single Split System | - | Air | Air | Malaysia | 4.86 | N/A | 16 | N/A | N/A | N/A | N/A | N/A | 5.1 | 18 | Calorimeter Room | 3.1971 | 3.4879 | N/A | 54.24 | N/A | N/A | N/A | N/A | N/A | N/A | N/A | N/A | N/A | N/A | N/A | N/A | N/A | N/A | N/A | N/A | N/A | Single | R32 | Australia,New Zealand | 154658 | 46928 | 0 | Approved | Reverse Cycle | N/A | Yes | Class 11 | Yes | N/A | N/A | N/A | N/A | N/A | N/A | N/A | Available | N/A | N/A | http://papamy.panasonic.com.my/ | http://www.panasonic.com.au/ | N/A | 0 | 0 | AAC7581 | Yes | Variable output compressor | Inverter | No | - | 16000 | 4.86 | - | 2250 | 8000 | Yes | 1250 | 5200 | - | 4442.04 | 17232 | Yes | 1800 | 9000 | - | 1040 | 5600 | 18000 | 5.1 | 1980 | 9000 | Yes | 1200 | 5500 | Yes | 5920 | 16640 | No | - | - | No | - | - | - | - | - | No | - | - | No | - | - | No | - | -
U-160PZH3R8 / S-160PE3R | 0 | N/A | Panasonic | N/A | Ducted | Single Split System | - | Air | Air | Malaysia | 4.86 | N/A | 16 | N/A | N/A | N/A | N/A | N/A | 5.1 | 18 | Calorimeter Room | 3.2003 | 3.4894 | N/A | 54.26 | N/A | N/A | N/A | N/A | N/A | N/A | N/A | N/A | N/A | N/A | N/A | N/A | N/A | N/A | N/A | N/A | N/A | Three | R32 | Australia,New Zealand | 154733 | 46929 | 0 | Approved | Reverse Cycle | N/A | Yes | Class 11 | Yes | N/A | N/A | N/A | N/A | N/A | N/A | N/A | Available | N/A | N/A | http://papamy.panasonic.com.my/ | http://www.panasonic.com.au/ | N/A | 0 | 0 | AAC7582 | Yes | Variable output compressor | Inverter | No | - | 16000 | 4.86 | - | 2250 | 8000 | Yes | 1250 | 5200 | - | 4442.04 | 17232 | Yes | 1800 | 9000 | - | 1040 | 5600 | 18000 | 5.1 | 1980 | 9000 | Yes | 1200 | 5500 | Yes | 5920 | 16640 | No | - | - | No | - | - | - | - | - | No | - | - | No | - | - | No | - | -
U-16ME2R8 | U-16ME2R8 | N/A | PANASONIC | 6.75 | Ducted | vrf | N/A | Air | Air | Malaysia | 14.9 | 38.25 | 45 | N/A | N/A | N/A | N/A | N/A | 12.7 | 50 | Enthalpy Test Room | 2.9113 | 3.8398 | Yes | 50.027 | N/A | 64.2 | 58 | N/A | N/A | N/A | N/A | N/A | 3.3576 | 4.1921 | N/A | N/A | N/A | N/A | N/A | N/A | Enthalpy Test Room | Three | R410A | Australia,New Zealand | 131852 | 45925 | 0 | Approved | Reverse Cycle | N/A | No | Class 21 | Yes | N/A | N/A | Yes | Yes | Yes | N/A | 3.4138 | Available | N/A | N/A | 0 | 0 | Yes | 0 | 0 | AAC5315 | Yes | Variable output compressor | Inverter | No | No | 45000 | 14.9 | - | 3880 | 22500 | Yes | 920 | 6400 | - | 13618.6 | 48465 | No | 3546.32 | 24232.5 | - | 700 | 7700 | 50000 | 12.7 | 4400 | 25000 | Yes | 700 | 4200 | Yes | 9920 | 28600 | No | - | - | No | - | - | - | - | - | No | - | - | No | - | - | No | - | -
U-16ME2R8E | U-16ME2R8 | N/A | PANASONIC | 6.75 | Ducted | vrf | N/A | Air | Air | Malaysia | 14.9 | 38.25 | 45 | N/A | N/A | N/A | N/A | N/A | 12.7 | 50 | Enthalpy Test Room | 2.9113 | 3.8398 | Yes | 50.027 | N/A | 64.2 | 58 | N/A | N/A | N/A | N/A | N/A | 3.3576 | 4.1921 | N/A | N/A | N/A | N/A | N/A | N/A | Enthalpy Test Room | Three | R410A | Australia,New Zealand | 131852 | 45925 | 0 | Approved | Reverse Cycle | N/A | No | Class 21 | Yes | N/A | N/A | Yes | Yes | Yes | N/A | 3.4138 | Available | N/A | N/A | 0 | 0 | Yes | 0 | 0 | AAC5315 | Yes | Variable output compressor | Inverter | No | No | 45000 | 14.9 | - | 3880 | 22500 | Yes | 920 | 6400 | - | 13618.6 | 48465 | No | 3546.32 | 24232.5 | - | 700 | 7700 | 50000 | 12.7 | 4400 | 25000 | Yes | 700 | 4200 | Yes | 9920 | 28600 | No | - | - | No | - | - | - | - | - | No | - | - | No | - | - | No | - | -
U-180PE2R8A/S-180PE3R5B | 0 | N/A | PANASONIC | 2.1 | Ducted | Single Split System | - | Air | Air | Malaysia | 5.96 | 15.9 | 18 | 916 | N/A | N/A | N/A | 486 | 5.66 | 20 | Enthalpy Test Room | 3.0944 | 3.4946 | Yes | - | N/A | 35.7 | 33.1 | 3.7878 | N/A | N/A | N/A | N/A | 3.0307 | 3.4267 | N/A | N/A | N/A | N/A | N/A | N/A | Enthalpy Test Room | Three | R410A | Australia,New Zealand | 159443 | 47162 | 0 | Approved | Reverse Cycle | 1456 | Yes | Class 11 | Yes | N/A | N/A | Yes | Yes | Yes | N/A | 3.0944 | Available | N/A | N/A | 0 | 0 | Yes | 0 | 0 | AAC8055 | Yes | Variable output compressor | Inverter | No | - | 18000 | 5.96 | - | 2630 | 9500 | No | - | - | - | 5447.44 | 19386 | No | 2403.82 | 10231.5 | No | - | - | 20000 | 5.66 | 2450 | 10000 | No | - | - | Yes | 6520 | 16000 | No | - | - | No | - | - | - | - | - | No | - | - | No | - | - | No | - | -
U-180PZH2R8/S-180PE3R5B | 0 | N/A | PANASONIC | 2.29 | Ducted | Single Split System | - | Air | Air | Malaysia | 5.63 | 15.71 | 18 | 916 | 2.9175 | 17.829 | 6.111 | 486 | 5.33 | 20 | Enthalpy Test Room | 3.337 | 3.821 | Yes | - | N/A | 35.8 | 33.5 | N/A | N/A | N/A | N/A | N/A | 3.2637 | 3.7397 | N/A | N/A | N/A | N/A | N/A | N/A | Enthalpy Test Room | Three | R32 | Australia,New Zealand | 133268 | 46001 | 0 | Approved | Reverse Cycle | 1456 | Yes | Class 11 | Yes | N/A | N/A | Yes | Yes | Yes | N/A | 3.337 | Available | N/A | N/A | 0 | 0 | Yes | 0 | 0 | AAC5586 | Yes | Variable output compressor | Inverter | No | - | 18000 | 5.63 | - | 2200 | 9100 | No | - | - | - | 5145.82 | 19386 | Yes | 1870 | 9700 | Yes | 1260 | 6300 | 20000 | 5.33 | 2000 | 10100 | Yes | 1060 | 5500 | Yes | 6210 | 18000 | - | - | - | - | - | - | - | - | - | - | - | - | - | - | - | - | - | -
U-180PZH2R8/S-180PE3R5B | 0 | N/A | PANASONIC | 2.29 | Ducted | Single Split System | - | Air | Air | Malaysia | 5.63 | 15.71 | 18 | 916 | 2.9175 | 17.829 | 6.111 | 486 | 5.33 | 20 | Enthalpy Test Room | 3.3374 | 3.8215 | Yes | - | N/A | 35.8 | 33.5 | N/A | N/A | N/A | N/A | N/A | 3.2637 | 3.7397 | N/A | N/A | N/A | N/A | N/A | N/A | Enthalpy Test Room | Three | R32 | Australia,New Zealand | 159069 | 47168 | 0 | Approved | Reverse Cycle | 1456 | Yes | Class 11 | Yes | N/A | N/A | Yes | Yes | Yes | N/A | 3.337 | Available | N/A | N/A | 0 | 0 | Yes | 0 | 0 | AAC8062 | Yes | Variable output compressor | Inverter | No | - | 18000 | 5.63 | - | 2200 | 9100 | No | - | - | - | 5145.82 | 19386 | No | 2010.8 | 9800.7 | Yes | 1260 | 6300 | 20000 | 5.33 | 2000 | 10100 | Yes | 1060 | 5500 | Yes | 6210 | 18000 | No | - | - | No | - | - | - | - | - | - | - | - | No | - | - | No | - | -
U-180PZH3R5 / S-180PE4R | 0 | N/A | Panasonic | N/A | Ducted | Single Split System | - | Air | Air | Malaysia | 5.63 | N/A | 18 | N/A | N/A | N/A | N/A | N/A | 5.33 | 20 | Calorimeter Room | 3.2531 | 3.7482 | N/A | 55.255 | N/A | N/A | N/A | N/A | N/A | N/A | N/A | N/A | N/A | N/A | N/A | N/A | N/A | N/A | N/A | N/A | N/A | Single | R32 | Australia,New Zealand | 157539 | 47072 | 0 | Approved | Reverse Cycle | N/A | Yes | Class 11 | Yes | N/A | N/A | N/A | N/A | N/A | N/A | N/A | Available | N/A | N/A | http://papamy.panasonic.com.my/ | http://www.panasonic.com.au/ | N/A | 0 | 0 | AAC7890 | Yes | Variable output compressor | Inverter | No | - | 18000 | 5.63 | - | 1950 | 9000 | No | - | - | - | 5145.82 | 19386 | Yes | 1700 | 9300 | Yes | 950 | 6200 | 20000 | 5.33 | 2000 | 10000 | Yes | 1050 | 5400 | Yes | 6210 | 18000 | No | - | - | No | - | - | - | - | - | No | - | - | No | - | - | No | - | -
U-180PZH3R8 / S-180PE4R | 0 | N/A | Panasonic | N/A | Ducted | Single Split System | - | Air | Air | Malaysia | 5.63 | N/A | 18 | N/A | N/A | N/A | N/A | N/A | 5.33 | 20 | Calorimeter Room | 3.256 | 3.7487 | N/A | 55.27 | N/A | N/A | N/A | N/A | N/A | N/A | N/A | N/A | N/A | N/A | N/A | N/A | N/A | N/A | N/A | N/A | N/A | Three | R32 | Australia,New Zealand | 157574 | 47064 | 0 | Approved | Reverse Cycle | N/A | Yes | Class 11 | Yes | N/A | N/A | N/A | N/A | N/A | N/A | N/A | Available | N/A | N/A | http://papamy.panasonic.com.my/ | http://www.panasonic.com.au/ | N/A | 0 | 0 | AAC7861 | Yes | Variable output compressor | Inverter | No | - | 18000 | 5.63 | - | 1950 | 9000 | No | - | - | - | 5145.82 | 19386 | Yes | 1700 | 9300 | Yes | 950 | 6200 | 20000 | 5.33 | 2000 | 10000 | Yes | 1050 | 5400 | Yes | 6210 | 18000 | No | - | - | No | - | - | - | - | - | No | - | - | No | - | - | No | - | -
U-18ME2R8 | U-18ME2R8 | N/A | PANASONIC | 4.5 | Ducted | vrf | N/A | Air | Air | Malaysia | 15.4 | 45.5 | 50 | N/A | N/A | N/A | N/A | N/A | 12.6 | 56 | Enthalpy Test Room | 3.1836 | 4.3346 | Yes | - | N/A | 64.2 | 58 | N/A | N/A | N/A | N/A | N/A | 3.2288 | 4.2005 | N/A | N/A | N/A | N/A | N/A | N/A | Enthalpy Test Room | Three | R410A | Australia,New Zealand | 131851 | 45923 | 0 | Approved | Reverse Cycle | N/A | Yes | Class 21 | Yes | N/A | N/A | Yes | Yes | Yes | N/A | 3.2753 | Available | N/A | N/A | 0 | 0 | Yes | 0 | 0 | AAC5307 | Yes | Variable output compressor | Inverter | No | No | 50000 | 15.4 | - | 3890 | 25000 | Yes | 890 | 6600 | - | 14075.6 | 53850 | No | 3555.46 | 26925 | - | 590 | 6700 | 56000 | 12.6 | 4810 | 28000 | Yes | 730 | 4700 | Yes | 14560 | 36500 | No | - | - | No | - | - | - | - | - | No | - | - | No | - | - | No | - | -
U-18ME2R8 / S-22MF2E5A / S-90MF2E5A / S-106MF2E5A | U-18ME2R8 | N/A | PANASONIC | 4.5 | Ducted | vrf | N/A | Air | Air | Malaysia | 15.4 | 45.5 | 50 | N/A | N/A | N/A | N/A | N/A | 12.6 | 56 | Enthalpy Test Room | 3.1836 | 4.3346 | Yes | - | N/A | 64.2 | 58 | N/A | N/A | N/A | N/A | N/A | 3.2288 | 4.2005 | N/A | N/A | N/A | N/A | N/A | N/A | Enthalpy Test Room | Three | R410A | Australia,New Zealand | 131851 | 45923 | 0 | Approved | Reverse Cycle | N/A | Yes | Class 21 | Yes | N/A | N/A | Yes | Yes | Yes | N/A | 3.2753 | Available | N/A | N/A | 0 | 0 | Yes | 0 | 0 | AAC5307 | Yes | Variable output compressor | Inverter | No | No | 50000 | 15.4 | - | 3890 | 25000 | Yes | 890 | 6600 | - | 14075.6 | 53850 | No | 3555.46 | 26925 | - | 590 | 6700 | 56000 | 12.6 | 4810 | 28000 | Yes | 730 | 4700 | Yes | 14560 | 36500 | No | - | - | No | - | - | - | - | - | No | - | - | No | - | - | No | - | -
U-18ME2R8E / S-22MF2E5A / S-90MF2E5A / S-106MF2E5A | U-18ME2R8 | N/A | PANASONIC | 4.5 | Ducted | vrf | N/A | Air | Air | Malaysia | 15.4 | 45.5 | 50 | N/A | N/A | N/A | N/A | N/A | 12.6 | 56 | Enthalpy Test Room | 3.1836 | 4.3346 | Yes | - | N/A | 64.2 | 58 | N/A | N/A | N/A | N/A | N/A | 3.2288 | 4.2005 | N/A | N/A | N/A | N/A | N/A | N/A | Enthalpy Test Room | Three | R410A | Australia,New Zealand | 131851 | 45923 | 0 | Approved | Reverse Cycle | N/A | Yes | Class 21 | Yes | N/A | N/A | Yes | Yes | Yes | N/A | 3.2753 | Available | N/A | N/A | 0 | 0 | Yes | 0 | 0 | AAC5307 | Yes | Variable output compressor | Inverter | No | No | 50000 | 15.4 | - | 3890 | 25000 | Yes | 890 | 6600 | - | 14075.6 | 53850 | No | 3555.46 | 26925 | - | 590 | 6700 | 56000 | 12.6 | 4810 | 28000 | Yes | 730 | 4700 | Yes | 14560 | 36500 | No | - | - | No | - | - | - | - | - | No | - | - | No | - | - | No | - | -
U-200PE2R8A/S-200PE3R5B | 0 | N/A | PANASONIC | 3.73 | Ducted | Single Split System | - | Air | Air | Malaysia | 6.41 | 16.27 | 20 | 916 | N/A | N/A | N/A | 486 | 6.2 | 22.4 | Enthalpy Test Room | 3.2396 | 3.5948 | Yes | - | N/A | 35.7 | 33.1 | 3.719 | N/A | N/A | N/A | N/A | 3.1776 | 3.5308 | N/A | N/A | N/A | N/A | N/A | N/A | Enthalpy Test Room | Three | R410A | Australia,New Zealand | 159444 | 47161 | 0 | Approved | Reverse Cycle | 1456 | Yes | Class 11 | Yes | N/A | N/A | Yes | Yes | Yes | N/A | 3.2396 | Available | N/A | N/A | 0 | 0 | Yes | 0 | 0 | AAC8054 | Yes | Variable output compressor | Inverter | No | - | 20000 | 6.41 | - | 2740 | 10000 | No | - | - | - | 5858.74 | 21540 | No | 2504.36 | 10770 | No | - | - | 22400 | 6.2 | 3100 | 11200 | No | - | - | Yes | 8140 | 19000 | No | - | - | No | - | - | - | - | - | No | - | - | No | - | - | No | - | -
U-200PZH2R8/S-200PE3R5B | 0 | N/A | PANASONIC | 3.55 | Ducted | Single Split System | - | Air | Air | Malaysia | 6 | 16.45 | 20 | 916 | 2.7303 | 20.903 | 7.656 | 486 | 6.1 | 22.4 | Enthalpy Test Room | 3.3148 | 3.6825 | Yes | - | N/A | 35.8 | 33.5 | N/A | N/A | N/A | N/A | N/A | 3.2498 | 3.6148 | N/A | N/A | N/A | N/A | N/A | N/A | Enthalpy Test Room | Three | R32 | Australia,New Zealand | 133269 | 46007 | 0 | Approved | Reverse Cycle | 1456 | Yes | Class 11 | Yes | N/A | N/A | Yes | Yes | Yes | N/A | 3.3148 | Available | N/A | N/A | 0 | 0 | Yes | 0 | 0 | AAC5599 | Yes | Variable output compressor | Inverter | No | - | 20000 | 6 | - | 2380 | 10100 | No | - | - | - | 5484 | 21540 | No | 2175.32 | 10877.7 | Yes | 1270 | 6210 | 22400 | 6.1 | 2520 | 11300 | Yes | 1200 | 5230 | Yes | 7410 | 20000 | No | - | - | No | - | - | - | - | - | No | - | - | No | - | - | No | - | -
U-200PZH2R8/S-200PE3R5B | 0 | N/A | PANASONIC | 3.55 | Ducted | Single Split System | - | Air | Air | Malaysia | 6 | 16.45 | 20 | 916 | 2.7303 | 20.903 | 7.656 | 486 | 6.1 | 22.4 | Enthalpy Test Room | 3.3151 | 3.6825 | Yes | - | N/A | 35.8 | 33.5 | N/A | N/A | N/A | N/A | N/A | 3.2498 | 3.6148 | N/A | N/A | N/A | N/A | N/A | N/A | Enthalpy Test Room | Three | R32 | Australia,New Zealand | 159070 | 47160 | 0 | Approved | Reverse Cycle | 1456 | Yes | Class 11 | Yes | N/A | N/A | Yes | Yes | Yes | N/A | 3.3148 | Available | N/A | N/A | 0 | 0 | Yes | 0 | 0 | AAC8052 | Yes | Variable output compressor | Inverter | No | - | 20000 | 6 | - | 2380 | 10100 | No | - | - | - | 5484 | 21540 | No | 2175.32 | 10877.7 | Yes | 1270 | 6210 | 22400 | 6.1 | 2520 | 11300 | Yes | 1200 | 5230 | Yes | 7410 | 20000 | No | - | - | No | - | - | - | - | - | - | - | - | No | - | - | No | - | -
U-200PZH3R8 / S-200PE4R | 0 | N/A | Panasonic | N/A | Ducted | Single Split System | - | Air | Air | Malaysia | 6 | N/A | 20 | N/A | N/A | N/A | N/A | N/A | 6.1 | 22.4 | Calorimeter Room | 3.3222 | 3.7548 | N/A | - | N/A | N/A | N/A | N/A | N/A | N/A | N/A | N/A | N/A | N/A | N/A | N/A | N/A | N/A | N/A | N/A | N/A | Three | R32 | Australia,New Zealand | 157575 | 47072 | 0 | Approved | Reverse Cycle | N/A | Yes | Class 11 | Yes | N/A | N/A | N/A | N/A | N/A | N/A | N/A | Available | N/A | N/A | http://papamy.panasonic.com.my/ | http://www.panasonic.com.au/ | N/A | 0 | 0 | AAC7891 | Yes | Variable output compressor | Inverter | No | - | 20000 | 6 | - | 2300 | 10000 | No | - | - | - | 5484 | 21540 | Yes | 2000 | 10400 | Yes | 1300 | 6380 | 22400 | 6.1 | 2520 | 11300 | Yes | 1200 | 5400 | Yes | 7410 | 20000 | No | - | - | No | - | - | - | - | - | No | - | - | No | - | - | No | - | -
U-20ME2R8 | U-20ME2R8 | N/A | PANASONIC | 7.6 | Ducted | vrf | N/A | Air | Air | Malaysia | 19.2 | 48.4 | 56 | N/A | N/A | N/A | N/A | N/A | 17.5 | 63 | Enthalpy Test Room | 2.8191 | 3.4745 | Yes | 51.405 | N/A | 64.2 | 58 | 5.6599 | N/A | N/A | N/A | N/A | 2.879 | 3.7613 | N/A | N/A | N/A | N/A | N/A | N/A | Enthalpy Test Room | Three | R410A | Australia,New Zealand | 131836 | 45925 | 0 | Approved | Reverse Cycle | N/A | Yes | Class 21 | Yes | N/A | N/A | Yes | Yes | Yes | N/A | 2.912 | Available | N/A | N/A | 0 | 0 | Yes | 0 | 0 | AAC5314 | Yes | Variable output compressor | Inverter | No | No | 56000 | 19.2 | - | 4850 | 28000 | Yes | 880 | 6700 | - | 17548.8 | 60312 | No | 4432.9 | 30156 | - | 590 | 6800 | 63000 | 17.5 | 5600 | 31500 | Yes | 740 | 4280 | Yes | 14800 | 38000 | No | - | - | No | - | - | - | - | - | No | - | - | No | - | - | No | - | -
U-20ME2R8E | U-20ME2R8 | N/A | PANASONIC | 7.6 | Ducted | vrf | N/A | Air | Air | Malaysia | 19.2 | 48.4 | 56 | N/A | N/A | N/A | N/A | N/A | 17.5 | 63 | Enthalpy Test Room | 2.8191 | 3.4745 | Yes | 51.405 | N/A | 64.2 | 58 | 5.6599 | N/A | N/A | N/A | N/A | 2.879 | 3.7613 | N/A | N/A | N/A | N/A | N/A | N/A | Enthalpy Test Room | Three | R410A | Australia,New Zealand | 131836 | 45925 | 0 | Approved | Reverse Cycle | N/A | Yes | Class 21 | Yes | N/A | N/A | Yes | Yes | Yes | N/A | 2.912 | Available | N/A | N/A | 0 | 0 | Yes | 0 | 0 | AAC5314 | Yes | Variable output compressor | Inverter | No | No | 56000 | 19.2 | - | 4850 | 28000 | Yes | 880 | 6700 | - | 17548.8 | 60312 | No | 4432.9 | 30156 | - | 590 | 6800 | 63000 | 17.5 | 5600 | 31500 | Yes | 740 | 4280 | Yes | 14800 | 38000 | No | - | - | No | - | - | - | - | - | No | - | - | No | - | - | No | - | -
U-224PE2R8A/S-224PE3R5B | 0 | N/A | PANASONIC | 3.6 | Ducted | Single Split System | - | Air | Air | Malaysia | 7.46 | 18.8 | 22.4 | 916 | N/A | N/A | N/A | 486 | 7.1 | 25 | Enthalpy Test Room | 3.0516 | 3.4041 | Yes | - | N/A | 35.7 | 33.1 | 3.7883 | N/A | N/A | N/A | N/A | 3.0014 | 3.3523 | N/A | N/A | N/A | N/A | N/A | N/A | Enthalpy Test Room | Three | R410A | Australia,New Zealand | 159445 | 47163 | 0 | Approved | Reverse Cycle | 1456 | Yes | Class 11 | Yes | N/A | N/A | Yes | Yes | Yes | N/A | 3.0516 | Available | N/A | N/A | 0 | 0 | Yes | 0 | 0 | AAC8059 | Yes | Variable output compressor | Inverter | No | - | 22400 | 7.46 | - | 3190 | 12000 | No | - | - | - | 6818.44 | 24124.8 | No | 2915.66 | 12924 | No | - | - | 25000 | 7.1 | 3500 | 12500 | No | - | - | Yes | 9300 | 21000 | No | - | - | No | - | - | - | - | - | No | - | - | No | - | - | No | - | -
U-224PZH2R8/S-224PE3R5B | 0 | N/A | PANASONIC | 3.44 | Ducted | Single Split System | - | Air | Air | Malaysia | 7.24 | 18.96 | 22.4 | 916 | 2.6229 | 22.961 | 8.754 | 486 | 7.1 | 25 | Enthalpy Test Room | 2.9988 | 3.5266 | Yes | 50.33 | N/A | 35.8 | 33.5 | 3.9492 | N/A | N/A | N/A | N/A | 2.9502 | 3.4718 | N/A | N/A | N/A | N/A | N/A | N/A | Enthalpy Test Room | Three | R32 | Australia,New Zealand | 133270 | 46001 | 0 | Approved | Reverse Cycle | 1456 | Yes | Class 11 | Yes | N/A | N/A | Yes | Yes | Yes | N/A | 2.9988 | Available | N/A | N/A | 0 | 0 | Yes | 0 | 0 | AAC5587 | Yes | Variable output compressor | Inverter | No | - | 22400 | 7.24 | - | 2880 | 11300 | No | - | - | - | 6617.36 | 24124.8 | No | 2632.32 | 12170.1 | Yes | 1390 | 5760 | 25000 | 7.1 | 2870 | 12600 | Yes | 1020 | 4900 | Yes | 8460 | 22000 | No | - | - | No | - | - | - | - | - | No | - | - | No | - | - | No | - | -
U-224PZH2R8/S-224PE3R5B | 0 | N/A | PANASONIC | 3.44 | Ducted | Single Split System | - | Air | Air | Malaysia | 7.24 | 18.96 | 22.4 | 916 | 2.6229 | 22.961 | 8.754 | 486 | 7.1 | 25 | Enthalpy Test Room | 2.9989 | 3.5269 | Yes | - | N/A | 35.8 | 33.5 | 3.9492 | N/A | N/A | N/A | N/A | 2.9502 | 3.4718 | N/A | N/A | N/A | N/A | N/A | N/A | Enthalpy Test Room | Three | R32 | Australia,New Zealand | 159071 | 47162 | 0 | Approved | Reverse Cycle | 1456 | Yes | Class 11 | Yes | N/A | N/A | Yes | Yes | Yes | N/A | 2.9988 | Unavailable | N/A | N/A | 0 | 0 | Yes | 0 | 0 | AAC8056 | Yes | Variable output compressor | Inverter | No | - | 22400 | 7.24 | - | 2880 | 11300 | No | - | - | - | 6617.36 | 24124.8 | No | 2632.32 | 12170.1 | Yes | 1390 | 5760 | 25000 | 7.1 | 2870 | 12600 | Yes | 1020 | 4900 | Yes | 8460 | 22000 | No | - | - | No | - | - | - | - | - | No | - | - | No | - | - | No | - | -
U-224PZH3R8 / S-224PE4R | 0 | N/A | Panasonic | N/A | Ducted | Single Split System | - | Air | Air | Malaysia | 7.24 | N/A | 22.4 | N/A | N/A | N/A | N/A | N/A | 7.1 | 25 | Calorimeter Room | 3.2316 | 3.6947 | N/A | 54.93 | N/A | N/A | N/A | N/A | N/A | N/A | N/A | N/A | N/A | N/A | N/A | N/A | N/A | N/A | N/A | N/A | N/A | Three | R32 | Australia,New Zealand | 154737 | 46929 | 0 | Approved | Reverse Cycle | N/A | Yes | Class 11 | Yes | N/A | N/A | N/A | N/A | N/A | N/A | N/A | Available | N/A | N/A | http://papamy.panasonic.com.my/ | http://www.panasonic.com.au/ | N/A | 0 | 0 | AAC7584 | Yes | Variable output compressor | Inverter | No | - | 22400 | 7.24 | - | 2880 | 11300 | No | - | - | - | 6617.36 | 24124.8 | No | 2632.32 | 12170.1 | Yes | 1390 | 5760 | 25000 | 7.1 | 2870 | 12600 | Yes | 1010 | 4900 | Yes | 8460 | 22000 | No | - | - | No | - | - | - | - | - | No | - | - | No | - | - | No | - | -
U-25PZ3R5/S-25PY3E | 0 | N/A | PANASONIC | 1.527 | Non Ducted | Single Split System | Cassette | Air | Air | Malaysia | 0.56 | 5.573 | 2.5 | 840 | 2.6271 | 8.018 | 3.052 | 256 | 0.72 | 3.2 | Calorimeter Room | 4.5339 | 4.6406 | Yes | - | N/A | 13 | 13 | N/A | N/A | N/A | N/A | N/A | 3.7777 | 4.0067 | N/A | N/A | 3.0554 | 3.5135 | 3 | 3.5 | Calorimeter Room | Single | R32 | Australia,New Zealand | 139821 | 46337 | 0 | Approved | Reverse Cycle | 840 | Yes | Class 8 | Yes | Yes | N/A | Yes | Yes | Yes | N/A | 3.8697 | Available | N/A | N/A | 0 | 0 | Yes | 0 | https://reg.energyrating.gov.au/static/common/images/star_ratings_2014/aircon_rating_3_3.5.png | AAC6343 | Yes | Variable output compressor | Inverter | No | - | 2500 | 0.56 | - | 270 | 1370 | No | - | - | - | 511.84 | 2692.5 | Yes | 220 | 1450 | Yes | 270 | 1370 | 3200 | 0.72 | 290 | 1600 | Yes | 250 | 1300 | No | - | - | - | 1160 | 3330 | No | - | - | - | - | - | - | - | - | No | - | - | No | - | -
U-36PZ3R5 / S-3650PF3E | 0 | N/A | Panasonic | N/A | Ducted | Single Split System | - | Air | Air | Malaysia,China | 0.9 | N/A | 3.4 | N/A | N/A | N/A | N/A | N/A | 0.84 | 3.6 | Calorimeter Room | 3.852 | 4.2347 | N/A | - | N/A | N/A | N/A | N/A | N/A | N/A | N/A | N/A | N/A | N/A | N/A | N/A | N/A | N/A | N/A | N/A | N/A | Single | R32 | Australia,New Zealand | 132524 | 45928 | 0 | Approved | Reverse Cycle | N/A | Yes | Class 10 | Yes | N/A | N/A | N/A | N/A | N/A | N/A | N/A | Available | N/A | N/A | http://papamy.panasonic.com.my/ | http://www.panasonic.com.au/ | N/A | 0 | 0 | AAC5337 | Yes | Variable output compressor | Inverter | No | - | 3400 | 0.9 | - | 370 | 1700 | Yes | 300 | 1300 | - | 822.6 | 3661.8 | Yes | 310 | 1900 | - | 250 | 1500 | 3600 | 0.84 | 330 | 1800 | Yes | 250 | 1300 | Yes | 1100 | 3400 | No | - | - | No | - | - | - | - | - | No | - | - | No | - | - | No | - | -
U-36PZ3R5/S-36PY3E | 0 | N/A | PANASONIC | 1.527 | Non Ducted | Single Split System | Cassette | Air | Air | Malaysia | 0.91 | 5.573 | 3.6 | 840 | 2.6271 | 8.018 | 3.052 | 256 | 0.84 | 3.6 | Calorimeter Room | 3.9914 | 4.299 | Yes | - | N/A | 13 | 13 | N/A | N/A | N/A | N/A | N/A | 3.7777 | 4.0067 | N/A | N/A | 3.0554 | 3.5135 | 3 | 3.5 | Calorimeter Room | Single | R32 | Australia,New Zealand | 139866 | 46313 | 0 | Approved | Reverse Cycle | 840 | Yes | Class 8 | Yes | Yes | N/A | Yes | Yes | Yes | N/A | 3.8697 | Available | N/A | N/A | 0 | 0 | Yes | 0 | https://reg.energyrating.gov.au/static/common/images/star_ratings_2014/aircon_rating_3_3.5.png | AAC6288 | Yes | Variable output compressor | Inverter | No | - | 3600 | 0.91 | - | 420 | 1800 | No | - | - | - | 831.74 | 3877.2 | Yes | 360 | 2000 | Yes | 280 | 1500 | 3600 | 0.84 | 350 | 1800 | Yes | 250 | 1300 | No | - | - | - | 1170 | 3340 | No | - | - | - | - | - | - | - | - | No | - | - | No | - | -
U-4LE2R5 | U-4LE2R5 | N/A | PANASONIC | 0.76 | Both | vrf | N/A | Air | Air | Malaysia | 2.69 | 11.34 | 12.1 | N/A | N/A | N/A | N/A | N/A | 2.41 | 12.5 | Enthalpy Test Room | 4.3995 | 5.1807 | Yes | - | N/A | 28.7 | 26 | N/A | N/A | N/A | N/A | N/A | 4.1987 | 4.9942 | N/A | N/A | N/A | N/A | N/A | N/A | Enthalpy Test Room | Single | R410A | Australia,New Zealand | 148788 | 46609 | 0 | Approved | Reverse Cycle | N/A | Yes | Class 20 | Yes | N/A | N/A | Yes | Yes | Yes | N/A | 4.3472 | Available | N/A | N/A | 0 | 0 | Yes | 0 | 0 | AAC6858 | Yes | Variable output compressor | Inverter | No | - | 12100 | 2.69 | - | 1030 | 6100 | No | - | - | - | 2458.66 | 13031.7 | No | 941.42 | 6569.7 | No | - | - | 12500 | 2.41 | 820 | 6300 | No | - | - | No | - | - | - | 3160 | 11000 | No | - | - | - | - | - | - | - | - | No | - | - | No | - | -
U-4LE2R5 | U-4LE2R5 | N/A | PANASONIC | 0.76 | Both | vrf | N/A | Air | Air | Malaysia | 2.69 | 11.34 | 12.1 | N/A | N/A | N/A | N/A | N/A | 2.41 | 12.5 | Enthalpy Test Room | 4.3995 | 5.1807 | Yes | - | N/A | 28.7 | 26 | N/A | N/A | N/A | N/A | N/A | 4.1987 | 4.9942 | N/A | N/A | N/A | N/A | N/A | N/A | Enthalpy Test Room | Single | R410A | Australia,New Zealand | 148947 | 46609 | 0 | Approved | Reverse Cycle | N/A | Yes | Class 20 | Yes | N/A | N/A | Yes | Yes | Yes | N/A | 4.3472 | Available | N/A | N/A | 0 | 0 | Yes | 0 | 0 | AAC6860 | Yes | Variable output compressor | Inverter | No | - | 12100 | 2.69 | - | 1030 | 6100 | No | - | - | - | 2458.66 | 13031.7 | No | 941.42 | 6569.7 | No | - | - | 12500 | 2.41 | 820 | 6300 | No | - | - | No | - | - | - | 3160 | 11000 | No | - | - | - | - | - | - | - | - | No | - | - | No | - | -
U-4LE2R5E | U-4LE2R5 | N/A | PANASONIC | 0.76 | Both | vrf | N/A | Air | Air | Malaysia | 2.69 | 11.34 | 12.1 | N/A | N/A | N/A | N/A | N/A | 2.41 | 12.5 | Enthalpy Test Room | 4.3995 | 5.1807 | Yes | - | N/A | 28.7 | 26 | N/A | N/A | N/A | N/A | N/A | 4.1987 | 4.9942 | N/A | N/A | N/A | N/A | N/A | N/A | Enthalpy Test Room | Single | R410A | Australia,New Zealand | 148788 | 46609 | 0 | Approved | Reverse Cycle | N/A | Yes | Class 20 | Yes | N/A | N/A | Yes | Yes | Yes | N/A | 4.3472 | Available | N/A | N/A | 0 | 0 | Yes | 0 | 0 | AAC6858 | Yes | Variable output compressor | Inverter | No | - | 12100 | 2.69 | - | 1030 | 6100 | No | - | - | - | 2458.66 | 13031.7 | No | 941.42 | 6569.7 | No | - | - | 12500 | 2.41 | 820 | 6300 | No | - | - | No | - | - | - | 3160 | 11000 | No | - | - | - | - | - | - | - | - | No | - | - | No | - | -
U-4LE2R5E | U-4LE2R5 | N/A | PANASONIC | 0.76 | Both | vrf | N/A | Air | Air | Malaysia | 2.69 | 11.34 | 12.1 | N/A | N/A | N/A | N/A | N/A | 2.41 | 12.5 | Enthalpy Test Room | 4.3995 | 5.1807 | Yes | - | N/A | 28.7 | 26 | N/A | N/A | N/A | N/A | N/A | 4.1987 | 4.9942 | N/A | N/A | N/A | N/A | N/A | N/A | Enthalpy Test Room | Single | R410A | Australia,New Zealand | 148947 | 46609 | 0 | Approved | Reverse Cycle | N/A | Yes | Class 20 | Yes | N/A | N/A | Yes | Yes | Yes | N/A | 4.3472 | Available | N/A | N/A | 0 | 0 | Yes | 0 | 0 | AAC6860 | Yes | Variable output compressor | Inverter | No | - | 12100 | 2.69 | - | 1030 | 6100 | No | - | - | - | 2458.66 | 13031.7 | No | 941.42 | 6569.7 | No | - | - | 12500 | 2.41 | 820 | 6300 | No | - | - | No | - | - | - | 3160 | 11000 | No | - | - | - | - | - | - | - | - | No | - | - | No | - | -
U-4LE2R8 | U-4LE2R8 | N/A | PANASONIC | 0.498 | Both | vrf | N/A | Air | Air | Malaysia | 2.69 | 11.602 | 12.1 | N/A | N/A | N/A | N/A | N/A | 2.41 | 12.5 | Enthalpy Test Room | 4.331 | 5.0983 | Yes | - | N/A | 29.7 | 27 | N/A | N/A | N/A | N/A | N/A | 4.1931 | 4.9689 | N/A | N/A | N/A | N/A | N/A | N/A | Enthalpy Test Room | Three | R410A | Australia,New Zealand | 152853 | 46816 | 0 | Approved | Reverse Cycle | N/A | Yes | Class 20 | Yes | N/A | N/A | Yes | Yes | Yes | N/A | 4.3467 | Available | N/A | N/A | 0 | 0 | Yes | 0 | 0 | AAC7336 | Yes | Variable output compressor | Inverter | No | - | 12100 | 2.69 | - | 1030 | 6100 | No | - | - | - | 2458.66 | 13031.7 | No | 941.42 | 6569.7 | No | - | - | 12500 | 2.41 | 820 | 6300 | No | - | - | Yes | 3160 | 11000 | No | - | - | No | - | - | - | - | - | No | - | - | No | - | - | No | - | -
U-4LE2R8E | U-4LE2R8 | N/A | PANASONIC | 0.498 | Both | vrf | N/A | Air | Air | Malaysia | 2.69 | 11.602 | 12.1 | N/A | N/A | N/A | N/A | N/A | 2.41 | 12.5 | Enthalpy Test Room | 4.331 | 5.0983 | Yes | - | N/A | 29.7 | 27 | N/A | N/A | N/A | N/A | N/A | 4.1931 | 4.9689 | N/A | N/A | N/A | N/A | N/A | N/A | Enthalpy Test Room | Three | R410A | Australia,New Zealand | 152853 | 46816 | 0 | Approved | Reverse Cycle | N/A | Yes | Class 20 | Yes | N/A | N/A | Yes | Yes | Yes | N/A | 4.3467 | Available | N/A | N/A | 0 | 0 | Yes | 0 | 0 | AAC7336 | Yes | Variable output compressor | Inverter | No | - | 12100 | 2.69 | - | 1030 | 6100 | No | - | - | - | 2458.66 | 13031.7 | No | 941.42 | 6569.7 | No | - | - | 12500 | 2.41 | 820 | 6300 | No | - | - | Yes | 3160 | 11000 | No | - | - | No | - | - | - | - | - | No | - | - | No | - | - | No | - | -
U-4LZ2E5 | 0 | N/A | PANASONIC | N/A | Both | vrf | N/A | Air | Air | Malaysia | 2.67 | N/A | 12.1 | N/A | N/A | N/A | N/A | N/A | 2.37 | 12.5 | Enthalpy Test Room | 4.7139 | 5.4605 | N/A | - | N/A | N/A | N/A | N/A | N/A | N/A | N/A | N/A | N/A | N/A | N/A | N/A | N/A | N/A | N/A | N/A | N/A | Single | R32 | Australia,New Zealand | 148599 | 46638 | 0 | Approved | Reverse Cycle | N/A | Yes | Class 20 | Yes | N/A | N/A | N/A | N/A | N/A | N/A | N/A | Available | N/A | N/A | 0 | 0 | N/A | 0 | 0 | AAC6973 | Yes | Variable output compressor | Inverter | No | - | 12100 | 2.67 | - | 1030 | 6100 | No | - | - | - | 2440.38 | 13031.7 | No | 941.42 | 6569.7 | No | - | - | 12500 | 2.37 | 810 | 6300 | No | - | - | No | - | - | - | 3040 | 11000 | No | - | - | - | - | - | - | - | - | No | - | - | No | - | -
U-4LZ2E8 | 0 | N/A | PANASONIC | N/A | Both | vrf | N/A | Air | Air | Malaysia | 2.67 | N/A | 12.1 | N/A | N/A | N/A | N/A | N/A | 2.37 | 12.5 | Enthalpy Test Room | 4.714 | 5.3812 | N/A | - | N/A | N/A | N/A | N/A | N/A | N/A | N/A | N/A | N/A | N/A | N/A | N/A | N/A | N/A | N/A | N/A | N/A | Three | R32 | Australia,New Zealand | 149726 | 46638 | 0 | Approved | Reverse Cycle | N/A | Yes | Class 20 | Yes | N/A | N/A | N/A | N/A | N/A | N/A | N/A | Available | N/A | N/A | 0 | 0 | N/A | 0 | 0 | AAC6970 | Yes | Variable output compressor | Inverter | No | - | 12100 | 2.67 | - | 1030 | 6100 | No | - | - | - | 2440.38 | 13031.7 | No | 941.42 | 6569.7 | No | - | - | 12500 | 2.37 | 810 | 6300 | No | - | - | No | - | - | - | 3040 | 11000 | No | - | - | - | - | - | - | - | - | No | - | - | No | - | -
U-50PZ3R5 / S-3650PF3E | 0 | N/A | Panasonic | N/A | Ducted | Single Split System | - | Air | Air | Malaysia,China | 1.44 | N/A | 4.6 | N/A | N/A | N/A | N/A | N/A | 1.38 | 5 | Calorimeter Room | 3.2876 | 3.6512 | N/A | 56.57 | N/A | N/A | N/A | N/A | N/A | N/A | N/A | N/A | N/A | N/A | N/A | N/A | N/A | N/A | N/A | N/A | N/A | Single | R32 | Australia,New Zealand | 132526 | 45928 | 0 | Approved | Reverse Cycle | N/A | Yes | Class 10 | Yes | N/A | N/A | N/A | N/A | N/A | N/A | N/A | Available | N/A | N/A | http://papamy.panasonic.com.my/ | http://www.panasonic.com.au/ | N/A | 0 | 0 | AAC5338 | Yes | Variable output compressor | Inverter | No | - | 4600 | 1.44 | - | 520 | 2300 | Yes | 320 | 1500 | - | 1316.16 | 4954.2 | Yes | 470 | 2500 | - | 250 | 1750 | 5000 | 1.38 | 490 | 2500 | Yes | 280 | 1500 | Yes | 1290 | 4300 | No | - | - | No | - | - | - | - | - | No | - | - | No | - | - | No | - | -
U-50PZ3R5/S-50PY3E | 0 | N/A | PANASONIC | 1.527 | Non Ducted | Single Split System | Cassette | Air | Air | Malaysia | 1.43 | 5.573 | 5 | 840 | 2.6271 | 8.018 | 3.052 | 256 | 1.27 | 5 | Calorimeter Room | 3.581 | 4.1579 | Yes | - | N/A | 13 | 13 | N/A | N/A | N/A | N/A | N/A | 3.7777 | 4.0067 | N/A | N/A | 3.0554 | 3.5135 | 3 | 3.5 | Calorimeter Room | Single | R32 | Australia,New Zealand | 139867 | 46316 | 0 | Approved | Reverse Cycle | 840 | Yes | Class 9 | Yes | Yes | N/A | Yes | Yes | Yes | N/A | 3.8697 | Available | N/A | N/A | 0 | 0 | Yes | 0 | https://reg.energyrating.gov.au/static/common/images/star_ratings_2014/aircon_rating_3_3.5.png | AAC6296 | Yes | Variable output compressor | Inverter | No | - | 5000 | 1.43 | - | 490 | 2500 | No | - | - | - | 1307.02 | 5385 | Yes | 410 | 2600 | Yes | 270 | 1500 | 5000 | 1.27 | 440 | 2500 | Yes | 270 | 1500 | No | - | - | - | 1610 | 4630 | No | - | - | - | - | - | - | - | - | No | - | - | No | - | -
U-5LE2R5 | U-5LE2R5 | N/A | PANASONIC | 1.57 | Both | vrf | N/A | Air | Air | Malaysia | 3.45 | 12.43 | 14 | N/A | N/A | N/A | N/A | N/A | 3.48 | 16 | Enthalpy Test Room | 3.9834 | 4.4928 | Yes | - | N/A | 28.7 | 26 | N/A | N/A | N/A | N/A | N/A | 3.8251 | 4.3819 | N/A | N/A | N/A | N/A | N/A | N/A | Enthalpy Test Room | Single | R410A | Australia,New Zealand | 149299 | 46622 | 0 | Approved | Reverse Cycle | N/A | Yes | Class 20 | Yes | N/A | N/A | Yes | Yes | Yes | N/A | 3.9306 | Available | N/A | N/A | 0 | 0 | Yes | 0 | 0 | AAC6899 | Yes | Variable output compressor | Inverter | No | - | 14000 | 3.45 | - | 1260 | 7000 | No | - | - | - | 3153.3 | 15078 | No | 1151.64 | 7539 | No | - | - | 16000 | 3.48 | 1090 | 8000 | No | - | - | No | - | - | - | 4360 | 14000 | No | - | - | - | - | - | - | - | - | No | - | - | No | - | -
U-5LE2R5E | U-5LE2R5 | N/A | PANASONIC | 1.57 | Both | vrf | N/A | Air | Air | Malaysia | 3.45 | 12.43 | 14 | N/A | N/A | N/A | N/A | N/A | 3.48 | 16 | Enthalpy Test Room | 3.9834 | 4.4928 | Yes | - | N/A | 28.7 | 26 | N/A | N/A | N/A | N/A | N/A | 3.8251 | 4.3819 | N/A | N/A | N/A | N/A | N/A | N/A | Enthalpy Test Room | Single | R410A | Australia,New Zealand | 149299 | 46622 | 0 | Approved | Reverse Cycle | N/A | Yes | Class 20 | Yes | N/A | N/A | Yes | Yes | Yes | N/A | 3.9306 | Available | N/A | N/A | 0 | 0 | Yes | 0 | 0 | AAC6899 | Yes | Variable output compressor | Inverter | No | - | 14000 | 3.45 | - | 1260 | 7000 | No | - | - | - | 3153.3 | 15078 | No | 1151.64 | 7539 | No | - | - | 16000 | 3.48 | 1090 | 8000 | No | - | - | No | - | - | - | 4360 | 14000 | No | - | - | - | - | - | - | - | - | No | - | - | No | - | -
U-5LE2R8 | U-5LE2R8 | N/A | PANASONIC | 1.756 | Both | vrf | N/A | Air | Air | Malaysia | 3.45 | 12.244 | 14 | N/A | N/A | N/A | N/A | N/A | 3.48 | 16 | Enthalpy Test Room | 3.9033 | 4.4325 | Yes | - | N/A | 29.7 | 27 | N/A | N/A | N/A | N/A | N/A | 3.7544 | 4.275 | N/A | N/A | N/A | N/A | N/A | N/A | Enthalpy Test Room | Three | R410A | Australia,New Zealand | 152854 | 46816 | 0 | Approved | Reverse Cycle | N/A | Yes | Class 20 | Yes | N/A | N/A | Yes | Yes | Yes | N/A | 3.8612 | Available | N/A | N/A | 0 | 0 | Yes | 0 | 0 | AAC7338 | Yes | Variable output compressor | Inverter | No | - | 14000 | 3.45 | - | 1260 | 7000 | No | - | - | - | 3153.3 | 15078 | No | 1151.64 | 7539 | No | - | - | 16000 | 3.48 | 1090 | 8000 | No | - | - | Yes | 4360 | 14000 | No | - | - | No | - | - | - | - | - | No | - | - | No | - | - | No | - | -
U-5LE2R8E | U-5LE2R8 | N/A | PANASONIC | 1.756 | Both | vrf | N/A | Air | Air | Malaysia | 3.45 | 12.244 | 14 | N/A | N/A | N/A | N/A | N/A | 3.48 | 16 | Enthalpy Test Room | 3.9033 | 4.4325 | Yes | - | N/A | 29.7 | 27 | N/A | N/A | N/A | N/A | N/A | 3.7544 | 4.275 | N/A | N/A | N/A | N/A | N/A | N/A | Enthalpy Test Room | Three | R410A | Australia,New Zealand | 152854 | 46816 | 0 | Approved | Reverse Cycle | N/A | Yes | Class 20 | Yes | N/A | N/A | Yes | Yes | Yes | N/A | 3.8612 | Available | N/A | N/A | 0 | 0 | Yes | 0 | 0 | AAC7338 | Yes | Variable output compressor | Inverter | No | - | 14000 | 3.45 | - | 1260 | 7000 | No | - | - | - | 3153.3 | 15078 | No | 1151.64 | 7539 | No | - | - | 16000 | 3.48 | 1090 | 8000 | No | - | - | Yes | 4360 | 14000 | No | - | - | No | - | - | - | - | - | No | - | - | No | - | - | No | - | -
U-5LZ2E5 | 0 | N/A | PANASONIC | N/A | Both | vrf | N/A | Air | Air | Malaysia | 3.4 | N/A | 14 | N/A | N/A | N/A | N/A | N/A | 3.4 | 16 | Enthalpy Test Room | 4.0603 | 4.774 | N/A | - | N/A | N/A | N/A | N/A | N/A | N/A | N/A | N/A | N/A | N/A | N/A | N/A | N/A | N/A | N/A | N/A | N/A | Single | R32 | Australia,New Zealand | 149729 | 46641 | 0 | Approved | Reverse Cycle | N/A | Yes | Class 20 | Yes | N/A | N/A | N/A | N/A | N/A | N/A | N/A | Available | N/A | N/A | 0 | 0 | N/A | 0 | 0 | AAC6983 | Yes | Variable output compressor | Inverter | No | - | 14000 | 3.4 | - | 1250 | 7000 | No | - | - | - | 3107.6 | 15078 | No | 1142.5 | 7539 | No | - | - | 16000 | 3.4 | 1070 | 8000 | No | - | - | No | - | - | - | 4200 | 14100 | No | - | - | - | - | - | - | - | - | No | - | - | No | - | -
U-5LZ2E8 | 0 | N/A | PANASONIC | N/A | Both | vrf | N/A | Air | Air | Malaysia | 3.4 | N/A | 14 | N/A | N/A | N/A | N/A | N/A | 3.4 | 16 | Enthalpy Test Room | 4.0815 | 4.817 | N/A | - | N/A | N/A | N/A | N/A | N/A | N/A | N/A | N/A | N/A | N/A | N/A | N/A | N/A | N/A | N/A | N/A | N/A | Three | R32 | Australia,New Zealand | 149730 | 46637 | 0 | Approved | Reverse Cycle | N/A | Yes | Class 20 | Yes | N/A | N/A | N/A | N/A | N/A | N/A | N/A | Available | N/A | N/A | 0 | 0 | N/A | 0 | 0 | AAC6959 | Yes | Variable output compressor | Inverter | No | - | 14000 | 3.4 | - | 1250 | 7000 | No | - | - | - | 3107.6 | 15078 | No | 1142.5 | 7539 | No | - | - | 16000 | 3.4 | 1070 | 8000 | No | - | - | No | - | - | - | 4200 | 14100 | No | - | - | - | - | - | - | - | - | No | - | - | No | - | -
U-60PZ2R5/S-6071PF3E | 0 | N/A | PANASONIC | 1 | Ducted | Single Split System | - | Air | Air | Malaysia | 1.52 | 5 | 5.7 | 700 | N/A | N/A | N/A | 290 | 1.24 | 5.7 | Enthalpy Test Room | 3.7959 | 4.6618 | Yes | - | N/A | 17 | 17 | N/A | N/A | N/A | N/A | N/A | 3.6774 | 4.4255 | N/A | N/A | N/A | N/A | N/A | N/A | Enthalpy Test Room | Single | R32 | Australia,New Zealand | 128969 | 45868 | 0 | Approved | Reverse Cycle | 1000 | Yes | Class 10 | Yes | N/A | N/A | Yes | Yes | Yes | N/A | 3.8107 | Available | N/A | N/A | 0 | 0 | Yes | 0 | 0 | AAC5075 | Yes | Variable output compressor | Inverter | No | - | 5700 | 1.52 | - | 540 | 2850 | No | - | - | - | 1389.28 | 6138.9 | No | 493.56 | 3069.45 | Yes | 260 | 2040 | 5700 | 1.24 | 490 | 2850 | Yes | 268 | 1550 | Yes | 1740 | 5700 | No | - | - | No | - | - | - | - | - | No | - | - | No | - | - | No | - | -
U-60PZ2R5/S-6071PT3E | 0 | N/A | PANASONIC | 0.988 | Non Ducted | Single Split System | Floor/Ceiling | Air | Air | Malaysia | 1.48 | 5.012 | 6 | 690 | N/A | N/A | N/A | 235 | 1.25 | 6 | Calorimeter Room | 4.0533 | 5.0512 | Yes | - | N/A | 17 | 17 | N/A | N/A | N/A | N/A | N/A | 3.9587 | 4.62 | N/A | N/A | 3.4174 | 4.7399 | 3 | 4.5 | Calorimeter Room | Single | R32 | Australia,New Zealand | 135452 | 46061 | 0 | Approved | Reverse Cycle | 1275 | Yes | Class 9 | Yes | Yes | N/A | Yes | Yes | Yes | N/A | 4.1116 | Available | N/A | N/A | 0 | 0 | Yes | 0 | https://reg.energyrating.gov.au/static/common/images/star_ratings_2014/aircon_rating_3_4.5.png | AAC5747 | Yes | Variable output compressor | Inverter | No | - | 6000 | 1.48 | - | 540 | 3000 | No | - | - | - | 1352.72 | 6462 | Yes | 445 | 3150 | Yes | 250 | 1950 | 6000 | 1.25 | 490 | 3000 | Yes | 250 | 1540 | Yes | 1970 | 6000 | No | - | - | No | - | - | - | - | - | No | - | - | No | - | - | No | - | -
U-60PZ2R5/S-6071PU3E | 0 | N/A | PANASONIC | 1.527 | Non Ducted | Single Split System | Cassette | Air | Air | Malaysia | 1.48 | 5.573 | 6 | 840 | 2.6271 | 8.018 | 3.052 | 256 | 1.25 | 6 | Calorimeter Room | 4.0891 | 4.767 | Yes | - | N/A | 13 | 13 | N/A | N/A | N/A | N/A | N/A | 3.7777 | 4.0067 | N/A | N/A | 3.0554 | 3.5135 | 3 | 3.5 | Calorimeter Room | Single | R32 | Australia,New Zealand | 128324 | 45867 | 0 | Approved | Reverse Cycle | 840 | Yes | Class 9 | Yes | Yes | N/A | Yes | Yes | Yes | N/A | 3.8697 | Available | N/A | N/A | 0 | 0 | Yes | 0 | https://reg.energyrating.gov.au/static/common/images/star_ratings_2014/aircon_rating_3_3.5.png | AAC5057 | Yes | Variable output compressor | Inverter | No | - | 6000 | 1.48 | - | 540 | 3000 | No | - | - | - | 1352.72 | 6462 | Yes | 440 | 3200 | Yes | 240 | 2000 | 6000 | 1.25 | 490 | 3000 | Yes | 250 | 1540 | Yes | 1970 | 6000 | No | - | - | No | - | - | - | - | - | No | - | - | No | - | - | No | - | -
U-60PZ2R5/S-60PE3R | 0 | N/A | PANASONIC | 1 | Ducted | Single Split System | - | Air | Air | Malaysia | 1.81 | 5 | 6 | 700 | N/A | N/A | N/A | 290 | 1.48 | 6 | Enthalpy Test Room | 3.2966 | 4.0353 | Yes | - | N/A | 17 | 17 | N/A | N/A | N/A | N/A | N/A | 3.6774 | 4.4255 | N/A | N/A | N/A | N/A | N/A | N/A | Enthalpy Test Room | Single | R32 | Australia,New Zealand | 134098 | 46000 | 0 | Approved | Reverse Cycle | 1000 | Yes | Class 10 | Yes | N/A | N/A | Yes | Yes | Yes | N/A | 3.8107 | Available | N/A | N/A | 0 | 0 | Yes | 0 | 0 | AAC5565 | Yes | Variable output compressor | Inverter | No | - | 6000 | 1.81 | - | 750 | 3000 | No | - | - | - | 1654.34 | 6462 | Yes | 650 | 3000 | Yes | 450 | 1780 | 6000 | 1.48 | 650 | 3000 | Yes | 480 | 1800 | Yes | 1900 | 5700 | No | - | - | No | - | - | - | - | - | No | - | - | No | - | - | No | - | -
U-60PZ3R5 / S-6071PF3E | 0 | N/A | Panasonic | N/A | Ducted | Single Split System | - | Air | Air | Malaysia,China | 1.61 | N/A | 5.7 | N/A | N/A | N/A | N/A | N/A | 1.41 | 5.7 | Calorimeter Room | 3.7318 | 4.1605 | N/A | - | N/A | N/A | N/A | N/A | N/A | N/A | N/A | N/A | N/A | N/A | N/A | N/A | N/A | N/A | N/A | N/A | N/A | Single | R32 | Australia,New Zealand | 132527 | 45928 | 0 | Approved | Reverse Cycle | N/A | Yes | Class 10 | Yes | N/A | N/A | N/A | N/A | N/A | N/A | N/A | Available | N/A | N/A | http://papamy.panasonic.com.my/ | http://www.panasonic.com.au/ | N/A | 0 | 0 | AAC5328 | Yes | Variable output compressor | Inverter | No | - | 5700 | 1.61 | - | 520 | 2850 | Yes | 380 | 2000 | - | 1471.54 | 6138.9 | No | 475.28 | 3069.45 | - | 330 | 2200 | 5700 | 1.41 | 480 | 2850 | Yes | 300 | 1800 | Yes | 1650 | 5100 | No | - | - | No | - | - | - | - | - | No | - | - | No | - | - | No | - | -
U-60PZ3R5 / S-6071PU3E | 0 | N/A | Panasonic | N/A | Non Ducted | Single Split System | Cassette | Air | Air | Malaysia,China | 1.57 | N/A | 6 | N/A | N/A | N/A | N/A | N/A | 1.34 | 6 | Calorimeter Room | 4 | 4.5116 | N/A | - | N/A | N/A | N/A | N/A | N/A | N/A | N/A | N/A | N/A | N/A | N/A | N/A | N/A | N/A | N/A | N/A | N/A | Single | R32 | Australia,New Zealand | 132529 | 45928 | 0 | Approved | Reverse Cycle | N/A | Yes | Class 9 | Yes | N/A | N/A | N/A | N/A | N/A | N/A | N/A | Available | N/A | N/A | http://papamy.panasonic.com.my/ | http://www.panasonic.com.au/ | N/A | 0 | 0 | AAC5329 | Yes | Variable output compressor | Inverter | No | - | 6000 | 1.57 | - | 480 | 3000 | No | - | - | - | 1434.98 | 6462 | No | 438.72 | 3231 | No | - | - | 6000 | 1.34 | 430 | 3000 | Yes | 260 | 1800 | Yes | 1600 | 5100 | No | - | - | No | - | - | - | - | - | No | - | - | No | - | - | No | - | -
U-60PZ3R5/S-6071PT3E | 0 | N/A | PANASONIC | 0.988 | Non Ducted | Single Split System | Floor/Ceiling | Air | Air | Malaysia | 1.57 | 5.012 | 6 | 690 | N/A | N/A | N/A | 235 | 1.36 | 6 | Calorimeter Room | 3.892 | 4.4475 | Yes | - | N/A | 17 | 17 | N/A | N/A | N/A | N/A | N/A | 3.9587 | 4.62 | N/A | N/A | 3.4174 | 4.7399 | 3 | 4.5 | Calorimeter Room | Single | R32 | Australia,New Zealand | 134566 | 46061 | 0 | Approved | Reverse Cycle | 1275 | Yes | Class 9 | Yes | Yes | N/A | Yes | Yes | Yes | N/A | 4.1116 | Available | N/A | N/A | 0 | 0 | Yes | 0 | https://reg.energyrating.gov.au/static/common/images/star_ratings_2014/aircon_rating_3_4.5.png | AAC5740 | Yes | Variable output compressor | Inverter | No | - | 6000 | 1.57 | - | 545 | 3000 | No | - | - | - | 1434.98 | 6462 | No | 498.13 | 3231 | No | - | - | 6000 | 1.36 | 500 | 3000 | Yes | 285 | 1800 | No | - | - | - | 1600 | 5100 | No | - | - | - | - | - | - | - | - | No | - | - | No | - | -
U-60PZ3R5/S-60PE3R | 0 | N/A | PANASONIC | 1 | Ducted | Single Split System | - | Air | Air | Malaysia | 1.84 | 5 | 6 | 700 | N/A | N/A | N/A | 290 | 1.47 | 6 | Enthalpy Test Room | 3.242 | 4.0602 | Yes | - | N/A | 17 | 17 | N/A | N/A | N/A | N/A | N/A | 3.6774 | 4.4255 | N/A | N/A | N/A | N/A | N/A | N/A | Enthalpy Test Room | Single | R32 | Australia,New Zealand | 132621 | 45991 | 0 | Approved | Reverse Cycle | 1000 | Yes | Class 10 | Yes | N/A | N/A | Yes | Yes | Yes | N/A | 3.8107 | Available | N/A | N/A | 0 | 0 | Yes | 0 | 0 | AAC5511 | Yes | Variable output compressor | Inverter | No | - | 6000 | 1.84 | - | 750 | 3000 | No | - | - | - | 1681.76 | 6462 | Yes | 650 | 3000 | Yes | 450 | 1780 | 6000 | 1.47 | 650 | 3000 | Yes | 480 | 1800 | Yes | 1900 | 5700 | No | - | - | No | - | - | - | - | - | No | - | - | No | - | - | No | - | -
U-60PZ3R5/S-60PY3E | 0 | N/A | PANASONIC | 1.527 | Non Ducted | Single Split System | Cassette | Air | Air | Malaysia | 1.77 | 5.573 | 6 | 840 | 2.6271 | 8.018 | 3.052 | 256 | 1.66 | 6 | Calorimeter Room | 3.4628 | 3.6917 | Yes | - | N/A | 13 | 13 | N/A | N/A | N/A | N/A | N/A | 3.7777 | 4.0067 | N/A | N/A | 3.0554 | 3.5135 | 3 | 3.5 | Calorimeter Room | Single | R32 | Australia,New Zealand | 139869 | 46316 | 0 | Approved | Reverse Cycle | 840 | Yes | Class 9 | Yes | Yes | N/A | Yes | Yes | Yes | N/A | 3.8697 | Available | N/A | N/A | 0 | 0 | Yes | 0 | https://reg.energyrating.gov.au/static/common/images/star_ratings_2014/aircon_rating_3_3.5.png | AAC6297 | Yes | Variable output compressor | Inverter | No | - | 6000 | 1.77 | - | 650 | 3000 | No | - | - | - | 1617.78 | 6462 | Yes | 550 | 3200 | Yes | 310 | 2000 | 6000 | 1.66 | 665 | 3000 | Yes | 390 | 1800 | No | - | - | - | 2100 | 5100 | No | - | - | - | - | - | - | - | - | No | - | - | No | - | -
U-6LE2R5 | U-6LE2R5 | N/A | PANASONIC | 2.33 | Both | vrf | N/A | Air | Air | Malaysia | 4.15 | 13.17 | 15.5 | N/A | N/A | N/A | N/A | N/A | 3.86 | 16.5 | Enthalpy Test Room | 3.6546 | 4.2583 | Yes | - | N/A | 28.7 | 26 | N/A | N/A | N/A | N/A | N/A | 3.5192 | 4.1589 | N/A | N/A | N/A | N/A | N/A | N/A | Enthalpy Test Room | Single | R410A | Australia,New Zealand | 149298 | 46622 | 0 | Approved | Reverse Cycle | N/A | Yes | Class 20 | Yes | N/A | N/A | Yes | Yes | Yes | N/A | 3.6 | Available | N/A | N/A | 0 | 0 | Yes | 0 | 0 | AAC6898 | Yes | Variable output compressor | Inverter | No | - | 15500 | 4.15 | - | 1430 | 7800 | No | - | - | - | 3793.1 | 16693.5 | No | 1307.02 | 8400.6 | No | - | - | 16500 | 3.86 | 1210 | 8300 | No | - | - | No | - | - | - | 4840 | 14500 | No | - | - | - | - | - | - | - | - | No | - | - | No | - | -
U-6LE2R5E | U-6LE2R5 | N/A | PANASONIC | 2.33 | Both | vrf | N/A | Air | Air | Malaysia | 4.15 | 13.17 | 15.5 | N/A | N/A | N/A | N/A | N/A | 3.86 | 16.5 | Enthalpy Test Room | 3.6546 | 4.2583 | Yes | - | N/A | 28.7 | 26 | N/A | N/A | N/A | N/A | N/A | 3.5192 | 4.1589 | N/A | N/A | N/A | N/A | N/A | N/A | Enthalpy Test Room | Single | R410A | Australia,New Zealand | 149298 | 46622 | 0 | Approved | Reverse Cycle | N/A | Yes | Class 20 | Yes | N/A | N/A | Yes | Yes | Yes | N/A | 3.6 | Available | N/A | N/A | 0 | 0 | Yes | 0 | 0 | AAC6898 | Yes | Variable output compressor | Inverter | No | - | 15500 | 4.15 | - | 1430 | 7800 | No | - | - | - | 3793.1 | 16693.5 | No | 1307.02 | 8400.6 | No | - | - | 16500 | 3.86 | 1210 | 8300 | No | - | - | No | - | - | - | 4840 | 14500 | No | - | - | - | - | - | - | - | - | No | - | - | No | - | -
U-6LE2R8 | U-6LE2R8 | N/A | PANASONIC | 2.611 | Both | vrf | N/A | Air | Air | Malaysia | 4.15 | 12.889 | 15.5 | N/A | N/A | N/A | N/A | N/A | 3.86 | 16.5 | Enthalpy Test Room | 3.6164 | 4.2131 | Yes | - | N/A | 29.7 | 27 | N/A | N/A | N/A | N/A | N/A | 3.5043 | 4.0954 | N/A | N/A | N/A | N/A | N/A | N/A | Enthalpy Test Room | Three | R410A | Australia,New Zealand | 152855 | 46816 | 0 | Approved | Reverse Cycle | N/A | Yes | Class 20 | Yes | N/A | N/A | Yes | Yes | Yes | N/A | 3.5877 | Available | N/A | N/A | 0 | 0 | Yes | 0 | 0 | AAC7337 | Yes | Variable output compressor | Inverter | No | - | 15500 | 4.15 | - | 1430 | 7800 | No | - | - | - | 3793.1 | 16693.5 | No | 1307.02 | 8400.6 | No | - | - | 16500 | 3.86 | 1210 | 8300 | No | - | - | Yes | 4840 | 14500 | No | - | - | No | - | - | - | - | - | No | - | - | No | - | - | No | - | -
U-6LE2R8E | U-6LE2R8 | N/A | PANASONIC | 2.611 | Both | vrf | N/A | Air | Air | Malaysia | 4.15 | 12.889 | 15.5 | N/A | N/A | N/A | N/A | N/A | 3.86 | 16.5 | Enthalpy Test Room | 3.6164 | 4.2131 | Yes | - | N/A | 29.7 | 27 | N/A | N/A | N/A | N/A | N/A | 3.5043 | 4.0954 | N/A | N/A | N/A | N/A | N/A | N/A | Enthalpy Test Room | Three | R410A | Australia,New Zealand | 152855 | 46816 | 0 | Approved | Reverse Cycle | N/A | Yes | Class 20 | Yes | N/A | N/A | Yes | Yes | Yes | N/A | 3.5877 | Available | N/A | N/A | 0 | 0 | Yes | 0 | 0 | AAC7337 | Yes | Variable output compressor | Inverter | No | - | 15500 | 4.15 | - | 1430 | 7800 | No | - | - | - | 3793.1 | 16693.5 | No | 1307.02 | 8400.6 | No | - | - | 16500 | 3.86 | 1210 | 8300 | No | - | - | Yes | 4840 | 14500 | No | - | - | No | - | - | - | - | - | No | - | - | No | - | - | No | - | -
U-6LZ2E5 | 0 | N/A | PANASONIC | N/A | Both | vrf | N/A | Air | Air | Malaysia | 4 | N/A | 15.5 | N/A | N/A | N/A | N/A | N/A | 3.73 | 16.5 | Enthalpy Test Room | 3.8431 | 4.612 | N/A | - | N/A | N/A | N/A | N/A | N/A | N/A | N/A | N/A | N/A | N/A | N/A | N/A | N/A | N/A | N/A | N/A | N/A | Single | R32 | Australia,New Zealand | 149732 | 46637 | 0 | Approved | Reverse Cycle | N/A | Yes | Class 20 | Yes | N/A | N/A | N/A | N/A | N/A | N/A | N/A | Available | N/A | N/A | 0 | 0 | N/A | 0 | 0 | AAC6960 | Yes | Variable output compressor | Inverter | No | - | 15500 | 4 | - | 1380 | 7800 | No | - | - | - | 3656 | 16693.5 | No | 1261.32 | 8400.6 | No | - | - | 16500 | 3.73 | 1170 | 8300 | No | - | - | No | - | - | - | 4600 | 14500 | No | - | - | - | - | - | - | - | - | No | - | - | No | - | -
U-6LZ2E8 | 0 | N/A | PANASONIC | N/A | Both | vrf | N/A | Air | Air | Malaysia | 4 | N/A | 15.5 | N/A | N/A | N/A | N/A | N/A | 3.73 | 16.5 | Enthalpy Test Room | 3.9208 | 4.4498 | N/A | - | N/A | N/A | N/A | N/A | N/A | N/A | N/A | N/A | N/A | N/A | N/A | N/A | N/A | N/A | N/A | N/A | N/A | Three | R32 | Australia,New Zealand | 149734 | 46638 | 0 | Approved | Reverse Cycle | N/A | Yes | Class 20 | Yes | N/A | N/A | N/A | N/A | N/A | N/A | N/A | Available | N/A | N/A | 0 | 0 | N/A | 0 | 0 | AAC6969 | Yes | Variable output compressor | Inverter | No | - | 15500 | 4 | - | 1380 | 7800 | No | - | - | - | 3656 | 16693.5 | No | 1261.32 | 8400.6 | No | - | - | 16500 | 3.73 | 1170 | 8300 | No | - | - | No | - | - | - | 4600 | 14500 | No | - | - | - | - | - | - | - | - | No | - | - | No | - | -
U-71PZ2R5/S-6071PF3E | 0 | N/A | PANASONIC | 1.314 | Ducted | Single Split System | - | Air | Air | Malaysia | 2.06 | 5.786 | 6.8 | 700 | 2.7675 | 8.402 | 3.036 | 290 | 1.62 | 6.8 | Enthalpy Test Room | 3.3208 | 4.2399 | Yes | - | N/A | 13 | 13 | N/A | N/A | N/A | N/A | N/A | 3.7251 | 4.0894 | N/A | N/A | N/A | N/A | N/A | N/A | Enthalpy Test Room | Single | R32 | Australia,New Zealand | 128976 | 45868 | 0 | Approved | Reverse Cycle | 1000 | Yes | Class 10 | Yes | N/A | N/A | Yes | Yes | Yes | N/A | 3.8132 | Available | N/A | N/A | 0 | 0 | Yes | 0 | 0 | AAC5079 | Yes | Variable output compressor | Inverter | No | - | 6800 | 2.06 | - | 690 | 3400 | No | - | - | - | 1882.84 | 7323.6 | No | 630.66 | 3661.8 | Yes | 260 | 2040 | 6800 | 1.62 | 602 | 3400 | Yes | 268 | 1550 | Yes | 2330 | 6800 | No | - | - | No | - | - | - | - | - | No | - | - | No | - | - | No | - | -
U-71PZ2R5/S-6071PT3E | 0 | N/A | PANASONIC | 0.502 | Non Ducted | Single Split System | Floor/Ceiling | Air | Air | Malaysia | 1.93 | 6.598 | 7.1 | 690 | N/A | N/A | N/A | 235 | 1.62 | 7.1 | Calorimeter Room | 3.654 | 4.6048 | Yes | - | N/A | 17 | 17 | N/A | N/A | N/A | N/A | N/A | 3.605 | 4.228 | N/A | N/A | 2.71 | 3.9561 | 2.5 | 3.5 | Calorimeter Room | Single | R32 | Australia,New Zealand | 135453 | 46068 | 0 | Approved | Reverse Cycle | 1275 | Yes | Class 9 | Yes | Yes | N/A | Yes | Yes | Yes | N/A | 3.7122 | Available | N/A | N/A | 0 | 0 | Yes | 0 | https://reg.energyrating.gov.au/static/common/images/star_ratings_2014/aircon_rating_2.5_3.5.png | AAC5775 | Yes | Variable output compressor | Inverter | No | - | 7100 | 1.93 | - | 690 | 3600 | No | - | - | - | 1764.02 | 7646.7 | Yes | 580 | 3800 | Yes | 255 | 1950 | 7100 | 1.62 | 620 | 3600 | Yes | 250 | 1540 | Yes | 2490 | 7100 | No | - | - | No | - | - | - | - | - | No | - | - | No | - | - | No | - | -
U-71PZ2R5/S-6071PU3E | 0 | N/A | PANASONIC | 1.527 | Non Ducted | Single Split System | Cassette | Air | Air | Malaysia | 1.93 | 5.573 | 7.1 | 840 | 2.6271 | 8.018 | 3.052 | 256 | 1.62 | 7.1 | Calorimeter Room | 3.6579 | 4.3803 | Yes | - | N/A | 13 | 13 | N/A | N/A | N/A | N/A | N/A | 3.7777 | 4.0067 | N/A | N/A | 3.0554 | 3.5135 | 3 | 3.5 | Calorimeter Room | Single | R32 | Australia,New Zealand | 128329 | 45868 | 0 | Approved | Reverse Cycle | 840 | Yes | Class 9 | Yes | Yes | N/A | Yes | Yes | Yes | N/A | 3.8697 | Available | N/A | N/A | 0 | 0 | Yes | 0 | https://reg.energyrating.gov.au/static/common/images/star_ratings_2014/aircon_rating_3_3.5.png | AAC5068 | Yes | Variable output compressor | Inverter | No | - | 7100 | 1.93 | - | 690 | 3600 | No | - | - | - | 1764.02 | 7646.7 | Yes | 560 | 3800 | Yes | 240 | 2000 | 7100 | 1.62 | 620 | 3600 | Yes | 250 | 1540 | Yes | 2490 | 7100 | No | - | - | No | - | - | - | - | - | No | - | - | No | - | - | No | - | -
U-71PZ2R5/S-71PE3R | 0 | N/A | PANASONIC | 1 | Ducted | Single Split System | - | Air | Air | Malaysia | 2.165 | 5 | 7.1 | 700 | N/A | N/A | N/A | 290 | 1.685 | 7.1 | Enthalpy Test Room | 3.326 | 4.1839 | Yes | - | N/A | 17 | 17 | N/A | N/A | N/A | N/A | N/A | 3.6774 | 4.4255 | N/A | N/A | N/A | N/A | N/A | N/A | Enthalpy Test Room | Single | R32 | Australia,New Zealand | 134099 | 45991 | 0 | Approved | Reverse Cycle | 1000 | Yes | Class 10 | Yes | N/A | N/A | Yes | Yes | Yes | N/A | 3.8107 | Available | N/A | N/A | 0 | 0 | Yes | 0 | 0 | AAC5523 | Yes | Variable output compressor | Inverter | No | - | 7100 | 2.165 | - | 900 | 3550 | No | - | - | - | 1978.81 | 7646.7 | Yes | 800 | 3650 | Yes | 520 | 2100 | 7100 | 1.685 | 750 | 3550 | Yes | 520 | 1950 | Yes | 2190 | 6800 | No | - | - | No | - | - | - | - | - | No | - | - | No | - | - | No | - | -
U-71PZ3R5 / S-6071PF3E | 0 | N/A | Panasonic | N/A | Ducted | Single Split System | - | Air | Air | Malaysia,China | 2.14 | N/A | 6.8 | N/A | N/A | N/A | N/A | N/A | 1.7 | 6.8 | Calorimeter Room | 3.1862 | 3.8073 | N/A | 55.03 | N/A | N/A | N/A | N/A | N/A | N/A | N/A | N/A | N/A | N/A | N/A | N/A | N/A | N/A | N/A | N/A | N/A | Single | R32 | Australia,New Zealand | 132528 | 45928 | 0 | Approved | Reverse Cycle | N/A | Yes | Class 10 | Yes | N/A | N/A | N/A | N/A | N/A | N/A | N/A | Available | N/A | N/A | http://papamy.panasonic.com.my/ | http://www.panasonic.com.au/ | N/A | 0 | 0 | AAC5339 | Yes | Variable output compressor | Inverter | No | - | 6800 | 2.14 | - | 760 | 3400 | Yes | 570 | 2600 | - | 1955.96 | 7323.6 | No | 694.64 | 3661.8 | - | 470 | 2900 | 6800 | 1.7 | 680 | 3400 | Yes | 370 | 2100 | Yes | 2150 | 6100 | No | - | - | No | - | - | - | - | - | No | - | - | No | - | - | No | - | -
U-71PZ3R5 / S-6071PU3E | 0 | N/A | Panasonic | N/A | Non Ducted | Single Split System | Cassette | Air | Air | Malaysia,China | 2.09 | N/A | 7.1 | N/A | N/A | N/A | N/A | N/A | 1.68 | 7.1 | Calorimeter Room | 3.405 | 4.3047 | N/A | 55.13 | N/A | N/A | N/A | N/A | N/A | N/A | N/A | N/A | N/A | N/A | N/A | N/A | N/A | N/A | N/A | N/A | N/A | Single | R32 | Australia,New Zealand | 132530 | 45928 | 0 | Approved | Reverse Cycle | N/A | Yes | Class 9 | Yes | N/A | N/A | N/A | N/A | N/A | N/A | N/A | Available | N/A | N/A | http://papamy.panasonic.com.my/ | http://www.panasonic.com.au/ | N/A | 0 | 0 | AAC5340 | Yes | Variable output compressor | Inverter | No | - | 7100 | 2.09 | - | 730 | 3550 | Yes | 540 | 2600 | - | 1910.26 | 7646.7 | Yes | 620 | 3900 | - | 440 | 2750 | 7100 | 1.68 | 610 | 3550 | Yes | 350 | 2100 | Yes | 1850 | 6100 | No | - | - | No | - | - | - | - | - | No | - | - | No | - | - | No | - | -
U-71PZ3R5/S-6071PT3E | 0 | N/A | PANASONIC | 0.502 | Non Ducted | Single Split System | Floor/Ceiling | Air | Air | Malaysia | 2.04 | 6.598 | 6.8 | 690 | N/A | N/A | N/A | 235 | 1.61 | 6.8 | Calorimeter Room | 3.4179 | 4.3191 | Yes | - | N/A | 17 | 17 | N/A | N/A | N/A | N/A | N/A | 3.605 | 4.228 | N/A | N/A | 2.71 | 3.9561 | 2.5 | 3.5 | Calorimeter Room | Single | R32 | Australia,New Zealand | 134568 | 46061 | 0 | Approved | Reverse Cycle | 1275 | Yes | Class 9 | Yes | Yes | N/A | Yes | Yes | Yes | N/A | 3.7122 | Available | N/A | N/A | 0 | 0 | Yes | 0 | https://reg.energyrating.gov.au/static/common/images/star_ratings_2014/aircon_rating_2.5_3.5.png | AAC5741 | Yes | Variable output compressor | Inverter | No | - | 6800 | 2.04 | - | 670 | 3400 | No | - | - | - | 1864.56 | 7323.6 | Yes | 560 | 3600 | Yes | 420 | 2800 | 6800 | 1.61 | 600 | 3400 | Yes | 380 | 2250 | No | - | - | - | 1880 | 6100 | No | - | - | - | - | - | - | - | - | No | - | - | No | - | -
U-71PZ3R5/S-71PE3R | 0 | N/A | PANASONIC | 1 | Ducted | Single Split System | - | Air | Air | Malaysia | 2.21 | 5 | 7.1 | 700 | N/A | N/A | N/A | 290 | 1.67 | 7.1 | Enthalpy Test Room | 3.259 | 4.2216 | Yes | - | N/A | 17 | 17 | N/A | N/A | N/A | N/A | N/A | 3.6774 | 4.4255 | N/A | N/A | N/A | N/A | N/A | N/A | Enthalpy Test Room | Single | R32 | Australia,New Zealand | 133125 | 45991 | 0 | Approved | Reverse Cycle | 1000 | Yes | Class 10 | Yes | N/A | N/A | Yes | Yes | Yes | N/A | 3.8107 | Available | N/A | N/A | 0 | 0 | Yes | 0 | 0 | AAC5512 | Yes | Variable output compressor | Inverter | No | - | 7100 | 2.21 | - | 900 | 3550 | No | - | - | - | 2019.94 | 7646.7 | Yes | 800 | 3650 | Yes | 520 | 2100 | 7100 | 1.67 | 750 | 3550 | Yes | 520 | 1950 | Yes | 2190 | 6800 | No | - | - | No | - | - | - | - | - | No | - | - | No | - | - | No | - | -
U-71PZH2R5/S-6071PF3E | 0 | N/A | PANASONIC | 1.314 | Ducted | Single Split System | - | Air | Air | China | 1.82 | 5.786 | 6.8 | 700 | 2.7675 | 8.402 | 3.036 | 290 | 1.86 | 7.5 | Enthalpy Test Room | 3.7885 | 4.1034 | Yes | - | N/A | 13 | 13 | N/A | N/A | N/A | N/A | N/A | 3.7251 | 4.0894 | N/A | N/A | N/A | N/A | N/A | N/A | Enthalpy Test Room | Single | R32 | Australia,New Zealand | 130113 | 45868 | 0 | Approved | Reverse Cycle | 1000 | Yes | Class 10 | Yes | N/A | N/A | Yes | Yes | Yes | N/A | 3.8132 | Available | N/A | N/A | 0 | 0 | Yes | 0 | 0 | AAC5077 | Yes | Variable output compressor | Inverter | No | - | 6800 | 1.82 | - | 680 | 3400 | No | - | - | - | 1663.48 | 7323.6 | Yes | 560 | 3650 | Yes | 285 | 2200 | 7500 | 1.86 | 680 | 3750 | Yes | 333 | 1900 | Yes | 2530 | 7500 | No | - | - | No | - | - | - | - | - | No | - | - | No | - | - | No | - | -
U-71PZH2R5/S-6071PT3E | 0 | N/A | PANASONIC | 1.64 | Non Ducted | Single Split System | Floor/Ceiling | Air | Air | China | 1.74 | 5.46 | 6.8 | 690 | 2.7751 | 8.056 | 2.903 | 235 | 2.02 | 8 | Calorimeter Room | 4.3508 | 4.2611 | Yes | - | N/A | 13 | 13 | N/A | N/A | N/A | N/A | N/A | 3.6921 | 4.1115 | N/A | N/A | 2.8843 | 3.7231 | 2.5 | 3.5 | Calorimeter Room | Single | R32 | Australia,New Zealand | 135460 | 46061 | 0 | Approved | Reverse Cycle | 1275 | Yes | Class 9 | Yes | Yes | N/A | Yes | Yes | Yes | N/A | 3.7787 | Available | N/A | N/A | 0 | 0 | Yes | 0 | https://reg.energyrating.gov.au/static/common/images/star_ratings_2014/aircon_rating_2.5_3.5.png | AAC5750 | Yes | Variable output compressor | Inverter | No | - | 6800 | 1.74 | - | 575 | 3400 | No | - | - | - | 1590.36 | 7323.6 | Yes | 460 | 3550 | Yes | 255 | 2200 | 8000 | 2.02 | 740 | 4000 | Yes | 315 | 1900 | Yes | 3080 | 8000 | No | - | - | No | - | - | - | - | - | No | - | - | No | - | - | No | - | -
U-71PZH2R5/S-6071PU3E | 0 | N/A | PANASONIC | 1.527 | Non Ducted | Single Split System | Cassette | Air | Air | China | 1.75 | 5.573 | 7.1 | 840 | 2.6271 | 8.018 | 3.052 | 256 | 1.86 | 8 | Calorimeter Room | 3.8697 | 4.0985 | Yes | - | N/A | 13 | 13 | N/A | N/A | N/A | N/A | N/A | 3.7777 | 4.0067 | N/A | N/A | 3.0554 | 3.5135 | 3 | 3.5 | Calorimeter Room | Single | R32 | Australia,New Zealand | 128306 | 45867 | 0 | Approved | Reverse Cycle | 840 | Yes | Class 9 | Yes | Yes | N/A | Yes | Yes | Yes | N/A | 3.8697 | Available | N/A | N/A | 0 | 0 | Yes | 0 | https://reg.energyrating.gov.au/static/common/images/star_ratings_2014/aircon_rating_3_3.5.png | AAC5055 | Yes | Variable output compressor | Inverter | No | - | 7100 | 1.75 | - | 650 | 3550 | No | - | - | - | 1599.5 | 7646.7 | Yes | 520 | 3700 | Yes | 252 | 2200 | 8000 | 1.86 | 740 | 4000 | Yes | 310 | 1900 | Yes | 3080 | 8000 | No | - | - | No | - | - | - | - | - | No | - | - | No | - | - | No | - | -
U-71PZH2R5/S-71PE3R | 0 | N/A | PANASONIC | 1 | Ducted | Single Split System | - | Air | Air | China | 2.04 | 5 | 7.1 | 700 | N/A | N/A | N/A | 290 | 2.03 | 8 | Enthalpy Test Room | 3.5539 | 4.064 | Yes | - | N/A | 17 | 17 | N/A | N/A | N/A | N/A | N/A | 3.6774 | 4.4255 | N/A | N/A | N/A | N/A | N/A | N/A | Enthalpy Test Room | Single | R32 | Australia,New Zealand | 134063 | 46000 | 0 | Approved | Reverse Cycle | 1000 | Yes | Class 10 | Yes | N/A | N/A | Yes | Yes | Yes | N/A | 3.8107 | Available | N/A | N/A | 0 | 0 | Yes | 0 | 0 | AAC5577 | Yes | Variable output compressor | Inverter | No | - | 7100 | 2.04 | - | 850 | 3600 | No | - | - | - | 1864.56 | 7646.7 | Yes | 700 | 3950 | Yes | 430 | 2100 | 8000 | 2.03 | 830 | 4000 | Yes | 420 | 2100 | Yes | 2860 | 8000 | No | - | - | No | - | - | - | - | - | No | - | - | No | - | - | No | - | -
U-71PZH3R5/S-6071PF3E | 0 | N/A | PANASONIC | 1.314 | Ducted | Single Split System | - | Air | Air | China | 1.82 | 5.786 | 6.8 | 700 | 2.7675 | 8.402 | 3.036 | 290 | 1.86 | 7.5 | Enthalpy Test Room | 3.7885 | 4.1034 | Yes | - | N/A | 13 | 13 | N/A | N/A | N/A | N/A | N/A | 3.7251 | 4.0894 | N/A | N/A | N/A | N/A | N/A | N/A | Enthalpy Test Room | Single | R32 | Australia,New Zealand | 134119 | 46000 | 0 | Approved | Reverse Cycle | 1000 | Yes | Class 10 | Yes | N/A | N/A | Yes | Yes | Yes | N/A | 3.8132 | Available | N/A | N/A | 0 | 0 | Yes | 0 | 0 | AAC5582 | Yes | Variable output compressor | Inverter | No | - | 6800 | 1.82 | - | 680 | 3400 | No | - | - | - | 1663.48 | 7323.6 | Yes | 560 | 3650 | Yes | 285 | 2200 | 7500 | 1.86 | 680 | 3750 | Yes | 333 | 1900 | Yes | 2530 | 7500 | No | - | - | No | - | - | - | - | - | No | - | - | No | - | - | No | - | -
U-71PZH3R5/S-6071PT3E | 0 | N/A | PANASONIC | 1.64 | Non Ducted | Single Split System | Floor/Ceiling | Air | Air | China | 1.74 | 5.46 | 6.8 | 690 | 2.7751 | 8.056 | 2.903 | 235 | 2.02 | 8 | Calorimeter Room | 4.3508 | 4.2611 | Yes | - | N/A | 13 | 13 | N/A | N/A | N/A | N/A | N/A | 3.6921 | 4.1115 | N/A | N/A | 2.8843 | 3.7231 | 2.5 | 3.5 | Calorimeter Room | Single | R32 | Australia,New Zealand | 134577 | 46065 | 0 | Approved | Reverse Cycle | 1275 | Yes | Class 9 | Yes | Yes | N/A | Yes | Yes | Yes | N/A | 3.7787 | Available | N/A | N/A | 0 | 0 | Yes | 0 | https://reg.energyrating.gov.au/static/common/images/star_ratings_2014/aircon_rating_2.5_3.5.png | AAC5768 | Yes | Variable output compressor | Inverter | No | - | 6800 | 1.74 | - | 575 | 3400 | No | - | - | - | 1590.36 | 7323.6 | Yes | 460 | 3550 | Yes | 255 | 2200 | 8000 | 2.02 | 740 | 4000 | Yes | 315 | 1900 | Yes | 3080 | 8000 | No | - | - | No | - | - | - | - | - | No | - | - | No | - | - | No | - | -
U-71PZH3R5/S-6071PU3E | 0 | N/A | PANASONIC | 1.527 | Non Ducted | Single Split System | Cassette | Air | Air | China | 1.75 | 5.573 | 7.1 | 840 | 2.6271 | 8.018 | 3.052 | 256 | 1.86 | 8 | Calorimeter Room | 3.8697 | 4.0985 | Yes | - | N/A | 13 | 13 | N/A | N/A | N/A | N/A | N/A | 3.7777 | 4.0067 | N/A | N/A | 3.0554 | 3.5135 | 3 | 3.5 | Calorimeter Room | Single | R32 | Australia,New Zealand | 134111 | 46000 | 0 | Approved | Reverse Cycle | 840 | Yes | Class 9 | Yes | Yes | N/A | Yes | Yes | Yes | N/A | 3.8697 | Available | N/A | N/A | 0 | 0 | Yes | 0 | https://reg.energyrating.gov.au/static/common/images/star_ratings_2014/aircon_rating_3_3.5.png | AAC5579 | Yes | Variable output compressor | Inverter | No | - | 7100 | 1.75 | - | 650 | 3550 | No | - | - | - | 1599.5 | 7646.7 | Yes | 520 | 3700 | Yes | 252 | 2200 | 8000 | 1.86 | 740 | 4000 | Yes | 310 | 1900 | Yes | 3080 | 8000 | No | - | - | No | - | - | - | - | - | No | - | - | No | - | - | No | - | -
U-71PZH3R5/S-71PE3R | 0 | N/A | PANASONIC | 1 | Ducted | Single Split System | - | Air | Air | China | 2.04 | 5 | 7.1 | 700 | N/A | N/A | N/A | 290 | 2.06 | 8 | Enthalpy Test Room | 3.5539 | 4.1915 | Yes | - | N/A | 17 | 17 | N/A | N/A | N/A | N/A | N/A | 3.6774 | 4.4255 | N/A | N/A | N/A | N/A | N/A | N/A | Enthalpy Test Room | Single | R32 | Australia,New Zealand | 133169 | 45991 | 0 | Approved | Reverse Cycle | 1000 | Yes | Class 10 | Yes | N/A | N/A | Yes | Yes | Yes | N/A | 3.8107 | Available | N/A | N/A | 0 | 0 | Yes | 0 | 0 | AAC5516 | Yes | Variable output compressor | Inverter | No | - | 7100 | 2.04 | - | 850 | 3600 | No | - | - | - | 1864.56 | 7646.7 | Yes | 700 | 3950 | Yes | 430 | 2100 | 8000 | 2.06 | 830 | 4000 | Yes | 420 | 2100 | Yes | 2860 | 8000 | No | - | - | No | - | - | - | - | - | No | - | - | No | - | - | No | - | -
U-8LE1R8 | U-8LE1R8 | N/A | PANASONIC | 2.46 | Ducted | vrf | N/A | Air | Air | Malaysia | 5.89 | 19.94 | 22.4 | N/A | N/A | N/A | N/A | N/A | 6.22 | 25 | Enthalpy Test Room | 3.6586 | 3.897 | Yes | - | N/A | 41.6 | 38.5 | N/A | N/A | N/A | N/A | N/A | 3.5749 | 3.818 | N/A | N/A | N/A | N/A | N/A | N/A | Enthalpy Test Room | Three | R410A | Australia,New Zealand | 138328 | 46195 | 0 | Approved | Reverse Cycle | N/A | Yes | Class 20 | Yes | N/A | N/A | Yes | Yes | Yes | N/A | 3.6586 | Available | N/A | N/A | 0 | 0 | Yes | 0 | 0 | AAC6106 | Yes | Variable output compressor | Inverter | No | - | 22400 | 5.89 | - | 1980 | 11200 | No | - | - | - | 5383.46 | 24124.8 | No | 1809.72 | 12062.4 | No | - | - | 25000 | 6.22 | 2220 | 12500 | No | - | - | Yes | 7530 | 22000 | No | - | - | No | - | - | - | - | - | No | - | - | No | - | - | No | - | -
U-8LE1R8E | U-8LE1R8 | N/A | PANASONIC | 2.46 | Ducted | vrf | N/A | Air | Air | Malaysia | 5.89 | 19.94 | 22.4 | N/A | N/A | N/A | N/A | N/A | 6.22 | 25 | Enthalpy Test Room | 3.6586 | 3.897 | Yes | - | N/A | 41.6 | 38.5 | N/A | N/A | N/A | N/A | N/A | 3.5749 | 3.818 | N/A | N/A | N/A | N/A | N/A | N/A | Enthalpy Test Room | Three | R410A | Australia,New Zealand | 138328 | 46195 | 0 | Approved | Reverse Cycle | N/A | Yes | Class 20 | Yes | N/A | N/A | Yes | Yes | Yes | N/A | 3.6586 | Available | N/A | N/A | 0 | 0 | Yes | 0 | 0 | AAC6106 | Yes | Variable output compressor | Inverter | No | - | 22400 | 5.89 | - | 1980 | 11200 | No | - | - | - | 5383.46 | 24124.8 | No | 1809.72 | 12062.4 | No | - | - | 25000 | 6.22 | 2220 | 12500 | No | - | - | Yes | 7530 | 22000 | No | - | - | No | - | - | - | - | - | No | - | - | No | - | - | No | - | -
U-8LZ2E8 | 0 | N/A | PANASONIC | N/A | Both | vrf | N/A | Air | Air | Malaysia | 5.83 | N/A | 22.4 | N/A | N/A | N/A | N/A | N/A | 5.81 | 25 | Enthalpy Test Room | 3.8289 | 4.1558 | N/A | - | N/A | N/A | N/A | N/A | N/A | N/A | N/A | N/A | N/A | N/A | N/A | N/A | N/A | N/A | N/A | N/A | N/A | Three | R32 | Australia,New Zealand | 149735 | 46641 | 0 | Approved | Reverse Cycle | N/A | Yes | Class 20 | Yes | N/A | N/A | N/A | N/A | N/A | N/A | N/A | Available | N/A | N/A | 0 | 0 | N/A | 0 | 0 | AAC6986 | Yes | Variable output compressor | Inverter | No | - | 22400 | 5.83 | - | 1960 | 11200 | No | - | - | - | 5328.62 | 24124.8 | No | 1791.44 | 12062.4 | No | - | - | 25000 | 5.81 | 2070 | 12500 | No | - | - | No | - | - | - | 7340 | 22000 | No | - | - | - | - | - | - | - | - | No | - | - | No | - | -
U-8ME2R8 | U-8ME2R8 | N/A | PANASONIC | 2.24 | Ducted | vrf | N/A | Air | Air | Malaysia | 5.76 | 20.16 | 22.4 | N/A | N/A | N/A | N/A | N/A | 4.21 | 25 | Enthalpy Test Room | 3.7452 | 5.7959 | Yes | - | N/A | 40.1 | 37 | N/A | N/A | N/A | N/A | N/A | 4.4102 | 4.8358 | N/A | N/A | N/A | N/A | N/A | N/A | Enthalpy Test Room | Three | R410A | Australia,New Zealand | 131858 | 45925 | 0 | Approved | Reverse Cycle | N/A | Yes | Class 20 | Yes | N/A | N/A | Yes | Yes | Yes | N/A | 4.5332 | Available | N/A | N/A | 0 | 0 | Yes | 0 | 0 | AAC5317 | Yes | Variable output compressor | Inverter | No | - | 22400 | 5.76 | - | 1890 | 11200 | Yes | 1050 | 6500 | - | 5264.64 | 24124.8 | No | 1727.46 | 12062.4 | - | 820 | 7200 | 25000 | 4.21 | 1590 | 12500 | Yes | 790 | 6900 | Yes | 5390 | 24500 | No | - | - | No | - | - | - | - | - | No | - | - | No | - | - | No | - | -
U-8ME2R8E | U-8ME2R8 | N/A | PANASONIC | 2.24 | Ducted | vrf | N/A | Air | Air | Malaysia | 5.76 | 20.16 | 22.4 | N/A | N/A | N/A | N/A | N/A | 4.21 | 25 | Enthalpy Test Room | 3.7452 | 5.7959 | Yes | - | N/A | 40.1 | 37 | N/A | N/A | N/A | N/A | N/A | 4.4102 | 4.8358 | N/A | N/A | N/A | N/A | N/A | N/A | Enthalpy Test Room | Three | R410A | Australia,New Zealand | 131858 | 45925 | 0 | Approved | Reverse Cycle | N/A | Yes | Class 20 | Yes | N/A | N/A | Yes | Yes | Yes | N/A | 4.5332 | Available | N/A | N/A | 0 | 0 | Yes | 0 | 0 | AAC5317 | Yes | Variable output compressor | Inverter | No | - | 22400 | 5.76 | - | 1890 | 11200 | Yes | 1050 | 6500 | - | 5264.64 | 24124.8 | No | 1727.46 | 12062.4 | - | 820 | 7200 | 25000 | 4.21 | 1590 | 12500 | Yes | 790 | 6900 | Yes | 5390 | 24500 | No | - | - | No | - | - | - | - | - | No | - | - | No | - | - | No | - | -
U-8MF3R7 | 0 | N/A | PANASONIC | 1.62 | Both | vrf | N/A | Air | Air | Malaysia | 4.6 | 20.78 | 22.4 | N/A | N/A | N/A | N/A | N/A | 4.91 | 25 | Enthalpy Test Room | 4.6775 | 4.8986 | Yes | - | N/A | 45.4 | 41.8 | N/A | N/A | N/A | N/A | N/A | 4.5528 | 4.7773 | N/A | N/A | N/A | N/A | N/A | N/A | Enthalpy Test Room | Three | R410A | Australia,New Zealand | 155658 | 46957 | 0 | Approved | Reverse Cycle | N/A | Yes | Class 20 | Yes | N/A | N/A | Yes | Yes | Yes | N/A | 4.7024 | Available | N/A | N/A | 0 | 0 | Yes | 0 | 0 | AAC7646 | Yes | Variable output compressor | Inverter | No | - | 22400 | 4.6 | - | 1490 | 11200 | No | - | - | - | 4204.4 | 24124.8 | No | 1361.86 | 12062.4 | No | - | - | 25000 | 4.91 | 1730 | 12500 | No | - | - | Yes | 6300 | 21300 | No | - | - | No | - | - | - | - | - | No | - | - | No | - | - | No | - | -
CPE-60A1/VPC-60D1 | VPC-60D1/VPE-60A1/CPE-60A1 | N/A | PIONEER INTERNATIONAL | 1.9 | Ducted | Single Split System | - | Air | Air | Australia,China | 4.63 | 14.39 | 16.29 | 715 | N/A | N/A | N/A | 280 | 4.65 | 16 | Calorimeter Room | 3.6061 | 3.4974 | Yes | - | N/A | 30 | 30 | N/A | N/A | N/A | N/A | N/A | 3.5253 | 3.4184 | N/A | N/A | N/A | N/A | N/A | N/A | Calorimeter Room | Three | M60 | Australia,New Zealand | 152924 | 46847 | 0 | Approved | Reverse Cycle | 1390 | No | Class 11 | No | N/A | N/A | N/A | N/A | N/A | N/A | 3.6061 | Available | N/A | N/A | 0 | http://www.pioneerair.com.au | Yes | 0 | 0 | AAC7409 | Yes | Variable output compressor | Inverter | No | - | 16290 | 4.63 | - | 1545 | 8192 | No | - | - | - | 4231.82 | 17544.33 | No | 1412.13 | 8822.784 | No | - | - | 16000 | 4.65 | 1472 | 7590 | No | - | - | No | - | - | - | 5088 | 11798 | No | - | - | - | - | - | - | - | - | No | - | - | No | - | -
HPR-09A2 | 0 | N/A | PIONEER INTERNATIONAL | N/A | Non Ducted | Single Split System | Wall Hung | Air | Air | China | 0.63 | N/A | 2.5 | N/A | N/A | N/A | N/A | N/A | 0.55 | 2.6 | Calorimeter Room | 3.984 | 4.8071 | N/A | - | N/A | N/A | N/A | N/A | N/A | N/A | N/A | N/A | N/A | N/A | N/A | N/A | N/A | N/A | N/A | N/A | N/A | Single | M50 | Australia,New Zealand | 139807 | 46321 | 0 | Approved | Reverse Cycle | N/A | No | Class 8 | No | N/A | N/A | N/A | N/A | N/A | N/A | N/A | Available | N/A | N/A | 0 | http://www.pioneerair.com.au | N/A | 0 | 0 | AAC6315 | Yes | Variable output compressor | Inverter | No | - | 2500 | 0.63 | - | 270 | 1281 | Yes | 172 | 575 | - | 575.82 | 2692.5 | Yes | 210 | 1310 | - | 84 | 584 | 2600 | 0.55 | 220 | 1292 | Yes | 146 | 902 | No | - | - | - | 1416 | 3571 | Yes | 410 | 1752 | - | - | - | - | - | - | Yes | 1346 | 3180 | Yes | 480 | 1602
HPR-12A2 | 0 | N/A | PIONEER INTERNATIONAL | N/A | Non Ducted | Single Split System | Wall Hung | Air | Air | China | 0.93 | N/A | 3.5 | N/A | N/A | N/A | N/A | N/A | 0.88 | 3.6 | Calorimeter Room | 3.6903 | 4.0704 | N/A | - | N/A | N/A | N/A | N/A | N/A | N/A | N/A | N/A | N/A | N/A | N/A | N/A | N/A | N/A | N/A | N/A | N/A | Single | M50 | Australia,New Zealand | 139862 | 46313 | 0 | Approved | Reverse Cycle | N/A | No | Class 8 | No | N/A | N/A | N/A | N/A | N/A | N/A | N/A | Available | N/A | N/A | 0 | http://www.pioneerair.com.au | N/A | 0 | 0 | AAC6289 | Yes | Variable output compressor | Inverter | No | - | 3500 | 0.93 | - | 333 | 1703 | Yes | 174 | 598 | - | 850.02 | 3769.5 | Yes | 265 | 1800 | - | 87 | 656 | 3600 | 0.88 | 318 | 1768 | Yes | 156 | 944 | No | - | - | - | 1414 | 3080 | Yes | 383 | 1540 | - | - | - | - | - | - | Yes | 1434 | 2988 | Yes | 687 | 1472
HPR-18A2 | 0 | N/A | PIONEER INTERNATIONAL | N/A | Non Ducted | Single Split System | Wall Hung | Air | Air | China,Australia | 1.54 | N/A | 5 | N/A | N/A | N/A | N/A | N/A | 1.35 | 5.1 | Calorimeter Room | 3.3713 | 3.8996 | N/A | - | N/A | N/A | N/A | N/A | N/A | N/A | N/A | N/A | N/A | N/A | N/A | N/A | N/A | N/A | N/A | N/A | N/A | Single | M50 | Australia,New Zealand | 139864 | 46313 | 0 | Approved | Reverse Cycle | N/A | No | Class 9 | No | N/A | N/A | N/A | N/A | N/A | N/A | N/A | Available | N/A | N/A | 0 | http://www.pioneerair.com.au | N/A | 0 | 0 | AAC6290 | Yes | Variable output compressor | Inverter | No | - | 5000 | 1.54 | - | 512 | 2459 | Yes | 195 | 596 | - | 1407.56 | 5385 | Yes | 406 | 2523 | - | 101 | 759 | 5100 | 1.35 | 475 | 2508 | Yes | 210 | 1270 | No | - | - | - | 1970 | 5167 | Yes | 738 | 2575 | - | - | - | - | - | - | Yes | 1973 | 5012 | Yes | 853 | 2466
HPR-24A2 | 0 | N/A | PIONEER INTERNATIONAL | N/A | Non Ducted | Single Split System | Wall Hung | Air | Air | Australia,China | 1.95 | N/A | 6.7 | N/A | N/A | N/A | N/A | N/A | 1.8 | 7 | Calorimeter Room | 3.4274 | 3.8661 | N/A | - | N/A | N/A | N/A | N/A | N/A | N/A | N/A | N/A | N/A | N/A | N/A | N/A | N/A | N/A | N/A | N/A | N/A | Single | M50 | Australia,New Zealand | 139865 | 46320 | 0 | Approved | Reverse Cycle | N/A | No | Class 9 | No | N/A | N/A | N/A | N/A | N/A | N/A | N/A | Available | N/A | N/A | 0 | http://www.pioneerair.com.au | N/A | 0 | 0 | AAC6307 | Yes | Variable output compressor | Inverter | No | - | 6700 | 1.95 | - | 681 | 3431 | Yes | 203 | 657 | - | 1782.3 | 7215.9 | Yes | 546 | 3574 | - | 105 | 832 | 7000 | 1.8 | 604 | 3441 | Yes | 209 | 1291 | No | - | - | - | 2087 | 5349 | Yes | 663 | 2618 | - | - | - | - | - | - | Yes | 2142 | 5510 | Yes | 843 | 2691
TVN-090A1 | 0 | N/A | PIONEER INTERNATIONAL | N/A | Both | vrf | N/A | Air | Air | Australia,China | 2 | N/A | 9 | N/A | N/A | N/A | N/A | N/A | 2.18 | 10 | Enthalpy Test Room | 4.599 | 4.9127 | N/A | - | N/A | N/A | N/A | N/A | N/A | N/A | N/A | N/A | N/A | N/A | N/A | N/A | N/A | N/A | N/A | N/A | N/A | Single | M60 | Australia | 129556 | 46141 | 0 | Approved | Reverse Cycle | N/A | No | Class 19 | No | N/A | N/A | N/A | N/A | N/A | N/A | N/A | Available | N/A | N/A | 0 | http://www.pioneerair.com.au | N/A | 0 | 0 | AAC5928 | Yes | Variable output compressor | Inverter | No | - | 9000 | 2 | - | 930 | 4500 | No | - | - | - | 1828 | 9693 | No | 850.02 | 4846.5 | Yes | 200 | 1240 | 10000 | 2.18 | 1000 | 5000 | No | - | - | No | - | - | - | 2950 | 9500 | No | - | - | - | - | - | - | - | - | No | - | - | No | - | -
TVN-100A1 | 0 | N/A | PIONEER INTERNATIONAL | N/A | Ducted | vrf | N/A | Air | Air | Australia,China | 2.3 | N/A | 10 | N/A | N/A | N/A | N/A | N/A | 2.35 | 11.5 | Enthalpy Test Room | 4.353 | 4.8451 | N/A | - | N/A | N/A | N/A | N/A | N/A | N/A | N/A | N/A | N/A | N/A | N/A | N/A | N/A | N/A | N/A | N/A | N/A | Single | M60 | Australia | 137836 | 46145 | 0 | Approved | Reverse Cycle | N/A | No | Class 20 | No | N/A | N/A | N/A | N/A | N/A | N/A | N/A | Available | N/A | N/A | 0 | http://www.pioneerair.com.au | N/A | 0 | 0 | AAC5933 | Yes | Variable output compressor | Inverter | No | - | 10000 | 2.3 | - | 885 | 4500 | No | - | - | - | 2102.2 | 10770 | No | 808.89 | 4846.5 | Yes | 250 | 1500 | 11500 | 2.35 | 1100 | 5450 | No | - | - | No | - | - | - | 3050 | 10500 | No | - | - | - | - | - | - | - | - | No | - | - | No | - | -
TVN-120A1 | 0 | N/A | PIONEER INTERNATIONAL | N/A | Ducted | vrf | N/A | Air | Air | Australia,China | 3.35 | N/A | 12 | N/A | N/A | N/A | N/A | N/A | 3.6 | 14 | Enthalpy Test Room | 3.5908 | 3.9739 | N/A | - | N/A | N/A | N/A | N/A | N/A | N/A | N/A | N/A | N/A | N/A | N/A | N/A | N/A | N/A | N/A | N/A | N/A | Single | M60 | Australia | 137864 | 46147 | 0 | Approved | Reverse Cycle | N/A | No | Class 20 | No | N/A | N/A | N/A | N/A | N/A | N/A | N/A | Available | N/A | N/A | 0 | http://www.pioneerair.com.au | N/A | 0 | 0 | AAC5946 | Yes | Variable output compressor | Inverter | No | - | 12000 | 3.35 | - | 1330 | 5800 | No | - | - | - | 3061.9 | 12924 | No | 1215.62 | 6246.6 | Yes | 600 | 3300 | 14000 | 3.6 | 1400 | 7000 | No | - | - | No | - | - | - | 4100 | 10500 | No | - | - | - | - | - | - | - | - | No | - | - | No | - | -
VPC-36A1 | VPC-36A1 | N/A | PIONEER INTERNATIONAL | 0.8 | Ducted | Single Split System | - | Air | Air | Australia,China | 2.8 | 9.2 | 10 | 715 | N/A | N/A | N/A | 280 | 2.63 | 10 | Calorimeter Room | 3.5585 | 3.7158 | Yes | - | N/A | 1 | 1 | N/A | N/A | N/A | N/A | N/A | 3.5541 | 3.711 | N/A | N/A | N/A | N/A | N/A | N/A | Calorimeter Room | Single | M60 | Australia,New Zealand | 152820 | 46824 | 0 | Approved | Reverse Cycle | 1390 | No | Class 11 | No | N/A | N/A | N/A | N/A | N/A | N/A | 3.5585 | Available | N/A | N/A | 0 | http://www.pioneerair.com.au | Yes | 0 | 0 | AAC7349 | Yes | Variable output compressor | Inverter | No | - | 10000 | 2.8 | - | 964 | 5046 | No | - | - | - | 2559.2 | 10770 | No | 881.096 | 5434.542 | No | - | - | 10000 | 2.63 | 883 | 4835 | No | - | - | No | - | - | - | 3051 | 7517 | No | - | - | - | - | - | - | - | - | No | - | - | No | - | -
VPC-36A1/CPE-36A1 | VPC-36A1 | N/A | PIONEER INTERNATIONAL | 0.8 | Ducted | Single Split System | - | Air | Air | Australia,China | 2.8 | 9.2 | 10 | 715 | N/A | N/A | N/A | 280 | 2.63 | 10 | Calorimeter Room | 3.5585 | 3.7158 | Yes | - | N/A | 1 | 1 | N/A | N/A | N/A | N/A | N/A | 3.5541 | 3.711 | N/A | N/A | N/A | N/A | N/A | N/A | Calorimeter Room | Single | M60 | Australia,New Zealand | 152820 | 46824 | 0 | Approved | Reverse Cycle | 1390 | No | Class 11 | No | N/A | N/A | N/A | N/A | N/A | N/A | 3.5585 | Available | N/A | N/A | 0 | http://www.pioneerair.com.au | Yes | 0 | 0 | AAC7349 | Yes | Variable output compressor | Inverter | No | - | 10000 | 2.8 | - | 964 | 5046 | No | - | - | - | 2559.2 | 10770 | No | 881.096 | 5434.542 | No | - | - | 10000 | 2.63 | 883 | 4835 | No | - | - | No | - | - | - | 3051 | 7517 | No | - | - | - | - | - | - | - | - | No | - | - | No | - | -
VPC-36A1/VPE-36A1 | VPC-36A1 | N/A | PIONEER INTERNATIONAL | 0.8 | Ducted | Single Split System | - | Air | Air | Australia,China | 2.8 | 9.2 | 10 | 715 | N/A | N/A | N/A | 280 | 2.63 | 10 | Calorimeter Room | 3.5585 | 3.7158 | Yes | - | N/A | 1 | 1 | N/A | N/A | N/A | N/A | N/A | 3.5541 | 3.711 | N/A | N/A | N/A | N/A | N/A | N/A | Calorimeter Room | Single | M60 | Australia,New Zealand | 152820 | 46824 | 0 | Approved | Reverse Cycle | 1390 | No | Class 11 | No | N/A | N/A | N/A | N/A | N/A | N/A | 3.5585 | Available | N/A | N/A | 0 | http://www.pioneerair.com.au | Yes | 0 | 0 | AAC7349 | Yes | Variable output compressor | Inverter | No | - | 10000 | 2.8 | - | 964 | 5046 | No | - | - | - | 2559.2 | 10770 | No | 881.096 | 5434.542 | No | - | - | 10000 | 2.63 | 883 | 4835 | No | - | - | No | - | - | - | 3051 | 7517 | No | - | - | - | - | - | - | - | - | No | - | - | No | - | -
VPC-48A1 | VPC-48A1 | N/A | PIONEER INTERNATIONAL | 1.103 | Ducted | Single Split System | - | Air | Air | Australia,China | 3.6 | 12.897 | 14 | 715 | N/A | N/A | N/A | 280 | 3.55 | 14 | Calorimeter Room | 3.8767 | 3.8864 | Yes | - | N/A | 30 | 30 | N/A | N/A | N/A | N/A | N/A | 3.7705 | 3.7775 | N/A | N/A | N/A | N/A | N/A | N/A | Calorimeter Room | Single | M60 | Australia,New Zealand | 152920 | 46818 | 0 | Approved | Reverse Cycle | 1390 | No | Class 11 | No | N/A | N/A | N/A | N/A | N/A | N/A | 3.8767 | Available | N/A | N/A | 0 | http://www.pioneerair.com.au | Yes | 0 | 0 | AAC7341 | Yes | Variable output compressor | Inverter | No | - | 14000 | 3.6 | - | 1258 | 7170 | No | - | - | - | 3290.4 | 15078 | No | 1149.812 | 7722.09 | No | - | - | 14000 | 3.55 | 1181 | 6764 | No | - | - | No | - | - | - | 4081 | 10515 | No | - | - | - | - | - | - | - | - | No | - | - | No | - | -
VPC-48A1/CPE-48A1 | VPC-48A1 | N/A | PIONEER INTERNATIONAL | 1.103 | Ducted | Single Split System | - | Air | Air | Australia,China | 3.6 | 12.897 | 14 | 715 | N/A | N/A | N/A | 280 | 3.55 | 14 | Calorimeter Room | 3.8767 | 3.8864 | Yes | - | N/A | 30 | 30 | N/A | N/A | N/A | N/A | N/A | 3.7705 | 3.7775 | N/A | N/A | N/A | N/A | N/A | N/A | Calorimeter Room | Single | M60 | Australia,New Zealand | 152920 | 46818 | 0 | Approved | Reverse Cycle | 1390 | No | Class 11 | No | N/A | N/A | N/A | N/A | N/A | N/A | 3.8767 | Available | N/A | N/A | 0 | http://www.pioneerair.com.au | Yes | 0 | 0 | AAC7341 | Yes | Variable output compressor | Inverter | No | - | 14000 | 3.6 | - | 1258 | 7170 | No | - | - | - | 3290.4 | 15078 | No | 1149.812 | 7722.09 | No | - | - | 14000 | 3.55 | 1181 | 6764 | No | - | - | No | - | - | - | 4081 | 10515 | No | - | - | - | - | - | - | - | - | No | - | - | No | - | -
VPC-48A1/VPE-48A1 | VPC-48A1 | N/A | PIONEER INTERNATIONAL | 1.103 | Ducted | Single Split System | - | Air | Air | Australia,China | 3.6 | 12.897 | 14 | 715 | N/A | N/A | N/A | 280 | 3.55 | 14 | Calorimeter Room | 3.8767 | 3.8864 | Yes | - | N/A | 30 | 30 | N/A | N/A | N/A | N/A | N/A | 3.7705 | 3.7775 | N/A | N/A | N/A | N/A | N/A | N/A | Calorimeter Room | Single | M60 | Australia,New Zealand | 152920 | 46818 | 0 | Approved | Reverse Cycle | 1390 | No | Class 11 | No | N/A | N/A | N/A | N/A | N/A | N/A | 3.8767 | Available | N/A | N/A | 0 | http://www.pioneerair.com.au | Yes | 0 | 0 | AAC7341 | Yes | Variable output compressor | Inverter | No | - | 14000 | 3.6 | - | 1258 | 7170 | No | - | - | - | 3290.4 | 15078 | No | 1149.812 | 7722.09 | No | - | - | 14000 | 3.55 | 1181 | 6764 | No | - | - | No | - | - | - | 4081 | 10515 | No | - | - | - | - | - | - | - | - | No | - | - | No | - | -
VPC-60D1/VPE-60A1/CPE-60A1 | VPC-60D1/VPE-60A1/CPE-60A1 | N/A | PIONEER INTERNATIONAL | 1.9 | Ducted | Single Split System | - | Air | Air | Australia,China | 4.63 | 14.39 | 16.29 | 715 | N/A | N/A | N/A | 280 | 4.65 | 16 | Calorimeter Room | 3.6061 | 3.4974 | Yes | - | N/A | 30 | 30 | N/A | N/A | N/A | N/A | N/A | 3.5253 | 3.4184 | N/A | N/A | N/A | N/A | N/A | N/A | Calorimeter Room | Three | M60 | Australia,New Zealand | 152924 | 46847 | 0 | Approved | Reverse Cycle | 1390 | No | Class 11 | No | N/A | N/A | N/A | N/A | N/A | N/A | 3.6061 | Available | N/A | N/A | 0 | http://www.pioneerair.com.au | Yes | 0 | 0 | AAC7409 | Yes | Variable output compressor | Inverter | No | - | 16290 | 4.63 | - | 1545 | 8192 | No | - | - | - | 4231.82 | 17544.33 | No | 1412.13 | 8822.784 | No | - | - | 16000 | 4.65 | 1472 | 7590 | No | - | - | No | - | - | - | 5088 | 11798 | No | - | - | - | - | - | - | - | - | No | - | - | No | - | -
VPE-60A1/VPC-60D1 | VPC-60D1/VPE-60A1/CPE-60A1 | N/A | PIONEER INTERNATIONAL | 1.9 | Ducted | Single Split System | - | Air | Air | Australia,China | 4.63 | 14.39 | 16.29 | 715 | N/A | N/A | N/A | 280 | 4.65 | 16 | Calorimeter Room | 3.6061 | 3.4974 | Yes | - | N/A | 30 | 30 | N/A | N/A | N/A | N/A | N/A | 3.5253 | 3.4184 | N/A | N/A | N/A | N/A | N/A | N/A | Calorimeter Room | Three | M60 | Australia,New Zealand | 152924 | 46847 | 0 | Approved | Reverse Cycle | 1390 | No | Class 11 | No | N/A | N/A | N/A | N/A | N/A | N/A | 3.6061 | Available | N/A | N/A | 0 | http://www.pioneerair.com.au | Yes | 0 | 0 | AAC7409 | Yes | Variable output compressor | Inverter | No | - | 16290 | 4.63 | - | 1545 | 8192 | No | - | - | - | 4231.82 | 17544.33 | No | 1412.13 | 8822.784 | No | - | - | 16000 | 4.65 | 1472 | 7590 | No | - | - | No | - | - | - | 5088 | 11798 | No | - | - | - | - | - | - | - | - | No | - | - | No | - | -
PRO-26ITP | 0 | N/A | PROMA | N/A | Non Ducted | Single Split System | Wall Hung | Air | Air | China | 0.595 | N/A | 2.64 | N/A | N/A | N/A | N/A | N/A | 0.985 | 4.05 | Calorimeter Room | 4.3349 | 3.8501 | N/A | - | N/A | N/A | N/A | N/A | N/A | N/A | N/A | N/A | N/A | N/A | N/A | N/A | N/A | N/A | N/A | N/A | N/A | Single | R32 | Australia | 145342 | 46461 | 0 | Approved | Reverse Cycle | N/A | Yes | Class 8 | Yes | N/A | N/A | N/A | N/A | N/A | N/A | N/A | Available | N/A | N/A | 0 | 0 | N/A | 0 | 0 | AAC6558 | Yes | Variable output compressor | Inverter | No | - | 2640 | 0.595 | - | 445 | 1450 | No | - | - | - | 543.83 | 2843.28 | Yes | 170 | 1280 | No | - | - | 4050 | 0.985 | 345 | 1930 | No | - | - | No | - | - | - | 1450 | 3500 | No | - | - | - | - | - | - | - | - | No | - | - | No | - | -
PRO-35ITP | 0 | N/A | PROMA | N/A | Non Ducted | Single Split System | Wall Hung | Air | Air | China | 0.8 | N/A | 3.5 | N/A | N/A | N/A | N/A | N/A | 1.07 | 4.5 | Calorimeter Room | 4.3234 | 4.2021 | N/A | - | N/A | N/A | N/A | N/A | N/A | N/A | N/A | N/A | N/A | N/A | N/A | N/A | N/A | N/A | N/A | N/A | N/A | Single | R32 | Australia | 140884 | 46301 | 0 | Approved | Reverse Cycle | N/A | Yes | Class 8 | Yes | N/A | N/A | N/A | N/A | N/A | N/A | N/A | Unavailable | N/A | N/A | 0 | 0 | N/A | 0 | 0 | AAC6274 | Yes | Variable output compressor | Inverter | No | - | 3500 | 0.8 | - | 390 | 1800 | No | - | - | - | 731.2 | 3769.5 | Yes | 225 | 1700 | No | - | - | 4500 | 1.07 | 420 | 2260 | No | - | - | No | - | - | - | 1590 | 4300 | No | - | - | - | - | - | - | - | - | No | - | - | No | - | -
PRO-52ITW | 0 | N/A | PROMA | N/A | Non Ducted | Single Split System | Wall Hung | Air | Air | China | 1.505 | N/A | 5.25 | N/A | N/A | N/A | N/A | N/A | 1.35 | 5.4 | Calorimeter Room | 3.5006 | 4.0075 | N/A | - | N/A | N/A | N/A | N/A | N/A | N/A | N/A | N/A | N/A | N/A | N/A | N/A | N/A | N/A | N/A | N/A | N/A | Single | R410A | Australia | 133824 | 46301 | 0 | Approved | Reverse Cycle | N/A | Yes | Class 9 | Yes | N/A | N/A | N/A | N/A | N/A | N/A | N/A | Available | N/A | N/A | 0 | 0 | N/A | 0 | 0 | AAC6273 | Yes | Two-stage | - | No | - | 5250 | 1.505 | - | - | - | Yes | 605 | 2700 | No | - | - | - | - | - | - | 605 | 2700 | 5400 | 1.35 | - | - | - | 495 | 2650 | - | - | - | - | 1595 | 4750 | - | - | - | No | - | - | - | - | - | No | - | - | - | - | -
PRO-72ITP | 0 | N/A | PROMA | N/A | Non Ducted | Single Split System | Wall Hung | Air | Air | China | 1.9 | N/A | 7.2 | N/A | N/A | N/A | N/A | N/A | 1.7 | 7.2 | Calorimeter Room | 3.5574 | 4.0042 | N/A | - | N/A | N/A | N/A | N/A | N/A | N/A | N/A | N/A | N/A | N/A | N/A | N/A | N/A | N/A | N/A | N/A | N/A | Single | R32 | Australia | 140891 | 46302 | 0 | Approved | Reverse Cycle | N/A | Yes | Class 9 | Yes | N/A | N/A | N/A | N/A | N/A | N/A | N/A | Unavailable | N/A | N/A | 0 | 0 | N/A | 0 | 0 | AAC6276 | Yes | Variable output compressor | Inverter | No | - | 7200 | 1.9 | - | 750 | 3700 | No | - | - | - | 1736.6 | 7754.4 | Yes | 580 | 3700 | No | - | - | 7200 | 1.7 | 690 | 3700 | No | - | - | No | - | - | - | 2100 | 6200 | No | - | - | - | - | - | - | - | - | No | - | - | No | - | -
DONSGHW18Z2/DINLR17Z72 | DONSR17Z72 | N/A | RINNAI | N/A | Ducted | Single Split System | - | Air | Air | China | 5.155 | N/A | 17 | N/A | N/A | N/A | N/A | N/A | 4.6 | 17.5 | Calorimeter Room | 3.3236 | 3.8033 | N/A | - | N/A | N/A | N/A | N/A | N/A | N/A | N/A | N/A | N/A | N/A | N/A | N/A | N/A | N/A | N/A | N/A | N/A | Single | R410A | Australia,Fiji,New Zealand | 146740 | 46515 | 0 | Approved | Reverse Cycle | N/A | Yes | Class 11 | Yes | N/A | N/A | N/A | N/A | N/A | N/A | N/A | Available | N/A | N/A | http://rinnai.com.au | http://www.rinnai.com.au | N/A | 0 | 0 | AAC6662 | Yes | Variable output compressor | Inverter | No | - | 17000 | 5.155 | - | 1720 | 8500 | Yes | 1010 | 2750 | - | 4711.67 | 18309 | Yes | 1290 | 8700 | - | 500 | 3300 | 17500 | 4.6 | 1700 | 8500 | Yes | 600 | 3000 | Yes | 4700 | 12500 | No | - | - | No | - | - | - | - | - | No | - | - | No | - | - | No | - | -
DONSR07B1/DINLR07B1 | 0 | N/A | RINNAI | N/A | Ducted | Single Split System | - | Air | Air | China | 2.1 | N/A | 7.3 | N/A | N/A | N/A | N/A | N/A | 1.7 | 7.5 | Calorimeter Room | 3.4868 | 4.398 | N/A | - | N/A | N/A | N/A | N/A | N/A | N/A | N/A | N/A | N/A | N/A | N/A | N/A | N/A | N/A | N/A | N/A | N/A | Single | R32 | Australia,Fiji,New Zealand | 147218 | 46531 | 0 | Approved | Reverse Cycle | N/A | Yes | Class 10 | Yes | N/A | N/A | N/A | N/A | N/A | N/A | N/A | Available | N/A | N/A | http://www.rinnai.com.au | http://www.rinnai.com.au | N/A | 0 | 0 | AAC6723 | Yes | Variable output compressor | Inverter | No | - | 7300 | 2.1 | - | 1120 | 3850 | Yes | 550 | 2800 | - | 1919.4 | 7862.1 | Yes | 600 | 3650 | - | 280 | 2200 | 7500 | 1.7 | 700 | 3800 | Yes | 370 | 1850 | Yes | 2700 | 7850 | No | - | - | No | - | - | - | - | - | No | - | - | No | - | - | No | - | -
DONSR07B1/DINLR07B1 | 0 | N/A | RINNAI | N/A | Ducted | Single Split System | - | Air | Air | China | 2.1 | N/A | 7.3 | N/A | N/A | N/A | N/A | N/A | 1.7 | 7.5 | Enthalpy Test Room | 3.4868 | 4.398 | N/A | - | N/A | N/A | N/A | N/A | N/A | N/A | N/A | N/A | N/A | N/A | N/A | N/A | N/A | N/A | N/A | N/A | N/A | Single | R32 | Australia,Fiji,New Zealand | 161041 | 47239 | 0 | Approved | Reverse Cycle | N/A | Yes | Class 10 | Yes | N/A | N/A | N/A | N/A | N/A | N/A | N/A | Available | N/A | N/A | http://www.rinnai.com.au | http://www.rinnai.com.au | N/A | 0 | 0 | AAC8197 | Yes | Variable output compressor | Inverter | No | - | 7300 | 2.1 | - | 1120 | 3850 | Yes | 550 | 2800 | - | 1919.4 | 7862.1 | Yes | 641 | 3650 | - | 315 | 2200 | 7500 | 1.7 | 700 | 3800 | Yes | 370 | 1850 | Yes | 2700 | 7850 | No | - | - | No | - | - | - | - | - | No | - | - | No | - | - | No | - | -
DONSR07Z72/DINLR07Z72 | 0 | N/A | Rinnai | 1.5 | Ducted | Single Split System | - | Air | Air | China | 2.12 | 5.6 | 7 | 720 | N/A | N/A | N/A | 248 | 2.4 | 8 | Calorimeter Room | 3.3135 | 3.4494 | Yes | - | N/A | 10 | 10 | N/A | N/A | N/A | N/A | N/A | 3.3694 | 3.4012 | N/A | N/A | N/A | N/A | N/A | N/A | Calorimeter Room | Single | R410A | Australia | 156254 | 46986 | 0 | Approved | Reverse Cycle | 1100 | Yes | Class 10 | Yes | N/A | N/A | Yes | Yes | Yes | N/A | 3.4245 | Available | N/A | N/A | http://rinnai.com.au | 0 | Yes | 0 | 0 | AAC7726 | Yes | Variable output compressor | Inverter | No | - | 7000 | 2.12 | - | 870 | 3600 | Yes | 475 | 1750 | - | 1937.68 | 7539 | Yes | 665 | 3600 | - | 380 | 1810 | 8000 | 2.4 | 790 | 3800 | Yes | 380 | 1850 | Yes | 2500 | 6000 | No | - | - | No | - | - | - | - | - | No | - | - | No | - | - | No | - | -
DONSR09B1/DINLR09B1 | 0 | N/A | RINNAI | N/A | Ducted | Single Split System | - | Air | Air | China | 2.55 | N/A | 9 | N/A | N/A | N/A | N/A | N/A | 2.25 | 10 | Calorimeter Room | 3.5289 | 4.4435 | N/A | - | N/A | N/A | N/A | N/A | N/A | N/A | N/A | N/A | N/A | N/A | N/A | N/A | N/A | N/A | N/A | N/A | N/A | Single | R32 | Australia,Fiji,New Zealand | 147220 | 46531 | 0 | Approved | Reverse Cycle | N/A | Yes | Class 10 | Yes | N/A | N/A | N/A | N/A | N/A | N/A | N/A | Available | N/A | N/A | http://www.rinnai.com.au | http://www.rinnai.com.au | N/A | 0 | 0 | AAC6722 | Yes | Variable output compressor | Inverter | No | - | 9000 | 2.55 | - | 1225 | 4360 | Yes | 735 | 2670 | - | 2330.7 | 9693 | Yes | 800 | 4670 | - | 350 | 2500 | 10000 | 2.25 | 920 | 4780 | Yes | 480 | 2470 | Yes | 3300 | 9780 | No | - | - | No | - | - | - | - | - | No | - | - | No | - | - | No | - | -
DONSR09B1/DINLR09B1 | 0 | N/A | RINNAI | N/A | Ducted | Single Split System | - | Air | Air | China | 2.55 | N/A | 9 | N/A | N/A | N/A | N/A | N/A | 2.25 | 10 | Enthalpy Test Room | 3.5289 | 4.4435 | N/A | - | N/A | N/A | N/A | N/A | N/A | N/A | N/A | N/A | N/A | N/A | N/A | N/A | N/A | N/A | N/A | N/A | N/A | Single | R32 | Australia,Fiji,New Zealand | 161046 | 47240 | 0 | Approved | Reverse Cycle | N/A | Yes | Class 10 | Yes | N/A | N/A | N/A | N/A | N/A | N/A | N/A | Available | N/A | N/A | http://www.rinnai.com.au | http://www.rinnai.com.au | N/A | 0 | 0 | AAC8204 | Yes | Variable output compressor | Inverter | No | - | 9000 | 2.55 | - | 1225 | 4360 | Yes | 735 | 2670 | - | 2330.7 | 9693 | Yes | 762 | 4670 | - | 421 | 2500 | 10000 | 2.25 | 920 | 4780 | Yes | 480 | 2470 | Yes | 3300 | 9780 | No | - | - | No | - | - | - | - | - | No | - | - | No | - | - | No | - | -
DONSR10Z72/ DINLR10Z72 | 0 | N/A | Rinnai | 2.13 | Ducted | Single Split System | - | Air | Air | China | 3.18 | 7.77 | 10.5 | 720 | N/A | N/A | N/A | 248 | 3.18 | 10.5 | Calorimeter Room | 3.3905 | 3.4768 | Yes | - | N/A | 10 | 10 | N/A | N/A | N/A | N/A | N/A | 3.232 | 3.4503 | N/A | N/A | N/A | N/A | N/A | N/A | Calorimeter Room | Single | R410A | Australia | 156261 | 46993 | 0 | Approved | Reverse Cycle | 1110 | Yes | Class 11 | Yes | N/A | N/A | Yes | Yes | Yes | N/A | 3.2682 | Available | N/A | N/A | http://rinnai.com.au | 0 | Yes | 0 | 0 | AAC7746 | Yes | Variable output compressor | Inverter | No | - | 10500 | 3.18 | - | 1100 | 5250 | Yes | 510 | 1800 | - | 2906.52 | 11308.5 | Yes | 900 | 5500 | - | 430 | 2750 | 10500 | 3.18 | 920 | 5050 | Yes | 430 | 2100 | Yes | 3950 | 9900 | No | - | - | No | - | - | - | - | - | No | - | - | No | - | - | No | - | -
DONSR11B1/DINLR11B1 | 0 | N/A | RINNAI | N/A | Ducted | Single Split System | - | Air | Air | China | 3.1 | N/A | 10.5 | N/A | N/A | N/A | N/A | N/A | 2.7 | 11.5 | Calorimeter Room | 3.3269 | 4.0926 | N/A | - | N/A | N/A | N/A | N/A | N/A | N/A | N/A | N/A | N/A | N/A | N/A | N/A | N/A | N/A | N/A | N/A | N/A | Single | R32 | Australia,Fiji,New Zealand | 147221 | 46531 | 0 | Approved | Reverse Cycle | N/A | Yes | Class 11 | Yes | N/A | N/A | N/A | N/A | N/A | N/A | N/A | Available | N/A | N/A | http://www.rinnai.com.au | http://www.rinnai.com.au | N/A | 0 | 0 | AAC6725 | Yes | Variable output compressor | Inverter | No | - | 10500 | 3.1 | - | 1650 | 5145 | Yes | 615 | 2590 | - | 2833.4 | 11308.5 | Yes | 710 | 5070 | - | 350 | 2630 | 11500 | 2.7 | 1080 | 5690 | Yes | 490 | 2320 | Yes | 3590 | 10080 | No | - | - | No | - | - | - | - | - | No | - | - | No | - | - | No | - | -
DONSR11B1/DINLR11B1 | 0 | N/A | RINNAI | N/A | Ducted | Single Split System | - | Air | Air | China | 3.1 | N/A | 10.5 | N/A | N/A | N/A | N/A | N/A | 2.7 | 11.5 | Calorimeter Room | 3.3269 | 4.0926 | N/A | - | N/A | N/A | N/A | N/A | N/A | N/A | N/A | N/A | N/A | N/A | N/A | N/A | N/A | N/A | N/A | N/A | N/A | Single | R32 | Australia,Fiji,New Zealand | 160312 | 47198 | 0 | Approved | Reverse Cycle | N/A | Yes | Class 11 | Yes | N/A | N/A | N/A | N/A | N/A | N/A | N/A | Available | N/A | N/A | http://www.rinnai.com.au | http://www.rinnai.com.au | N/A | 0 | 0 | AAC8130 | Yes | Variable output compressor | Inverter | No | - | 10500 | 3.1 | - | 1650 | 5145 | Yes | 615 | 2590 | - | 2833.4 | 11308.5 | Yes | 710 | 5090 | - | 350 | 2630 | 11500 | 2.7 | 1080 | 5690 | Yes | 490 | 2320 | Yes | 3590 | 10080 | No | - | - | No | - | - | - | - | - | No | - | - | No | - | - | No | - | -
DONSR11B1/DINLR11B1 | 0 | N/A | RINNAI | N/A | Ducted | Single Split System | - | Air | Air | China | 3.1 | N/A | 10.5 | N/A | N/A | N/A | N/A | N/A | 2.7 | 11.5 | Enthalpy Test Room | 3.3269 | 4.0926 | N/A | - | N/A | N/A | N/A | N/A | N/A | N/A | N/A | N/A | N/A | N/A | N/A | N/A | N/A | N/A | N/A | N/A | N/A | Single | R32 | Australia,Fiji,New Zealand | 161054 | 47239 | 0 | Approved | Reverse Cycle | N/A | Yes | Class 11 | Yes | N/A | N/A | N/A | N/A | N/A | N/A | N/A | Available | N/A | N/A | http://www.rinnai.com.au | http://www.rinnai.com.au | N/A | 0 | 0 | AAC8198 | Yes | Variable output compressor | Inverter | No | - | 10500 | 3.1 | - | 1650 | 5145 | Yes | 615 | 2590 | - | 2833.4 | 11308.5 | Yes | 944 | 5090 | - | 352 | 2630 | 11500 | 2.7 | 1080 | 5690 | Yes | 490 | 2320 | Yes | 3590 | 10080 | No | - | - | No | - | - | - | - | - | No | - | - | No | - | - | No | - | -
DONSR12Z72/DINLR12Z72 | 0 | N/A | Rinnai | 1.98 | Ducted | Single Split System | - | Air | Air | China | 3.785 | 10.72 | 13 | 1200 | N/A | N/A | N/A | 380 | 3.9 | 15 | Calorimeter Room | 3.3801 | 3.7098 | Yes | - | N/A | 10 | 10 | N/A | N/A | N/A | N/A | N/A | 3.3026 | 3.7033 | N/A | N/A | N/A | N/A | N/A | N/A | Calorimeter Room | Single | R410A | Australia | 156262 | 47169 | 0 | Approved | Reverse Cycle | 625 | Yes | Class 11 | Yes | N/A | N/A | Yes | Yes | Yes | N/A | 3.3319 | Available | N/A | N/A | http://rinnai.com.au | 0 | Yes | 0 | 0 | AAC8070 | Yes | Variable output compressor | Inverter | No | - | 13000 | 3.785 | - | 1310 | 6500 | Yes | 740 | 2650 | - | 3459.49 | 14001 | Yes | 1215 | 7300 | - | 575 | 3550 | 15000 | 3.9 | 1270 | 7000 | Yes | 625 | 2530 | Yes | 5080 | 14000 | No | - | - | No | - | - | - | - | - | No | - | - | No | - | - | No | - | -
DONSR13B1/DINLR13B1 | 0 | N/A | RINNAI | N/A | Ducted | Single Split System | - | Air | Air | China | 3.5 | N/A | 12.5 | N/A | N/A | N/A | N/A | N/A | 3.15 | 13 | Calorimeter Room | 3.5633 | 4.1296 | N/A | - | N/A | N/A | N/A | N/A | N/A | N/A | N/A | N/A | N/A | N/A | N/A | N/A | N/A | N/A | N/A | N/A | N/A | Single | R32 | Australia,Fiji,New Zealand | 147222 | 46531 | 0 | Approved | Reverse Cycle | N/A | Yes | Class 11 | Yes | N/A | N/A | N/A | N/A | N/A | N/A | N/A | Available | N/A | N/A | http://www.rinnai.com.au | http://www.rinnai.com.au | N/A | 0 | 0 | AAC6721 | Yes | Variable output compressor | Inverter | No | - | 12500 | 3.5 | - | 1580 | 6435 | Yes | 900 | 3210 | - | 3199 | 13462.5 | Yes | 960 | 6200 | - | 531 | 3770 | 13000 | 3.15 | 1335 | 6720 | Yes | 540 | 2800 | Yes | 5540 | 14720 | No | - | - | No | - | - | - | - | - | No | - | - | No | - | - | No | - | -
DONSR14Z72/ DINLR14Z72 | 0 | N/A | Rinnai | 2.23 | Ducted | Single Split System | - | Air | Air | China | 4.255 | 11.97 | 14.5 | 625 | N/A | N/A | N/A | 380 | 4.5 | 17 | Calorimeter Room | 3.2965 | 3.9008 | Yes | - | N/A | 10 | 10 | N/A | N/A | N/A | N/A | N/A | 3.3962 | 3.8713 | N/A | N/A | N/A | N/A | N/A | N/A | Calorimeter Room | Single | R410A | Australia | 156263 | 46993 | 0 | Approved | Reverse Cycle | 1200 | Yes | Class 11 | Yes | N/A | N/A | Yes | Yes | Yes | N/A | 3.4239 | Available | N/A | N/A | http://rinnai.com.au | 0 | Yes | 0 | 0 | AAC7745 | Yes | Variable output compressor | Inverter | No | - | 14500 | 4.255 | - | 1500 | 6900 | Yes | 1100 | 2300 | - | 3889.07 | 15616.5 | Yes | 1160 | 7500 | - | 500 | 3480 | 17000 | 4.5 | 1820 | 8000 | Yes | 560 | 2750 | Yes | 4300 | 11500 | No | - | - | No | - | - | - | - | - | No | - | - | No | - | - | No | - | -
DONSR15B1/DINLR15B1 | 0 | N/A | RINNAI | N/A | Ducted | Single Split System | - | Air | Air | China | 4.2 | N/A | 14 | N/A | N/A | N/A | N/A | N/A | 3.6 | 14.5 | Calorimeter Room | 3.324 | 4.0445 | N/A | - | N/A | N/A | N/A | N/A | N/A | N/A | N/A | N/A | N/A | N/A | N/A | N/A | N/A | N/A | N/A | N/A | N/A | Single | R32 | Australia,Fiji,New Zealand | 147223 | 46531 | 0 | Approved | Reverse Cycle | N/A | Yes | Class 11 | Yes | N/A | N/A | N/A | N/A | N/A | N/A | N/A | Available | N/A | N/A | http://www.rinnai.com.au | http://www.rinnai.com.au | N/A | 0 | 0 | AAC6726 | Yes | Variable output compressor | Inverter | No | - | 14000 | 4.2 | - | 1730 | 6550 | Yes | 890 | 3210 | - | 3838.8 | 15078 | Yes | 1095 | 7100 | - | 530 | 3770 | 14500 | 3.6 | 1300 | 6525 | Yes | 560 | 2800 | Yes | 5060 | 14150 | No | - | - | No | - | - | - | - | - | No | - | - | No | - | - | No | - | -
DONSR17Z72 | DONSR17Z72 | N/A | RINNAI | N/A | Ducted | Single Split System | - | Air | Air | China | 5.155 | N/A | 17 | N/A | N/A | N/A | N/A | N/A | 4.6 | 17.5 | Calorimeter Room | 3.3236 | 3.8033 | N/A | - | N/A | N/A | N/A | N/A | N/A | N/A | N/A | N/A | N/A | N/A | N/A | N/A | N/A | N/A | N/A | N/A | N/A | Single | R410A | Australia,Fiji,New Zealand | 146740 | 46515 | 0 | Approved | Reverse Cycle | N/A | Yes | Class 11 | Yes | N/A | N/A | N/A | N/A | N/A | N/A | N/A | Available | N/A | N/A | http://rinnai.com.au | http://www.rinnai.com.au | N/A | 0 | 0 | AAC6662 | Yes | Variable output compressor | Inverter | No | - | 17000 | 5.155 | - | 1720 | 8500 | Yes | 1010 | 2750 | - | 4711.67 | 18309 | Yes | 1290 | 8700 | - | 500 | 3300 | 17500 | 4.6 | 1700 | 8500 | Yes | 600 | 3000 | Yes | 4700 | 12500 | No | - | - | No | - | - | - | - | - | No | - | - | No | - | - | No | - | -
DONSR17Z72/DINLR17Z72 | DONSR17Z72 | N/A | RINNAI | N/A | Ducted | Single Split System | - | Air | Air | China | 5.155 | N/A | 17 | N/A | N/A | N/A | N/A | N/A | 4.6 | 17.5 | Calorimeter Room | 3.3236 | 3.8033 | N/A | - | N/A | N/A | N/A | N/A | N/A | N/A | N/A | N/A | N/A | N/A | N/A | N/A | N/A | N/A | N/A | N/A | N/A | Single | R410A | Australia,Fiji,New Zealand | 146740 | 46515 | 0 | Approved | Reverse Cycle | N/A | Yes | Class 11 | Yes | N/A | N/A | N/A | N/A | N/A | N/A | N/A | Available | N/A | N/A | http://rinnai.com.au | http://www.rinnai.com.au | N/A | 0 | 0 | AAC6662 | Yes | Variable output compressor | Inverter | No | - | 17000 | 5.155 | - | 1720 | 8500 | Yes | 1010 | 2750 | - | 4711.67 | 18309 | Yes | 1290 | 8700 | - | 500 | 3300 | 17500 | 4.6 | 1700 | 8500 | Yes | 600 | 3000 | Yes | 4700 | 12500 | No | - | - | No | - | - | - | - | - | No | - | - | No | - | - | No | - | -
DONSR18B1/DINLR18B1 | 0 | N/A | RINNAI | N/A | Ducted | Single Split System | - | Air | Air | China | 5.25 | N/A | 17 | N/A | N/A | N/A | N/A | N/A | 4.55 | 18 | Calorimeter Room | 3.271 | 3.9234 | N/A | - | N/A | N/A | N/A | N/A | N/A | N/A | N/A | N/A | N/A | N/A | N/A | N/A | N/A | N/A | N/A | N/A | N/A | Single | R32 | Australia,Fiji,New Zealand | 147224 | 46531 | 0 | Approved | Reverse Cycle | N/A | Yes | Class 11 | Yes | N/A | N/A | N/A | N/A | N/A | N/A | N/A | Available | N/A | N/A | http://www.rinnai.com.au | http://www.rinnai.com.au | N/A | 0 | 0 | AAC6720 | Yes | Variable output compressor | Inverter | No | - | 17000 | 5.25 | - | 2720 | 8030 | Yes | 1100 | 4490 | - | 4798.5 | 18309 | Yes | 1355 | 8125 | - | 645 | 4050 | 18000 | 4.55 | 1720 | 8670 | Yes | 780 | 4130 | Yes | 4950 | 14510 | No | - | - | No | - | - | - | - | - | No | - | - | No | - | - | - | - | -
DONSR18B1/DINLR18B1 | 0 | N/A | RINNAI | N/A | Ducted | Single Split System | - | Air | Air | China | 5.25 | N/A | 17 | N/A | N/A | N/A | N/A | N/A | 4.55 | 18 | Enthalpy Test Room | 3.2966 | 3.9192 | N/A | - | N/A | N/A | N/A | N/A | N/A | N/A | N/A | N/A | N/A | N/A | N/A | N/A | N/A | N/A | N/A | N/A | N/A | Single | R32 | Australia,Fiji,New Zealand | 160318 | 47203 | 0 | Approved | Reverse Cycle | N/A | Yes | Class 11 | Yes | N/A | N/A | N/A | N/A | N/A | N/A | N/A | Available | N/A | N/A | http://www.rinnai.com.au | http://www.rinnai.com.au | N/A | 0 | 0 | AAC8145 | Yes | Variable output compressor | Inverter | No | - | 17000 | 5.25 | - | 2720 | 8030 | Yes | 1100 | 4490 | - | 4798.5 | 18309 | Yes | 1355 | 8250 | - | 645 | 4050 | 18000 | 4.55 | 1720 | 8670 | Yes | 780 | 4130 | Yes | 4950 | 14510 | No | - | - | No | - | - | - | - | - | No | - | - | No | - | - | No | - | -
DONSR18B1/DINLR18B1 | 0 | N/A | RINNAI | N/A | Ducted | Single Split System | - | Air | Air | China | 5.25 | N/A | 17 | N/A | N/A | N/A | N/A | N/A | 4.55 | 18 | Enthalpy Test Room | 3.2966 | 3.9192 | N/A | - | N/A | N/A | N/A | N/A | N/A | N/A | N/A | N/A | N/A | N/A | N/A | N/A | N/A | N/A | N/A | N/A | N/A | Single | R32 | Australia,Fiji,New Zealand | 161055 | 47239 | 0 | Approved | Reverse Cycle | N/A | Yes | Class 11 | Yes | N/A | N/A | N/A | N/A | N/A | N/A | N/A | Available | N/A | N/A | http://www.rinnai.com.au | http://www.rinnai.com.au | N/A | 0 | 0 | AAC8199 | Yes | Variable output compressor | Inverter | No | - | 17000 | 5.25 | - | 2720 | 8030 | Yes | 1100 | 4490 | - | 4798.5 | 18309 | Yes | 1556 | 8250 | - | 630 | 4050 | 18000 | 4.55 | 1720 | 8670 | Yes | 780 | 4130 | Yes | 4950 | 14510 | No | - | - | No | - | - | - | - | - | No | - | - | No | - | - | No | - | -
FSNRP50B | 0 | N/A | RINNAI | N/A | Non Ducted | Single Split System | Floor Mounted | Air | Air | China | 1.34 | N/A | 4.9 | N/A | N/A | N/A | N/A | N/A | 1.3 | 5.5 | Calorimeter Room | 3.4945 | 3.9043 | N/A | - | N/A | N/A | N/A | N/A | N/A | N/A | N/A | N/A | N/A | N/A | N/A | N/A | N/A | N/A | N/A | N/A | N/A | Single | R32 | Australia,Fiji,New Zealand | 162467 | 47280 | 0 | Approved | Reverse Cycle | N/A | Yes | Class 9 | Yes | N/A | N/A | N/A | N/A | N/A | N/A | N/A | Available | N/A | N/A | http://www.rinnai.com.au | http://www.rinnai.com.au | N/A | 0 | 0 | AAC8294 | Yes | Variable output compressor | Inverter | No | - | 4900 | 1.34 | - | 507 | 2414.3 | Yes | 350.5 | 1464 | - | 1224.76 | 5277.3 | Yes | 388 | 2612 | - | 201 | 1600 | 5500 | 1.3 | 489 | 2604 | Yes | 275 | 1334 | Yes | 1761 | 4820 | - | - | - | No | - | - | - | - | - | - | - | - | No | - | - | No | - | -
HONRJ25B / HINRJ25B | 0 | N/A | Rinnai | N/A | Non Ducted | Single Split System | Wall Hung | Air | Air | China | 0.56 | N/A | 2.5 | N/A | N/A | N/A | N/A | N/A | 0.6 | 2.7 | Calorimeter Room | 4.291 | 4.4561 | N/A | - | N/A | N/A | N/A | N/A | N/A | N/A | N/A | N/A | N/A | N/A | N/A | N/A | N/A | N/A | N/A | N/A | N/A | Single | R32 | Australia | 127980 | 45767 | 0 | Approved | Reverse Cycle | N/A | Yes | Class 8 | Yes | N/A | N/A | Yes | Yes | Yes | N/A | N/A | Available | N/A | N/A | http://rinnai.com.au | 0 | N/A | 0 | 0 | AAC4797 | Yes | Variable output compressor | Inverter | No | - | 2500 | 0.56 | - | 420 | 1250 | No | - | - | - | 511.84 | 2692.5 | Yes | 160 | 1350 | No | - | - | 2700 | 0.6 | 260 | 1450 | No | - | - | No | - | - | - | 850 | 3000 | No | - | - | - | - | - | - | - | - | No | - | - | No | - | -
HONRJ25B / HINRJ25B | 0 | N/A | Rinnai | N/A | Non Ducted | Single Split System | Wall Hung | Air | Air | China | 0.53 | N/A | 2.64 | N/A | N/A | N/A | N/A | N/A | 0.68 | 2.9 | Calorimeter Room | 4.8032 | 4.3658 | N/A | - | N/A | N/A | N/A | N/A | N/A | N/A | N/A | N/A | N/A | N/A | N/A | N/A | N/A | N/A | N/A | N/A | N/A | Single | R32 | Australia | 134810 | 46098 | 0 | Approved | Reverse Cycle | N/A | Yes | Class 8 | Yes | N/A | N/A | Yes | Yes | Yes | N/A | N/A | Available | N/A | N/A | http://rinnai.com.au | 0 | N/A | 0 | 0 | AAC5841 | Yes | Variable output compressor | Inverter | No | - | 2640 | 0.53 | - | 350 | 1450 | No | - | - | - | 484.42 | 2843.28 | Yes | 150 | 1300 | No | - | - | 2900 | 0.68 | 260 | 1450 | No | - | - | No | - | - | - | 820 | 2800 | No | - | - | - | - | - | - | - | - | No | - | - | No | - | -
HONRJ35B / HINRJ35B | 0 | N/A | Rinnai | N/A | Non Ducted | Single Split System | Wall Hung | Air | Air | China | 0.87 | N/A | 3.5 | N/A | N/A | N/A | N/A | N/A | 1.05 | 4 | Calorimeter Room | 4.1005 | 3.9827 | N/A | - | N/A | N/A | N/A | N/A | N/A | N/A | N/A | N/A | N/A | N/A | N/A | N/A | N/A | N/A | N/A | N/A | N/A | Single | R32 | Australia | 127981 | 45769 | 0 | Approved | Reverse Cycle | N/A | Yes | Class 8 | Yes | N/A | N/A | Yes | Yes | Yes | N/A | N/A | Available | N/A | N/A | http://rinnai.com.au | 0 | N/A | 0 | 0 | AAC4810 | Yes | Variable output compressor | Inverter | No | - | 3500 | 0.87 | - | 420 | 1750 | No | - | - | - | 795.18 | 3769.5 | Yes | 230 | 1750 | No | - | - | 4000 | 1.05 | 380 | 2000 | No | - | - | No | - | - | - | 1050 | 3250 | No | - | - | - | - | - | - | - | - | No | - | - | No | - | -
HONRJ35B / HINRJ35B | 0 | N/A | Rinnai | N/A | Non Ducted | Single Split System | Wall Hung | Air | Air | China | 0.87 | N/A | 3.5 | N/A | N/A | N/A | N/A | N/A | 1.05 | 4 | Calorimeter Room | 4.1686 | 3.9827 | N/A | - | N/A | N/A | N/A | N/A | N/A | N/A | N/A | N/A | N/A | N/A | N/A | N/A | N/A | N/A | N/A | N/A | N/A | Single | R32 | Australia | 134840 | 46098 | 0 | Approved | Reverse Cycle | N/A | Yes | Class 8 | Yes | N/A | N/A | Yes | Yes | Yes | N/A | N/A | Available | N/A | N/A | http://rinnai.com.au | 0 | N/A | 0 | 0 | AAC5842 | Yes | Variable output compressor | Inverter | No | - | 3500 | 0.87 | - | 420 | 1800 | No | - | - | - | 795.18 | 3769.5 | Yes | 230 | 1800 | No | - | - | 4000 | 1.05 | 380 | 2000 | No | - | - | No | - | - | - | 1050 | 3250 | No | - | - | - | - | - | - | - | - | No | - | - | No | - | -
HONRJ50B / HINRJ50B | 0 | N/A | Rinnai | N/A | Non Ducted | Single Split System | Wall Hung | Air | Air | China | 1.2 | N/A | 5 | N/A | N/A | N/A | N/A | N/A | 1.2 | 5 | Calorimeter Room | 3.985 | 4.307 | N/A | - | N/A | N/A | N/A | N/A | N/A | N/A | N/A | N/A | N/A | N/A | N/A | N/A | N/A | N/A | N/A | N/A | N/A | Single | R32 | Australia | 127985 | 45769 | 0 | Approved | Reverse Cycle | N/A | Yes | Class 9 | Yes | N/A | N/A | Yes | Yes | Yes | N/A | N/A | Available | N/A | N/A | http://rinnai.com.au | 0 | N/A | 0 | 0 | AAC4811 | Yes | Variable output compressor | Inverter | No | - | 5000 | 1.2 | - | 500 | 2500 | No | - | - | - | 1096.8 | 5385 | Yes | 385 | 2500 | No | - | - | 5000 | 1.2 | 480 | 2500 | No | - | - | No | - | - | - | 1700 | 5100 | No | - | - | - | - | - | - | - | - | No | - | - | No | - | -
HONRJ50B / HINRJ50B | 0 | N/A | Rinnai | N/A | Non Ducted | Single Split System | Wall Hung | Air | Air | China | 1.28 | N/A | 5.2 | N/A | N/A | N/A | N/A | N/A | 1.26 | 5.2 | Calorimeter Room | 3.9809 | 4.3622 | N/A | - | N/A | N/A | N/A | N/A | N/A | N/A | N/A | N/A | N/A | N/A | N/A | N/A | N/A | N/A | N/A | N/A | N/A | Single | R32 | Australia | 134844 | 46098 | 0 | Approved | Reverse Cycle | N/A | Yes | Class 9 | Yes | N/A | N/A | Yes | Yes | Yes | N/A | N/A | Available | N/A | N/A | http://rinnai.com.au | 0 | N/A | 0 | 0 | AAC5843 | Yes | Variable output compressor | Inverter | No | - | 5200 | 1.28 | - | 470 | 2600 | Yes | 340 | 1650 | - | 1169.92 | 5600.4 | Yes | 370 | 2600 | - | 220 | 1650 | 5200 | 1.26 | 450 | 2400 | No | - | - | No | - | - | - | 1800 | 5200 | No | - | - | - | - | - | - | - | - | No | - | - | No | - | -
HONRJ70B / HINRJ70B | 0 | N/A | Rinnai | N/A | Non Ducted | Single Split System | Wall Hung | Air | Air | China | 2 | N/A | 7.04 | N/A | N/A | N/A | N/A | N/A | 2.4 | 8.2 | Calorimeter Room | 3.6667 | 3.6388 | N/A | - | N/A | N/A | N/A | N/A | N/A | N/A | N/A | N/A | N/A | N/A | N/A | N/A | N/A | N/A | N/A | N/A | N/A | Single | R32 | Australia | 127986 | 45769 | 0 | Approved | Reverse Cycle | N/A | Yes | Class 9 | Yes | N/A | N/A | Yes | Yes | Yes | N/A | N/A | Available | N/A | N/A | http://rinnai.com.au | 0 | N/A | 0 | 0 | AAC4813 | Yes | Variable output compressor | Inverter | No | - | 7040 | 2 | - | 790 | 3800 | No | - | - | - | 1828 | 7582.08 | Yes | 550 | 3700 | No | - | - | 8200 | 2.4 | 890 | 4300 | Yes | 400 | 2300 | No | - | - | - | 2250 | 6200 | No | - | - | - | - | - | - | - | - | No | - | - | No | - | -
HONRJ70B / HINRJ70B | 0 | N/A | Rinnai | N/A | Non Ducted | Single Split System | Wall Hung | Air | Air | China | 2 | N/A | 7.04 | N/A | N/A | N/A | N/A | N/A | 2.4 | 8.2 | Calorimeter Room | 3.6667 | 3.6388 | N/A | - | N/A | N/A | N/A | N/A | N/A | N/A | N/A | N/A | N/A | N/A | N/A | N/A | N/A | N/A | N/A | N/A | N/A | Single | R32 | Australia | 134851 | 46099 | 0 | Approved | Reverse Cycle | N/A | Yes | Class 9 | Yes | N/A | N/A | Yes | Yes | Yes | N/A | N/A | Available | N/A | N/A | http://rinnai.com.au | 0 | N/A | 0 | 0 | AAC5845 | Yes | Variable output compressor | Inverter | No | - | 7040 | 2 | - | 790 | 3800 | No | - | - | - | 1828 | 7582.08 | Yes | 550 | 3700 | No | - | - | 8200 | 2.4 | 890 | 4300 | Yes | 400 | 2300 | No | - | - | - | 2250 | 6200 | No | - | - | - | - | - | - | - | - | No | - | - | No | - | -
HONRJ80B / HINRJ80B | 0 | N/A | Rinnai | N/A | Non Ducted | Single Split System | Wall Hung | Air | Air | China | 2.4 | N/A | 8 | N/A | N/A | N/A | N/A | N/A | 2.55 | 8.4 | Calorimeter Room | 3.3539 | 3.45 | N/A | - | N/A | N/A | N/A | N/A | N/A | N/A | N/A | N/A | N/A | N/A | N/A | N/A | N/A | N/A | N/A | N/A | N/A | Single | R32 | Australia | 127987 | 45769 | 0 | Approved | Reverse Cycle | N/A | Yes | Class 9 | Yes | N/A | N/A | Yes | Yes | Yes | N/A | N/A | Available | N/A | N/A | http://rinnai.com.au | 0 | N/A | 0 | 0 | AAC4812 | Yes | Variable output compressor | Inverter | No | - | 8000 | 2.4 | - | 880 | 3800 | No | - | - | - | 2193.6 | 8616 | Yes | 750 | 4100 | Yes | 270 | 1600 | 8400 | 2.55 | 940 | 4350 | Yes | 310 | 1360 | No | - | - | - | 3000 | 7300 | No | - | - | - | - | - | - | - | - | No | - | - | No | - | -
HONRT25B / HINRT25B | 0 | N/A | Rinnai | N/A | Non Ducted | Single Split System | Wall Hung | Air | Air | China | 0.53 | N/A | 2.64 | N/A | N/A | N/A | N/A | N/A | 0.68 | 2.9 | Calorimeter Room | 4.8032 | 4.3658 | N/A | - | N/A | N/A | N/A | N/A | N/A | N/A | N/A | N/A | N/A | N/A | N/A | N/A | N/A | N/A | N/A | N/A | N/A | Single | R32 | Australia | 138134 | 46198 | 0 | Approved | Reverse Cycle | N/A | Yes | Class 8 | Yes | N/A | N/A | Yes | Yes | Yes | N/A | N/A | Available | N/A | N/A | http://rinnai.com.au | 0 | N/A | 0 | 0 | AAC6111 | Yes | Variable output compressor | Inverter | No | - | 2640 | 0.53 | - | 350 | 1450 | No | - | - | - | 484.42 | 2843.28 | Yes | 150 | 1300 | No | - | - | 2900 | 0.68 | 260 | 1450 | No | - | - | No | - | - | - | 820 | 2800 | No | - | - | - | - | - | - | - | - | No | - | - | No | - | -
HONRT35B / HINRT35B | 0 | N/A | Rinnai | N/A | Non Ducted | Single Split System | Wall Hung | Air | Air | China | 0.87 | N/A | 3.5 | N/A | N/A | N/A | N/A | N/A | 1.05 | 4 | Calorimeter Room | 4.1686 | 3.9827 | N/A | - | N/A | N/A | N/A | N/A | N/A | N/A | N/A | N/A | N/A | N/A | N/A | N/A | N/A | N/A | N/A | N/A | N/A | Single | R32 | Australia | 138223 | 46201 | 0 | Approved | Reverse Cycle | N/A | Yes | Class 8 | Yes | N/A | N/A | Yes | Yes | Yes | N/A | N/A | Available | N/A | N/A | http://rinnai.com.au | 0 | N/A | 0 | 0 | AAC6112 | Yes | Variable output compressor | Inverter | No | - | 3500 | 0.87 | - | 420 | 1800 | No | - | - | - | 795.18 | 3769.5 | Yes | 230 | 1800 | No | - | - | 4000 | 1.05 | 380 | 2000 | No | - | - | No | - | - | - | 1050 | 3250 | No | - | - | - | - | - | - | - | - | No | - | - | No | - | -
HONRT50B / HINRT50B | 0 | N/A | Rinnai | N/A | Non Ducted | Single Split System | Wall Hung | Air | Air | China | 1.28 | N/A | 5.2 | N/A | N/A | N/A | N/A | N/A | 1.26 | 5.2 | Calorimeter Room | 3.9809 | 4.3622 | N/A | - | N/A | N/A | N/A | N/A | N/A | N/A | N/A | N/A | N/A | N/A | N/A | N/A | N/A | N/A | N/A | N/A | N/A | Single | R32 | Australia | 138224 | 46198 | 0 | Approved | Reverse Cycle | N/A | Yes | Class 9 | Yes | N/A | N/A | Yes | Yes | Yes | N/A | N/A | Available | N/A | N/A | http://rinnai.com.au | 0 | N/A | 0 | 0 | AAC6110 | Yes | Variable output compressor | Inverter | No | - | 5200 | 1.28 | - | 470 | 2600 | Yes | 340 | 1650 | - | 1169.92 | 5600.4 | Yes | 370 | 2600 | - | 220 | 1650 | 5200 | 1.26 | 450 | 2400 | No | - | - | No | - | - | - | 1800 | 5200 | No | - | - | - | - | - | - | - | - | No | - | - | No | - | -
HONRT70B / HINRT70B | 0 | N/A | Rinnai | N/A | Non Ducted | Single Split System | Wall Hung | Air | Air | China | 2 | N/A | 7.04 | N/A | N/A | N/A | N/A | N/A | 2.4 | 8.2 | Calorimeter Room | 3.6667 | 3.6388 | N/A | - | N/A | N/A | N/A | N/A | N/A | N/A | N/A | N/A | N/A | N/A | N/A | N/A | N/A | N/A | N/A | N/A | N/A | Single | R32 | Australia | 138226 | 46198 | 0 | Approved | Reverse Cycle | N/A | Yes | Class 9 | Yes | N/A | N/A | Yes | Yes | Yes | N/A | N/A | Available | N/A | N/A | http://rinnai.com.au | 0 | N/A | 0 | 0 | AAC6109 | Yes | Variable output compressor | Inverter | No | - | 7040 | 2 | - | 790 | 3800 | No | - | - | - | 1828 | 7582.08 | Yes | 550 | 3700 | No | - | - | 8200 | 2.4 | 890 | 4300 | Yes | 400 | 2300 | No | - | - | - | 2250 | 6200 | No | - | - | - | - | - | - | - | - | No | - | - | No | - | -
HONRT80B / HINRT80B | 0 | N/A | Rinnai | N/A | Non Ducted | Single Split System | Wall Hung | Air | Air | China | 2.4 | N/A | 8 | N/A | N/A | N/A | N/A | N/A | 2.55 | 8.4 | Calorimeter Room | 3.3539 | 3.45 | N/A | - | N/A | N/A | N/A | N/A | N/A | N/A | N/A | N/A | N/A | N/A | N/A | N/A | N/A | N/A | N/A | N/A | N/A | Single | R32 | Australia | 138230 | 46201 | 0 | Approved | Reverse Cycle | N/A | Yes | Class 9 | Yes | N/A | N/A | Yes | Yes | Yes | N/A | N/A | Available | N/A | N/A | http://rinnai.com.au | 0 | N/A | 0 | 0 | AAC6115 | Yes | Variable output compressor | Inverter | No | - | 8000 | 2.4 | - | 880 | 3800 | No | - | - | - | 2193.6 | 8616 | Yes | 750 | 4100 | Yes | 270 | 1600 | 8400 | 2.55 | 940 | 4350 | Yes | 310 | 1360 | No | - | - | - | 3000 | 7300 | No | - | - | - | - | - | - | - | - | No | - | - | No | - | -
HSNRP20 | 0 | N/A | RINNAI | N/A | Non Ducted | Single Split System | Wall Hung | Air | Air | China | 0.43 | N/A | 2 | N/A | N/A | N/A | N/A | N/A | 0.46 | 2.25 | Calorimeter Room | 4.6975 | 4.8242 | N/A | - | N/A | N/A | N/A | N/A | N/A | N/A | N/A | N/A | N/A | N/A | N/A | N/A | N/A | N/A | N/A | N/A | N/A | Single | R32 | Australia,Fiji,New Zealand | 138203 | 46153 | 0 | Approved | Reverse Cycle | N/A | Yes | Class 8 | Yes | N/A | N/A | N/A | N/A | N/A | N/A | N/A | Available | N/A | N/A | http://www.rinnai.com.au | http://www.rinnai.com.au | N/A | 0 | 0 | AAC5978 | Yes | Variable output compressor | Inverter | No | - | 2000 | 0.43 | - | 200 | 1000 | Yes | 165 | 745 | - | 393.02 | 2154 | Yes | 140 | 1180 | - | 110 | 915 | 2250 | 0.46 | 200 | 1100 | Yes | 155 | 860 | Yes | 940 | 2850 | No | - | - | No | - | - | - | - | - | No | - | - | No | - | - | No | - | -
HSNRP26 | 0 | N/A | RINNAI | N/A | Non Ducted | Single Split System | Wall Hung | Air | Air | China | 0.53 | N/A | 2.65 | N/A | N/A | N/A | N/A | N/A | 0.51 | 2.7 | Calorimeter Room | 4.9618 | 5.3465 | N/A | - | N/A | N/A | N/A | N/A | N/A | N/A | N/A | N/A | N/A | N/A | N/A | N/A | N/A | N/A | N/A | N/A | N/A | Single | R32 | Australia,Fiji,New Zealand | 138205 | 46153 | 0 | Approved | Reverse Cycle | N/A | Yes | Class 8 | Yes | N/A | N/A | N/A | N/A | N/A | N/A | N/A | Available | N/A | N/A | http://www.rinnai.com.au | http://www.rinnai.com.au | N/A | 0 | 0 | AAC5979 | Yes | Variable output compressor | Inverter | No | - | 2650 | 0.53 | - | 230 | 1300 | Yes | 180 | 990 | - | 484.42 | 2854.05 | Yes | 150 | 1290 | - | 115 | 1080 | 2700 | 0.51 | 220 | 1320 | Yes | 160 | 965 | Yes | 1130 | 3470 | No | - | - | No | - | - | - | - | - | No | - | - | No | - | - | No | - | -
HSNRP26B | 0 | N/A | RINNAI | N/A | Non Ducted | Single Split System | Wall Hung | Air | Air | China | 0.53 | N/A | 2.65 | N/A | N/A | N/A | N/A | N/A | 0.51 | 2.7 | Calorimeter Room | 5.0357 | 5.155 | N/A | - | N/A | N/A | N/A | N/A | N/A | N/A | N/A | N/A | N/A | N/A | N/A | N/A | N/A | N/A | N/A | N/A | N/A | Single | R32 | Australia,Fiji,New Zealand | 156209 | 46980 | 0 | Approved | Reverse Cycle | N/A | Yes | Class 8 | Yes | N/A | N/A | N/A | N/A | N/A | N/A | N/A | Available | N/A | N/A | http://rinnai.com.au | http://www.rinnai.com.au | N/A | 0 | 0 | AAC7708 | Yes | Variable output compressor | Inverter | No | - | 2650 | 0.53 | - | 230 | 1300 | Yes | 180 | 990 | - | 484.42 | 2854.05 | Yes | 150 | 1290 | - | 115 | 1080 | 2700 | 0.51 | 220 | 1320 | Yes | 160 | 965 | Yes | 1130 | 3470 | No | - | - | No | - | - | - | - | - | No | - | - | No | - | - | No | - | -
HSNRP35 | 0 | N/A | RINNAI | N/A | Non Ducted | Single Split System | Wall Hung | Air | Air | China | 0.82 | N/A | 3.55 | N/A | N/A | N/A | N/A | N/A | 0.92 | 4 | Calorimeter Room | 4.2683 | 4.4312 | N/A | - | N/A | N/A | N/A | N/A | N/A | N/A | N/A | N/A | N/A | N/A | N/A | N/A | N/A | N/A | N/A | N/A | N/A | Single | R32 | Australia,Fiji,New Zealand | 138206 | 46153 | 0 | Approved | Reverse Cycle | N/A | Yes | Class 8 | Yes | N/A | N/A | N/A | N/A | N/A | N/A | N/A | Available | N/A | N/A | http://www.rinnai.com.au | http://www.rinnai.com.au | N/A | 0 | 0 | AAC5983 | Yes | Variable output compressor | Inverter | No | - | 3550 | 0.82 | - | 330 | 1800 | Yes | 170 | 800 | - | 749.48 | 3823.35 | Yes | 230 | 1730 | - | 140 | 1160 | 4000 | 0.92 | 340 | 2000 | Yes | 160 | 965 | Yes | 1020 | 3190 | No | - | - | No | - | - | - | - | - | No | - | - | No | - | - | No | - | -
HSNRP35B | 0 | N/A | RINNAI | N/A | Non Ducted | Single Split System | Wall Hung | Air | Air | China | 0.79 | N/A | 3.5 | N/A | N/A | N/A | N/A | N/A | 0.83 | 3.8 | Calorimeter Room | 4.3932 | 4.4562 | N/A | - | N/A | N/A | N/A | N/A | N/A | N/A | N/A | N/A | N/A | N/A | N/A | N/A | N/A | N/A | N/A | N/A | N/A | Single | R32 | Australia,Fiji,New Zealand | 156212 | 46980 | 0 | Approved | Reverse Cycle | N/A | Yes | Class 8 | Yes | N/A | N/A | N/A | N/A | N/A | N/A | N/A | Available | N/A | N/A | http://rinnai.com.au | http://www.rinnai.com.au | N/A | 0 | 0 | AAC7709 | Yes | Variable output compressor | Inverter | No | - | 3500 | 0.79 | - | 315 | 1835 | Yes | 182 | 1000 | - | 722.06 | 3769.5 | Yes | 250 | 1900 | - | 112 | 1025 | 3800 | 0.83 | 310 | 1870 | Yes | 160 | 1070 | Yes | 1090 | 3570 | No | - | - | No | - | - | - | - | - | No | - | - | No | - | - | No | - | -
HSNRP50 | 0 | N/A | RINNAI | N/A | Non Ducted | Single Split System | Wall Hung | Air | Air | China | 1.3 | N/A | 5 | N/A | N/A | N/A | N/A | N/A | 1.35 | 5.2 | Calorimeter Room | 3.9219 | 3.9543 | N/A | - | N/A | N/A | N/A | N/A | N/A | N/A | N/A | N/A | N/A | N/A | N/A | N/A | N/A | N/A | N/A | N/A | N/A | Single | R32 | Australia,Fiji,New Zealand | 138212 | 46153 | 0 | Approved | Reverse Cycle | N/A | Yes | Class 9 | Yes | N/A | N/A | N/A | N/A | N/A | N/A | N/A | Available | N/A | N/A | http://www.rinnai.com.au | http://www.rinnai.com.au | N/A | 0 | 0 | AAC5984 | Yes | Variable output compressor | Inverter | No | - | 5000 | 1.3 | - | 535 | 2600 | Yes | 495 | 2350 | - | 1188.2 | 5385 | Yes | 395 | 2730 | - | 320 | 2340 | 5200 | 1.35 | 530 | 2600 | Yes | 460 | 2310 | Yes | 1755 | 4700 | No | - | - | No | - | - | - | - | - | No | - | - | No | - | - | No | - | -
HSNRP50B | 0 | N/A | RINNAI | N/A | Non Ducted | Single Split System | Wall Hung | Air | Air | China | 1.28 | N/A | 5 | N/A | N/A | N/A | N/A | N/A | 1.34 | 5.4 | Calorimeter Room | 3.9435 | 4.1202 | N/A | - | N/A | N/A | N/A | N/A | N/A | N/A | N/A | N/A | N/A | N/A | N/A | N/A | N/A | N/A | N/A | N/A | N/A | Single | R32 | Australia,Fiji,New Zealand | 156213 | 46984 | 0 | Approved | Reverse Cycle | N/A | Yes | Class 9 | Yes | N/A | N/A | N/A | N/A | N/A | N/A | N/A | Available | N/A | N/A | http://rinnai.com.au | http://www.rinnai.com.au | N/A | 0 | 0 | AAC7713 | Yes | Variable output compressor | Inverter | No | - | 5000 | 1.28 | - | 530 | 2590 | Yes | 480 | 2330 | - | 1169.92 | 5385 | Yes | 380 | 2670 | - | 320 | 2300 | 5400 | 1.34 | 520 | 2690 | Yes | 460 | 2420 | Yes | 1849 | 4830 | No | - | - | No | - | - | - | - | - | No | - | - | No | - | - | No | - | -
HSNRP60 | 0 | N/A | RINNAI | N/A | Non Ducted | Single Split System | Wall Hung | Air | Air | China | 1.8 | N/A | 6 | N/A | N/A | N/A | N/A | N/A | 1.7 | 6.2 | Calorimeter Room | 3.3628 | 3.5993 | N/A | - | N/A | N/A | N/A | N/A | N/A | N/A | N/A | N/A | N/A | N/A | N/A | N/A | N/A | N/A | N/A | N/A | N/A | Single | R32 | Australia,Fiji,New Zealand | 138214 | 46153 | 0 | Approved | Reverse Cycle | N/A | Yes | Class 9 | Yes | N/A | N/A | N/A | N/A | N/A | N/A | N/A | Available | N/A | N/A | http://www.rinnai.com.au | http://www.rinnai.com.au | N/A | 0 | 0 | AAC5985 | Yes | Variable output compressor | Inverter | No | - | 6000 | 1.8 | - | 660 | 3000 | Yes | 580 | 2750 | - | 1645.2 | 6462 | Yes | 500 | 3170 | - | 325 | 2320 | 6200 | 1.7 | 605 | 3000 | Yes | 460 | 2310 | Yes | 1755 | 4700 | No | - | - | No | - | - | - | - | - | No | - | - | No | - | - | No | - | -
HSNRP60B | 0 | N/A | RINNAI | N/A | Non Ducted | Single Split System | Wall Hung | Air | Air | China | 1.75 | N/A | 6 | N/A | N/A | N/A | N/A | N/A | 1.686 | 6.5 | Calorimeter Room | 3.4401 | 3.7926 | N/A | - | N/A | N/A | N/A | N/A | N/A | N/A | N/A | N/A | N/A | N/A | N/A | N/A | N/A | N/A | N/A | N/A | N/A | Single | R32 | Australia,Fiji,New Zealand | 156215 | 46984 | 0 | Approved | Reverse Cycle | N/A | Yes | Class 9 | Yes | N/A | N/A | N/A | N/A | N/A | N/A | N/A | Available | N/A | N/A | http://rinnai.com.au | http://www.rinnai.com.au | N/A | 0 | 0 | AAC7714 | Yes | Variable output compressor | Inverter | No | - | 6000 | 1.75 | - | 647 | 3122 | Yes | 575 | 2805 | - | 1599.5 | 6462 | Yes | 495 | 3293 | - | 321 | 2339 | 6500 | 1.686 | 575 | 3200 | Yes | 460 | 2420 | Yes | 1790 | 4896 | No | - | - | No | - | - | - | - | - | No | - | - | No | - | - | No | - | -
HSNRP70 | 0 | N/A | RINNAI | N/A | Non Ducted | Single Split System | Wall Hung | Air | Air | China | 1.95 | N/A | 7 | N/A | N/A | N/A | N/A | N/A | 1.95 | 7.5 | Calorimeter Room | 3.5783 | 3.8353 | N/A | - | N/A | N/A | N/A | N/A | N/A | N/A | N/A | N/A | N/A | N/A | N/A | N/A | N/A | N/A | N/A | N/A | N/A | Single | R32 | Australia,Fiji,New Zealand | 138215 | 46153 | 0 | Approved | Reverse Cycle | N/A | Yes | Class 9 | Yes | N/A | N/A | N/A | N/A | N/A | N/A | N/A | Available | N/A | N/A | http://www.rinnai.com.au | http://www.rinnai.com.au | N/A | 0 | 0 | AAC5980 | Yes | Variable output compressor | Inverter | No | - | 7000 | 1.95 | - | 740 | 3600 | Yes | 710 | 3360 | - | 1782.3 | 7539 | Yes | 625 | 3920 | - | 500 | 3280 | 7500 | 1.95 | 740 | 3800 | Yes | 415 | 2130 | Yes | 2860 | 6320 | No | - | - | No | - | - | - | - | - | No | - | - | No | - | - | No | - | -
HSNRP70B | 0 | N/A | RINNAI | N/A | Non Ducted | Single Split System | Wall Hung | Air | Air | China | 1.92 | N/A | 7.15 | N/A | N/A | N/A | N/A | N/A | 1.99 | 7.8 | Calorimeter Room | 3.5353 | 3.7408 | N/A | - | N/A | N/A | N/A | N/A | N/A | N/A | N/A | N/A | N/A | N/A | N/A | N/A | N/A | N/A | N/A | N/A | N/A | Single | R32 | Australia,Fiji,New Zealand | 156217 | 46984 | 0 | Approved | Reverse Cycle | N/A | Yes | Class 9 | Yes | N/A | N/A | N/A | N/A | N/A | N/A | N/A | Available | N/A | N/A | http://rinnai.com.au | http://www.rinnai.com.au | N/A | 0 | 0 | AAC7715 | Yes | Variable output compressor | Inverter | No | - | 7150 | 1.92 | - | 720 | 3300 | Yes | 630 | 2860 | - | 1754.88 | 7700.55 | Yes | 620 | 3700 | - | 490 | 3100 | 7800 | 1.99 | 750 | 3790 | Yes | 460 | 2380 | Yes | 2970 | 7780 | No | - | - | No | - | - | - | - | - | No | - | - | No | - | - | No | - | -
HSNRP80 | 0 | N/A | RINNAI | N/A | Non Ducted | Single Split System | Wall Hung | Air | Air | China | 2.35 | N/A | 8 | N/A | N/A | N/A | N/A | N/A | 2.25 | 8.5 | Calorimeter Room | 3.42 | 3.7006 | N/A | - | N/A | N/A | N/A | N/A | N/A | N/A | N/A | N/A | N/A | N/A | N/A | N/A | N/A | N/A | N/A | N/A | N/A | Single | R32 | Australia,Fiji,New Zealand | 138216 | 46153 | 0 | Approved | Reverse Cycle | N/A | Yes | Class 9 | Yes | N/A | N/A | N/A | N/A | N/A | N/A | N/A | Available | N/A | N/A | http://www.rinnai.com.au | http://www.rinnai.com.au | N/A | 0 | 0 | AAC5986 | Yes | Variable output compressor | Inverter | No | - | 8000 | 2.35 | - | 885 | 4100 | Yes | 780 | 3790 | - | 2147.9 | 8616 | Yes | 690 | 4250 | - | 500 | 3280 | 8500 | 2.25 | 800 | 4100 | Yes | 415 | 2130 | Yes | 2860 | 6320 | No | - | - | No | - | - | - | - | - | No | - | - | No | - | - | No | - | -
HSNRP80B | 0 | N/A | RINNAI | N/A | Non Ducted | Single Split System | Wall Hung | Air | Air | China | 2.2 | N/A | 7.8 | N/A | N/A | N/A | N/A | N/A | 2.28 | 8.3 | Calorimeter Room | 3.3973 | 3.6166 | N/A | - | N/A | N/A | N/A | N/A | N/A | N/A | N/A | N/A | N/A | N/A | N/A | N/A | N/A | N/A | N/A | N/A | N/A | Single | R32 | Australia,Fiji,New Zealand | 156222 | 46980 | 0 | Approved | Reverse Cycle | N/A | Yes | Class 9 | Yes | N/A | N/A | N/A | N/A | N/A | N/A | N/A | Available | N/A | N/A | http://rinnai.com.au | http://www.rinnai.com.au | N/A | 0 | 0 | AAC7710 | Yes | Variable output compressor | Inverter | No | - | 7800 | 2.2 | - | 780 | 3790 | Yes | 665 | 3100 | - | 2010.8 | 8400.6 | Yes | 686 | 4165 | - | 480 | 3260 | 8300 | 2.28 | 800 | 4020 | Yes | 460 | 2380 | Yes | 2979 | 7782 | No | - | - | No | - | - | - | - | - | No | - | - | No | - | - | No | - | -
MON3H07B | 0 | N/A | RINNAI | N/A | Both | vrf | N/A | Air | Air | China | 1.98 | N/A | 7.5 | N/A | N/A | N/A | N/A | N/A | 1.59 | 7.4 | Calorimeter Room | 3.8033 | 4.6602 | N/A | - | N/A | N/A | N/A | N/A | N/A | N/A | N/A | N/A | N/A | N/A | N/A | N/A | N/A | N/A | N/A | N/A | N/A | Single | R32 | Australia,Fiji,New Zealand | 148797 | 46615 | 0 | Approved | Reverse Cycle | N/A | Yes | Class 19 | Yes | N/A | N/A | N/A | N/A | N/A | N/A | N/A | Available | N/A | N/A | http://rinnai.com.au | http://www.rinnai.com.au | N/A | 0 | 0 | AAC6874 | Yes | Variable output compressor | Inverter | No | - | 7500 | 1.98 | - | 760 | 3700 | Yes | 660 | 3255 | - | 1809.72 | 8077.5 | Yes | 510 | 3650 | - | 380 | 2990 | 7400 | 1.59 | 650 | 3380 | Yes | 380 | 2035 | Yes | 2550 | 7800 | No | - | - | No | - | - | - | - | - | No | - | - | No | - | - | No | - | -
MON3H07B | 0 | N/A | RINNAI | N/A | Both | vrf | N/A | Air | Air | China | 1.98 | N/A | 7.5 | N/A | N/A | N/A | N/A | N/A | 1.59 | 7.4 | Enthalpy Test Room | 3.8033 | 4.6602 | N/A | - | N/A | N/A | N/A | N/A | N/A | N/A | N/A | N/A | N/A | N/A | N/A | N/A | N/A | N/A | N/A | N/A | N/A | Single | R32 | Australia,Fiji,New Zealand | 160718 | 47219 | 0 | Approved | Reverse Cycle | N/A | Yes | Class 19 | Yes | N/A | N/A | N/A | N/A | N/A | N/A | N/A | Available | N/A | N/A | http://rinnai.com.au | http://www.rinnai.com.au | N/A | 0 | 0 | AAC8177 | Yes | Variable output compressor | Inverter | No | - | 7500 | 1.98 | - | 760 | 3700 | Yes | 660 | 3255 | - | 1809.72 | 8077.5 | Yes | 510 | 3650 | - | 380 | 2990 | 7400 | 1.59 | 650 | 3380 | Yes | 380 | 2035 | Yes | 2550 | 7800 | No | - | - | No | - | - | - | - | - | No | - | - | No | - | - | No | - | -
MON4H09B | 0 | N/A | RINNAI | N/A | Both | vrf | N/A | Air | Air | China | 2.38 | N/A | 9.15 | N/A | N/A | N/A | N/A | N/A | 2.25 | 9.6 | Calorimeter Room | 3.8625 | 4.3303 | N/A | - | N/A | N/A | N/A | N/A | N/A | N/A | N/A | N/A | N/A | N/A | N/A | N/A | N/A | N/A | N/A | N/A | N/A | Single | R32 | Australia,Fiji,New Zealand | 148808 | 46609 | 0 | Approved | Reverse Cycle | N/A | Yes | Class 19 | Yes | N/A | N/A | N/A | N/A | N/A | N/A | N/A | Available | N/A | N/A | http://rinnai.com.au | http://www.rinnai.com.au | N/A | 0 | 0 | AAC6861 | Yes | Variable output compressor | Inverter | No | - | 9150 | 2.38 | - | 1100 | 4760 | Yes | 610 | 2870 | - | 2175.32 | 9854.55 | Yes | 620 | 4730 | - | 350 | 2770 | 9600 | 2.25 | 905 | 4850 | Yes | 460 | 2530 | Yes | 2510 | 8240 | No | - | - | No | - | - | - | - | - | No | - | - | No | - | - | No | - | -
MON4H09B | 0 | N/A | RINNAI | N/A | Both | fixed | N/A | Air | Air | China | 2.07 | N/A | 9 | N/A | N/A | N/A | N/A | N/A | 2.07 | 9.3 | Enthalpy Test Room | 4.1833 | 4.4894 | N/A | - | N/A | N/A | N/A | N/A | N/A | N/A | N/A | N/A | N/A | N/A | N/A | N/A | N/A | N/A | N/A | N/A | N/A | Single | R32 | Australia,Fiji,New Zealand | 159986 | 47188 | 0 | Approved | Reverse Cycle | N/A | Yes | Class 19 | Yes | N/A | N/A | N/A | N/A | N/A | N/A | N/A | Available | N/A | N/A | http://rinnai.com.au | http://www.rinnai.com.au | N/A | 0 | 0 | AAC8090 | Yes | Variable output compressor | Inverter | No | - | 9000 | 2.07 | - | 930 | 4750 | Yes | 650 | 3270 | - | 1891.98 | 9693 | Yes | 630 | 4700 | - | 340 | 2900 | 9300 | 2.07 | 910 | 4800 | Yes | 480 | 2500 | Yes | 2400 | 8000 | No | - | - | No | - | - | - | - | - | No | - | - | No | - | - | No | - | -
MON5H11B | 0 | N/A | RINNAI | N/A | Both | vrf | N/A | Air | Air | China | 3.42 | N/A | 12 | N/A | N/A | N/A | N/A | N/A | 3.1 | 12.5 | Calorimeter Room | 3.4297 | 3.8699 | N/A | - | N/A | N/A | N/A | N/A | N/A | N/A | N/A | N/A | N/A | N/A | N/A | N/A | N/A | N/A | N/A | N/A | N/A | Single | R32 | Australia,Fiji,New Zealand | 148809 | 46615 | 0 | Approved | Reverse Cycle | N/A | Yes | Class 20 | Yes | N/A | N/A | N/A | N/A | N/A | N/A | N/A | Available | N/A | N/A | http://rinnai.com.au | http://www.rinnai.com.au | N/A | 0 | 0 | AAC6873 | Yes | Variable output compressor | Inverter | No | - | 12000 | 3.42 | - | 1155 | 5790 | Yes | 560 | 2675 | - | 3125.88 | 12924 | Yes | 755 | 5800 | - | 450 | 3220 | 12500 | 3.1 | 1255 | 6020 | Yes | 580 | 2530 | Yes | 3380 | 9800 | No | - | - | No | - | - | - | - | - | No | - | - | No | - | - | No | - | -
MON5H11B | 0 | N/A | RINNAI | N/A | Both | fixed | N/A | Air | Air | China | 3.1 | N/A | 11.5 | N/A | N/A | N/A | N/A | N/A | 3.1 | 12.3 | Enthalpy Test Room | 3.7335 | 3.805 | N/A | - | N/A | N/A | N/A | N/A | N/A | N/A | N/A | N/A | N/A | N/A | N/A | N/A | N/A | N/A | N/A | N/A | N/A | Single | R32 | Australia,Fiji,New Zealand | 157613 | 47078 | 0 | Approved | Reverse Cycle | N/A | Yes | Class 20 | Yes | N/A | N/A | N/A | N/A | N/A | N/A | N/A | Available | N/A | N/A | http://rinnai.com.au | http://www.rinnai.com.au | N/A | 0 | 0 | AAC7902 | Yes | Variable output compressor | Inverter | No | - | 11500 | 3.1 | - | 1157 | 5780 | Yes | 559 | 2881 | - | 2833.4 | 12385.5 | Yes | 755 | 5747 | - | 448 | 3590 | 12300 | 3.1 | 1210 | 6330 | Yes | 590 | 2670 | Yes | 3260 | 9942 | No | - | - | No | - | - | - | - | - | No | - | - | No | - | - | No | - | -
MON5H11B | 0 | N/A | RINNAI | N/A | Both | fixed | N/A | Air | Air | China | 3.1 | N/A | 11.5 | N/A | N/A | N/A | N/A | N/A | 3.1 | 12.3 | Enthalpy Test Room | 3.7335 | 3.805 | N/A | - | N/A | N/A | N/A | N/A | N/A | N/A | N/A | N/A | N/A | N/A | N/A | N/A | N/A | N/A | N/A | N/A | N/A | Single | R32 | Australia,Fiji,New Zealand | 162431 | 47280 | 0 | Approved | Reverse Cycle | N/A | Yes | Class 20 | Yes | N/A | N/A | N/A | N/A | N/A | N/A | N/A | Available | N/A | N/A | http://rinnai.com.au | http://www.rinnai.com.au | N/A | 0 | 0 | AAC8293 | Yes | Variable output compressor | Inverter | No | - | 11500 | 3.1 | - | 1157 | 5780 | Yes | 559 | 2881 | - | 2833.4 | 12385.5 | Yes | 755 | 5747 | - | 448 | 3590 | 12300 | 3.1 | 1210 | 6330 | Yes | 590 | 2670 | Yes | 3260 | 9942 | No | - | - | No | - | - | - | - | - | No | - | - | No | - | - | No | - | -
MON5H13B | 0 | N/A | RINNAI | N/A | Both | fixed | N/A | Air | Air | China | 3.8 | N/A | 13 | N/A | N/A | N/A | N/A | N/A | 3.22 | 13.5 | Enthalpy Test Room | 3.4743 | 4.2758 | N/A | - | N/A | N/A | N/A | N/A | N/A | N/A | N/A | N/A | N/A | N/A | N/A | N/A | N/A | N/A | N/A | N/A | N/A | Single | R32 | Australia,Fiji,New Zealand | 158068 | 47138 | 0 | Approved | Reverse Cycle | N/A | Yes | Class 20 | Yes | N/A | N/A | N/A | N/A | N/A | N/A | N/A | Available | N/A | N/A | http://rinnai.com.au | http://www.rinnai.com.au | N/A | 0 | 0 | AAC8012 | Yes | Variable output compressor | Inverter | No | - | 13000 | 3.8 | - | 1320 | 7140 | Yes | 810 | 5000 | - | 3473.2 | 14001 | Yes | 1020 | 7600 | - | 590 | 5000 | 13500 | 3.22 | 1270 | 6800 | Yes | 650 | 3850 | Yes | 4900 | 14800 | No | - | - | No | - | - | - | - | - | No | - | - | No | - | - | No | - | -
AC200JXAFNH/ AC200JNHFKH | 0 | N/A | SAMSUNG | N/A | Ducted | Single Split System | - | Air | Air | China | 6.06 | N/A | 20 | N/A | N/A | N/A | N/A | N/A | 6.08 | 22.5 | Calorimeter Room | 3.1561 | 3.7329 | N/A | - | N/A | N/A | N/A | N/A | N/A | N/A | N/A | N/A | N/A | N/A | N/A | N/A | N/A | N/A | N/A | N/A | N/A | Three | R410A | Australia | 136097 | 46084 | 0 | Approved | Reverse Cycle | N/A | Yes | Class 11 | Yes | N/A | N/A | N/A | N/A | N/A | N/A | N/A | Available | N/A | N/A | 0 | http://www.samsung.com.au | N/A | 0 | 0 | AAC5816 | Yes | Variable output compressor | Inverter | No | - | 20000 | 6.06 | - | 2800 | 10500 | No | - | - | - | 5538.84 | 21540 | No | 2559.2 | 11308.5 | Yes | 1750 | 6900 | 22500 | 6.08 | 2800 | 11500 | Yes | 1750 | 6300 | Yes | 9000 | 18000 | No | - | - | No | - | - | - | - | - | No | - | - | No | - | - | No | - | -
AM040NXMDGR/EU | 0 | N/A | SAMSUNG | N/A | Ducted | vrf | N/A | Air | Air | South Korea,China | 3.37 | N/A | 12.1 | N/A | N/A | N/A | N/A | N/A | 3.2 | 12.1 | Calorimeter Room | 3.7673 | 3.9759 | N/A | - | N/A | N/A | N/A | N/A | N/A | N/A | N/A | N/A | N/A | N/A | N/A | N/A | N/A | N/A | N/A | N/A | N/A | Three | R410A | Australia,Fiji,New Zealand | 133240 | 45970 | 0 | Approved | Reverse Cycle | N/A | No | Class 20 | No | N/A | N/A | N/A | N/A | N/A | N/A | N/A | Available | N/A | N/A | 0 | http://www.samsung.com.au | N/A | 0 | 0 | AAC5466 | Yes | Variable output compressor | Inverter | No | - | 12100 | 3.37 | - | 1400 | 6050 | No | - | - | - | 3080.18 | 13031.7 | No | 1279.6 | 6515.85 | Yes | 540 | 2420 | 12100 | 3.2 | 1330 | 6050 | Yes | 380 | 1820 | Yes | 3860 | 9700 | No | - | - | No | - | - | - | - | - | No | - | - | No | - | - | No | - | -
AM050NXMDER/EU | 0 | N/A | SAMSUNG | N/A | Ducted | vrf | N/A | Air | Air | South Korea,China | 4.09 | N/A | 14 | N/A | N/A | N/A | N/A | N/A | 3.66 | 14 | Calorimeter Room | 3.457 | 3.9736 | N/A | - | N/A | N/A | N/A | N/A | N/A | N/A | N/A | N/A | N/A | N/A | N/A | N/A | N/A | N/A | N/A | N/A | N/A | Single | R410A | Australia,Fiji,New Zealand | 133252 | 45970 | 0 | Approved | Reverse Cycle | N/A | No | Class 20 | No | N/A | N/A | N/A | N/A | N/A | N/A | N/A | Available | N/A | N/A | 0 | http://www.samsung.com.au | N/A | 0 | 0 | AAC5467 | Yes | Variable output compressor | Inverter | No | - | 14000 | 4.09 | - | 1710 | 7000 | No | - | - | - | 3738.26 | 15078 | No | 1562.94 | 7539 | Yes | 650 | 2800 | 14000 | 3.66 | 1520 | 7000 | Yes | 440 | 2100 | Yes | 4420 | 11200 | No | - | - | No | - | - | - | - | - | No | - | - | No | - | - | No | - | -
AM050NXMDGR/EU | 0 | N/A | SAMSUNG | N/A | Ducted | vrf | N/A | Air | Air | South Korea,China | 4.09 | N/A | 14 | N/A | N/A | N/A | N/A | N/A | 3.66 | 14 | Calorimeter Room | 3.4797 | 4.0136 | N/A | - | N/A | N/A | N/A | N/A | N/A | N/A | N/A | N/A | N/A | N/A | N/A | N/A | N/A | N/A | N/A | N/A | N/A | Three | R410A | Australia,Fiji,New Zealand | 133264 | 45970 | 0 | Approved | Reverse Cycle | N/A | No | Class 20 | No | N/A | N/A | N/A | N/A | N/A | N/A | N/A | Available | N/A | N/A | 0 | http://www.samsung.com.au | N/A | 0 | 0 | AAC5468 | Yes | Variable output compressor | Inverter | No | - | 14000 | 4.09 | - | 1710 | 7000 | No | - | - | - | 3738.26 | 15078 | No | 1562.94 | 7539 | Yes | 650 | 2800 | 14000 | 3.66 | 1520 | 7000 | Yes | 440 | 2100 | Yes | 4420 | 11200 | No | - | - | No | - | - | - | - | - | No | - | - | No | - | - | No | - | -
AM060NXMDGR/EU | 0 | N/A | SAMSUNG | N/A | Ducted | vrf | N/A | Air | Air | South Korea,China | 4.81 | N/A | 15.5 | N/A | N/A | N/A | N/A | N/A | 4.16 | 15.5 | Calorimeter Room | 3.2838 | 3.8327 | N/A | - | N/A | N/A | N/A | N/A | N/A | N/A | N/A | N/A | N/A | N/A | N/A | N/A | N/A | N/A | N/A | N/A | N/A | Three | R410A | Australia,Fiji,New Zealand | 133276 | 45970 | 0 | Approved | Reverse Cycle | N/A | No | Class 20 | No | N/A | N/A | N/A | N/A | N/A | N/A | N/A | Available | N/A | N/A | 0 | http://www.samsung.com.au | N/A | 0 | 0 | AAC5469 | Yes | Variable output compressor | Inverter | No | - | 15500 | 4.81 | - | 2010 | 7750 | No | - | - | - | 4396.34 | 16693.5 | No | 1837.14 | 8346.75 | Yes | 770 | 3100 | 15500 | 4.16 | 1730 | 7750 | Yes | 500 | 2330 | Yes | 5040 | 12400 | No | - | - | No | - | - | - | - | - | No | - | - | No | - | - | No | - | -
AM080FXMDGH/EU | 0 | N/A | SAMSUNG | N/A | Ducted | vrf | N/A | Air | Air | China | 6.84 | N/A | 22.4 | N/A | N/A | N/A | N/A | N/A | 6 | 25 | Calorimeter Room | 3.3848 | 4.3439 | N/A | - | N/A | N/A | N/A | N/A | N/A | N/A | N/A | N/A | N/A | N/A | N/A | N/A | N/A | N/A | N/A | N/A | N/A | Three | R410A | Australia,Fiji,New Zealand | 133293 | 46015 | 0 | Approved | Reverse Cycle | N/A | No | Class 20 | No | N/A | N/A | N/A | N/A | N/A | N/A | N/A | Available | N/A | N/A | 0 | http://www.samsung.com.au | N/A | 0 | 0 | AAC5617 | Yes | Variable output compressor | Inverter | No | - | 22400 | 6.84 | - | 3020 | 11200 | No | - | - | - | 6251.76 | 24124.8 | No | 2760.28 | 12062.4 | Yes | 1160 | 4480 | 25000 | 6 | 2680 | 12500 | Yes | 770 | 3750 | Yes | 7480 | 20000 | No | - | - | No | - | - | - | - | - | No | - | - | No | - | - | No | - | -
AM080FXVAGR/EU | 0 | N/A | SAMSUNG | N/A | Ducted | vrf | N/A | Air | Air | South Korea,China | 6.54 | N/A | 22.4 | N/A | N/A | N/A | N/A | N/A | 6.64 | 25.2 | Calorimeter Room | 3.5122 | 3.9822 | N/A | - | N/A | N/A | N/A | N/A | N/A | N/A | N/A | N/A | N/A | N/A | N/A | N/A | N/A | N/A | N/A | N/A | N/A | Three | R410A | Australia,Fiji,New Zealand | 133296 | 45970 | 0 | Approved | Reverse Cycle | N/A | No | Class 20 | No | N/A | N/A | N/A | N/A | N/A | N/A | N/A | Available | N/A | N/A | 0 | http://www.samsung.com.au | N/A | 0 | 0 | AAC5470 | Yes | Variable output compressor | Inverter | No | - | 22400 | 6.54 | - | 2720 | 11200 | No | - | - | - | 5977.56 | 24124.8 | No | 2486.08 | 12062.4 | Yes | 1040 | 4480 | 25200 | 6.64 | 2760 | 12600 | Yes | 800 | 3780 | Yes | 8000 | 20200 | No | - | - | No | - | - | - | - | - | No | - | - | No | - | - | No | - | -
AM080JXVAGH/EU | 0 | N/A | SAMSUNG | N/A | Ducted | vrf | N/A | Air | Air | South Korea,China | 6.54 | N/A | 22.4 | N/A | N/A | N/A | N/A | N/A | 6.64 | 25.2 | Calorimeter Room | 3.5161 | 3.961 | N/A | - | N/A | N/A | N/A | N/A | N/A | N/A | N/A | N/A | N/A | N/A | N/A | N/A | N/A | N/A | N/A | N/A | N/A | Three | R410A | Australia,Fiji,New Zealand | 133385 | 45970 | 0 | Approved | Reverse Cycle | N/A | No | Class 20 | No | N/A | N/A | N/A | N/A | N/A | N/A | N/A | Available | N/A | N/A | 0 | http://www.samsung.com.au | N/A | 0 | 0 | AAC5465 | Yes | Variable output compressor | Inverter | No | - | 22400 | 6.54 | - | 2720 | 11200 | No | - | - | - | 5977.56 | 24124.8 | No | 2486.08 | 12062.4 | Yes | 1040 | 4480 | 25200 | 6.64 | 2760 | 12600 | Yes | 800 | 3780 | Yes | 8000 | 20200 | No | - | - | No | - | - | - | - | - | No | - | - | No | - | - | No | - | -
AM100FXVAGR/EU | 0 | N/A | SAMSUNG | N/A | Ducted | vrf | N/A | Air | Air | South Korea,China | 8.725 | N/A | 28 | N/A | N/A | N/A | N/A | N/A | 8.625 | 31.5 | Calorimeter Room | 3.3639 | 3.7589 | N/A | - | N/A | N/A | N/A | N/A | N/A | N/A | N/A | N/A | N/A | N/A | N/A | N/A | N/A | N/A | N/A | N/A | N/A | Three | R410A | Australia,Fiji,New Zealand | 133400 | 45970 | 0 | Approved | Reverse Cycle | N/A | No | Class 20 | No | N/A | N/A | N/A | N/A | N/A | N/A | N/A | Available | N/A | N/A | 0 | http://www.samsung.com.au | N/A | 0 | 0 | AAC5471 | Yes | Variable output compressor | Inverter | No | - | 28000 | 8.725 | - | 3630 | 14000 | No | - | - | - | 7974.65 | 30156 | No | 3317.82 | 15078 | Yes | 1400 | 5600 | 31500 | 8.625 | 3600 | 15750 | Yes | 1040 | 4730 | Yes | 10380 | 25200 | No | - | - | No | - | - | - | - | - | No | - | - | No | - | - | No | - | -
AM100JXVAGH/EU | 0 | N/A | SAMSUNG | N/A | Ducted | fixed | N/A | Air | Air | China | 8.775 | N/A | 28 | N/A | N/A | N/A | N/A | N/A | 8.575 | 31.5 | Calorimeter Room | 3.352 | 3.736 | N/A | - | N/A | N/A | N/A | N/A | N/A | N/A | N/A | N/A | N/A | N/A | N/A | N/A | N/A | N/A | N/A | N/A | N/A | Three | R410A | Australia,Fiji,New Zealand | 133624 | 45970 | 0 | Approved | Reverse Cycle | N/A | No | Class 20 | No | N/A | N/A | N/A | N/A | N/A | N/A | N/A | Available | N/A | N/A | 0 | http://www.samsung.com.au | N/A | 0 | 0 | AAC5472 | Yes | Variable output compressor | Inverter | No | - | 28000 | 8.775 | - | 3660 | 14000 | No | - | - | - | 8020.35 | 30156 | No | 3345.24 | 15078 | Yes | 1400 | 5600 | 31500 | 8.575 | 3580 | 15750 | Yes | 1030 | 4730 | Yes | 10320 | 25200 | No | - | - | No | - | - | - | - | - | No | - | - | No | - | - | No | - | -
AM100KXMDGH/EU | 0 | N/A | SAMSUNG | N/A | Ducted | fixed | N/A | Air | Air | China | 8.85 | N/A | 28 | N/A | N/A | N/A | N/A | N/A | 8.665 | 31.5 | Calorimeter Room | 3.2132 | 3.786 | N/A | - | N/A | N/A | N/A | N/A | N/A | N/A | N/A | N/A | N/A | N/A | N/A | N/A | N/A | N/A | N/A | N/A | N/A | Three | R410A | Australia,Fiji,New Zealand | 134367 | 45999 | 0 | Approved | Reverse Cycle | N/A | No | Class 20 | No | N/A | N/A | N/A | N/A | N/A | N/A | N/A | Available | N/A | N/A | 0 | http://www.samsung.com.au | N/A | 0 | 0 | AAC5544 | Yes | Variable output compressor | Inverter | No | - | 28000 | 8.85 | - | 3840 | 14000 | No | - | - | - | 8088.9 | 30156 | No | 3509.76 | 15078 | Yes | 1470 | 5600 | 31500 | 8.665 | 3610 | 15750 | Yes | 1040 | 4730 | Yes | 10140 | 25200 | No | - | - | No | - | - | - | - | - | No | - | - | No | - | - | No | - | -
AM120FXVAGR/EU | 0 | N/A | SAMSUNG | N/A | Ducted | fixed | N/A | Air | Air | China,South Korea | 10.345 | N/A | 33.6 | N/A | N/A | N/A | N/A | N/A | 10.645 | 37.8 | Calorimeter Room | 3.3171 | 3.5558 | N/A | - | N/A | N/A | N/A | N/A | N/A | N/A | N/A | N/A | N/A | N/A | N/A | N/A | N/A | N/A | N/A | N/A | N/A | Three | R410A | Australia,Fiji,New Zealand | 133626 | 45970 | 0 | Approved | Reverse Cycle | N/A | No | Class 20 | No | N/A | N/A | N/A | N/A | N/A | N/A | N/A | Available | N/A | N/A | 0 | http://www.samsung.com.au | N/A | 0 | 0 | AAC5473 | Yes | Variable output compressor | Inverter | No | No | 33600 | 10.345 | - | 4460 | 16800 | No | - | - | - | 9455.33 | 36187.2 | No | 4076.44 | 18093.6 | Yes | 1710 | 6720 | 37800 | 10.645 | 4590 | 18900 | Yes | 1320 | 5670 | Yes | 13250 | 30200 | No | - | - | No | - | - | - | - | - | - | - | - | No | - | - | No | - | -
AM120JXVAGH/EU | 0 | N/A | SAMSUNG | N/A | Ducted | fixed | N/A | Air | Air | China | 10.47 | N/A | 33.6 | N/A | N/A | N/A | N/A | N/A | 10.34 | 37.8 | Calorimeter Room | 3.3829 | 3.7781 | N/A | - | N/A | N/A | N/A | N/A | N/A | N/A | N/A | N/A | N/A | N/A | N/A | N/A | N/A | N/A | N/A | N/A | N/A | Three | R410A | Australia,Fiji,New Zealand | 133641 | 45971 | 0 | Approved | Reverse Cycle | N/A | No | Class 20 | No | N/A | N/A | N/A | N/A | N/A | N/A | N/A | Available | N/A | N/A | 0 | http://www.samsung.com.au | N/A | 0 | 0 | AAC5480 | Yes | Variable output compressor | Inverter | No | No | 33600 | 10.47 | - | 4360 | 16800 | No | - | - | - | 9569.58 | 36187.2 | No | 3985.04 | 18093.6 | Yes | 1670 | 6720 | 37800 | 10.34 | 4300 | 18900 | Yes | 1240 | 5670 | Yes | 12430 | 30200 | No | - | - | No | - | - | - | - | - | No | - | - | No | - | - | No | - | -
AM120KXMDGH/EU | 0 | N/A | SAMSUNG | N/A | Ducted | fixed | N/A | Air | Air | China | 10.5 | N/A | 33.5 | N/A | N/A | N/A | N/A | N/A | 9.54 | 37.5 | Calorimeter Room | 3.229 | 3.9769 | N/A | - | N/A | N/A | N/A | N/A | N/A | N/A | N/A | N/A | N/A | N/A | N/A | N/A | N/A | N/A | N/A | N/A | N/A | Three | R410A | Australia,Fiji,New Zealand | 134372 | 45992 | 0 | Approved | Reverse Cycle | N/A | No | Class 20 | No | N/A | N/A | N/A | N/A | N/A | N/A | N/A | Available | N/A | N/A | 0 | http://www.samsung.com.au | N/A | 0 | 0 | AAC5539 | Yes | Variable output compressor | Inverter | No | No | 33500 | 10.5 | - | 4620 | 16750 | No | - | - | - | 9597 | 36079.5 | No | 4222.68 | 18039.75 | Yes | 1770 | 6700 | 37500 | 9.54 | 4210 | 18750 | Yes | 1210 | 5630 | Yes | 11830 | 30000 | No | - | - | No | - | - | - | - | - | No | - | - | No | - | - | No | - | -
AM140FXVAGR/EU | 0 | N/A | SAMSUNG | N/A | Ducted | fixed | N/A | Air | Air | China,South Korea | 11.595 | N/A | 40 | N/A | N/A | N/A | N/A | N/A | 12.195 | 45 | Calorimeter Room | 3.5999 | 3.8159 | N/A | - | N/A | N/A | N/A | N/A | N/A | N/A | N/A | N/A | N/A | N/A | N/A | N/A | N/A | N/A | N/A | N/A | N/A | Three | R410A | Australia,Fiji,New Zealand | 133642 | 45971 | 0 | Approved | Reverse Cycle | N/A | No | Class 21 | No | N/A | N/A | N/A | N/A | N/A | N/A | N/A | Available | N/A | N/A | 0 | http://www.samsung.com.au | N/A | 0 | 0 | AAC5484 | Yes | Variable output compressor | Inverter | No | No | 40000 | 11.595 | - | 4830 | 20000 | No | - | - | - | 10597.83 | 43080 | No | 4414.62 | 21540 | Yes | 1860 | 8000 | 45000 | 12.195 | 5080 | 22500 | Yes | 1460 | 6750 | Yes | 14680 | 36000 | No | - | - | No | - | - | - | - | - | No | - | - | No | - | - | No | - | -
AM140KXMDGH/EU | 0 | N/A | SAMSUNG | N/A | Ducted | fixed | N/A | Air | Air | China | 13.285 | N/A | 40 | N/A | N/A | N/A | N/A | N/A | 12.575 | 45 | Calorimeter Room | 3.1981 | 3.7169 | N/A | - | N/A | N/A | N/A | N/A | N/A | N/A | N/A | N/A | N/A | N/A | N/A | N/A | N/A | N/A | N/A | N/A | N/A | Three | R410A | Australia,Fiji,New Zealand | 134379 | 45992 | 0 | Approved | Reverse Cycle | N/A | No | Class 21 | No | N/A | N/A | N/A | N/A | N/A | N/A | N/A | Available | N/A | N/A | 0 | http://www.samsung.com.au | N/A | 0 | 0 | AAC5537 | Yes | Variable output compressor | Inverter | No | No | 40000 | 13.285 | - | 5540 | 20000 | No | - | - | - | 12142.49 | 43080 | No | 5063.56 | 21540 | Yes | 2130 | 8000 | 45000 | 12.575 | 5240 | 22500 | Yes | 1510 | 6750 | Yes | 14740 | 36000 | No | - | - | No | - | - | - | - | - | No | - | - | No | - | - | No | - | -
AM140KXVAGH/EU | 0 | N/A | SAMSUNG | N/A | Ducted | vrf | N/A | Air | Air | China | 13.265 | N/A | 40 | N/A | N/A | N/A | N/A | N/A | 12.495 | 45 | Calorimeter Room | 3.116 | 3.6 | N/A | - | N/A | N/A | N/A | N/A | N/A | N/A | N/A | N/A | N/A | N/A | N/A | N/A | N/A | N/A | N/A | N/A | N/A | Three | R410A | Australia | 135786 | 46076 | 0 | Approved | Reverse Cycle | N/A | No | Class 21 | No | N/A | N/A | N/A | N/A | N/A | N/A | N/A | Available | N/A | N/A | 0 | http://www.samsung.com.au | N/A | 0 | 0 | AAC5794 | Yes | Variable output compressor | Inverter | No | No | 40000 | 13.265 | - | 5520 | 20000 | No | - | - | - | 12124.21 | 43080 | No | 5045.28 | 21540 | Yes | 2120 | 8000 | 45000 | 12.495 | 5210 | 22500 | Yes | 1500 | 6750 | Yes | 15090 | 36000 | No | - | - | No | - | - | - | - | - | No | - | - | No | - | - | No | - | -
AM160FXVAGR/EU | 0 | N/A | SAMSUNG | N/A | Ducted | fixed | N/A | Air | Air | China,South Korea | 13.715 | N/A | 45 | N/A | N/A | N/A | N/A | N/A | 14.215 | 50 | Calorimeter Room | 3.3301 | 3.609 | N/A | - | N/A | N/A | N/A | N/A | N/A | N/A | N/A | N/A | N/A | N/A | N/A | N/A | N/A | N/A | N/A | N/A | N/A | Three | R410A | Australia,Fiji,New Zealand | 133643 | 45971 | 0 | Approved | Reverse Cycle | N/A | No | Class 21 | No | N/A | N/A | N/A | N/A | N/A | N/A | N/A | Available | N/A | N/A | 0 | http://www.samsung.com.au | N/A | 0 | 0 | AAC5481 | Yes | Variable output compressor | Inverter | No | No | 45000 | 13.715 | - | 5720 | 22500 | No | - | - | - | 12535.51 | 48465 | No | 5228.08 | 24232.5 | Yes | 2200 | 9000 | 50000 | 14.215 | 5920 | 25000 | Yes | 1700 | 7500 | Yes | 17160 | 40000 | No | - | - | No | - | - | - | - | - | No | - | - | No | - | - | No | - | -
AM160KXVAGH/EU | 0 | N/A | SAMSUNG | N/A | Ducted | vrf | N/A | Air | Air | China | 14.815 | N/A | 45 | N/A | N/A | N/A | N/A | N/A | 14.325 | 50.4 | Calorimeter Room | 3.143 | 3.617 | N/A | - | N/A | N/A | N/A | N/A | N/A | N/A | N/A | N/A | N/A | N/A | N/A | N/A | N/A | N/A | N/A | N/A | N/A | Three | R410A | Australia | 135864 | 46076 | 0 | Approved | Reverse Cycle | N/A | No | Class 21 | No | N/A | N/A | N/A | N/A | N/A | N/A | N/A | Available | N/A | N/A | 0 | http://www.samsung.com.au | N/A | 0 | 0 | AAC5795 | Yes | Variable output compressor | Inverter | No | No | 45000 | 14.815 | - | 6170 | 22500 | No | - | - | - | 13540.91 | 48465 | No | 5639.38 | 24232.5 | Yes | 2370 | 9000 | 50400 | 14.325 | 5970 | 25200 | Yes | 1720 | 7560 | Yes | 17290 | 40300 | No | - | - | No | - | - | - | - | - | No | - | - | No | - | - | No | - | -
AM180FXVAGR/EU | 0 | N/A | SAMSUNG | N/A | Ducted | fixed | N/A | Air | Air | China,South Korea | 15.98 | N/A | 50.4 | N/A | N/A | N/A | N/A | N/A | 15 | 56.7 | Calorimeter Room | 3.333 | 3.918 | N/A | - | N/A | N/A | N/A | N/A | N/A | N/A | N/A | N/A | N/A | N/A | N/A | N/A | N/A | N/A | N/A | N/A | N/A | Three | R410A | Australia,Fiji,New Zealand | 133644 | 45970 | 0 | Approved | Reverse Cycle | N/A | No | Class 21 | No | N/A | N/A | N/A | N/A | N/A | N/A | N/A | Available | N/A | N/A | 0 | http://www.samsung.com.au | N/A | 0 | 0 | AAC5474 | Yes | Variable output compressor | Inverter | No | No | 50400 | 15.98 | - | 6670 | 25200 | No | - | - | - | 14605.72 | 54280.8 | No | 6096.38 | 27140.4 | Yes | 2560 | 10080 | 56700 | 15 | 6250 | 28350 | Yes | 1800 | 8510 | Yes | 18100 | 45400 | No | - | - | No | - | - | - | - | - | No | - | - | No | - | - | No | - | -
AM180KXVAGH/EU | 0 | N/A | SAMSUNG | N/A | Ducted | vrf | N/A | Air | Air | China | 15.7 | N/A | 50.4 | N/A | N/A | N/A | N/A | N/A | 15.01 | 56.7 | Calorimeter Room | 3.2791 | 3.9471 | N/A | - | N/A | N/A | N/A | N/A | N/A | N/A | N/A | N/A | N/A | N/A | N/A | N/A | N/A | N/A | N/A | N/A | N/A | Three | R410A | Australia | 136094 | 46076 | 0 | Approved | Reverse Cycle | N/A | No | Class 21 | No | N/A | N/A | N/A | N/A | N/A | N/A | N/A | Available | N/A | N/A | 0 | http://www.samsung.com.au | N/A | 0 | 0 | AAC5796 | Yes | Variable output compressor | Inverter | No | No | 50400 | 15.7 | - | 6540 | 25200 | No | - | - | - | 14349.8 | 54280.8 | No | 5977.56 | 27140.4 | Yes | 2510 | 10080 | 56700 | 15.01 | 6250 | 28350 | Yes | 1800 | 8510 | Yes | 18110 | 45400 | No | - | - | - | - | - | - | - | - | No | - | - | No | - | - | No | - | -
AM200FXVAGR/EU | 0 | N/A | SAMSUNG | N/A | Ducted | fixed | N/A | Air | Air | China,South Korea | 18.31 | N/A | 56 | N/A | N/A | N/A | N/A | N/A | 17.02 | 63 | Calorimeter Room | 3.149 | 3.8789 | N/A | - | N/A | N/A | N/A | N/A | N/A | N/A | N/A | N/A | N/A | N/A | N/A | N/A | N/A | N/A | N/A | N/A | N/A | Three | R410A | Australia,Fiji,New Zealand | 133645 | 45973 | 0 | Approved | Reverse Cycle | N/A | No | Class 21 | No | N/A | N/A | N/A | N/A | N/A | N/A | N/A | Available | N/A | N/A | 0 | http://www.samsung.com.au | N/A | 0 | 0 | AAC5486 | Yes | Variable output compressor | Inverter | No | No | 56000 | 18.31 | - | 7630 | 28000 | No | - | - | - | 16735.34 | 60312 | No | 6973.82 | 30156 | Yes | 2930 | 11200 | 63000 | 17.02 | 7090 | 31500 | Yes | 2040 | 9450 | Yes | 20560 | 50400 | No | - | - | No | - | - | - | - | - | No | - | - | No | - | - | No | - | -
AM200KXVAGH/EU | 0 | N/A | SAMSUNG | N/A | Ducted | vrf | N/A | Air | Air | China | 17.3 | N/A | 56 | N/A | N/A | N/A | N/A | N/A | 17.03 | 63 | Calorimeter Room | 3.278 | 3.8569 | N/A | - | N/A | N/A | N/A | N/A | N/A | N/A | N/A | N/A | N/A | N/A | N/A | N/A | N/A | N/A | N/A | N/A | N/A | Three | R410A | Australia | 136095 | 46076 | 0 | Approved | Reverse Cycle | N/A | No | Class 21 | No | N/A | N/A | N/A | N/A | N/A | N/A | N/A | Available | N/A | N/A | 0 | http://www.samsung.com.au | N/A | 0 | 0 | AAC5792 | Yes | Variable output compressor | Inverter | No | No | 56000 | 17.3 | - | 7200 | 28000 | No | - | - | - | 15812.2 | 60312 | No | 6580.8 | 30156 | Yes | 2770 | 11200 | 63000 | 17.03 | 7090 | 31500 | Yes | 2040 | 9450 | Yes | 20580 | 50400 | No | - | - | No | - | - | - | - | - | No | - | - | No | - | - | No | - | -
AM220FXVAGR/EU | 0 | N/A | SAMSUNG | N/A | Ducted | fixed | N/A | Air | Air | China,South Korea | 20.86 | N/A | 61.6 | N/A | N/A | N/A | N/A | N/A | 20.21 | 69.3 | Calorimeter Room | 3.0321 | 3.4339 | N/A | - | N/A | N/A | N/A | N/A | N/A | N/A | N/A | N/A | N/A | N/A | N/A | N/A | N/A | N/A | N/A | N/A | N/A | Three | R410A | Australia,Fiji,New Zealand | 133646 | 45970 | 0 | Approved | Reverse Cycle | N/A | No | Class 21 | No | N/A | N/A | N/A | N/A | N/A | N/A | N/A | Available | N/A | N/A | 0 | http://www.samsung.com.au | N/A | 0 | 0 | AAC5475 | Yes | Variable output compressor | Inverter | No | No | 61600 | 20.86 | - | 8700 | 30800 | No | - | - | - | 19066.04 | 66343.2 | No | 7951.8 | 33171.6 | Yes | 3340 | 12320 | 69300 | 20.21 | 8420 | 34650 | Yes | 2420 | 10400 | Yes | 24420 | 55400 | No | - | - | No | - | - | - | - | - | No | - | - | No | - | - | No | - | -
AM220KXVAGH/EU | 0 | N/A | SAMSUNG | N/A | Ducted | vrf | N/A | Air | Air | China | 20.86 | N/A | 61.6 | N/A | N/A | N/A | N/A | N/A | 20.21 | 69.3 | Calorimeter Room | 3.012 | 3.426 | N/A | - | N/A | N/A | N/A | N/A | N/A | N/A | N/A | N/A | N/A | N/A | N/A | N/A | N/A | N/A | N/A | N/A | N/A | Three | R410A | Australia | 136096 | 46076 | 0 | Approved | Reverse Cycle | N/A | No | Class 21 | No | N/A | N/A | N/A | N/A | N/A | N/A | N/A | Available | N/A | N/A | 0 | http://www.samsung.com.au | N/A | 0 | 0 | AAC5793 | Yes | Variable output compressor | Inverter | No | No | 61600 | 20.86 | - | 8700 | 30800 | No | - | - | - | 19066.04 | 66343.2 | No | 7951.8 | 33171.6 | Yes | 3340 | 12320 | 69300 | 20.21 | 8420 | 34650 | Yes | 2420 | 10400 | Yes | 24420 | 55400 | No | - | - | No | - | - | - | - | - | No | - | - | No | - | - | No | - | -
AM260KXVAGH/EU | 0 | N/A | SAMSUNG | 7300 | Ducted | vrf | N/A | Air | Air | China | 23920 | 65500 | 72.8 | N/A | N/A | N/A | N/A | N/A | 23010 | 81.9 | Calorimeter Room | 3.116 | 3.611 | N/A | - | N/A | N/A | N/A | N/A | N/A | N/A | N/A | N/A | N/A | N/A | N/A | N/A | N/A | N/A | N/A | N/A | N/A | Three-phase | R410A | Australia,Fiji,New Zealand | 144661 | 46660 | 0 | Approved | Reverse Cycle | N/A | No | Class 27 | No | N/A | N/A | N/A | N/A | N/A | N/A | N/A | Available | N/A | N/A | 0 | http://www.samsung.com.au | N/A | 0 | 0 | AAC6954 | Yes | Variable output compressor | Inverter | No | No | 72800 | 23920 | - | 9980 | 36400 | No | - | - | - | - | - | No | - | - | Yes | 3830 | 14560 | 81900 | 23010 | 9590 | 40950 | Yes | 2760 | 12290 | Yes | 27690 | 65500 | No | - | - | No | - | - | - | - | - | No | - | - | No | - | - | No | - | -
AM260MXVGNR/ET | 0 | N/A | SAMSUNG | 7300 | Ducted | vrf | N/A | Air | Air | China | 24820 | 65500 | 72.8 | N/A | N/A | N/A | N/A | N/A | 19070 | 72.8 | Calorimeter Room | 2.99 | 3.8471 | N/A | - | N/A | N/A | N/A | N/A | N/A | N/A | N/A | N/A | N/A | N/A | N/A | N/A | N/A | N/A | N/A | N/A | N/A | Three-phase | R410A | Australia,Fiji,New Zealand | 144675 | 46660 | 0 | Approved | Reverse Cycle | N/A | No | Class 27 | No | N/A | N/A | N/A | N/A | N/A | N/A | N/A | Available | N/A | N/A | 0 | http://www.samsung.com.au | N/A | 0 | 0 | AAC6985 | Yes | Variable output compressor | Inverter | No | No | 72800 | 24820 | - | 10350 | 36400 | No | - | - | - | - | - | No | - | - | Yes | 3980 | 14560 | 72800 | 19070 | 7940 | 36400 | Yes | 2290 | 10920 | Yes | 22970 | 58200 | No | - | - | No | - | - | - | - | - | No | - | - | No | - | - | No | - | -
AM280KXVAGH/EU | 0 | N/A | SAMSUNG | 7900 | Ducted | vrf | N/A | Air | Air | China | 26070 | 70700 | 78.6 | N/A | N/A | N/A | N/A | N/A | 25570 | 88.2 | Calorimeter Room | 3.11 | 3.584 | N/A | - | N/A | N/A | N/A | N/A | N/A | N/A | N/A | N/A | N/A | N/A | N/A | N/A | N/A | N/A | N/A | N/A | N/A | Three-phase | R410A | Australia,Fiji,New Zealand | 144672 | 46660 | 0 | Approved | Reverse Cycle | N/A | No | Class 27 | No | N/A | N/A | N/A | N/A | N/A | N/A | N/A | Available | N/A | N/A | 0 | http://www.samsung.com.au | N/A | 0 | 0 | AAC6946 | Yes | Variable output compressor | Inverter | No | No | 78600 | 26070 | - | 10880 | 39300 | No | - | - | - | - | - | No | - | - | Yes | 4180 | 15720 | 88200 | 25570 | 10650 | 44100 | Yes | 3070 | 13230 | Yes | 30820 | 70600 | No | - | - | No | - | - | - | - | - | No | - | - | No | - | - | No | - | -
AM280MXVGNR/ET | 0 | N/A | SAMSUNG | 7900 | Ducted | vrf | N/A | Air | Air | China | 25040 | 70700 | 78.6 | N/A | N/A | N/A | N/A | N/A | 24160 | 88.2 | Calorimeter Room | 3.188 | 3.77 | N/A | - | N/A | N/A | N/A | N/A | N/A | N/A | N/A | N/A | N/A | N/A | N/A | N/A | N/A | N/A | N/A | N/A | N/A | Three-phase | R410A | Australia,Fiji,New Zealand | 144676 | 46660 | 0 | Approved | Reverse Cycle | N/A | No | Class 27 | No | N/A | N/A | N/A | N/A | N/A | N/A | N/A | Available | N/A | N/A | 0 | http://www.samsung.com.au | N/A | 0 | 0 | AAC6945 | Yes | Variable output compressor | Inverter | No | No | 78600 | 25040 | - | 10430 | 39300 | No | - | - | - | - | - | No | - | - | Yes | 4010 | 15720 | 88200 | 24160 | 10070 | 44100 | Yes | 2900 | 13230 | Yes | 29090 | 70600 | No | - | - | No | - | - | - | - | - | No | - | - | No | - | - | No | - | -
AM300KXVAGH/EU | 0 | N/A | SAMSUNG | 8400 | Ducted | vrf | N/A | Air | Air | China | 28480 | 75600 | 84 | N/A | N/A | N/A | N/A | N/A | 26370 | 94.5 | Calorimeter Room | 3.015 | 3.757 | N/A | - | N/A | N/A | N/A | N/A | N/A | N/A | N/A | N/A | N/A | N/A | N/A | N/A | N/A | N/A | N/A | N/A | N/A | Three-phase | R410A | Australia,Fiji,New Zealand | 144673 | 46660 | 0 | Approved | Reverse Cycle | N/A | No | Class 27 | No | N/A | N/A | N/A | N/A | N/A | N/A | N/A | Available | N/A | N/A | 0 | http://www.samsung.com.au | N/A | 0 | 0 | AAC6984 | Yes | Variable output compressor | Inverter | No | No | 84000 | 28480 | - | 11860 | 42000 | No | - | - | - | - | - | No | - | - | Yes | 4560 | 16800 | 94500 | 26370 | 11000 | 47250 | Yes | 3170 | 14175 | Yes | 31740 | 75600 | No | - | - | No | - | - | - | - | - | No | - | - | No | - | - | No | - | -
AM300MXVANR/ET | 0 | N/A | SAMSUNG | 8400 | Ducted | vrf | N/A | Air | Air | China | 28475 | 75600 | 84 | N/A | N/A | N/A | N/A | N/A | 26365 | 94.5 | Calorimeter Room | 3 | 3.6451 | N/A | - | N/A | N/A | N/A | N/A | N/A | N/A | N/A | N/A | N/A | N/A | N/A | N/A | N/A | N/A | N/A | N/A | N/A | Three-phase | R410A | Australia,Fiji,New Zealand | 144680 | 46660 | 0 | Approved | Reverse Cycle | N/A | No | Class 27 | No | N/A | N/A | N/A | N/A | N/A | N/A | N/A | Available | N/A | N/A | 0 | http://www.samsung.com.au | N/A | 0 | 0 | AAC6955 | Yes | Variable output compressor | Inverter | No | No | 84000 | 28475 | - | 11860 | 42000 | No | - | - | - | - | - | No | - | - | Yes | 4560 | 16800 | 94500 | 26365 | 11000 | 47250 | Yes | 3170 | 14180 | Yes | 31740 | 75600 | No | - | - | No | - | - | - | - | - | No | - | - | No | - | - | No | - | -
AC052TXAPKG/SA / AC052TNHDKG/SA | 0 | N/A | SAMSUNG ELECTRONICS | N/A | Ducted | Single Split System | - | Air | Air | South Korea,China | 1.41 | N/A | 5.2 | N/A | N/A | N/A | N/A | N/A | 1.5 | 6 | Enthalpy Test Room | 3.6398 | 4.0386 | N/A | - | N/A | N/A | N/A | N/A | N/A | N/A | N/A | N/A | N/A | N/A | N/A | N/A | N/A | N/A | N/A | N/A | N/A | Single | R32 | Australia,New Zealand | 163850 | 47342 | 0 | Approved | Reverse Cycle | N/A | Yes | Class 10 | Yes | N/A | N/A | N/A | N/A | N/A | N/A | N/A | Available | N/A | N/A | 0 | http://www.samsung.com.au | N/A | 0 | 0 | AAC8390 | Yes | Variable output compressor | Inverter | No | - | 5200 | 1.41 | - | 680 | 2740 | No | - | - | - | 1288.74 | 5600.4 | No | 621.52 | 2950.98 | Yes | 380 | 1800 | 6000 | 1.5 | 610 | 3100 | Yes | 260 | 900 | Yes | 2200 | 5650 | No | - | - | No | - | - | - | - | - | No | - | - | No | - | - | No | - | -
AC100TXAPKG/ AC100TNHPKG | 0 | N/A | SAMSUNG ELECTRONICS | N/A | Ducted | Single Split System | - | Air | Air | China,South Korea | 2.63 | N/A | 10 | N/A | N/A | N/A | N/A | N/A | 3.05 | 12.5 | Calorimeter Room | 3.8622 | 4.2385 | N/A | - | N/A | N/A | N/A | N/A | N/A | N/A | N/A | N/A | N/A | N/A | N/A | N/A | N/A | N/A | N/A | N/A | N/A | Single | R32 | Australia,Fiji,New Zealand | 129044 | 45810 | 0 | Approved | Reverse Cycle | N/A | Yes | Class 11 | Yes | N/A | N/A | Yes | Yes | Yes | N/A | N/A | Available | N/A | N/A | 0 | http://www.samsung.com.au | N/A | 0 | 0 | AAC4866 | Yes | Variable output compressor | Inverter | No | - | 10000 | 2.63 | - | 1120 | 5100 | No | - | - | - | 2403.82 | 10770 | No | 1023.68 | 5492.7 | Yes | 770 | 4200 | 12500 | 3.05 | 1320 | 6250 | Yes | 660 | 3200 | Yes | 2800 | 8500 | No | - | - | No | - | - | - | - | - | No | - | - | No | - | - | No | - | -
AC100TXAPKG/SA / AC100TNHDKG/SA | 0 | N/A | SAMSUNG ELECTRONICS | N/A | Ducted | Single Split System | - | Air | Air | China,South Korea | 2.7 | N/A | 10 | N/A | N/A | N/A | N/A | N/A | 2.73 | 11.2 | Enthalpy Test Room | 3.8851 | 4.2404 | N/A | - | N/A | N/A | N/A | N/A | N/A | N/A | N/A | N/A | N/A | N/A | N/A | N/A | N/A | N/A | N/A | N/A | N/A | Single | R32 | Australia,New Zealand | 163851 | 47342 | 0 | Approved | Reverse Cycle | N/A | Yes | Class 11 | Yes | N/A | N/A | N/A | N/A | N/A | N/A | N/A | Available | N/A | N/A | 0 | http://www.samsung.com.au | N/A | 0 | 0 | AAC8391 | Yes | Variable output compressor | Inverter | No | - | 10000 | 2.7 | - | 1160 | 5200 | No | - | - | - | 2467.8 | 10770 | No | 1060.24 | 5600.4 | Yes | 860 | 4250 | 11200 | 2.73 | 1050 | 5700 | Yes | 700 | 3350 | Yes | 3900 | 9400 | No | - | - | No | - | - | - | - | - | No | - | - | No | - | - | No | - | -
AC100TXAPNG/ AC100TNHPKG | 0 | N/A | SAMSUNG ELECTRONICS | N/A | Ducted | Single Split System | - | Air | Air | China,South Korea | 2.63 | N/A | 10 | N/A | N/A | N/A | N/A | N/A | 3.05 | 12.5 | Calorimeter Room | 3.8567 | 4.1979 | N/A | - | N/A | N/A | N/A | N/A | N/A | N/A | N/A | N/A | N/A | N/A | N/A | N/A | N/A | N/A | N/A | N/A | N/A | Three | R32 | Australia,Fiji,New Zealand | 129346 | 45810 | 0 | Approved | Reverse Cycle | N/A | Yes | Class 11 | Yes | N/A | N/A | Yes | Yes | Yes | N/A | N/A | Available | N/A | N/A | 0 | http://www.samsung.com.au | N/A | 0 | 0 | AAC4868 | Yes | Variable output compressor | Inverter | No | - | 10000 | 2.63 | - | 1120 | 5100 | No | - | - | - | 2403.82 | 10770 | No | 1023.68 | 5492.7 | Yes | 770 | 4200 | 12500 | 3.05 | 1320 | 6250 | Yes | 660 | 3200 | Yes | 2800 | 8500 | No | - | - | No | - | - | - | - | - | No | - | - | No | - | - | No | - | -
AC100TXAPNG/SA / AC100TNHDKG/SA | 0 | N/A | SAMSUNG ELECTRONICS | N/A | Ducted | Single Split System | - | Air | Air | South Korea,China | 2.7 | N/A | 10 | N/A | N/A | N/A | N/A | N/A | 2.73 | 11.2 | Enthalpy Test Room | 3.9064 | 4.2367 | N/A | - | N/A | N/A | N/A | N/A | N/A | N/A | N/A | N/A | N/A | N/A | N/A | N/A | N/A | N/A | N/A | N/A | N/A | Three | R32 | Australia,New Zealand | 163853 | 47342 | 0 | Approved | Reverse Cycle | N/A | Yes | Class 11 | Yes | N/A | N/A | N/A | N/A | N/A | N/A | N/A | Available | N/A | N/A | 0 | http://www.samsung.com.au | N/A | 0 | 0 | AAC8392 | Yes | Variable output compressor | Inverter | No | - | 10000 | 2.7 | - | 1160 | 5200 | No | - | - | - | 2467.8 | 10770 | No | 1060.24 | 5600.4 | Yes | 860 | 4250 | 11200 | 2.73 | 1050 | 5700 | Yes | 700 | 3350 | Yes | 3900 | 9400 | No | - | - | No | - | - | - | - | - | No | - | - | No | - | - | No | - | -
AC120TXAPKG/SA / AC120TNHDKG/SA | 0 | N/A | SAMSUNG ELECTRONICS | N/A | Ducted | Single Split System | - | Air | Air | China,South Korea | 3.48 | N/A | 12 | N/A | N/A | N/A | N/A | N/A | 3.68 | 14 | Enthalpy Test Room | 3.6671 | 4.0612 | N/A | - | N/A | N/A | N/A | N/A | N/A | N/A | N/A | N/A | N/A | N/A | N/A | N/A | N/A | N/A | N/A | N/A | N/A | Single | R32 | Australia,New Zealand | 163740 | 47338 | 0 | Approved | Reverse Cycle | N/A | Yes | Class 11 | Yes | N/A | N/A | N/A | N/A | N/A | N/A | N/A | Available | N/A | N/A | 0 | http://www.samsung.com.au | N/A | 0 | 0 | AAC8384 | Yes | Variable output compressor | Inverter | No | - | 12000 | 3.48 | - | 1430 | 6200 | No | - | - | - | 3180.72 | 12924 | No | 1307.02 | 6677.4 | Yes | 890 | 4500 | 14000 | 3.68 | 1500 | 7100 | Yes | 790 | 3850 | Yes | 5560 | 13000 | No | - | - | No | - | - | - | - | - | No | - | - | No | - | - | No | - | -
AC120TXAPKG\AC120TNHPKG | 0 | N/A | SAMSUNG ELECTRONICS | N/A | Ducted | Single Split System | - | Air | Air | China,South Korea | 3.47 | N/A | 12.5 | N/A | N/A | N/A | N/A | N/A | 3.85 | 15 | Calorimeter Room | 3.7129 | 3.9488 | N/A | - | N/A | N/A | N/A | N/A | N/A | N/A | N/A | N/A | N/A | N/A | N/A | N/A | N/A | N/A | N/A | N/A | N/A | Single | R32 | Australia,New Zealand | 129363 | 45813 | 0 | Approved | Reverse Cycle | N/A | Yes | Class 11 | Yes | N/A | N/A | Yes | Yes | Yes | N/A | N/A | Available | N/A | N/A | 0 | http://www.samsung.com.au | N/A | 0 | 0 | AAC4883 | Yes | Variable output compressor | Inverter | No | - | 12500 | 3.47 | - | 1450 | 6300 | No | - | - | - | 3171.58 | 13462.5 | No | 1325.3 | 6785.1 | Yes | 850 | 4300 | 15000 | 3.85 | 1650 | 7500 | Yes | 680 | 3300 | Yes | 4000 | 11000 | No | - | - | No | - | - | - | - | - | No | - | - | No | - | - | No | - | -
AC120TXAPNG/ AC120TNHPKG | 0 | N/A | SAMSUNG ELECTRONICS | N/A | Ducted | Single Split System | - | Air | Air | China,South Korea | 3.47 | N/A | 12.5 | N/A | N/A | N/A | N/A | N/A | 3.85 | 15 | Calorimeter Room | 3.7346 | 4.0671 | N/A | - | N/A | N/A | N/A | N/A | N/A | N/A | N/A | N/A | N/A | N/A | N/A | N/A | N/A | N/A | N/A | N/A | N/A | Three | R32 | Australia,Fiji,New Zealand | 129365 | 45813 | 0 | Approved | Reverse Cycle | N/A | Yes | Class 11 | Yes | N/A | N/A | Yes | Yes | Yes | N/A | N/A | Available | N/A | N/A | 0 | http://www.samsung.com.au | N/A | 0 | 0 | AAC4878 | Yes | Variable output compressor | Inverter | No | - | 12500 | 3.47 | - | 1450 | 6300 | No | - | - | - | 3171.58 | 13462.5 | No | 1325.3 | 6785.1 | Yes | 850 | 4300 | 15000 | 3.85 | 1650 | 7500 | Yes | 680 | 3300 | Yes | 4000 | 11000 | No | - | - | No | - | - | - | - | - | No | - | - | No | - | - | No | - | -
AC120TXAPNG/SA / AC120TNHDKG/SA | 0 | N/A | SAMSUNG ELECTRONICS | N/A | Ducted | Single Split System | - | Air | Air | South Korea,China | 3.48 | N/A | 12 | N/A | N/A | N/A | N/A | N/A | 3.68 | 14 | Enthalpy Test Room | 3.693 | 4.0195 | N/A | - | N/A | N/A | N/A | N/A | N/A | N/A | N/A | N/A | N/A | N/A | N/A | N/A | N/A | N/A | N/A | N/A | N/A | Three | R32 | Australia,New Zealand | 163761 | 47341 | 0 | Approved | Reverse Cycle | N/A | Yes | Class 11 | Yes | N/A | N/A | N/A | N/A | N/A | N/A | N/A | Available | N/A | N/A | 0 | http://www.samsung.com.au | N/A | 0 | 0 | AAC8386 | Yes | Variable output compressor | Inverter | No | - | 12000 | 3.48 | - | 1450 | 6270 | No | - | - | - | 3180.72 | 12924 | No | 1325.3 | 6752.79 | Yes | 890 | 4500 | 14000 | 3.68 | 1500 | 7100 | Yes | 790 | 3850 | Yes | 5560 | 13000 | No | - | - | No | - | - | - | - | - | No | - | - | No | - | - | No | - | -
AC140TXAPKG/ AC140TNHPKG | 0 | N/A | SAMSUNG ELECTRONICS | N/A | Ducted | Single Split System | - | Air | Air | South Korea,China | 4.12 | N/A | 14 | N/A | N/A | N/A | N/A | N/A | 4.34 | 16.5 | Calorimeter Room | 3.5096 | 3.8958 | N/A | - | N/A | N/A | N/A | N/A | N/A | N/A | N/A | N/A | N/A | N/A | N/A | N/A | N/A | N/A | N/A | N/A | N/A | Single | R32 | Australia,Fiji,New Zealand | 129366 | 45810 | 0 | Approved | Reverse Cycle | N/A | Yes | Class 11 | Yes | N/A | N/A | Yes | Yes | Yes | N/A | N/A | Available | N/A | N/A | 0 | http://www.samsung.com.au | N/A | 0 | 0 | AAC4872 | Yes | Variable output compressor | Inverter | No | - | 14000 | 4.12 | - | 1650 | 7000 | No | - | - | - | 3765.68 | 15078 | No | 1508.1 | 7539 | Yes | 950 | 4400 | 16500 | 4.34 | 2050 | 8300 | Yes | 700 | 3350 | Yes | 4100 | 11500 | No | - | - | No | - | - | - | - | - | No | - | - | No | - | - | No | - | -
AC140TXAPNG\AC140TNHPKG | 0 | N/A | SAMSUNG ELECTRONICS | N/A | Ducted | Single Split System | - | Air | Air | South Korea,China | 4.12 | N/A | 14 | N/A | N/A | N/A | N/A | N/A | 4.34 | 16.5 | Calorimeter Room | 3.4282 | 3.9268 | N/A | - | N/A | N/A | N/A | N/A | N/A | N/A | N/A | N/A | N/A | N/A | N/A | N/A | N/A | N/A | N/A | N/A | N/A | Three | R32 | Australia,Fiji,New Zealand | 129362 | 45810 | 0 | Approved | Reverse Cycle | N/A | Yes | Class 11 | Yes | N/A | N/A | Yes | Yes | Yes | N/A | N/A | Available | N/A | N/A | 0 | http://www.samsung.com.au | N/A | 0 | 0 | AAC4871 | Yes | Variable output compressor | Inverter | No | - | 14000 | 4.12 | - | 1650 | 7000 | No | - | - | - | 3765.68 | 15078 | No | 1508.1 | 7539 | Yes | 950 | 4400 | 16500 | 4.34 | 2050 | 8300 | Yes | 700 | 3350 | Yes | 4100 | 11500 | No | - | - | No | - | - | - | - | - | No | - | - | No | - | - | No | - | -
AC160TXAPKG/ AC160TNHPKG | 0 | N/A | SAMSUNG ELECTRONICS | N/A | Ducted | Single Split System | - | Air | Air | South Korea,China | 4.69 | N/A | 15.5 | N/A | N/A | N/A | N/A | N/A | 4.83 | 18 | Calorimeter Room | 3.3513 | 3.8489 | N/A | - | N/A | N/A | N/A | N/A | N/A | N/A | N/A | N/A | N/A | N/A | N/A | N/A | N/A | N/A | N/A | N/A | N/A | Single | R32 | Australia,Fiji,New Zealand | 129360 | 45810 | 0 | Approved | Reverse Cycle | N/A | Yes | Class 11 | Yes | N/A | N/A | Yes | Yes | Yes | N/A | N/A | Available | N/A | N/A | 0 | http://www.samsung.com.au | N/A | 0 | 0 | AAC4869 | Yes | Variable output compressor | Inverter | No | - | 15500 | 4.69 | - | 2100 | 8000 | No | - | - | - | 4286.66 | 16693.5 | No | 1919.4 | 8616 | Yes | 1080 | 4600 | 18000 | 4.83 | 2250 | 9000 | Yes | 920 | 4200 | Yes | 4200 | 12000 | No | - | - | No | - | - | - | - | - | No | - | - | No | - | - | No | - | -
AC160TXAPKG/SA / AC160TNHFKG/SA | 0 | N/A | SAMSUNG ELECTRONICS | N/A | Ducted | Single Split System | - | Air | Air | South Korea,China | 4.44 | N/A | 16 | N/A | N/A | N/A | N/A | N/A | 4.68 | 18 | Enthalpy Test Room | 3.512 | 3.9473 | N/A | - | N/A | N/A | N/A | N/A | N/A | N/A | N/A | N/A | N/A | N/A | N/A | N/A | N/A | N/A | N/A | N/A | N/A | Single | R32 | Australia,New Zealand | 163728 | 47338 | 0 | Approved | Reverse Cycle | N/A | Yes | Class 11 | Yes | N/A | N/A | N/A | N/A | N/A | N/A | N/A | Available | N/A | N/A | 0 | http://www.samsung.com.au | N/A | 0 | 0 | AAC8382 | Yes | Variable output compressor | Inverter | No | - | 16000 | 4.44 | - | 1950 | 8000 | No | - | - | - | 4058.16 | 17232 | No | 1782.3 | 8616 | Yes | 970 | 5100 | 18000 | 4.68 | 2000 | 9600 | Yes | 850 | 3600 | Yes | 6900 | 16000 | No | - | - | No | - | - | - | - | - | No | - | - | No | - | - | No | - | -
AC160TXAPNG/ AC160TNHPKG | 0 | N/A | SAMSUNG ELECTRONICS | N/A | Ducted | Single Split System | - | Air | Air | South Korea,China | 4.69 | N/A | 15.5 | N/A | N/A | N/A | N/A | N/A | 4.83 | 18 | Calorimeter Room | 3.4016 | 3.8386 | N/A | - | N/A | N/A | N/A | N/A | N/A | N/A | N/A | N/A | N/A | N/A | N/A | N/A | N/A | N/A | N/A | N/A | N/A | Three | R32 | Australia,Fiji,New Zealand | 129342 | 45810 | 0 | Approved | Reverse Cycle | N/A | Yes | Class 11 | Yes | N/A | N/A | Yes | Yes | Yes | N/A | N/A | Available | N/A | N/A | 0 | http://www.samsung.com.au | N/A | 0 | 0 | AAC4867 | Yes | Variable output compressor | Inverter | No | - | 15500 | 4.69 | - | 2100 | 8000 | No | - | - | - | 4286.66 | 16693.5 | No | 1919.4 | 8616 | Yes | 1080 | 4600 | 18000 | 4.83 | 2250 | 9000 | Yes | 920 | 4200 | Yes | 4200 | 12000 | No | - | - | No | - | - | - | - | - | No | - | - | No | - | - | No | - | -
AC160TXAPNG/SA / AC160TNHFKG/SA | 0 | N/A | SAMSUNG ELECTRONICS | N/A | Ducted | Single Split System | - | Air | Air | South Korea,China | 4.44 | N/A | 16 | N/A | N/A | N/A | N/A | N/A | 4.68 | 18 | Enthalpy Test Room | 3.527 | 3.9239 | N/A | - | N/A | N/A | N/A | N/A | N/A | N/A | N/A | N/A | N/A | N/A | N/A | N/A | N/A | N/A | N/A | N/A | N/A | Three | R32 | Australia,New Zealand | 163738 | 47338 | 0 | Approved | Reverse Cycle | N/A | Yes | Class 11 | Yes | N/A | N/A | N/A | N/A | N/A | N/A | N/A | Available | N/A | N/A | 0 | http://www.samsung.com.au | N/A | 0 | 0 | AAC8383 | Yes | Variable output compressor | Inverter | No | - | 16000 | 4.44 | - | 1950 | 8000 | No | - | - | - | 4058.16 | 17232 | No | 1782.3 | 8616 | Yes | 970 | 5100 | 18000 | 4.68 | 2000 | 9600 | Yes | 850 | 3600 | Yes | 6900 | 16000 | No | - | - | No | - | - | - | - | - | No | - | - | No | - | - | No | - | -
AC180JXAFNH/SA / AC180JNHFKH/SA | 0 | N/A | SAMSUNG ELECTRONICS | N/A | Ducted | Single Split System | - | Air | Air | China | 5.29 | N/A | 18 | N/A | N/A | N/A | N/A | N/A | 5.41 | 20 | Calorimeter Room | 3.2863 | 3.777 | N/A | - | N/A | N/A | N/A | N/A | N/A | N/A | N/A | N/A | N/A | N/A | N/A | N/A | N/A | N/A | N/A | N/A | N/A | Three | R410A | Australia,Fiji,New Zealand | 132079 | 45914 | 0 | Approved | Reverse Cycle | N/A | Yes | Class 11 | Yes | N/A | N/A | N/A | N/A | N/A | N/A | N/A | Available | N/A | N/A | 0 | http://www.samsung.com.au | N/A | 0 | 0 | AAC5288 | Yes | Variable output compressor | Inverter | No | - | 18000 | 5.29 | - | 2300 | 9000 | No | - | - | - | 4835.06 | 19386 | No | 2102.2 | 9693 | Yes | 1150 | 6000 | 20000 | 5.41 | 2250 | 10000 | Yes | 870 | 4500 | Yes | 4750 | 13000 | No | - | - | No | - | - | - | - | - | No | - | - | No | - | - | No | - | -
AJ050TXJ2KH/AJ035TNAPKH/AJ050TNAPKH | 0 | N/A | SAMSUNG ELECTRONICS | N/A | Non Ducted | fixed | N/A | Air | Air | China,South Korea | 1.32 | N/A | 5 | N/A | N/A | N/A | N/A | N/A | 1.35 | 5.7 | Calorimeter Room | 3.9339 | 4.489 | N/A | - | N/A | N/A | N/A | N/A | N/A | N/A | N/A | N/A | N/A | N/A | N/A | N/A | N/A | N/A | N/A | N/A | N/A | Single | R410A | Australia,Fiji,New Zealand | 129609 | 45908 | 0 | Approved | Reverse Cycle | N/A | Yes | Class 19 | Yes | N/A | N/A | N/A | N/A | N/A | N/A | N/A | Available | N/A | N/A | 0 | http://www.samsung.com.au | N/A | 0 | 0 | AAC5264 | Yes | Variable output compressor | Inverter | No | - | 5000 | 1.32 | - | 500 | 2500 | No | - | - | - | 1206.48 | 5385 | No | 457 | 2692.5 | Yes | 250 | 1850 | 5700 | 1.35 | 580 | 2850 | Yes | 280 | 1180 | Yes | 1500 | 4200 | No | - | - | No | - | - | - | - | - | No | - | - | No | - | - | No | - | -
AJ068TXJ3KH/AJ035TNAPKH | 0 | N/A | SAMSUNG ELECTRONICS | N/A | Non Ducted | fixed | N/A | Air | Air | South Korea,Thailand | 2 | N/A | 6.8 | N/A | N/A | N/A | N/A | N/A | 1.91 | 8 | Calorimeter Room | 3.6527 | 4.2966 | N/A | - | N/A | N/A | N/A | N/A | N/A | N/A | N/A | N/A | N/A | N/A | N/A | N/A | N/A | N/A | N/A | N/A | N/A | Single | R410A | Australia,Fiji,New Zealand | 131957 | 45902 | 0 | Approved | Reverse Cycle | N/A | Yes | Class 19 | Yes | N/A | N/A | N/A | N/A | N/A | N/A | N/A | Available | N/A | N/A | 0 | http://www.samsung.com.au | N/A | 0 | 0 | AAC5229 | Yes | Variable output compressor | Inverter | No | - | 6800 | 2 | - | 650 | 3400 | No | - | - | - | 1828 | 7323.6 | No | 594.1 | 3661.8 | Yes | 290 | 2050 | 8000 | 1.91 | 730 | 4000 | Yes | 340 | 1500 | Yes | 2300 | 6100 | No | - | - | No | - | - | - | - | - | No | - | - | No | - | - | No | - | -
AJ080TXJ4KH/AJ025TNAPKH/AJ035TNAPKH | 0 | N/A | SAMSUNG ELECTRONICS | N/A | Non Ducted | fixed | N/A | Air | Air | China,South Korea | 2.38 | N/A | 8 | N/A | N/A | N/A | N/A | N/A | 2.13 | 9 | Calorimeter Room | 3.5964 | 4.4357 | N/A | - | N/A | N/A | N/A | N/A | N/A | N/A | N/A | N/A | N/A | N/A | N/A | N/A | N/A | N/A | N/A | N/A | N/A | Single | R410A | Australia,Fiji,New Zealand | 131963 | 45908 | 0 | Approved | Reverse Cycle | N/A | Yes | Class 19 | Yes | N/A | N/A | N/A | N/A | N/A | N/A | N/A | Available | N/A | N/A | 0 | http://www.samsung.com.au | N/A | 0 | 0 | AAC5265 | Yes | Variable output compressor | Inverter | No | - | 8000 | 2.38 | - | 820 | 4000 | No | - | - | - | 2175.32 | 8616 | No | 749.48 | 4308 | Yes | 380 | 2750 | 9000 | 2.13 | 810 | 4500 | Yes | 450 | 2200 | Yes | 2500 | 6400 | No | - | - | No | - | - | - | - | - | No | - | - | No | - | - | No | - | -
AJ100TXJ5KH/AJ025TNAPKH | 0 | N/A | SAMSUNG ELECTRONICS | N/A | Non Ducted | fixed | N/A | Air | Air | Thailand,South Korea | 2.9 | N/A | 10 | N/A | N/A | N/A | N/A | N/A | 2.93 | 12 | Calorimeter Room | 3.5268 | 4.3272 | N/A | - | N/A | N/A | N/A | N/A | N/A | N/A | N/A | N/A | N/A | N/A | N/A | N/A | N/A | N/A | N/A | N/A | N/A | Single | R410A | Australia,Fiji,New Zealand | 131991 | 45903 | 0 | Approved | Reverse Cycle | N/A | Yes | Class 20 | Yes | N/A | N/A | N/A | N/A | N/A | N/A | N/A | Available | N/A | N/A | 0 | http://www.samsung.com.au | N/A | 0 | 0 | AAC5245 | Yes | Variable output compressor | Inverter | No | - | 10000 | 2.9 | - | 1000 | 5000 | No | - | - | - | 2650.6 | 10770 | No | 914 | 5385 | Yes | 430 | 3250 | 12000 | 2.93 | 1080 | 6000 | Yes | 590 | 3400 | Yes | 3300 | 8500 | No | - | - | No | - | - | - | - | - | No | - | - | No | - | - | No | - | -
AJ125TXJ5KH/AJ025TNAPKH | 0 | N/A | SAMSUNG ELECTRONICS | N/A | Non Ducted | vrf | Wall Hung | Air | Air | South Korea,Thailand | 3.95 | N/A | 12.5 | N/A | N/A | N/A | N/A | N/A | 3.46 | 13.5 | Calorimeter Room | 3.3062 | 3.9906 | N/A | - | N/A | N/A | N/A | N/A | N/A | N/A | N/A | N/A | N/A | N/A | N/A | N/A | N/A | N/A | N/A | N/A | N/A | Single | R410A | Australia,Fiji,New Zealand | 130357 | 45902 | 0 | Approved | Reverse Cycle | N/A | Yes | Class 20 | Yes | N/A | N/A | N/A | N/A | N/A | N/A | N/A | Available | N/A | N/A | 0 | http://www.samsung.com.au | N/A | 0 | 0 | AAC5227 | Yes | Variable output compressor | Inverter | No | - | 12500 | 3.95 | - | 1200 | 6250 | No | - | - | - | 3610.3 | 13462.5 | No | 1096.8 | 6731.25 | Yes | 430 | 3500 | 13500 | 3.46 | 1270 | 6750 | Yes | 470 | 2300 | Yes | 4000 | 10500 | No | - | - | No | - | - | - | - | - | No | - | - | No | - | - | No | - | -
AM040KXMDEH/EU/ AM036ANLDKH / AM045ANLDKH | 0 | N/A | SAMSUNG ELECTRONICS | N/A | Ducted | vrf | N/A | Air | Air | China | 3.742 | N/A | 12.1 | N/A | N/A | N/A | N/A | N/A | 3.034 | 12.1 | Calorimeter Room | 3.2329 | 4.0394 | N/A | - | N/A | N/A | N/A | N/A | N/A | N/A | N/A | N/A | N/A | N/A | N/A | N/A | N/A | N/A | N/A | N/A | N/A | Single | R410A | Australia,Fiji,New Zealand | 145793 | 46482 | 0 | Approved | Reverse Cycle | N/A | No | Class 20 | No | N/A | N/A | N/A | N/A | N/A | N/A | N/A | Available | N/A | N/A | 0 | http://www.samsung.com.au | N/A | 0 | 0 | AAC6595 | Yes | Variable output compressor | Inverter | No | - | 12100 | 3.742 | - | 1560 | 6050 | No | - | - | - | 3420.188 | 13031.7 | No | 1425.84 | 6515.85 | Yes | 600 | 2420 | 12100 | 3.034 | 1260 | 6050 | Yes | 360 | 1820 | Yes | 3730 | 9700 | No | - | - | No | - | - | - | - | - | No | - | - | No | - | - | No | - | -
AM040NXMDER/EU | 0 | N/A | SAMSUNG ELECTRONICS | N/A | Ducted | vrf | N/A | Air | Air | South Korea,China | 3.37 | N/A | 12.1 | N/A | N/A | N/A | N/A | N/A | 3.2 | 12.1 | Calorimeter Room | 3.7734 | 3.8625 | N/A | - | N/A | N/A | N/A | N/A | N/A | N/A | N/A | N/A | N/A | N/A | N/A | N/A | N/A | N/A | N/A | N/A | N/A | Single | R410A | Australia,Fiji,New Zealand | 133221 | 45958 | 0 | Approved | Reverse Cycle | N/A | No | Class 20 | No | N/A | N/A | N/A | N/A | N/A | N/A | N/A | Available | N/A | N/A | 0 | http://www.samsung.com.au | N/A | 0 | 0 | AAC5448 | Yes | Variable output compressor | Inverter | No | - | 12100 | 3.37 | - | 1400 | 6050 | No | - | - | - | 3080.18 | 13031.7 | No | 1279.6 | 6515.85 | Yes | 540 | 2420 | 12100 | 3.2 | 1330 | 6050 | Yes | 380 | 1820 | Yes | 3860 | 9700 | No | - | - | No | - | - | - | - | - | No | - | - | No | - | - | No | - | -
AM050KXMDEH/EU / AM036ANLDKH | 0 | N/A | SAMSUNG ELECTRONICS | N/A | Ducted | vrf | N/A | Air | Air | China | 4.16 | N/A | 14 | N/A | N/A | N/A | N/A | N/A | 3.568 | 14 | Calorimeter Room | 3.3396 | 3.8768 | N/A | - | N/A | N/A | N/A | N/A | N/A | N/A | N/A | N/A | N/A | N/A | N/A | N/A | N/A | N/A | N/A | N/A | N/A | Single | R410A | Australia,Fiji,New Zealand | 145801 | 46483 | 0 | Approved | Reverse Cycle | N/A | No | Class 20 | No | N/A | N/A | N/A | N/A | N/A | N/A | N/A | Available | N/A | N/A | 0 | http://www.samsung.com.au | N/A | 0 | 0 | AAC6603 | Yes | Variable output compressor | Inverter | No | - | 14000 | 4.16 | - | 1730 | 7000 | No | - | - | - | 3802.24 | 15078 | No | 1581.22 | 7539 | Yes | 660 | 2800 | 14000 | 3.568 | 1490 | 7000 | Yes | 430 | 2100 | Yes | 4370 | 11200 | No | - | - | No | - | - | - | - | - | No | - | - | No | - | - | No | - | -
AM060NXMDER/EU | 0 | N/A | SAMSUNG ELECTRONICS | N/A | Ducted | vrf | N/A | Air | Air | South Korea,China | 4.81 | N/A | 15.5 | N/A | N/A | N/A | N/A | N/A | 4.16 | 15.5 | Calorimeter Room | 3.2798 | 3.7902 | N/A | - | N/A | N/A | N/A | N/A | N/A | N/A | N/A | N/A | N/A | N/A | N/A | N/A | N/A | N/A | N/A | N/A | N/A | Single | R410A | Australia,Fiji,New Zealand | 133222 | 45945 | 0 | Approved | Reverse Cycle | N/A | No | Class 20 | No | N/A | N/A | N/A | N/A | N/A | N/A | N/A | Available | N/A | N/A | 0 | http://www.samsung.com.au | N/A | 0 | 0 | AAC5405 | Yes | Variable output compressor | Inverter | No | - | 15500 | 4.81 | - | 2010 | 7750 | No | - | - | - | 4396.34 | 16693.5 | No | 1837.14 | 8346.75 | Yes | 770 | 3100 | 15500 | 4.16 | 1730 | 7750 | Yes | 500 | 2330 | Yes | 5040 | 12400 | No | - | - | No | - | - | - | - | - | No | - | - | - | - | - | No | - | -
AM080DXVGGH/SA | 0 | N/A | SAMSUNG ELECTRONICS | N/A | Non Ducted | vrf | N/A | Air | Air | China,South Korea | 5.31 | N/A | 22.4 | N/A | N/A | N/A | N/A | N/A | 5.88 | 25.2 | Enthalpy Test Room | 4.2285 | 4.2922 | N/A | - | N/A | N/A | N/A | N/A | N/A | N/A | N/A | N/A | N/A | N/A | N/A | N/A | N/A | N/A | N/A | N/A | N/A | Three | R410A | Australia,Fiji,New Zealand | 155298 | 46971 | 0 | Approved | Reverse Cycle | N/A | No | Class 20 | No | N/A | N/A | N/A | N/A | N/A | N/A | N/A | Available | N/A | N/A | 0 | http://www.samsung.com.au | N/A | 0 | 0 | AAC7682 | Yes | Variable output compressor | Inverter | No | - | 22400 | 5.31 | - | 2140 | 11200 | No | - | - | - | 4853.34 | 24124.8 | No | 1955.96 | 12062.4 | Yes | 1040 | 6140 | 25200 | 5.88 | 2800 | 12600 | Yes | 1200 | 4320 | Yes | 4740 | 18220 | No | - | - | No | - | - | - | - | - | No | - | - | No | - | - | No | - | -
AM080DXVGGR/SA | 0 | N/A | SAMSUNG ELECTRONICS | N/A | Non Ducted | vrf | N/A | Air | Air | China,South Korea | 5.31 | N/A | 22.4 | N/A | N/A | N/A | N/A | N/A | 5.88 | 25.2 | Enthalpy Test Room | 4.2285 | 4.2922 | N/A | - | N/A | N/A | N/A | N/A | N/A | N/A | N/A | N/A | N/A | N/A | N/A | N/A | N/A | N/A | N/A | N/A | N/A | Three | R410A | Australia,Fiji,New Zealand | 155510 | 46971 | 0 | Approved | Reverse Cycle | N/A | No | Class 20 | No | N/A | N/A | N/A | N/A | N/A | N/A | N/A | Available | N/A | N/A | 0 | http://www.samsung.com.au | N/A | 0 | 0 | AAC7681 | Yes | Variable output compressor | Inverter | No | - | 22400 | 5.31 | - | 2140 | 11200 | No | - | - | - | 4853.34 | 24124.8 | No | 1955.96 | 12062.4 | Yes | 1040 | 6140 | 25200 | 5.88 | 2800 | 12600 | Yes | 1200 | 4320 | Yes | 4740 | 18220 | No | - | - | No | - | - | - | - | - | No | - | - | No | - | - | No | - | -
AM100DXVGGH/SA | 0 | N/A | SAMSUNG ELECTRONICS | N/A | Non Ducted | vrf | N/A | Air | Air | China,South Korea | 6.96 | N/A | 28 | N/A | N/A | N/A | N/A | N/A | 7.96 | 31.5 | Enthalpy Test Room | 4.0271 | 3.9564 | N/A | - | N/A | N/A | N/A | N/A | N/A | N/A | N/A | N/A | N/A | N/A | N/A | N/A | N/A | N/A | N/A | N/A | N/A | Three | R410A | Australia,Fiji,New Zealand | 155325 | 46971 | 0 | Approved | Reverse Cycle | N/A | No | Class 20 | No | N/A | N/A | N/A | N/A | N/A | N/A | N/A | Available | N/A | N/A | 0 | http://www.samsung.com.au | N/A | 0 | 0 | AAC7687 | Yes | Variable output compressor | Inverter | No | - | 28000 | 6.96 | - | 2770 | 14000 | No | - | - | - | 6361.44 | 30156 | No | 2531.78 | 15078 | Yes | 1770 | 9900 | 31500 | 7.96 | 3660 | 15750 | Yes | 1760 | 7600 | Yes | 5920 | 22490 | No | - | - | No | - | - | - | - | - | No | - | - | No | - | - | No | - | -
AM100DXVGGR/SA | 0 | N/A | SAMSUNG ELECTRONICS | N/A | Non Ducted | vrf | N/A | Air | Air | China,South Korea | 6.96 | N/A | 28 | N/A | N/A | N/A | N/A | N/A | 7.96 | 31.5 | Enthalpy Test Room | 4.0271 | 3.9564 | N/A | - | N/A | N/A | N/A | N/A | N/A | N/A | N/A | N/A | N/A | N/A | N/A | N/A | N/A | N/A | N/A | N/A | N/A | Three | R410A | Australia,Fiji,New Zealand | 155534 | 46971 | 0 | Approved | Reverse Cycle | N/A | No | Class 20 | No | N/A | N/A | N/A | N/A | N/A | N/A | N/A | Available | N/A | N/A | 0 | http://www.samsung.com.au | N/A | 0 | 0 | AAC7680 | Yes | Variable output compressor | Inverter | No | - | 28000 | 6.96 | - | 2770 | 14000 | No | - | - | - | 6361.44 | 30156 | No | 2531.78 | 15078 | Yes | 1770 | 9900 | 31500 | 7.96 | 3660 | 15750 | Yes | 1760 | 7600 | Yes | 5920 | 22490 | No | - | - | No | - | - | - | - | - | No | - | - | No | - | - | No | - | -
AM120DXVGGH/SA | 0 | N/A | SAMSUNG ELECTRONICS | N/A | Non Ducted | vrf | N/A | Air | Air | China,South Korea | 9.21 | N/A | 33.6 | N/A | N/A | N/A | N/A | N/A | 9.94 | 37.8 | Enthalpy Test Room | 3.6498 | 3.8047 | N/A | - | N/A | N/A | N/A | N/A | N/A | N/A | N/A | N/A | N/A | N/A | N/A | N/A | N/A | N/A | N/A | N/A | N/A | Three | R410A | Australia,Fiji,New Zealand | 155537 | 46967 | 0 | Approved | Reverse Cycle | N/A | No | Class 20 | No | N/A | N/A | N/A | N/A | N/A | N/A | N/A | Available | N/A | N/A | 0 | http://www.samsung.com.au | N/A | 0 | 0 | AAC7669 | Yes | Variable output compressor | Inverter | No | No | 33600 | 9.21 | - | 3700 | 16800 | No | - | - | - | 8417.94 | 36187.2 | No | 3381.8 | 18093.6 | Yes | 1890 | 11140 | 37800 | 9.94 | 4670 | 18900 | Yes | 2460 | 9350 | Yes | 8000 | 25980 | No | - | - | No | - | - | - | - | - | No | - | - | No | - | - | No | - | -
AM120DXVGGR/SA | 0 | N/A | SAMSUNG ELECTRONICS | N/A | Non Ducted | vrf | N/A | Air | Air | China,South Korea | 9.21 | N/A | 33.6 | N/A | N/A | N/A | N/A | N/A | 9.94 | 37.8 | Enthalpy Test Room | 3.6508 | 3.803 | N/A | - | N/A | N/A | N/A | N/A | N/A | N/A | N/A | N/A | N/A | N/A | N/A | N/A | N/A | N/A | N/A | N/A | N/A | Three | R410A | Australia,Fiji,New Zealand | 155553 | 46971 | 0 | Approved | Reverse Cycle | N/A | No | Class 20 | No | N/A | N/A | N/A | N/A | N/A | N/A | N/A | Available | N/A | N/A | 0 | http://www.samsung.com.au | N/A | 0 | 0 | AAC7688 | Yes | Variable output compressor | Inverter | No | No | 33600 | 9.21 | - | 3710 | 16800 | No | - | - | - | 8417.94 | 36187.2 | No | 3390.94 | 18093.6 | Yes | 1890 | 11140 | 37800 | 9.94 | 4670 | 18900 | Yes | 2460 | 9350 | Yes | 8000 | 25980 | No | - | - | No | - | - | - | - | - | No | - | - | No | - | - | No | - | -
AM140DXVGGH/SA | 0 | N/A | SAMSUNG ELECTRONICS | N/A | Non Ducted | vrf | N/A | Air | Air | China,South Korea | 11.27 | N/A | 40 | N/A | N/A | N/A | N/A | N/A | 11.27 | 45 | Enthalpy Test Room | 3.5523 | 3.9974 | N/A | - | N/A | N/A | N/A | N/A | N/A | N/A | N/A | N/A | N/A | N/A | N/A | N/A | N/A | N/A | N/A | N/A | N/A | Three | R410A | Australia,Fiji,New Zealand | 155561 | 46971 | 0 | Approved | Reverse Cycle | N/A | No | Class 21 | No | N/A | N/A | N/A | N/A | N/A | N/A | N/A | Available | N/A | N/A | 0 | http://www.samsung.com.au | N/A | 0 | 0 | AAC7684 | Yes | Variable output compressor | Inverter | No | No | 40000 | 11.27 | - | 4230 | 20000 | No | - | - | - | 10300.78 | 43080 | No | 3866.22 | 21540 | Yes | 1670 | 10170 | 45000 | 11.27 | 4550 | 22500 | Yes | 2280 | 11420 | Yes | 8530 | 32010 | No | - | - | No | - | - | - | - | - | No | - | - | No | - | - | No | - | -
AM140DXVGGR/SA | 0 | N/A | SAMSUNG ELECTRONICS | N/A | Non Ducted | vrf | N/A | Air | Air | China,South Korea | 11.27 | N/A | 40 | N/A | N/A | N/A | N/A | N/A | 11.27 | 45 | Enthalpy Test Room | 3.5521 | 3.9977 | N/A | - | N/A | N/A | N/A | N/A | N/A | N/A | N/A | N/A | N/A | N/A | N/A | N/A | N/A | N/A | N/A | N/A | N/A | Three | R410A | Australia,Fiji,New Zealand | 155579 | 46967 | 0 | Approved | Reverse Cycle | N/A | No | Class 21 | No | N/A | N/A | N/A | N/A | N/A | N/A | N/A | Available | N/A | N/A | 0 | http://www.samsung.com.au | N/A | 0 | 0 | AAC7670 | Yes | Variable output compressor | Inverter | No | No | 40000 | 11.27 | - | 4230 | 20000 | No | - | - | - | 10300.78 | 43080 | No | 3866.22 | 21540 | Yes | 1670 | 10170 | 45000 | 11.27 | 4550 | 22500 | Yes | 2280 | 11420 | Yes | 8530 | 32010 | No | - | - | No | - | - | - | - | - | No | - | - | No | - | - | No | - | -
AM160DXVGGH/SA | 0 | N/A | SAMSUNG ELECTRONICS | N/A | Non Ducted | vrf | N/A | Air | Air | China,South Korea | 11.18 | N/A | 45 | N/A | N/A | N/A | N/A | N/A | 11.51 | 50.4 | Enthalpy Test Room | 4.0241 | 4.3796 | N/A | - | N/A | N/A | N/A | N/A | N/A | N/A | N/A | N/A | N/A | N/A | N/A | N/A | N/A | N/A | N/A | N/A | N/A | Three | R410A | Australia,Fiji,New Zealand | 155582 | 46971 | 0 | Approved | Reverse Cycle | N/A | No | Class 21 | No | N/A | N/A | N/A | N/A | N/A | N/A | N/A | Available | N/A | N/A | 0 | http://www.samsung.com.au | N/A | 0 | 0 | AAC7679 | Yes | Variable output compressor | Inverter | No | No | 45000 | 11.18 | - | 4460 | 22500 | No | - | - | - | 10218.52 | 48465 | No | 4076.44 | 24232.5 | Yes | 2510 | 10720 | 50400 | 11.51 | 5060 | 25200 | Yes | 2570 | 12350 | Yes | 8820 | 36240 | No | - | - | No | - | - | - | - | - | No | - | - | No | - | - | No | - | -
AM160DXVGGR/SA | 0 | N/A | SAMSUNG ELECTRONICS | N/A | Non Ducted | vrf | N/A | Air | Air | China,South Korea | 11.18 | N/A | 45 | N/A | N/A | N/A | N/A | N/A | 11.51 | 50.4 | Enthalpy Test Room | 4.0241 | 4.3796 | N/A | - | N/A | N/A | N/A | N/A | N/A | N/A | N/A | N/A | N/A | N/A | N/A | N/A | N/A | N/A | N/A | N/A | N/A | Three | R410A | Australia,Fiji,New Zealand | 155773 | 46971 | 0 | Approved | Reverse Cycle | N/A | No | Class 21 | No | N/A | N/A | N/A | N/A | N/A | N/A | N/A | Available | N/A | N/A | 0 | http://www.samsung.com.au | N/A | 0 | 0 | AAC7674 | Yes | Variable output compressor | Inverter | No | No | 45000 | 11.18 | - | 4460 | 22500 | No | - | - | - | 10218.52 | 48465 | No | 4076.44 | 24232.5 | Yes | 2510 | 10720 | 50400 | 11.51 | 5060 | 25200 | Yes | 2570 | 12350 | Yes | 8820 | 36240 | - | - | - | No | - | - | - | - | - | No | - | - | No | - | - | No | - | -
AM180DXVGGH/SA | 0 | N/A | SAMSUNG ELECTRONICS | N/A | Non Ducted | vrf | N/A | Air | Air | China,South Korea | 13.81 | N/A | 50.4 | N/A | N/A | N/A | N/A | N/A | 13.9 | 56.7 | Enthalpy Test Room | 3.6505 | 4.0814 | N/A | - | N/A | N/A | N/A | N/A | N/A | N/A | N/A | N/A | N/A | N/A | N/A | N/A | N/A | N/A | N/A | N/A | N/A | Three | R410A | Australia,Fiji,New Zealand | 155616 | 46971 | 0 | Approved | Reverse Cycle | N/A | No | Class 21 | No | N/A | N/A | N/A | N/A | N/A | N/A | N/A | Available | N/A | N/A | 0 | http://www.samsung.com.au | N/A | 0 | 0 | AAC7678 | Yes | Variable output compressor | Inverter | No | No | 50400 | 13.81 | - | 5640 | 25200 | No | - | - | - | 12622.34 | 54280.8 | No | 5154.96 | 27140.4 | Yes | 2470 | 13430 | 56700 | 13.9 | 5510 | 28350 | Yes | 2730 | 12920 | Yes | 10290 | 40600 | No | - | - | No | - | - | - | - | - | No | - | - | No | - | - | No | - | -
AM180DXVGGR/SA | 0 | N/A | SAMSUNG ELECTRONICS | N/A | Non Ducted | vrf | N/A | Air | Air | China,South Korea | 13.81 | N/A | 50.4 | N/A | N/A | N/A | N/A | N/A | 13.9 | 56.7 | Enthalpy Test Room | 3.6505 | 4.0814 | N/A | - | N/A | N/A | N/A | N/A | N/A | N/A | N/A | N/A | N/A | N/A | N/A | N/A | N/A | N/A | N/A | N/A | N/A | Three | R410A | Australia,Fiji,New Zealand | 155637 | 46971 | 0 | Approved | Reverse Cycle | N/A | No | Class 21 | No | N/A | N/A | N/A | N/A | N/A | N/A | N/A | Available | N/A | N/A | 0 | http://www.samsung.com.au | N/A | 0 | 0 | AAC7689 | Yes | Variable output compressor | Inverter | No | No | 50400 | 13.81 | - | 5640 | 25200 | No | - | - | - | 12622.34 | 54280.8 | No | 5154.96 | 27140.4 | Yes | 2470 | 13430 | 56700 | 13.9 | 5510 | 28350 | Yes | 2730 | 12920 | Yes | 10290 | 40600 | No | - | - | No | - | - | - | - | - | No | - | - | No | - | - | No | - | -
AM200DXVGGH/SA | 0 | N/A | SAMSUNG ELECTRONICS | N/A | Non Ducted | vrf | N/A | Air | Air | China,South Korea | 17.48 | N/A | 56 | N/A | N/A | N/A | N/A | N/A | 17.45 | 63 | Enthalpy Test Room | 3.2287 | 3.6377 | N/A | - | N/A | N/A | N/A | N/A | N/A | N/A | N/A | N/A | N/A | N/A | N/A | N/A | N/A | N/A | N/A | N/A | N/A | Three | R410A | Australia,Fiji,New Zealand | 155655 | 46971 | 0 | Approved | Reverse Cycle | N/A | No | Class 21 | No | N/A | N/A | N/A | N/A | N/A | N/A | N/A | Available | N/A | N/A | 0 | http://www.samsung.com.au | N/A | 0 | 0 | AAC7690 | Yes | Variable output compressor | Inverter | No | No | 56000 | 17.48 | - | 6440 | 28000 | No | - | - | - | 15976.72 | 60312 | No | 5886.16 | 30156 | Yes | 2780 | 14890 | 63000 | 17.45 | 6270 | 31500 | Yes | 3150 | 14790 | Yes | 12490 | 45150 | No | - | - | No | - | - | - | - | - | No | - | - | No | - | - | No | - | -
AM200DXVGGR/SA | 0 | N/A | SAMSUNG ELECTRONICS | N/A | Non Ducted | vrf | N/A | Air | Air | China,South Korea | 17.48 | N/A | 56 | N/A | N/A | N/A | N/A | N/A | 17.45 | 63 | Enthalpy Test Room | 3.2287 | 3.6377 | N/A | - | N/A | N/A | N/A | N/A | N/A | N/A | N/A | N/A | N/A | N/A | N/A | N/A | N/A | N/A | N/A | N/A | N/A | Three | R410A | Australia,Fiji,New Zealand | 155671 | 46971 | 0 | Approved | Reverse Cycle | N/A | No | Class 21 | No | N/A | N/A | N/A | N/A | N/A | N/A | N/A | Available | N/A | N/A | 0 | http://www.samsung.com.au | N/A | 0 | 0 | AAC7685 | Yes | Variable output compressor | Inverter | No | No | 56000 | 17.48 | - | 6440 | 28000 | No | - | - | - | 15976.72 | 60312 | No | 5886.16 | 30156 | Yes | 2780 | 14890 | 63000 | 17.45 | 6270 | 31500 | Yes | 3150 | 14790 | Yes | 12490 | 45150 | No | - | - | No | - | - | - | - | - | No | - | - | No | - | - | No | - | -
AM220DXVGGH/SA | 0 | N/A | SAMSUNG ELECTRONICS | N/A | Non Ducted | vrf | N/A | Air | Air | China,South Korea | 19.85 | N/A | 61.6 | N/A | N/A | N/A | N/A | N/A | 19.61 | 69.3 | Enthalpy Test Room | 3.1031 | 3.5353 | N/A | - | N/A | N/A | N/A | N/A | N/A | N/A | N/A | N/A | N/A | N/A | N/A | N/A | N/A | N/A | N/A | N/A | N/A | Three | R410A | Australia,Fiji,New Zealand | 155668 | 46971 | 0 | Approved | Reverse Cycle | N/A | No | Class 21 | No | N/A | N/A | N/A | N/A | N/A | N/A | N/A | Available | N/A | N/A | 0 | http://www.samsung.com.au | N/A | 0 | 0 | AAC7676 | Yes | Variable output compressor | Inverter | No | No | 61600 | 19.85 | - | 7300 | 30800 | No | - | - | - | 18142.9 | 66343.2 | No | 6672.2 | 33171.6 | Yes | 2960 | 16930 | 69300 | 19.61 | 7100 | 34650 | Yes | 3320 | 14920 | Yes | 14990 | 50950 | No | - | - | No | - | - | - | - | - | No | - | - | No | - | - | No | - | -
AM220DXVGGR/SA | 0 | N/A | SAMSUNG ELECTRONICS | N/A | Non Ducted | vrf | N/A | Air | Air | China,South Korea | 19.85 | N/A | 61.6 | N/A | N/A | N/A | N/A | N/A | 19.61 | 69.3 | Enthalpy Test Room | 3.1031 | 3.5353 | N/A | - | N/A | N/A | N/A | N/A | N/A | N/A | N/A | N/A | N/A | N/A | N/A | N/A | N/A | N/A | N/A | N/A | N/A | Three | R410A | Australia,Fiji,New Zealand | 155676 | 46971 | 0 | Approved | Reverse Cycle | N/A | No | Class 21 | No | N/A | N/A | N/A | N/A | N/A | N/A | N/A | Available | N/A | N/A | 0 | http://www.samsung.com.au | N/A | 0 | 0 | AAC7675 | Yes | Variable output compressor | Inverter | No | No | 61600 | 19.85 | - | 7300 | 30800 | No | - | - | - | 18142.9 | 66343.2 | No | 6672.2 | 33171.6 | Yes | 2960 | 16930 | 69300 | 19.61 | 7100 | 34650 | Yes | 3320 | 14920 | Yes | 14990 | 50950 | No | - | - | No | - | - | - | - | - | No | - | - | No | - | - | No | - | -
AM240DXVGGH/SA | 0 | N/A | SAMSUNG ELECTRONICS | 6720 | Non Ducted | vrf | N/A | Air | Air | China,South Korea | 19750 | 60480 | 67.2 | N/A | N/A | N/A | N/A | N/A | 19550 | 75.6 | Enthalpy Test Room | 3.4017 | 3.8694 | N/A | - | N/A | N/A | N/A | N/A | N/A | N/A | N/A | N/A | N/A | N/A | N/A | N/A | N/A | N/A | N/A | N/A | N/A | Three-phase | R410A | Australia,Fiji,New Zealand | 155664 | 46971 | 0 | Approved | Reverse Cycle | N/A | No | Class 27 | No | N/A | N/A | N/A | N/A | N/A | N/A | N/A | Available | N/A | N/A | 0 | http://www.samsung.com.au | N/A | 0 | 0 | AAC7677 | Yes | Variable output compressor | Inverter | No | No | 67200 | 19750 | - | 7660 | 33600 | No | - | - | - | - | - | No | - | - | Yes | 2940 | 18770 | 75600 | 19550 | 7390 | 37800 | Yes | 3550 | 15850 | Yes | 15200 | 54310 | No | - | - | No | - | - | - | - | - | No | - | - | No | - | - | No | - | -
AM240DXVGGR/SA | 0 | N/A | SAMSUNG ELECTRONICS | 6720 | Non Ducted | vrf | N/A | Air | Air | China,South Korea | 19750 | 60480 | 67.2 | N/A | N/A | N/A | N/A | N/A | 19550 | 75.6 | Enthalpy Test Room | 3.4017 | 3.8694 | N/A | - | N/A | N/A | N/A | N/A | N/A | N/A | N/A | N/A | N/A | N/A | N/A | N/A | N/A | N/A | N/A | N/A | N/A | Three-phase | R410A | Australia,Fiji,New Zealand | 155704 | 46967 | 0 | Approved | Reverse Cycle | N/A | No | Class 27 | No | N/A | N/A | N/A | N/A | N/A | N/A | N/A | Available | N/A | N/A | 0 | http://www.samsung.com.au | N/A | 0 | 0 | AAC7672 | Yes | Variable output compressor | Inverter | No | No | 67200 | 19750 | - | 7660 | 33600 | No | - | - | - | - | - | No | - | - | Yes | 2940 | 18770 | 75600 | 19550 | 7390 | 37800 | Yes | 3550 | 15850 | Yes | 15200 | 54310 | No | - | - | No | - | - | - | - | - | No | - | - | No | - | - | No | - | -
AM240KXVAGH/EU | 0 | N/A | SAMSUNG ELECTRONICS | 6700 | Ducted | vrf | N/A | Air | Air | China | 21720 | 60500 | 67.2 | N/A | N/A | N/A | N/A | N/A | 22040 | 75.6 | Calorimeter Room | 3.136 | 3.463 | N/A | - | N/A | N/A | N/A | N/A | N/A | N/A | N/A | N/A | N/A | N/A | N/A | N/A | N/A | N/A | N/A | N/A | N/A | Three-phase | R410A | Australia,Fiji,New Zealand | 144597 | 46660 | 0 | Approved | Reverse Cycle | N/A | No | Class 27 | No | N/A | N/A | N/A | N/A | N/A | N/A | N/A | Available | N/A | N/A | 0 | http://www.samsung.com.au | N/A | 0 | 0 | AAC6953 | Yes | Variable output compressor | Inverter | No | No | 67200 | 21720 | - | 9060 | 33600 | No | - | - | - | - | - | No | - | - | Yes | 3480 | 13440 | 75600 | 22040 | 9180 | 37800 | Yes | 2640 | 11340 | Yes | 26570 | 60500 | No | - | - | No | - | - | - | - | - | No | - | - | No | - | - | No | - | -
AM240MXVGNR/ET | 0 | N/A | SAMSUNG ELECTRONICS | 6700 | Ducted | vrf | N/A | Air | Air | China | 22510 | 60500 | 67.2 | N/A | N/A | N/A | N/A | N/A | 17100 | 67.2 | Calorimeter Room | 3.137 | 4.1081 | N/A | - | N/A | N/A | N/A | N/A | N/A | N/A | N/A | N/A | N/A | N/A | N/A | N/A | N/A | N/A | N/A | N/A | N/A | Three-phase | R410A | Australia,Fiji,New Zealand | 144645 | 46660 | 0 | Approved | Reverse Cycle | N/A | No | Class 27 | No | N/A | N/A | N/A | N/A | N/A | N/A | N/A | Available | N/A | N/A | 0 | http://www.samsung.com.au | N/A | 0 | 0 | AAC6971 | Yes | Variable output compressor | Inverter | No | No | 67200 | 22510 | - | 9360 | 33600 | No | - | - | - | - | - | No | - | - | Yes | 3600 | 13440 | 67200 | 17100 | 7120 | 33600 | Yes | 2050 | 10080 | Yes | 20580 | 53800 | No | - | - | No | - | - | - | - | - | No | - | - | No | - | - | No | - | -
AM260DXVGGH/SA | 0 | N/A | SAMSUNG ELECTRONICS | 7280 | Non Ducted | vrf | N/A | Air | Air | China,South Korea | 22990 | 65520 | 72.8 | N/A | N/A | N/A | N/A | N/A | 20750 | 78.4 | Enthalpy Test Room | 3.1672 | 3.7782 | N/A | - | N/A | N/A | N/A | N/A | N/A | N/A | N/A | N/A | N/A | N/A | N/A | N/A | N/A | N/A | N/A | N/A | N/A | Three-phase | R410A | Australia,Fiji,New Zealand | 155707 | 46971 | 0 | Approved | Reverse Cycle | N/A | No | Class 27 | No | N/A | N/A | N/A | N/A | N/A | N/A | N/A | Available | N/A | N/A | 0 | http://www.samsung.com.au | N/A | 0 | 0 | AAC7686 | Yes | Variable output compressor | Inverter | No | No | 72800 | 22990 | - | 8380 | 36400 | No | - | - | - | - | - | No | - | - | Yes | 3280 | 19910 | 78400 | 20750 | 8140 | 39200 | Yes | 3790 | 16910 | Yes | 15850 | 53990 | No | - | - | No | - | - | - | - | - | No | - | - | No | - | - | No | - | -
AM260DXVGGR/SA | 0 | N/A | SAMSUNG ELECTRONICS | 7280 | Non Ducted | vrf | N/A | Air | Air | China,South Korea | 22990 | 65520 | 72.8 | N/A | N/A | N/A | N/A | N/A | 20750 | 78.4 | Enthalpy Test Room | 3.1672 | 3.7782 | N/A | - | N/A | N/A | N/A | N/A | N/A | N/A | N/A | N/A | N/A | N/A | N/A | N/A | N/A | N/A | N/A | N/A | N/A | Three-phase | R410A | Australia,Fiji,New Zealand | 155770 | 46967 | 0 | Approved | Reverse Cycle | N/A | No | Class 27 | No | N/A | N/A | N/A | N/A | N/A | N/A | N/A | Available | N/A | N/A | 0 | http://www.samsung.com.au | N/A | 0 | 0 | AAC7671 | Yes | Variable output compressor | Inverter | No | No | 72800 | 22990 | - | 8380 | 36400 | No | - | - | - | - | - | No | - | - | Yes | 3280 | 19910 | 78400 | 20750 | 8140 | 39200 | Yes | 3790 | 16910 | Yes | 15850 | 53990 | No | - | - | No | - | - | - | - | - | No | - | - | No | - | - | No | - | -
AR09AXAABWKX/SA AR09AXAABWKN/SA | 0 | N/A | SAMSUNG ELECTRONICS | N/A | Non Ducted | Single Split System | Wall Hung | Air | Air | Thailand | 0.57 | N/A | 2.5 | N/A | N/A | N/A | N/A | N/A | 0.81 | 3.2 | Calorimeter Room | 4.4196 | 4.1211 | N/A | - | N/A | N/A | N/A | N/A | N/A | N/A | N/A | N/A | N/A | N/A | N/A | N/A | N/A | N/A | N/A | N/A | N/A | Single | R32 | Australia | 137161 | 46152 | 0 | Approved | Reverse Cycle | N/A | Yes | Class 8 | Yes | N/A | N/A | N/A | N/A | N/A | N/A | N/A | Available | N/A | N/A | 0 | http://www.samsung.com.au | N/A | 0 | 0 | AAC5949 | Yes | Variable output compressor | Inverter | No | - | 2500 | 0.57 | - | 230 | 1270 | No | - | - | - | 520.98 | 2692.5 | No | 210.22 | 1367.79 | Yes | 140 | 1080 | 3200 | 0.81 | 330 | 1660 | Yes | 150 | 730 | Yes | 1550 | 3890 | No | - | - | No | - | - | - | - | - | No | - | - | No | - | - | No | - | -
AR09AXHQAWKXSA/AR09AXHQAWKNSA | 0 | N/A | SAMSUNG ELECTRONICS | N/A | Non Ducted | Single Split System | - | Air | Air | China | 0.53 | N/A | 2.48 | N/A | N/A | N/A | N/A | N/A | 0.705 | 3.24 | Calorimeter Room | 4.8253 | 4.5615 | N/A | - | N/A | N/A | N/A | N/A | N/A | N/A | N/A | N/A | N/A | N/A | N/A | N/A | N/A | N/A | N/A | N/A | N/A | Single | R32 | Australia | 138344 | 46166 | 0 | Approved | Reverse Cycle | N/A | Yes | Class 8 | Yes | N/A | N/A | N/A | N/A | N/A | N/A | N/A | Available | N/A | N/A | 0 | http://www.samsung.com.au | N/A | 0 | 0 | AAC6008 | Yes | Variable output compressor | Inverter | No | - | 2480 | 0.53 | - | 250 | 1230 | Yes | 217 | 1100 | - | 484.42 | 2670.96 | Yes | 180 | 1270 | - | 155 | 1080 | 3240 | 0.705 | 280 | 1570 | Yes | 225 | 1250 | Yes | 940 | 2470 | No | - | - | No | - | - | - | - | - | No | - | - | No | - | - | No | - | -
AR09BXEABWKX/ AR09BXEABWKN | 0 | N/A | SAMSUNG ELECTRONICS | N/A | Non Ducted | Single Split System | Wall Hung | Air | Air | Thailand | 0.466 | N/A | 2.5 | N/A | N/A | N/A | N/A | N/A | 0.629 | 3.2 | Calorimeter Room | 5.3922 | 5.1228 | N/A | - | N/A | N/A | N/A | N/A | N/A | N/A | N/A | N/A | N/A | N/A | N/A | N/A | N/A | N/A | N/A | N/A | N/A | Single | R32 | Australia,Fiji,New Zealand | 145665 | 46505 | 0 | Approved | Reverse Cycle | N/A | Yes | Class 8 | Yes | N/A | N/A | N/A | N/A | N/A | N/A | N/A | Available | N/A | N/A | 0 | http://www.samsung.com.au | N/A | 0 | 0 | AAC6642 | Yes | Variable output compressor | Inverter | No | - | 2500 | 0.466 | - | 210 | 1360 | No | - | - | - | 425.924 | 2692.5 | No | 191.94 | 1464.72 | Yes | 110 | 940 | 3200 | 0.629 | 290 | 1640 | Yes | 140 | 700 | Yes | 1220 | 3800 | No | - | - | No | - | - | - | - | - | No | - | - | No | - | - | No | - | -
AR09BXECNWKX/ AR09BXECNWKN | 0 | N/A | SAMSUNG ELECTRONICS | N/A | Non Ducted | Single Split System | Wall Hung | Air | Air | Thailand | 0.57 | N/A | 2.5 | N/A | N/A | N/A | N/A | N/A | 0.74 | 3.2 | Calorimeter Room | 4.4035 | 4.3826 | N/A | - | N/A | N/A | N/A | N/A | N/A | N/A | N/A | N/A | N/A | N/A | N/A | N/A | N/A | N/A | N/A | N/A | N/A | Single | R32 | Australia,Fiji,New Zealand | 146072 | 46504 | 0 | Approved | Reverse Cycle | N/A | Yes | Class 8 | Yes | N/A | N/A | N/A | N/A | N/A | N/A | N/A | Available | N/A | N/A | 0 | http://www.samsung.com.au | N/A | 0 | 0 | AAC6631 | Yes | Variable output compressor | Inverter | No | - | 2500 | 0.57 | - | 220 | 1360 | No | - | - | - | 520.98 | 2692.5 | No | 201.08 | 1464.72 | Yes | 120 | 1150 | 3200 | 0.74 | 280 | 1550 | Yes | 140 | 700 | Yes | 1070 | 3050 | No | - | - | No | - | - | - | - | - | No | - | - | No | - | - | No | - | -
AR09BXGYCWKX/ AR09BXGYCWKN | 0 | N/A | SAMSUNG ELECTRONICS | N/A | Non Ducted | Single Split System | Wall Hung | Air | Air | Thailand | 0.57 | N/A | 2.5 | N/A | N/A | N/A | N/A | N/A | 0.74 | 3.2 | Calorimeter Room | 4.4077 | 4.3884 | N/A | - | N/A | N/A | N/A | N/A | N/A | N/A | N/A | N/A | N/A | N/A | N/A | N/A | N/A | N/A | N/A | N/A | N/A | Single | R32 | Australia,Fiji,New Zealand | 146214 | 46504 | 0 | Approved | Reverse Cycle | N/A | Yes | Class 8 | Yes | N/A | N/A | N/A | N/A | N/A | N/A | N/A | Available | N/A | N/A | 0 | http://www.samsung.com.au | N/A | 0 | 0 | AAC6630 | Yes | Variable output compressor | Inverter | No | - | 2500 | 0.57 | - | 220 | 1360 | No | - | - | - | 520.98 | 2692.5 | No | 201.08 | 1464.72 | Yes | 120 | 1150 | 3200 | 0.74 | 280 | 1550 | Yes | 140 | 700 | Yes | 1070 | 3050 | No | - | - | No | - | - | - | - | - | No | - | - | No | - | - | No | - | -
AR09DXEANWKX / AR09DXEANWKN | 0 | N/A | SAMSUNG ELECTRONICS | N/A | Non Ducted | Single Split System | Wall Hung | Air | Air | Thailand | 0.57 | N/A | 2.5 | N/A | N/A | N/A | N/A | N/A | 0.74 | 3.2 | Calorimeter Room | 4.4116 | 4.3298 | N/A | - | N/A | N/A | N/A | N/A | N/A | N/A | N/A | N/A | N/A | N/A | N/A | N/A | N/A | N/A | N/A | N/A | N/A | Single | R32 | Australia,Fiji,New Zealand | 161179 | 47247 | 0 | Approved | Reverse Cycle | N/A | Yes | Class 8 | Yes | N/A | N/A | N/A | N/A | N/A | N/A | N/A | Available | N/A | N/A | 0 | http://www.samsung.com.au | N/A | 0 | 0 | AAC8213 | Yes | Variable output compressor | Inverter | No | - | 2500 | 0.57 | - | 190 | 1250 | No | - | - | - | 520.98 | 2692.5 | No | 173.66 | 1346.25 | Yes | 125 | 1090 | 3200 | 0.74 | 300 | 1600 | Yes | 140 | 740 | Yes | 1105 | 3050 | No | - | - | No | - | - | - | - | - | No | - | - | No | - | - | No | - | -
AR09DXFZCWKX / AR09DXFZCWKN | 0 | N/A | SAMSUNG ELECTRONICS | N/A | Non Ducted | Single Split System | Wall Hung | Air | Air | Thailand | 0.57 | N/A | 2.5 | N/A | N/A | N/A | N/A | N/A | 0.74 | 3.2 | Calorimeter Room | 4.4056 | 4.3333 | N/A | - | N/A | N/A | N/A | N/A | N/A | N/A | N/A | N/A | N/A | N/A | N/A | N/A | N/A | N/A | N/A | N/A | N/A | Single | R32 | Australia,Fiji,New Zealand | 161295 | 47247 | 0 | Approved | Reverse Cycle | N/A | Yes | Class 8 | Yes | N/A | N/A | N/A | N/A | N/A | N/A | N/A | Available | N/A | N/A | 0 | http://www.samsung.com.au | N/A | 0 | 0 | AAC8214 | Yes | Variable output compressor | Inverter | No | - | 2500 | 0.57 | - | 190 | 1250 | No | - | - | - | 520.98 | 2692.5 | No | 173.66 | 1346.25 | Yes | 125 | 1090 | 3200 | 0.74 | 300 | 1600 | Yes | 140 | 740 | Yes | 1105 | 3050 | No | - | - | No | - | - | - | - | - | No | - | - | No | - | - | No | - | -
AR09TXEACWKX/ AR09TXEACWKN | 0 | N/A | SAMSUNG ELECTRONICS | N/A | Non Ducted | Single Split System | Wall Hung | Air | Air | Thailand | 0.466 | N/A | 2.5 | N/A | N/A | N/A | N/A | N/A | 0.629 | 3.2 | Calorimeter Room | 5.4403 | 5.1264 | N/A | - | N/A | N/A | N/A | N/A | N/A | N/A | N/A | N/A | N/A | N/A | N/A | N/A | N/A | N/A | N/A | N/A | N/A | Single | R32 | Australia,Fiji,New Zealand | 128607 | 45813 | 0 | Approved | Reverse Cycle | N/A | Yes | Class 8 | Yes | N/A | N/A | Yes | Yes | Yes | N/A | N/A | Available | N/A | N/A | 0 | http://www.samsung.com.au | N/A | 0 | 0 | AAC4882 | Yes | Variable output compressor | Inverter | No | - | 2500 | 0.466 | - | 210 | 1360 | No | - | - | - | 425.924 | 2692.5 | No | 191.94 | 1464.72 | Yes | 110 | 940 | 3200 | 0.629 | 290 | 1640 | Yes | 140 | 700 | Yes | 1220 | 3800 | No | - | - | No | - | - | - | - | - | No | - | - | No | - | - | No | - | -
AR09TXHYCWKX/ AR09TXHYCWKN | 0 | N/A | SAMSUNG ELECTRONICS | N/A | Non Ducted | Single Split System | Wall Hung | Air | Air | Thailand | 0.57 | N/A | 2.5 | N/A | N/A | N/A | N/A | N/A | 0.74 | 3.2 | Calorimeter Room | 4.7025 | 4.3539 | N/A | - | N/A | N/A | N/A | N/A | N/A | N/A | N/A | N/A | N/A | N/A | N/A | N/A | N/A | N/A | N/A | N/A | N/A | Single | R32 | Australia,Fiji,New Zealand | 128988 | 45818 | 0 | Approved | Reverse Cycle | N/A | Yes | Class 8 | Yes | N/A | N/A | Yes | Yes | Yes | N/A | N/A | Available | N/A | N/A | 0 | http://www.samsung.com.au | N/A | 0 | 0 | AAC4892 | Yes | Variable output compressor | Inverter | No | - | 2500 | 0.57 | - | 220 | 1360 | No | - | - | - | 520.98 | 2692.5 | No | 201.08 | 1464.72 | Yes | 120 | 1150 | 3200 | 0.74 | 280 | 1550 | Yes | 140 | 700 | Yes | 1070 | 3050 | No | - | - | No | - | - | - | - | - | No | - | - | No | - | - | No | - | -
AR12AXAABWKX/SA AR12AXAABWKN/SA | 0 | N/A | SAMSUNG ELECTRONICS | N/A | Non Ducted | Single Split System | Wall Hung | Air | Air | Thailand | 0.92 | N/A | 3.5 | N/A | N/A | N/A | N/A | N/A | 1.09 | 4 | Calorimeter Room | 3.8089 | 3.6709 | N/A | - | N/A | N/A | N/A | N/A | N/A | N/A | N/A | N/A | N/A | N/A | N/A | N/A | N/A | N/A | N/A | N/A | N/A | Single | R32 | Australia | 137703 | 46153 | 0 | Approved | Reverse Cycle | N/A | Yes | Class 8 | Yes | N/A | N/A | N/A | N/A | N/A | N/A | N/A | Available | N/A | N/A | 0 | http://www.samsung.com.au | N/A | 0 | 0 | AAC5960 | Yes | Variable output compressor | Inverter | No | - | 3500 | 0.92 | - | 360 | 1800 | No | - | - | - | 840.88 | 3769.5 | No | 329.04 | 1938.6 | Yes | 140 | 1110 | 4000 | 1.09 | 400 | 2020 | Yes | 150 | 720 | Yes | 1800 | 4240 | - | - | - | - | - | - | - | - | - | - | - | - | - | - | - | - | - | -
AR12AXHQAWKXSA/AR12AXHQAWKNSA | 0 | N/A | SAMSUNG ELECTRONICS | N/A | Non Ducted | Single Split System | Wall Hung | Air | Air | China | 0.81 | N/A | 3.45 | N/A | N/A | N/A | N/A | N/A | 1.01 | 4.02 | Calorimeter Room | 4.3053 | 4.1184 | N/A | - | N/A | N/A | N/A | N/A | N/A | N/A | N/A | N/A | N/A | N/A | N/A | N/A | N/A | N/A | N/A | N/A | N/A | Single | R32 | Australia | 138458 | 46167 | 0 | Approved | Reverse Cycle | N/A | Yes | Class 8 | Yes | N/A | N/A | N/A | N/A | N/A | N/A | N/A | Available | N/A | N/A | 0 | http://www.samsung.com.au | N/A | 0 | 0 | AAC6010 | Yes | Variable output compressor | Inverter | No | - | 3450 | 0.81 | - | 355 | 1800 | Yes | 195 | 950 | - | 740.34 | 3715.65 | Yes | 245 | 1740 | - | 145 | 1080 | 4020 | 1.01 | 375 | 1995 | Yes | 240 | 1210 | Yes | 1150 | 3525 | No | - | - | No | - | - | - | - | - | No | - | - | No | - | - | No | - | -
AR12BXEABWKX/ AR12BXEABWKN | 0 | N/A | SAMSUNG ELECTRONICS | N/A | Non Ducted | Single Split System | Wall Hung | Air | Air | Thailand | 0.783 | N/A | 3.5 | N/A | N/A | N/A | N/A | N/A | 0.93 | 4 | Calorimeter Room | 4.5657 | 4.3839 | N/A | - | N/A | N/A | N/A | N/A | N/A | N/A | N/A | N/A | N/A | N/A | N/A | N/A | N/A | N/A | N/A | N/A | N/A | Single | R32 | Australia,New Zealand | 145844 | 46504 | 0 | Approved | Reverse Cycle | N/A | Yes | Class 8 | Yes | N/A | N/A | N/A | N/A | N/A | N/A | N/A | Available | N/A | N/A | 0 | http://www.samsung.com.au | N/A | 0 | 0 | AAC6632 | Yes | Variable output compressor | Inverter | No | - | 3500 | 0.783 | - | 290 | 1780 | No | - | - | - | 715.662 | 3769.5 | No | 265.06 | 1917.06 | Yes | 110 | 940 | 4000 | 0.93 | 360 | 1950 | Yes | 140 | 700 | Yes | 1500 | 4600 | No | - | - | No | - | - | - | - | - | No | - | - | No | - | - | No | - | -
AR12BXECNWKX/ AR12BXECNWKN | 0 | N/A | SAMSUNG ELECTRONICS | N/A | Non Ducted | Single Split System | Wall Hung | Air | Air | Thailand | 0.92 | N/A | 3.5 | N/A | N/A | N/A | N/A | N/A | 1.05 | 4 | Calorimeter Room | 3.8152 | 3.8217 | N/A | - | N/A | N/A | N/A | N/A | N/A | N/A | N/A | N/A | N/A | N/A | N/A | N/A | N/A | N/A | N/A | N/A | N/A | Single | R32 | Australia,Fiji,New Zealand | 145871 | 46504 | 0 | Approved | Reverse Cycle | N/A | Yes | Class 8 | Yes | N/A | N/A | N/A | N/A | N/A | N/A | N/A | Available | N/A | N/A | 0 | http://www.samsung.com.au | N/A | 0 | 0 | AAC6626 | Yes | Variable output compressor | Inverter | No | - | 3500 | 0.92 | - | 330 | 1920 | No | - | - | - | 840.88 | 3769.5 | No | 301.62 | 2067.84 | Yes | 120 | 1190 | 4000 | 1.05 | 380 | 2000 | Yes | 150 | 700 | Yes | 1260 | 3400 | No | - | - | No | - | - | - | - | - | No | - | - | No | - | - | No | - | -
AR12BXGYCWKX/ AR12BXGYCWKN | 0 | N/A | SAMSUNG ELECTRONICS | N/A | Non Ducted | Single Split System | Wall Hung | Air | Air | Thailand | 0.92 | N/A | 3.5 | N/A | N/A | N/A | N/A | N/A | 1.05 | 4 | Calorimeter Room | 3.8413 | 3.8349 | N/A | - | N/A | N/A | N/A | N/A | N/A | N/A | N/A | N/A | N/A | N/A | N/A | N/A | N/A | N/A | N/A | N/A | N/A | Single | R32 | Australia,Fiji,New Zealand | 146225 | 46505 | 0 | Approved | Reverse Cycle | N/A | Yes | Class 8 | Yes | N/A | N/A | N/A | N/A | N/A | N/A | N/A | Available | N/A | N/A | 0 | http://www.samsung.com.au | N/A | 0 | 0 | AAC6640 | Yes | Variable output compressor | Inverter | No | - | 3500 | 0.92 | - | 330 | 1920 | No | - | - | - | 840.88 | 3769.5 | No | 301.62 | 2067.84 | Yes | 120 | 1190 | 4000 | 1.05 | 380 | 2000 | Yes | 150 | 700 | Yes | 1260 | 3400 | No | - | - | No | - | - | - | - | - | No | - | - | No | - | - | No | - | -
AR12DXEANWKX / AR12DXEANWKN | 0 | N/A | SAMSUNG ELECTRONICS | N/A | Non Ducted | Single Split System | Wall Hung | Air | Air | Thailand | 0.92 | N/A | 3.5 | N/A | N/A | N/A | N/A | N/A | 1.05 | 4 | Calorimeter Room | 3.7996 | 3.7927 | N/A | - | N/A | N/A | N/A | N/A | N/A | N/A | N/A | N/A | N/A | N/A | N/A | N/A | N/A | N/A | N/A | N/A | N/A | Single | R32 | Australia,Fiji,New Zealand | 161348 | 47247 | 0 | Approved | Reverse Cycle | N/A | Yes | Class 8 | Yes | N/A | N/A | N/A | N/A | N/A | N/A | N/A | Available | N/A | N/A | 0 | http://www.samsung.com.au | N/A | 0 | 0 | AAC8222 | Yes | Variable output compressor | Inverter | No | - | 3500 | 0.92 | - | 290 | 1750 | No | - | - | - | 840.88 | 3769.5 | No | 265.06 | 1884.75 | Yes | 115 | 940 | 4000 | 1.05 | 400 | 2000 | Yes | 145 | 770 | Yes | 1250 | 3400 | No | - | - | No | - | - | - | - | - | No | - | - | No | - | - | No | - | -
AR12DXFZCWKX / AR12DXFZCWKN | 0 | N/A | SAMSUNG ELECTRONICS | N/A | Non Ducted | Single Split System | Wall Hung | Air | Air | Thailand | 0.92 | N/A | 3.5 | N/A | N/A | N/A | N/A | N/A | 1.05 | 4 | Calorimeter Room | 3.7843 | 3.7808 | N/A | - | N/A | N/A | N/A | N/A | N/A | N/A | N/A | N/A | N/A | N/A | N/A | N/A | N/A | N/A | N/A | N/A | N/A | Single | R32 | Australia,Fiji,New Zealand | 161375 | 47247 | 0 | Approved | Reverse Cycle | N/A | Yes | Class 8 | Yes | N/A | N/A | N/A | N/A | N/A | N/A | N/A | Available | N/A | N/A | 0 | http://www.samsung.com.au | N/A | 0 | 0 | AAC8215 | Yes | Variable output compressor | Inverter | No | - | 3500 | 0.92 | - | 290 | 1750 | No | - | - | - | 840.88 | 3769.5 | No | 265.06 | 1884.75 | Yes | 115 | 940 | 4000 | 1.05 | 400 | 2000 | Yes | 145 | 770 | Yes | 1250 | 3400 | No | - | - | No | - | - | - | - | - | No | - | - | No | - | - | No | - | -
AR12TXEACWKX\AR12TXEACWKN | 0 | N/A | SAMSUNG ELECTRONICS | N/A | Non Ducted | Single Split System | Wall Hung | Air | Air | Thailand | 0.783 | N/A | 3.5 | N/A | N/A | N/A | N/A | N/A | 0.93 | 4 | Calorimeter Room | 4.5746 | 4.4618 | N/A | - | N/A | N/A | N/A | N/A | N/A | N/A | N/A | N/A | N/A | N/A | N/A | N/A | N/A | N/A | N/A | N/A | N/A | Single | R32 | Australia,Fiji,New Zealand | 128991 | 45813 | 0 | Approved | Reverse Cycle | N/A | Yes | Class 8 | Yes | N/A | N/A | Yes | Yes | Yes | N/A | N/A | Available | N/A | N/A | 0 | http://www.samsung.com.au | N/A | 0 | 0 | AAC4879 | Yes | Variable output compressor | Inverter | No | - | 3500 | 0.783 | - | 290 | 1780 | No | - | - | - | 715.662 | 3769.5 | No | 265.06 | 1917.06 | Yes | 110 | 940 | 4000 | 0.93 | 360 | 1950 | Yes | 140 | 700 | Yes | 1500 | 4600 | No | - | - | No | - | - | - | - | - | No | - | - | No | - | - | No | - | -
AR12TXHYCWKSA | 0 | N/A | SAMSUNG ELECTRONICS | N/A | Non Ducted | Single Split System | Wall Hung | Air | Air | Thailand | 0.92 | N/A | 3.5 | N/A | N/A | N/A | N/A | N/A | 1.05 | 4 | Calorimeter Room | 4.132 | 3.8103 | N/A | - | N/A | N/A | N/A | N/A | N/A | N/A | N/A | N/A | N/A | N/A | N/A | N/A | N/A | N/A | N/A | N/A | N/A | Single | R32 | Australia,Fiji,New Zealand | 128993 | 45813 | 0 | Approved | Reverse Cycle | N/A | Yes | Class 8 | Yes | N/A | N/A | Yes | Yes | Yes | N/A | N/A | Available | N/A | N/A | 0 | http://www.samsung.com.au | N/A | 0 | 0 | AAC4876 | Yes | Variable output compressor | Inverter | No | - | 3500 | 0.92 | - | 330 | 1920 | No | - | - | - | 840.88 | 3769.5 | No | 301.62 | 2067.84 | Yes | 120 | 1190 | 4000 | 1.05 | 380 | 2000 | Yes | 150 | 700 | Yes | 1260 | 3400 | No | - | - | No | - | - | - | - | - | No | - | - | No | - | - | No | - | -
AR18AXAABWKX/SA AR18AXAABWKN/SA | 0 | N/A | SAMSUNG ELECTRONICS | N/A | Non Ducted | Single Split System | Wall Hung | Air | Air | Thailand | 1.39 | N/A | 5 | N/A | N/A | N/A | N/A | N/A | 1.7 | 6 | Calorimeter Room | 3.8325 | 3.5406 | N/A | - | N/A | N/A | N/A | N/A | N/A | N/A | N/A | N/A | N/A | N/A | N/A | N/A | N/A | N/A | N/A | N/A | N/A | Single | R32 | Australia | 138045 | 46153 | 0 | Approved | Reverse Cycle | N/A | Yes | Class 9 | Yes | N/A | N/A | N/A | N/A | N/A | N/A | N/A | Available | N/A | N/A | 0 | http://www.samsung.com.au | N/A | 0 | 0 | AAC5971 | Yes | Variable output compressor | Inverter | No | - | 5000 | 1.39 | - | 480 | 2550 | No | - | - | - | 1270.46 | 5385 | No | 438.72 | 2746.35 | Yes | 230 | 1850 | 6000 | 1.7 | 660 | 3000 | Yes | 270 | 1300 | Yes | 1900 | 4900 | No | - | - | No | - | - | - | - | - | No | - | - | No | - | - | No | - | -
AR18AXHQAWKXSA/AR18AXHQAWKNSA | 0 | N/A | SAMSUNG ELECTRONICS | N/A | Non Ducted | Single Split System | Wall Hung | Air | Air | China | 1.22 | N/A | 5.14 | N/A | N/A | N/A | N/A | N/A | 1.4 | 5.95 | Calorimeter Room | 4.1699 | 4.1965 | N/A | - | N/A | N/A | N/A | N/A | N/A | N/A | N/A | N/A | N/A | N/A | N/A | N/A | N/A | N/A | N/A | N/A | N/A | Single | R32 | Australia | 138461 | 46181 | 0 | Approved | Reverse Cycle | N/A | Yes | Class 9 | Yes | N/A | N/A | N/A | N/A | N/A | N/A | N/A | Available | N/A | N/A | 0 | http://www.samsung.com.au | N/A | 0 | 0 | AAC6061 | Yes | Variable output compressor | Inverter | No | - | 5140 | 1.22 | - | 485 | 2535 | Yes | 455 | 2265 | - | 1115.08 | 5535.78 | Yes | 455 | 2970 | - | 355 | 2585 | 5950 | 1.4 | 520 | 2800 | Yes | 280 | 1435 | Yes | 1510 | 4730 | No | - | - | No | - | - | - | - | - | No | - | - | No | - | - | No | - | -
AR18BXEABWKX/ AR18BXEABWKN | 0 | N/A | SAMSUNG ELECTRONICS | N/A | Non Ducted | Single Split System | Wall Hung | Air | Air | China,Thailand | 1.23 | N/A | 5 | N/A | N/A | N/A | N/A | N/A | 1.4 | 6 | Calorimeter Room | 4.0961 | 4.3011 | N/A | - | N/A | N/A | N/A | N/A | N/A | N/A | N/A | N/A | N/A | N/A | N/A | N/A | N/A | N/A | N/A | N/A | N/A | Single | R32 | Australia,Fiji,New Zealand | 145898 | 46505 | 0 | Approved | Reverse Cycle | N/A | Yes | Class 9 | Yes | N/A | N/A | N/A | N/A | N/A | N/A | N/A | Available | N/A | N/A | 0 | http://www.samsung.com.au | N/A | 0 | 0 | AAC6636 | Yes | Variable output compressor | Inverter | No | - | 5000 | 1.23 | - | 540 | 2710 | No | - | - | - | 1124.22 | 5385 | No | 493.56 | 2918.67 | Yes | 440 | 2630 | 6000 | 1.4 | 550 | 3010 | Yes | 380 | 2190 | Yes | 2200 | 5900 | No | - | - | No | - | - | - | - | - | No | - | - | No | - | - | No | - | -
AR18BXECNWKX/ AR18BXECNWKN | 0 | N/A | SAMSUNG ELECTRONICS | N/A | Non Ducted | Single Split System | Wall Hung | Air | Air | Thailand | 1.39 | N/A | 5 | N/A | N/A | N/A | N/A | N/A | 1.7 | 6 | Calorimeter Room | 3.6202 | 3.5594 | N/A | - | N/A | N/A | N/A | N/A | N/A | N/A | N/A | N/A | N/A | N/A | N/A | N/A | N/A | N/A | N/A | N/A | N/A | Single | R32 | Australia,Fiji,New Zealand | 146099 | 46505 | 0 | Approved | Reverse Cycle | N/A | Yes | Class 9 | Yes | N/A | N/A | N/A | N/A | N/A | N/A | N/A | Available | N/A | N/A | 0 | http://www.samsung.com.au | N/A | 0 | 0 | AAC6639 | Yes | Variable output compressor | Inverter | No | - | 5000 | 1.39 | - | 490 | 2550 | No | - | - | - | 1270.46 | 5385 | No | 447.86 | 2746.35 | Yes | 260 | 1750 | 6000 | 1.7 | 660 | 3000 | Yes | 250 | 1200 | Yes | 1920 | 4900 | No | - | - | No | - | - | - | - | - | No | - | - | No | - | - | No | - | -
AR18BXGYCWKX/ AR18BXGYCWKN | 0 | N/A | SAMSUNG ELECTRONICS | N/A | Non Ducted | Single Split System | Wall Hung | Air | Air | Thailand | 1.39 | N/A | 5 | N/A | N/A | N/A | N/A | N/A | 1.7 | 6 | Calorimeter Room | 3.6033 | 3.5904 | N/A | - | N/A | N/A | N/A | N/A | N/A | N/A | N/A | N/A | N/A | N/A | N/A | N/A | N/A | N/A | N/A | N/A | N/A | Single | R32 | Australia,Fiji,New Zealand | 146228 | 46505 | 0 | Approved | Reverse Cycle | N/A | Yes | Class 9 | Yes | N/A | N/A | N/A | N/A | N/A | N/A | N/A | Available | N/A | N/A | 0 | http://www.samsung.com.au | N/A | 0 | 0 | AAC6634 | Yes | Variable output compressor | Inverter | No | - | 5000 | 1.39 | - | 490 | 2550 | No | - | - | - | 1270.46 | 5385 | No | 447.86 | 2746.35 | Yes | 270 | 1750 | 6000 | 1.7 | 660 | 3000 | Yes | 250 | 1200 | Yes | 1920 | 4900 | No | - | - | No | - | - | - | - | - | No | - | - | No | - | - | No | - | -
AR18DXEANWKX / AR18DXEANWKN | 0 | N/A | SAMSUNG ELECTRONICS | N/A | Non Ducted | Single Split System | Wall Hung | Air | Air | Thailand | 1.39 | N/A | 5 | N/A | N/A | N/A | N/A | N/A | 1.7 | 6 | Calorimeter Room | 3.772 | 3.6629 | N/A | - | N/A | N/A | N/A | N/A | N/A | N/A | N/A | N/A | N/A | N/A | N/A | N/A | N/A | N/A | N/A | N/A | N/A | Single | R32 | Australia,Fiji,New Zealand | 161402 | 47247 | 0 | Approved | Reverse Cycle | N/A | Yes | Class 9 | Yes | N/A | N/A | N/A | N/A | N/A | N/A | N/A | Available | N/A | N/A | 0 | http://www.samsung.com.au | N/A | 0 | 0 | AAC8221 | Yes | Variable output compressor | Inverter | No | - | 5000 | 1.39 | - | 500 | 2500 | No | - | - | - | 1270.46 | 5385 | No | 457 | 2692.5 | Yes | 230 | 1800 | 6000 | 1.7 | 630 | 3000 | Yes | 260 | 1300 | Yes | 1860 | 4900 | No | - | - | No | - | - | - | - | - | No | - | - | No | - | - | No | - | -
AR18DXFZCWKX / AR18DXFZCWKN | 0 | N/A | SAMSUNG ELECTRONICS | N/A | Non Ducted | Single Split System | Wall Hung | Air | Air | Thailand | 1.39 | N/A | 5 | N/A | N/A | N/A | N/A | N/A | 1.7 | 6 | Calorimeter Room | 3.7762 | 3.6568 | N/A | - | N/A | N/A | N/A | N/A | N/A | N/A | N/A | N/A | N/A | N/A | N/A | N/A | N/A | N/A | N/A | N/A | N/A | Single | R32 | Australia,Fiji,New Zealand | 161416 | 47247 | 0 | Approved | Reverse Cycle | N/A | Yes | Class 9 | Yes | N/A | N/A | N/A | N/A | N/A | N/A | N/A | Available | N/A | N/A | 0 | http://www.samsung.com.au | N/A | 0 | 0 | AAC8216 | Yes | Variable output compressor | Inverter | No | - | 5000 | 1.39 | - | 500 | 2500 | No | - | - | - | 1270.46 | 5385 | No | 457 | 2692.5 | Yes | 230 | 1800 | 6000 | 1.7 | 630 | 3000 | Yes | 260 | 1300 | Yes | 1860 | 4900 | No | - | - | No | - | - | - | - | - | No | - | - | No | - | - | No | - | -
AR18TXEACWKX\AR18TXEACWKN | 0 | N/A | SAMSUNG ELECTRONICS | N/A | Non Ducted | Single Split System | Wall Hung | Air | Air | Thailand | 1.23 | N/A | 5 | N/A | N/A | N/A | N/A | N/A | 1.4 | 6 | Calorimeter Room | 4.1458 | 4.3647 | N/A | - | N/A | N/A | N/A | N/A | N/A | N/A | N/A | N/A | N/A | N/A | N/A | N/A | N/A | N/A | N/A | N/A | N/A | Single | R32 | Australia,Fiji,New Zealand | 128994 | 45813 | 0 | Approved | Reverse Cycle | N/A | Yes | Class 9 | Yes | N/A | N/A | Yes | Yes | Yes | N/A | N/A | Available | N/A | N/A | 0 | http://www.samsung.com.au | N/A | 0 | 0 | AAC4886 | Yes | Variable output compressor | Inverter | No | - | 5000 | 1.23 | - | 540 | 2710 | No | - | - | - | 1124.22 | 5385 | No | 493.56 | 2918.67 | Yes | 440 | 2630 | 6000 | 1.4 | 550 | 3010 | Yes | 380 | 2190 | Yes | 2200 | 5900 | No | - | - | No | - | - | - | - | - | - | - | - | No | - | - | No | - | -
AR18TXHYCWKX\AR18TXHYCWKN | 0 | N/A | SAMSUNG ELECTRONICS | N/A | Non Ducted | Single Split System | Wall Hung | Air | Air | Thailand | 1.39 | N/A | 5 | N/A | N/A | N/A | N/A | N/A | 1.7 | 6 | Calorimeter Room | 3.8316 | 3.5484 | N/A | - | N/A | N/A | N/A | N/A | N/A | N/A | N/A | N/A | N/A | N/A | N/A | N/A | N/A | N/A | N/A | N/A | N/A | Single | R32 | Australia,Fiji,New Zealand | 128995 | 45813 | 0 | Approved | Reverse Cycle | N/A | Yes | Class 9 | Yes | N/A | N/A | Yes | Yes | Yes | N/A | N/A | Available | N/A | N/A | 0 | http://www.samsung.com.au | N/A | 0 | 0 | AAC4880 | Yes | Variable output compressor | Inverter | No | - | 5000 | 1.39 | - | 490 | 2550 | No | - | - | - | 1270.46 | 5385 | No | 447.86 | 2746.35 | Yes | 270 | 1750 | 6000 | 1.7 | 660 | 3000 | Yes | 250 | 1200 | Yes | 1920 | 4900 | No | - | - | No | - | - | - | - | - | No | - | - | No | - | - | No | - | -
AR24AXHQAWKXSA/AR24AXHQAWKNSA | 0 | N/A | SAMSUNG ELECTRONICS | N/A | Non Ducted | Single Split System | Wall Hung | Air | Air | China | 1.94 | N/A | 7.07 | N/A | N/A | N/A | N/A | N/A | 2.1 | 7.94 | Calorimeter Room | 3.61 | 3.7919 | N/A | - | N/A | N/A | N/A | N/A | N/A | N/A | N/A | N/A | N/A | N/A | N/A | N/A | N/A | N/A | N/A | N/A | N/A | Single | R32 | Australia | 138462 | 46166 | 0 | Approved | Reverse Cycle | N/A | Yes | Class 9 | Yes | N/A | N/A | N/A | N/A | N/A | N/A | N/A | Available | N/A | N/A | 0 | http://www.samsung.com.au | N/A | 0 | 0 | AAC6009 | Yes | Variable output compressor | Inverter | No | - | 7070 | 1.94 | - | 780 | 3600 | Yes | 700 | 3200 | - | 1773.16 | 7614.39 | Yes | 620 | 3690 | - | 490 | 3120 | 7940 | 2.1 | 765 | 4020 | Yes | 445 | 2425 | Yes | 2370 | 5320 | No | - | - | No | - | - | - | - | - | No | - | - | No | - | - | No | - | -
AR24BXEABWKX/ AR24BXEABWKN | 0 | N/A | SAMSUNG ELECTRONICS | N/A | Non Ducted | Single Split System | Wall Hung | Air | Air | China,Thailand | 1.98 | N/A | 7 | N/A | N/A | N/A | N/A | N/A | 2.2 | 8 | Calorimeter Room | 3.5424 | 3.6472 | N/A | - | N/A | N/A | N/A | N/A | N/A | N/A | N/A | N/A | N/A | N/A | N/A | N/A | N/A | N/A | N/A | N/A | N/A | Single | R32 | Australia,Fiji,New Zealand | 145913 | 46505 | 0 | Approved | Reverse Cycle | N/A | Yes | Class 9 | Yes | N/A | N/A | N/A | N/A | N/A | N/A | N/A | Available | N/A | N/A | 0 | http://www.samsung.com.au | N/A | 0 | 0 | AAC6637 | Yes | Variable output compressor | Inverter | No | - | 7000 | 1.98 | - | 680 | 3280 | No | - | - | - | 1809.72 | 7539 | No | 621.52 | 3532.56 | Yes | 390 | 2730 | 8000 | 2.2 | 770 | 3690 | Yes | 440 | 2360 | Yes | 2900 | 6800 | No | - | - | No | - | - | - | - | - | No | - | - | No | - | - | No | - | -
AR24BXECNWKX/ AR24BXECNWKN | 0 | N/A | SAMSUNG ELECTRONICS | N/A | Non Ducted | Single Split System | Wall Hung | Air | Air | Thailand | 2.06 | N/A | 6.8 | N/A | N/A | N/A | N/A | N/A | 2.2 | 7.2 | Calorimeter Room | 3.3156 | 3.2833 | N/A | - | N/A | N/A | N/A | N/A | N/A | N/A | N/A | N/A | N/A | N/A | N/A | N/A | N/A | N/A | N/A | N/A | N/A | Single | R32 | Australia,Fiji,New Zealand | 146103 | 46508 | 0 | Approved | Reverse Cycle | N/A | Yes | Class 9 | Yes | N/A | N/A | N/A | N/A | N/A | N/A | N/A | Available | N/A | N/A | 0 | http://www.samsung.com.au | N/A | 0 | 0 | AAC6643 | Yes | Variable output compressor | Inverter | No | - | 6800 | 2.06 | - | 876 | 3650 | No | - | - | - | 1882.84 | 7323.6 | No | 800.664 | 3931.05 | Yes | 247 | 1730 | 7200 | 2.2 | 860 | 3900 | Yes | 250 | 1260 | Yes | 2200 | 5400 | No | - | - | No | - | - | - | - | - | No | - | - | No | - | - | No | - | -
AR24BXGYCWKX/ AR24BXGYCWKN | 0 | N/A | SAMSUNG ELECTRONICS | N/A | Non Ducted | Single Split System | Wall Hung | Air | Air | Thailand | 2.06 | N/A | 6.8 | N/A | N/A | N/A | N/A | N/A | 2.2 | 7.2 | Calorimeter Room | 3.3137 | 3.2871 | N/A | - | N/A | N/A | N/A | N/A | N/A | N/A | N/A | N/A | N/A | N/A | N/A | N/A | N/A | N/A | N/A | N/A | N/A | Single | R32 | Australia,Fiji,New Zealand | 146234 | 46505 | 0 | Approved | Reverse Cycle | N/A | Yes | Class 9 | Yes | N/A | N/A | N/A | N/A | N/A | N/A | N/A | Available | N/A | N/A | 0 | http://www.samsung.com.au | N/A | 0 | 0 | AAC6633 | Yes | Variable output compressor | Inverter | No | - | 6800 | 2.06 | - | 880 | 3650 | No | - | - | - | 1882.84 | 7323.6 | No | 804.32 | 3931.05 | Yes | 250 | 1730 | 7200 | 2.2 | 860 | 3900 | Yes | 250 | 1260 | Yes | 2200 | 5400 | No | - | - | No | - | - | - | - | - | No | - | - | No | - | - | No | - | -
AR24DXEANWKX / AR24DXEANWKN | 0 | N/A | SAMSUNG ELECTRONICS | N/A | Non Ducted | Single Split System | Wall Hung | Air | Air | Thailand | 2.06 | N/A | 6.8 | N/A | N/A | N/A | N/A | N/A | 2.2 | 7.2 | Calorimeter Room | 3.3595 | 3.3026 | N/A | - | N/A | N/A | N/A | N/A | N/A | N/A | N/A | N/A | N/A | N/A | N/A | N/A | N/A | N/A | N/A | N/A | N/A | Single | R32 | Australia,Fiji,New Zealand | 161433 | 47247 | 0 | Approved | Reverse Cycle | N/A | Yes | Class 9 | Yes | N/A | N/A | N/A | N/A | N/A | N/A | N/A | Available | N/A | N/A | 0 | http://www.samsung.com.au | N/A | 0 | 0 | AAC8217 | Yes | Variable output compressor | Inverter | No | - | 6800 | 2.06 | - | 820 | 3500 | No | - | - | - | 1882.84 | 7323.6 | No | 749.48 | 3769.5 | Yes | 250 | 1730 | 7200 | 2.2 | 900 | 3900 | Yes | 250 | 1320 | Yes | 2200 | 5400 | No | - | - | No | - | - | - | - | - | No | - | - | No | - | - | No | - | -
AR24DXFZCWKX / AR24DXFZCWKN | 0 | N/A | SAMSUNG ELECTRONICS | N/A | Non Ducted | Single Split System | Wall Hung | Air | Air | Thailand | 2.06 | N/A | 6.8 | N/A | N/A | N/A | N/A | N/A | 2.2 | 7.2 | Calorimeter Room | 3.3585 | 3.3041 | N/A | - | N/A | N/A | N/A | N/A | N/A | N/A | N/A | N/A | N/A | N/A | N/A | N/A | N/A | N/A | N/A | N/A | N/A | Single | R32 | Australia,Fiji,New Zealand | 161594 | 47247 | 0 | Approved | Reverse Cycle | N/A | Yes | Class 9 | Yes | N/A | N/A | N/A | N/A | N/A | N/A | N/A | Available | N/A | N/A | 0 | http://www.samsung.com.au | N/A | 0 | 0 | AAC8218 | Yes | Variable output compressor | Inverter | No | - | 6800 | 2.06 | - | 820 | 3500 | No | - | - | - | 1882.84 | 7323.6 | No | 749.48 | 3769.5 | Yes | 250 | 1730 | 7200 | 2.2 | 900 | 3900 | Yes | 250 | 1320 | Yes | 2200 | 5400 | No | - | - | No | - | - | - | - | - | No | - | - | No | - | - | No | - | -
AR24TXEACWKX\AR24TXEACWKN | 0 | N/A | SAMSUNG ELECTRONICS | N/A | Non Ducted | Single Split System | Wall Hung | Air | Air | Thailand | 1.98 | N/A | 7 | N/A | N/A | N/A | N/A | N/A | 2.2 | 8 | Calorimeter Room | 3.5956 | 3.6758 | N/A | - | N/A | N/A | N/A | N/A | N/A | N/A | N/A | N/A | N/A | N/A | N/A | N/A | N/A | N/A | N/A | N/A | N/A | Single | R32 | Australia,Fiji,New Zealand | 128996 | 45813 | 0 | Approved | Reverse Cycle | N/A | Yes | Class 9 | Yes | N/A | N/A | Yes | Yes | Yes | N/A | N/A | Available | N/A | N/A | 0 | http://www.samsung.com.au | N/A | 0 | 0 | AAC4887 | Yes | Variable output compressor | Inverter | No | - | 7000 | 1.98 | - | 680 | 3280 | No | - | - | - | 1809.72 | 7539 | No | 621.52 | 3532.56 | Yes | 390 | 2730 | 8000 | 2.2 | 770 | 3690 | Yes | 440 | 2360 | Yes | 2900 | 6800 | No | - | - | No | - | - | - | - | - | No | - | - | No | - | - | No | - | -
AR24TXHYCWKX\AR24TXHYCWKN | 0 | N/A | SAMSUNG ELECTRONICS | N/A | Non Ducted | Single Split System | Wall Hung | Air | Air | Thailand | 2.06 | N/A | 6.8 | N/A | N/A | N/A | N/A | N/A | 2.2 | 7.2 | Calorimeter Room | 3.3223 | 3.3004 | N/A | - | N/A | N/A | N/A | N/A | N/A | N/A | N/A | N/A | N/A | N/A | N/A | N/A | N/A | N/A | N/A | N/A | N/A | Single | R32 | Australia,Fiji,New Zealand | 128997 | 45813 | 0 | Approved | Reverse Cycle | N/A | Yes | Class 9 | Yes | N/A | N/A | Yes | Yes | Yes | N/A | N/A | Available | N/A | N/A | 0 | http://www.samsung.com.au | N/A | 0 | 0 | AAC4881 | Yes | Variable output compressor | Inverter | No | - | 6800 | 2.06 | - | 880 | 3650 | No | - | - | - | 1882.84 | 7323.6 | No | 804.32 | 3931.05 | Yes | 250 | 1730 | 7200 | 2.2 | 860 | 3900 | Yes | 250 | 1260 | Yes | 2200 | 5400 | No | - | - | No | - | - | - | - | - | No | - | - | No | - | - | No | - | -
AR30BXEABWKX/ AR30BXEABWKNSA | 0 | N/A | SAMSUNG ELECTRONICS | N/A | Non Ducted | Single Split System | Wall Hung | Air | Air | China,Thailand | 2.45 | N/A | 8 | N/A | N/A | N/A | N/A | N/A | 2.75 | 9 | Calorimeter Room | 3.3161 | 3.2999 | N/A | - | N/A | N/A | N/A | N/A | N/A | N/A | N/A | N/A | N/A | N/A | N/A | N/A | N/A | N/A | N/A | N/A | N/A | Single | R32 | Australia,Fiji,New Zealand | 146027 | 46505 | 0 | Approved | Reverse Cycle | N/A | No | Class 9 | No | N/A | N/A | N/A | N/A | N/A | N/A | N/A | Available | N/A | N/A | 0 | http://www.samsung.com.au | N/A | 0 | 0 | AAC6638 | Yes | Variable output compressor | Inverter | No | - | 8000 | 2.45 | - | 900 | 3900 | No | - | - | - | 2239.3 | 8616 | No | 822.6 | 4200.3 | Yes | 400 | 2750 | 9000 | 2.75 | 890 | 4050 | Yes | 440 | 2340 | Yes | 2800 | 7000 | No | - | - | No | - | - | - | - | - | No | - | - | No | - | - | No | - | -
AR30BXECNWKX/ AR30BXECNWKN | 0 | N/A | SAMSUNG ELECTRONICS | N/A | Non Ducted | Single Split System | Wall Hung | Air | Air | China,Thailand | 2.45 | N/A | 8 | N/A | N/A | N/A | N/A | N/A | 2.75 | 9 | Calorimeter Room | 3.3035 | 3.3167 | N/A | - | N/A | N/A | N/A | N/A | N/A | N/A | N/A | N/A | N/A | N/A | N/A | N/A | N/A | N/A | N/A | N/A | N/A | Single | R32 | Australia,Fiji,New Zealand | 146180 | 46505 | 0 | Approved | Reverse Cycle | N/A | Yes | Class 9 | Yes | N/A | N/A | N/A | N/A | N/A | N/A | N/A | Available | N/A | N/A | 0 | http://www.samsung.com.au | N/A | 0 | 0 | AAC6635 | Yes | Variable output compressor | Inverter | No | - | 8000 | 2.45 | - | 900 | 3900 | No | - | - | - | 2239.3 | 8616 | No | 822.6 | 4200.3 | Yes | 400 | 2750 | 9000 | 2.75 | 890 | 4050 | Yes | 440 | 2340 | Yes | 2800 | 7000 | No | - | - | No | - | - | - | - | - | No | - | - | No | - | - | No | - | -
AR30BXGYCWKX/ AR30BXGYCWKN | 0 | N/A | SAMSUNG ELECTRONICS | N/A | Non Ducted | Single Split System | Wall Hung | Air | Air | China,Thailand | 2.45 | N/A | 8 | N/A | N/A | N/A | N/A | N/A | 2.75 | 9 | Calorimeter Room | 3.2745 | 3.2879 | N/A | - | N/A | N/A | N/A | N/A | N/A | N/A | N/A | N/A | N/A | N/A | N/A | N/A | N/A | N/A | N/A | N/A | N/A | Single | R32 | Australia,Fiji,New Zealand | 146241 | 46505 | 0 | Approved | Reverse Cycle | N/A | Yes | Class 9 | Yes | N/A | N/A | N/A | N/A | N/A | N/A | N/A | Available | N/A | N/A | 0 | http://www.samsung.com.au | N/A | 0 | 0 | AAC6641 | Yes | Variable output compressor | Inverter | No | - | 8000 | 2.45 | - | 900 | 3900 | No | - | - | - | 2239.3 | 8616 | No | 822.6 | 4200.3 | Yes | 400 | 2750 | 9000 | 2.75 | 900 | 4050 | Yes | 440 | 2270 | Yes | 2800 | 7000 | No | - | - | No | - | - | - | - | - | No | - | - | No | - | - | No | - | -
AR30DXEANWKX / AR30DXEANWKN | 0 | N/A | SAMSUNG ELECTRONICS | N/A | Non Ducted | Single Split System | Wall Hung | Air | Air | China,Thailand | 2.45 | N/A | 8 | N/A | N/A | N/A | N/A | N/A | 2.75 | 9 | Calorimeter Room | 3.2695 | 3.3466 | N/A | - | N/A | N/A | N/A | N/A | N/A | N/A | N/A | N/A | N/A | N/A | N/A | N/A | N/A | N/A | N/A | N/A | N/A | Single | R32 | Australia,Fiji,New Zealand | 161450 | 47247 | 0 | Approved | Reverse Cycle | N/A | Yes | Class 9 | Yes | N/A | N/A | N/A | N/A | N/A | N/A | N/A | Available | N/A | N/A | 0 | http://www.samsung.com.au | N/A | 0 | 0 | AAC8220 | Yes | Variable output compressor | Inverter | No | - | 8000 | 2.45 | - | 900 | 4000 | No | - | - | - | 2239.3 | 8616 | No | 822.6 | 4308 | Yes | 400 | 2800 | 9000 | 2.75 | 1020 | 4500 | Yes | 420 | 2150 | Yes | 2800 | 7000 | No | - | - | No | - | - | - | - | - | No | - | - | No | - | - | No | - | -
AR30DXFZCWKX / AR30DXFZCWKN | 0 | N/A | SAMSUNG ELECTRONICS | N/A | Non Ducted | Single Split System | Wall Hung | Air | Air | China,Thailand | 2.45 | N/A | 8 | N/A | N/A | N/A | N/A | N/A | 2.75 | 9 | Calorimeter Room | 3.2765 | 3.3478 | N/A | - | N/A | N/A | N/A | N/A | N/A | N/A | N/A | N/A | N/A | N/A | N/A | N/A | N/A | N/A | N/A | N/A | N/A | Single | R32 | Australia,Fiji,New Zealand | 161454 | 47247 | 0 | Approved | Reverse Cycle | N/A | Yes | Class 9 | Yes | N/A | N/A | N/A | N/A | N/A | N/A | N/A | Available | N/A | N/A | 0 | http://www.samsung.com.au | N/A | 0 | 0 | AAC8219 | Yes | Variable output compressor | Inverter | No | - | 8000 | 2.45 | - | 900 | 4000 | No | - | - | - | 2239.3 | 8616 | No | 822.6 | 4308 | Yes | 400 | 2800 | 9000 | 2.75 | 1020 | 4500 | Yes | 420 | 2150 | Yes | 2800 | 7000 | No | - | - | No | - | - | - | - | - | No | - | - | No | - | - | No | - | -
AR30TXEACWKX\AR30TXEACWKN | 0 | N/A | SAMSUNG ELECTRONICS | N/A | Non Ducted | Single Split System | Wall Hung | Air | Air | Thailand | 2.45 | N/A | 8 | N/A | N/A | N/A | N/A | N/A | 2.75 | 9 | Calorimeter Room | 3.3254 | 3.3467 | N/A | - | N/A | N/A | N/A | N/A | N/A | N/A | N/A | N/A | N/A | N/A | N/A | N/A | N/A | N/A | N/A | N/A | N/A | Single | R32 | Australia,Fiji,New Zealand | 128998 | 45813 | 0 | Approved | Reverse Cycle | N/A | Yes | Class 9 | Yes | N/A | N/A | Yes | Yes | Yes | N/A | N/A | Available | N/A | N/A | 0 | http://www.samsung.com.au | N/A | 0 | 0 | AAC4888 | Yes | Variable output compressor | Inverter | No | - | 8000 | 2.45 | - | 900 | 3900 | No | - | - | - | 2239.3 | 8616 | No | 822.6 | 4200.3 | Yes | 400 | 2750 | 9000 | 2.75 | 890 | 4050 | Yes | 440 | 2340 | Yes | 2800 | 7000 | No | - | - | No | - | - | - | - | - | No | - | - | No | - | - | No | - | -
AR30TXHYCWKSA | 0 | N/A | SAMSUNG ELECTRONICS | N/A | Non Ducted | Single Split System | Wall Hung | Air | Air | Thailand | 2.45 | N/A | 8 | N/A | N/A | N/A | N/A | N/A | 2.75 | 9 | Calorimeter Room | 3.2929 | 3.3447 | N/A | - | N/A | N/A | N/A | N/A | N/A | N/A | N/A | N/A | N/A | N/A | N/A | N/A | N/A | N/A | N/A | N/A | N/A | Single | R32 | Australia,Fiji,New Zealand | 128999 | 45813 | 0 | Approved | Reverse Cycle | N/A | Yes | Class 9 | Yes | N/A | N/A | Yes | Yes | Yes | N/A | N/A | Available | N/A | N/A | 0 | http://www.samsung.com.au | N/A | 0 | 0 | AAC4877 | Yes | Variable output compressor | Inverter | No | - | 8000 | 2.45 | - | 900 | 3900 | No | - | - | - | 2239.3 | 8616 | No | 822.6 | 4200.3 | Yes | 400 | 2750 | 9000 | 2.75 | 900 | 4050 | Yes | 440 | 2270 | Yes | 2800 | 7000 | No | - | - | No | - | - | - | - | - | No | - | - | No | - | - | No | - | -
AE-X12YWI/AY-X12YWI | 0 | N/A | SHARP | N/A | Non Ducted | Single Split System | Wall Hung | Air | Air | China | 0.765 | N/A | 3.5 | N/A | N/A | N/A | N/A | N/A | 0.795 | 3.55 | Calorimeter Room | 4.5833 | 4.5002 | N/A | - | N/A | N/A | N/A | N/A | N/A | N/A | N/A | N/A | N/A | N/A | N/A | N/A | N/A | N/A | N/A | N/A | N/A | Single | R32 | Australia,New Zealand | 131005 | 45866 | 0 | Approved | Reverse Cycle | N/A | Yes | Class 8 | Yes | N/A | N/A | N/A | N/A | N/A | N/A | N/A | Available | N/A | N/A | 0 | 0 | N/A | 0 | 0 | AAC5050 | Yes | Variable output compressor | Inverter | No | - | 3500 | 0.765 | - | 350 | 1770 | No | - | - | - | 699.21 | 3769.5 | Yes | 285 | 1910 | No | - | - | 3550 | 0.795 | 340 | 1790 | No | - | - | No | - | - | - | 1050 | 3630 | No | - | - | - | - | - | - | - | - | No | - | - | No | - | -
AE-X18YWI/AY-X18YWI | 0 | N/A | SHARP | N/A | Non Ducted | Single Split System | Wall Hung | Air | Air | China | 1.365 | N/A | 5.35 | N/A | N/A | N/A | N/A | N/A | 1.28 | 5.25 | Calorimeter Room | 3.9821 | 4.1078 | N/A | - | N/A | N/A | N/A | N/A | N/A | N/A | N/A | N/A | N/A | N/A | N/A | N/A | N/A | N/A | N/A | N/A | N/A | Single | R32 | Australia,New Zealand | 131036 | 45866 | 0 | Approved | Reverse Cycle | N/A | Yes | Class 9 | Yes | N/A | N/A | N/A | N/A | N/A | N/A | N/A | Available | N/A | N/A | 0 | 0 | N/A | 0 | 0 | AAC5048 | Yes | Variable output compressor | Inverter | No | - | 5350 | 1.365 | - | 585 | 2700 | No | - | - | - | 1247.61 | 5761.95 | No | 534.69 | 2907.9 | No | - | - | 5250 | 1.28 | 560 | 2600 | No | - | - | No | - | - | - | 1690 | 4750 | No | - | - | - | - | - | - | - | - | No | - | - | No | - | -
AE-X24YWI/AY-X24YWI | 0 | N/A | SHARP | N/A | Non Ducted | Single Split System | Wall Hung | Air | Air | China | 2.03 | N/A | 7.55 | N/A | N/A | N/A | N/A | N/A | 2.235 | 8.45 | Calorimeter Room | 3.7258 | 3.7808 | N/A | - | N/A | N/A | N/A | N/A | N/A | N/A | N/A | N/A | N/A | N/A | N/A | N/A | N/A | N/A | N/A | N/A | N/A | Single | R32 | Australia,New Zealand | 131046 | 45867 | 0 | Approved | Reverse Cycle | N/A | Yes | Class 9 | Yes | N/A | N/A | N/A | N/A | N/A | N/A | N/A | Available | N/A | N/A | 0 | 0 | N/A | 0 | 0 | AAC5066 | Yes | Variable output compressor | Inverter | No | - | 7550 | 2.03 | - | 770 | 3845 | No | - | - | - | 1855.42 | 8131.35 | No | 703.78 | 4141.065 | No | - | - | 8450 | 2.235 | 845 | 4250 | No | - | - | No | - | - | - | 2425 | 7200 | No | - | - | - | - | - | - | - | - | No | - | - | No | - | -
AE-X9YWI/AY-X9YWI | 0 | N/A | SHARP | N/A | Non Ducted | Single Split System | Wall Hung | Air | Air | China | 0.53 | N/A | 2.62 | N/A | N/A | N/A | N/A | N/A | 0.515 | 2.53 | Calorimeter Room | 4.9656 | 4.9133 | N/A | - | N/A | N/A | N/A | N/A | N/A | N/A | N/A | N/A | N/A | N/A | N/A | N/A | N/A | N/A | N/A | N/A | N/A | Single | R32 | Australia,New Zealand | 130703 | 45862 | 0 | Approved | Reverse Cycle | N/A | Yes | Class 8 | Yes | N/A | N/A | N/A | N/A | N/A | N/A | N/A | Available | N/A | N/A | 0 | 0 | N/A | 0 | 0 | AAC5042 | Yes | Variable output compressor | Inverter | No | - | 2620 | 0.53 | - | 250 | 1280 | No | - | - | - | 484.42 | 2821.74 | Yes | 195 | 1330 | No | - | - | 2530 | 0.515 | 280 | 1330 | No | - | - | No | - | - | - | 790 | 2930 | No | - | - | - | - | - | - | - | - | No | - | - | No | - | -
SSSD-09B5HD4A-C8 | 0 | N/A | Shinco | N/A | Non Ducted | Single Split System | Wall Hung | Air | Air | China | 0.66 | N/A | 2.6 | N/A | N/A | N/A | N/A | N/A | 0.61 | 2.6 | Calorimeter Room | 3.8213 | 4.4866 | N/A | - | N/A | N/A | N/A | N/A | N/A | N/A | N/A | N/A | N/A | N/A | N/A | N/A | N/A | N/A | N/A | N/A | N/A | Single | R32 | Australia,Fiji,New Zealand | 130550 | 45894 | 0 | Approved | Reverse Cycle | N/A | No | Class 8 | No | N/A | N/A | N/A | N/A | N/A | N/A | N/A | Unavailable | N/A | N/A | 0 | http://www.shinco.net | N/A | 0 | 0 | AAC5188 | Yes | Variable output compressor | Inverter | No | - | 2600 | 0.66 | - | 270 | 1300 | No | - | - | - | 603.24 | 2800.2 | No | 246.78 | 1400.1 | No | - | - | 2600 | 0.61 | 250 | 1250 | No | - | - | No | - | - | - | 1450 | 3200 | No | - | - | - | - | - | - | - | - | No | - | - | No | - | -
SSSD-12C3HD4A-C8 | 0 | N/A | Shinco | N/A | Non Ducted | Single Split System | Wall Hung | Air | Air | China | 0.92 | N/A | 3.5 | N/A | N/A | N/A | N/A | N/A | 0.875 | 3.5 | Calorimeter Room | 3.8046 | 3.9 | N/A | - | N/A | N/A | N/A | N/A | N/A | N/A | N/A | N/A | N/A | N/A | N/A | N/A | N/A | N/A | N/A | N/A | N/A | Single | R32 | Australia,Fiji,New Zealand | 134410 | 46012 | 0 | Approved | Reverse Cycle | N/A | No | Class 8 | No | N/A | N/A | N/A | N/A | N/A | N/A | N/A | Unavailable | N/A | N/A | 0 | http://www.shinco.net | N/A | 0 | 0 | AAC5614 | Yes | Variable output compressor | Inverter | No | - | 3500 | 0.92 | - | 350 | 1750 | No | - | - | - | 840.88 | 3769.5 | No | 319.9 | 1884.75 | No | - | - | 3500 | 0.875 | 340 | 1750 | No | - | - | No | - | - | - | 1850 | 4150 | No | - | - | - | - | - | - | - | - | No | - | - | No | - | -
SSSD-18E0HD4A-C4 | 0 | N/A | Shinco | N/A | Non Ducted | Single Split System | Wall Hung | Air | Air | China | 1.47 | N/A | 5.1 | N/A | N/A | N/A | N/A | N/A | 1.35 | 5.2 | Calorimeter Room | 3.5011 | 3.863 | N/A | - | N/A | N/A | N/A | N/A | N/A | N/A | N/A | N/A | N/A | N/A | N/A | N/A | N/A | N/A | N/A | N/A | N/A | Single | R32 | Australia,Fiji,New Zealand | 134357 | 46012 | 0 | Approved | Reverse Cycle | N/A | No | Class 9 | No | N/A | N/A | N/A | N/A | N/A | N/A | N/A | Unavailable | N/A | N/A | 0 | http://www.shinco.net | N/A | 0 | 0 | AAC5615 | Yes | Variable output compressor | Inverter | No | - | 5100 | 1.47 | - | 570 | 2550 | No | - | - | - | 1343.58 | 5492.7 | No | 520.98 | 2746.35 | No | - | - | 5200 | 1.35 | 560 | 2600 | No | - | - | No | - | - | - | 2100 | 5500 | No | - | - | - | - | - | - | - | - | No | - | - | No | - | -
SSSD-24F8HD4A-C3 | 0 | N/A | Shinco | N/A | Non Ducted | Single Split System | Wall Hung | Air | Air | China | 2.08 | N/A | 7 | N/A | N/A | N/A | N/A | N/A | 2.1 | 7.2 | Calorimeter Room | 3.3654 | 3.3747 | N/A | - | N/A | N/A | N/A | N/A | N/A | N/A | N/A | N/A | N/A | N/A | N/A | N/A | N/A | N/A | N/A | N/A | N/A | Single | R32 | Australia,Fiji,New Zealand | 130579 | 45910 | 0 | Approved | Reverse Cycle | N/A | No | Class 9 | No | N/A | N/A | N/A | N/A | N/A | N/A | N/A | Unavailable | N/A | N/A | 0 | http://www.shinco.net | N/A | 0 | 0 | AAC5277 | Yes | Variable output compressor | Inverter | No | - | 7000 | 2.08 | - | 850 | 3500 | No | - | - | - | 1901.12 | 7539 | No | 776.9 | 3769.5 | No | - | - | 7200 | 2.1 | 880 | 3680 | No | - | - | No | - | - | - | 3690 | 8150 | No | - | - | - | - | - | - | - | - | No | - | - | No | - | -
EMV-V170W/N1 | 0 | N/A | Silicon Electronics | N/A | Non Ducted | vrf | N/A | Air | Air | China | 3.8 | N/A | 17 | N/A | N/A | N/A | N/A | N/A | 3.645 | 17 | Enthalpy Test Room | 4.3783 | 4.4841 | N/A | - | N/A | N/A | N/A | N/A | N/A | N/A | N/A | N/A | N/A | N/A | N/A | N/A | N/A | N/A | N/A | N/A | N/A | Single | R410A | Australia,Fiji,New Zealand | 163637 | 47331 | 0 | Approved | Reverse Cycle | N/A | No | Class 20 | No | N/A | N/A | N/A | N/A | N/A | N/A | N/A | Available | N/A | N/A | 0 | 0 | N/A | 0 | 0 | AAC8371 | Yes | Variable output compressor | Inverter | No | - | 17000 | 3.8 | - | 1650 | 8300 | No | - | - | - | 3473.2 | 18309 | No | 1508.1 | 8939.1 | No | - | - | 17000 | 3.645 | 1490 | 9250 | No | - | - | Yes | 4500 | 16100 | No | - | - | No | - | - | - | - | - | No | - | - | No | - | - | No | - | -
EMV-V200W/N1 | 0 | N/A | Silicon Electronics | N/A | Non Ducted | vrf | N/A | Air | Air | China | 4.3 | N/A | 18 | N/A | N/A | N/A | N/A | N/A | 4.08 | 20 | Enthalpy Test Room | 3.9779 | 4.7124 | N/A | - | N/A | N/A | N/A | N/A | N/A | N/A | N/A | N/A | N/A | N/A | N/A | N/A | N/A | N/A | N/A | N/A | N/A | Single | R410A | Australia,Fiji,New Zealand | 163636 | 47331 | 0 | Approved | Reverse Cycle | N/A | No | Class 20 | No | N/A | N/A | N/A | N/A | N/A | N/A | N/A | Available | N/A | N/A | 0 | 0 | N/A | 0 | 0 | AAC8370 | Yes | Variable output compressor | Inverter | No | - | 18000 | 4.3 | - | 1900 | 9200 | No | - | - | - | 3930.2 | 19386 | No | 1736.6 | 9908.4 | No | - | - | 20000 | 4.08 | 1650 | 10500 | No | - | - | Yes | 5460 | 19000 | No | - | - | No | - | - | - | - | - | No | - | - | No | - | - | No | - | -
EMV-V230W/N1 | 0 | N/A | Silicon Electronics | N/A | Non Ducted | vrf | N/A | Air | Air | China | 4.45 | N/A | 21 | N/A | N/A | N/A | N/A | N/A | 4.63 | 23 | Enthalpy Test Room | 4.5963 | 4.7725 | N/A | - | N/A | N/A | N/A | N/A | N/A | N/A | N/A | N/A | N/A | N/A | N/A | N/A | N/A | N/A | N/A | N/A | N/A | Single | R410A | Australia,Fiji,New Zealand | 163558 | 47331 | 0 | Approved | Reverse Cycle | N/A | No | Class 20 | No | N/A | N/A | N/A | N/A | N/A | N/A | N/A | Available | N/A | N/A | 0 | 0 | N/A | 0 | 0 | AAC8369 | Yes | Variable output compressor | Inverter | No | - | 21000 | 4.45 | - | 1900 | 10500 | No | - | - | - | 4067.3 | 22617 | No | 1736.6 | 11308.5 | No | - | - | 23000 | 4.63 | 1780 | 12000 | No | - | - | Yes | 6400 | 21000 | No | - | - | No | - | - | - | - | - | No | - | - | No | - | - | No | - | -
SLA-26-CHSD | 0 | N/A | Smart Lifestyle Australia | N/A | Non Ducted | Single Split System | Wall Hung | Air | Air | China | 0.53 | N/A | 2.65 | N/A | N/A | N/A | N/A | N/A | 0.53 | 2.72 | Calorimeter Room | 5.0357 | 5.155 | N/A | - | N/A | N/A | N/A | N/A | N/A | N/A | N/A | N/A | N/A | N/A | N/A | N/A | N/A | N/A | N/A | N/A | N/A | Single | R32 | Australia | 154838 | 46949 | 0 | Approved | Reverse Cycle | N/A | Yes | Class 8 | Yes | N/A | N/A | N/A | N/A | N/A | N/A | N/A | Available | N/A | N/A | https://smartlifestyleaustralia.com.au/ | https://smartlifestyleaustralia.com.au/ | N/A | 0 | 0 | AAC7628 | Yes | Variable output compressor | Inverter | No | - | 2650 | 0.53 | - | 220 | 1310 | Yes | 180 | 980 | - | 484.42 | 2854.05 | Yes | 150 | 1400 | - | 110 | 1040 | 2720 | 0.53 | 227 | 1408 | Yes | 162 | 1019 | Yes | 1100 | 3428 | No | - | - | No | - | - | - | - | - | No | - | - | No | - | - | No | - | -
SLA-28-CHSD | 0 | N/A | Smart Lifestyle Australia | N/A | Non Ducted | Single Split System | Wall Hung | Air | Air | China | 0.535 | N/A | 2.8 | N/A | N/A | N/A | N/A | N/A | 0.465 | 2.65 | Calorimeter Room | 5.1296 | 5.4411 | N/A | - | N/A | N/A | N/A | N/A | N/A | N/A | N/A | N/A | N/A | N/A | N/A | N/A | N/A | N/A | N/A | N/A | N/A | Single | R32 | Australia | 150338 | 46671 | 0 | Approved | Reverse Cycle | N/A | Yes | Class 8 | Yes | N/A | N/A | N/A | N/A | N/A | N/A | N/A | Available | N/A | N/A | https://smartlifestyleaustralia.com.au/ | https://smartlifestyleaustralia.com.au/ | N/A | 0 | 0 | AAC7088 | Yes | Variable output compressor | Inverter | No | - | 2800 | 0.535 | - | 260 | 1300 | No | - | - | - | 488.99 | 3015.6 | Yes | 185 | 1650 | No | - | - | 2650 | 0.465 | 215 | 1300 | No | - | - | No | - | - | - | 1300 | 3900 | No | - | - | - | - | - | - | - | - | No | - | - | No | - | -
SLA-35-CHSD | 0 | N/A | Smart Lifestyle Australia | N/A | Non Ducted | Single Split System | Wall Hung | Air | Air | China | 0.79 | N/A | 3.5 | N/A | N/A | N/A | N/A | N/A | 0.83 | 3.8 | Calorimeter Room | 4.3932 | 4.4562 | N/A | - | N/A | N/A | N/A | N/A | N/A | N/A | N/A | N/A | N/A | N/A | N/A | N/A | N/A | N/A | N/A | N/A | N/A | Single | R32 | Australia | 154995 | 46949 | 0 | Approved | Reverse Cycle | N/A | Yes | Class 8 | Yes | N/A | N/A | N/A | N/A | N/A | N/A | N/A | Available | N/A | N/A | https://smartlifestyleaustralia.com.au/ | https://smartlifestyleaustralia.com.au/ | N/A | 0 | 0 | AAC7627 | Yes | Variable output compressor | Inverter | No | - | 3500 | 0.79 | - | 315 | 1835 | Yes | 182 | 1000 | - | 722.06 | 3769.5 | Yes | 250 | 1900 | - | 112 | 1025 | 3800 | 0.83 | 310 | 1870 | Yes | 160 | 1070 | Yes | 1090 | 3570 | No | - | - | No | - | - | - | - | - | No | - | - | No | - | - | No | - | -
SLA-52-CHSD | 0 | N/A | Smart Lifestyle Australia | N/A | Non Ducted | Single Split System | Wall Hung | Air | Air | China | 1.4 | N/A | 5.2 | N/A | N/A | N/A | N/A | N/A | 1.2 | 5.2 | Calorimeter Room | 3.6011 | 4.1987 | N/A | - | N/A | N/A | N/A | N/A | N/A | N/A | N/A | N/A | N/A | N/A | N/A | N/A | N/A | N/A | N/A | N/A | N/A | Single | R32 | Australia | 150361 | 46673 | 0 | Approved | Reverse Cycle | N/A | Yes | Class 9 | Yes | N/A | N/A | N/A | N/A | N/A | N/A | N/A | Available | N/A | N/A | https://smartlifestyleaustralia.com.au/ | https://smartlifestyleaustralia.com.au/ | N/A | 0 | 0 | AAC7094 | Yes | Variable output compressor | Inverter | No | - | 5200 | 1.4 | - | 560 | 2500 | No | - | - | - | 1279.6 | 5600.4 | Yes | 400 | 2600 | No | - | - | 5200 | 1.2 | 510 | 2600 | No | - | - | No | - | - | - | 1810 | 5300 | No | - | - | - | - | - | - | - | - | No | - | - | No | - | -
SLA-72-CHSD | 0 | N/A | Smart Lifestyle Australia | N/A | Non Ducted | Single Split System | Wall Hung | Air | Air | China | 1.9 | N/A | 7.2 | N/A | N/A | N/A | N/A | N/A | 1.7 | 7.2 | Calorimeter Room | 3.5574 | 4.0042 | N/A | - | N/A | N/A | N/A | N/A | N/A | N/A | N/A | N/A | N/A | N/A | N/A | N/A | N/A | N/A | N/A | N/A | N/A | Single | R32 | Australia | 150466 | 46671 | 0 | Approved | Reverse Cycle | N/A | Yes | Class 9 | Yes | N/A | N/A | N/A | N/A | N/A | N/A | N/A | Available | N/A | N/A | https://smartlifestyleaustralia.com.au/ | https://smartlifestyleaustralia.com.au/ | N/A | 0 | 0 | AAC7091 | Yes | Variable output compressor | Inverter | No | - | 7200 | 1.9 | - | 750 | 3700 | No | - | - | - | 1736.6 | 7754.4 | Yes | 580 | 3700 | No | - | - | 7200 | 1.7 | 690 | 3700 | No | - | - | No | - | - | - | 2100 | 6200 | No | - | - | - | - | - | - | - | - | No | - | - | No | - | -
SLA-82-CHSD | 0 | N/A | Smart Lifestyle Australia | N/A | Non Ducted | Single Split System | Wall Hung | Air | Air | China | 2.3 | N/A | 8.2 | N/A | N/A | N/A | N/A | N/A | 2.3 | 8.5 | Calorimeter Room | 3.5346 | 3.7519 | N/A | - | N/A | N/A | N/A | N/A | N/A | N/A | N/A | N/A | N/A | N/A | N/A | N/A | N/A | N/A | N/A | N/A | N/A | Single | R32 | Australia | 153990 | 46881 | 0 | Approved | Reverse Cycle | N/A | Yes | Class 9 | Yes | N/A | N/A | N/A | N/A | N/A | N/A | N/A | Available | N/A | N/A | https://smartlifestyleaustralia.com.au/ | https://smartlifestyleaustralia.com.au/ | N/A | 0 | 0 | AAC7475 | Yes | Variable output compressor | Inverter | No | - | 8200 | 2.3 | - | 810 | 4200 | No | - | - | - | 2102.2 | 8831.4 | Yes | 650 | 4250 | No | - | - | 8500 | 2.3 | 750 | 4200 | No | - | - | No | - | - | - | 3000 | 7900 | No | - | - | - | - | - | - | - | - | No | - | - | No | - | -
SLA-MS18-CHDVRF | 0 | N/A | Smart Lifestyle Australia | N/A | Both | vrf | N/A | Air | Air | China | 3.14 | N/A | 18 | N/A | N/A | N/A | N/A | N/A | 4.23 | 22.5 | Enthalpy Test Room | 5.3649 | 4.912 | N/A | - | N/A | N/A | N/A | N/A | N/A | N/A | N/A | N/A | N/A | N/A | N/A | N/A | N/A | N/A | N/A | N/A | N/A | Single | R32 | Australia | 159673 | 47169 | 0 | Approved | Reverse Cycle | N/A | No | Class 20 | No | N/A | N/A | N/A | N/A | N/A | N/A | N/A | Available | N/A | N/A | https://www.chigogroup.com/ | https://smartlifestyleaustralia.com.au/ | N/A | 0 | 0 | AAC8066 | Yes | Variable output compressor | Inverter | No | - | 18000 | 3.14 | - | 1390 | 9100 | No | - | - | - | 2869.96 | 19386 | No | 1270.46 | 9800.7 | No | - | - | 22500 | 4.23 | 1760 | 11250 | Yes | 1225 | 7820 | Yes | 7260 | 24500 | No | - | - | No | - | - | - | - | - | No | - | - | No | - | - | No | - | -
SLA-MS21-CHDVRF | 0 | N/A | Smart Lifestyle Australia | N/A | Both | vrf | N/A | Air | Air | China | 4.25 | N/A | 21.5 | N/A | N/A | N/A | N/A | N/A | 5.25 | 26 | Enthalpy Test Room | 4.8981 | 4.5697 | N/A | - | N/A | N/A | N/A | N/A | N/A | N/A | N/A | N/A | N/A | N/A | N/A | N/A | N/A | N/A | N/A | N/A | N/A | Single | R32 | Australia | 160734 | 47212 | 0 | Approved | Reverse Cycle | N/A | No | Class 20 | No | N/A | N/A | N/A | N/A | N/A | N/A | N/A | Available | N/A | N/A | https://www.chigogroup.com/ | https://smartlifestyleaustralia.com.au/ | N/A | 0 | 0 | AAC8163 | Yes | Variable output compressor | Inverter | No | - | 21500 | 4.25 | - | 1580 | 10800 | No | - | - | - | 3884.5 | 23155.5 | No | 1444.12 | 11631.6 | No | - | - | 26000 | 5.25 | 2080 | 13150 | Yes | 1225 | 7860 | Yes | 7260 | 24500 | No | - | - | No | - | - | - | - | - | No | - | - | No | - | - | No | - | -
SMV-V170W/N1 | 0 | N/A | Smart User | N/A | Non Ducted | vrf | N/A | Air | Air | China | 3.8 | N/A | 17 | N/A | N/A | N/A | N/A | N/A | 3.645 | 17 | Enthalpy Test Room | 4.4731 | 4.4429 | N/A | - | N/A | N/A | N/A | N/A | N/A | N/A | N/A | N/A | N/A | N/A | N/A | N/A | N/A | N/A | N/A | N/A | N/A | Single | R410A | Australia,Fiji,New Zealand | 159559 | 47167 | 0 | Approved | Reverse Cycle | N/A | No | Class 20 | No | N/A | N/A | N/A | N/A | N/A | N/A | N/A | Available | N/A | N/A | 0 | 0 | N/A | 0 | 0 | AAC8061 | Yes | Variable output compressor | Inverter | No | - | 17000 | 3.8 | - | 1650 | 8300 | No | - | - | - | 3473.2 | 18309 | No | 1508.1 | 8939.1 | No | - | - | 17000 | 3.645 | 1490 | 9250 | No | - | - | Yes | 4500 | 16100 | No | - | - | No | - | - | - | - | - | No | - | - | No | - | - | No | - | -
SMV-V170W/N1 | 0 | N/A | Smart User | N/A | Non Ducted | vrf | N/A | Air | Air | China | 3.8 | N/A | 17 | N/A | N/A | N/A | N/A | N/A | 3.645 | 17 | Enthalpy Test Room | 4.3783 | 4.4841 | N/A | - | N/A | N/A | N/A | N/A | N/A | N/A | N/A | N/A | N/A | N/A | N/A | N/A | N/A | N/A | N/A | N/A | N/A | Single | R410A | Australia,Fiji,New Zealand | 163318 | 47315 | 0 | Approved | Reverse Cycle | N/A | No | Class 20 | No | N/A | N/A | N/A | N/A | N/A | N/A | N/A | Available | N/A | N/A | 0 | 0 | N/A | 0 | 0 | AAC8353 | Yes | Variable output compressor | Inverter | No | - | 17000 | 3.8 | - | 1650 | 8300 | No | - | - | - | 3473.2 | 18309 | No | 1508.1 | 8939.1 | No | - | - | 17000 | 3.645 | 1490 | 9250 | No | - | - | Yes | 4500 | 16100 | No | - | - | No | - | - | - | - | - | No | - | - | No | - | - | No | - | -
SMV-V180W/N1 | 0 | N/A | Smart User | N/A | Non Ducted | vrf | N/A | Air | Air | China | 3.59 | N/A | 15.5 | N/A | N/A | N/A | N/A | N/A | 3.6 | 19 | Enthalpy Test Room | 4.2365 | 5.1715 | N/A | - | N/A | N/A | N/A | N/A | N/A | N/A | N/A | N/A | N/A | N/A | N/A | N/A | N/A | N/A | N/A | N/A | N/A | Single | R410A | Australia,Fiji,New Zealand | 155862 | 46965 | 0 | Approved | Reverse Cycle | N/A | No | Class 20 | No | N/A | N/A | N/A | N/A | N/A | N/A | N/A | Available | N/A | N/A | 0 | 0 | N/A | 0 | 0 | AAC7666 | Yes | Variable output compressor | Inverter | No | - | 15500 | 3.59 | - | 1468 | 8360 | No | - | - | - | 3281.26 | 16693.5 | No | 1341.752 | 9003.72 | No | - | - | 19000 | 3.6 | 1620 | 10430 | No | - | - | Yes | 5100 | 19097 | No | - | - | No | - | - | - | - | - | No | - | - | No | - | - | - | - | -
SMV-V200W/N1 | 0 | N/A | Smart User | N/A | Non Ducted | vrf | N/A | Air | Air | China | 4.3 | N/A | 18 | N/A | N/A | N/A | N/A | N/A | 4.08 | 20 | Enthalpy Test Room | 4.0203 | 4.6896 | N/A | - | N/A | N/A | N/A | N/A | N/A | N/A | N/A | N/A | N/A | N/A | N/A | N/A | N/A | N/A | N/A | N/A | N/A | Single | R410A | Australia,Fiji,New Zealand | 159402 | 47149 | 0 | Approved | Reverse Cycle | N/A | No | Class 20 | No | N/A | N/A | N/A | N/A | N/A | N/A | N/A | Available | N/A | N/A | 0 | 0 | N/A | 0 | 0 | AAC8043 | Yes | Variable output compressor | Inverter | No | - | 18000 | 4.3 | - | 1900 | 9200 | No | - | - | - | 3930.2 | 19386 | No | 1736.6 | 9908.4 | No | - | - | 20000 | 4.08 | 1650 | 10500 | No | - | - | Yes | 5460 | 19000 | No | - | - | No | - | - | - | - | - | No | - | - | No | - | - | No | - | -
SMV-V200W/N1 | 0 | N/A | Smart User | N/A | Non Ducted | vrf | N/A | Air | Air | China | 4.3 | N/A | 18 | N/A | N/A | N/A | N/A | N/A | 4.08 | 20 | Enthalpy Test Room | 3.9779 | 4.7124 | N/A | - | N/A | N/A | N/A | N/A | N/A | N/A | N/A | N/A | N/A | N/A | N/A | N/A | N/A | N/A | N/A | N/A | N/A | Single | R410A | Australia,Fiji,New Zealand | 163319 | 47315 | 0 | Approved | Reverse Cycle | N/A | No | Class 20 | No | N/A | N/A | N/A | N/A | N/A | N/A | N/A | Available | N/A | N/A | 0 | 0 | N/A | 0 | 0 | AAC8352 | Yes | Variable output compressor | Inverter | No | - | 18000 | 4.3 | - | 1900 | 9200 | No | - | - | - | 3930.2 | 19386 | No | 1736.6 | 9908.4 | No | - | - | 20000 | 4.08 | 1650 | 10500 | No | - | - | Yes | 5460 | 19000 | No | - | - | No | - | - | - | - | - | No | - | - | No | - | - | No | - | -
SMV-V225W/N1 | 0 | N/A | Smart User | N/A | Non Ducted | vrf | N/A | Air | Air | China | 3.9 | N/A | 18 | N/A | N/A | N/A | N/A | N/A | 3.8 | 22.5 | Enthalpy Test Room | 4.4697 | 5.7937 | N/A | - | N/A | N/A | N/A | N/A | N/A | N/A | N/A | N/A | N/A | N/A | N/A | N/A | N/A | N/A | N/A | N/A | N/A | Single | R410A | Australia,Fiji,New Zealand | 156376 | 47044 | 0 | Approved | Reverse Cycle | N/A | No | Class 20 | No | N/A | N/A | N/A | N/A | N/A | N/A | N/A | Available | N/A | N/A | 0 | 0 | N/A | 0 | 0 | AAC7835 | Yes | Variable output compressor | Inverter | No | - | 18000 | 3.9 | - | 1530 | 9510 | No | - | - | - | 3564.6 | 19386 | No | 1398.42 | 10242.27 | No | - | - | 22500 | 3.8 | 1559 | 10800 | No | - | - | Yes | 5530 | 20600 | No | - | - | No | - | - | - | - | - | No | - | - | No | - | - | No | - | -
SMV-V230W/N1 | 0 | N/A | Smart User | N/A | Non Ducted | vrf | N/A | Air | Air | China | 4.45 | N/A | 21 | N/A | N/A | N/A | N/A | N/A | 4.63 | 23 | Enthalpy Test Room | 4.5963 | 4.7725 | N/A | - | N/A | N/A | N/A | N/A | N/A | N/A | N/A | N/A | N/A | N/A | N/A | N/A | N/A | N/A | N/A | N/A | N/A | Single | R410A | Australia,Fiji,New Zealand | 162492 | 47321 | 0 | Approved | Reverse Cycle | N/A | No | Class 20 | No | N/A | N/A | N/A | N/A | N/A | N/A | N/A | Available | N/A | N/A | 0 | 0 | N/A | 0 | 0 | AAC8364 | Yes | Variable output compressor | Inverter | No | - | 21000 | 4.45 | - | 1900 | 10500 | No | - | - | - | 4067.3 | 22617 | No | 1736.6 | 11308.5 | No | - | - | 23000 | 4.63 | 1780 | 12000 | No | - | - | Yes | 6400 | 21000 | No | - | - | No | - | - | - | - | - | No | - | - | No | - | - | No | - | -
SM4OU-D200MK | 0 | N/A | SmartUser | N/A | Non Ducted | fixed | Wall Hung | Air | Air | China | 4.97 | N/A | 18 | N/A | N/A | N/A | N/A | N/A | 5.06 | 20 | Calorimeter Room | 3.9596 | 4.1845 | N/A | - | N/A | N/A | N/A | N/A | N/A | N/A | N/A | N/A | N/A | N/A | N/A | N/A | N/A | N/A | N/A | N/A | N/A | Single | R410A | Australia,Fiji,New Zealand | 159867 | 47198 | 0 | Approved | Reverse Cycle | N/A | No | Class 20 | No | N/A | N/A | N/A | N/A | N/A | N/A | N/A | Available | N/A | N/A | 0 | 0 | N/A | 0 | 0 | AAC8129 | Yes | Variable output compressor | Inverter | No | - | 18000 | 4.97 | - | 1650 | 9000 | No | - | - | - | 4542.58 | 19386 | No | 1508.1 | 9693 | No | - | - | 20000 | 5.06 | 1700 | 9800 | No | - | - | Yes | 5950 | 17800 | No | - | - | No | - | - | - | - | - | No | - | - | No | - | - | No | - | -
SUFA26R | 0 | N/A | SmartUser | N/A | Non Ducted | Single Split System | Wall Hung | Air | Air | China | 0.535 | N/A | 2.8 | N/A | N/A | N/A | N/A | N/A | 0.465 | 2.65 | Calorimeter Room | 5.1296 | 5.4411 | N/A | - | N/A | N/A | N/A | N/A | N/A | N/A | N/A | N/A | N/A | N/A | N/A | N/A | N/A | N/A | N/A | N/A | N/A | Single | R32 | Australia,Fiji,New Zealand | 148355 | 46589 | 0 | Approved | Reverse Cycle | N/A | Yes | Class 8 | Yes | N/A | N/A | N/A | N/A | N/A | N/A | N/A | Available | N/A | N/A | 0 | 0 | N/A | 0 | 0 | AAC6833 | Yes | Variable output compressor | Inverter | No | - | 2800 | 0.535 | - | 260 | 1300 | No | - | - | - | 488.99 | 3015.6 | Yes | 185 | 1650 | No | - | - | 2650 | 0.465 | 215 | 1300 | No | - | - | No | - | - | - | 1300 | 3900 | No | - | - | - | - | - | - | - | - | No | - | - | No | - | -
DGWA1-ACDC-18KR2 | 0 | N/A | Solar ACDC | N/A | Non Ducted | Single Split System | Wall Hung | Air | Air | China | 1.25 | N/A | 5.01 | N/A | N/A | N/A | N/A | N/A | 1.2 | 5.01 | Calorimeter Room | 4.0666 | 4.1857 | N/A | - | N/A | N/A | N/A | N/A | N/A | N/A | N/A | N/A | N/A | N/A | N/A | N/A | N/A | N/A | N/A | N/A | N/A | Single | R32 | Australia,Fiji,New Zealand | 143404 | 46358 | 0 | Approved | Reverse Cycle | N/A | Yes | Class 9 | Yes | N/A | N/A | N/A | N/A | N/A | N/A | N/A | Available | N/A | N/A | https://www.superen.com.au | 0 | N/A | 0 | 0 | AAC6378 | Yes | Variable output compressor | Inverter | No | - | 5010 | 1.25 | - | 440 | 2500 | No | - | - | - | 1142.5 | 5395.77 | No | 402.16 | 2692.5 | Yes | 330 | 2400 | 5010 | 1.2 | 460 | 2570 | No | - | - | No | - | - | - | 2000 | 5400 | No | - | - | - | - | - | - | - | - | No | - | - | No | - | -
DGWA1-ACDC-24KR2 | 0 | N/A | Solar ACDC | N/A | Non Ducted | Single Split System | Wall Hung | Air | Air | China | 1.69 | N/A | 6.4 | N/A | N/A | N/A | N/A | N/A | 1.78 | 7.03 | Calorimeter Room | 3.7229 | 4.0114 | N/A | - | N/A | N/A | N/A | N/A | N/A | N/A | N/A | N/A | N/A | N/A | N/A | N/A | N/A | N/A | N/A | N/A | N/A | Single | R32 | Australia,Fiji,New Zealand | 143405 | 46358 | 0 | Approved | Reverse Cycle | N/A | Yes | Class 9 | Yes | N/A | N/A | N/A | N/A | N/A | N/A | N/A | Available | N/A | N/A | https://www.superen.com.au | 0 | N/A | 0 | 0 | AAC6377 | Yes | Variable output compressor | Inverter | No | - | 6400 | 1.69 | - | 630 | 3200 | Yes | 290 | 2050 | - | 1544.66 | 6892.8 | No | 575.82 | 3446.4 | - | 290 | 2050 | 7030 | 1.78 | 640 | 3500 | No | - | - | No | - | - | - | 2700 | 7200 | No | - | - | - | - | - | - | - | - | No | - | - | No | - | -
DGWA1-ACDCBLW-18K | 0 | N/A | Solar ACDC | N/A | Non Ducted | Single Split System | Wall Hung | Air | Air | China | 1.35 | N/A | 5.01 | N/A | N/A | N/A | N/A | N/A | 1.3 | 5.27 | Calorimeter Room | 3.6996 | 4.045 | N/A | - | N/A | N/A | N/A | N/A | N/A | N/A | N/A | N/A | N/A | N/A | N/A | N/A | N/A | N/A | N/A | N/A | N/A | Single | R410A | Australia,Fiji,New Zealand | 136884 | 46104 | 0 | Approved | Reverse Cycle | N/A | No | Class 9 | No | N/A | N/A | N/A | N/A | N/A | N/A | N/A | Unavailable | N/A | N/A | https://www.superen.com.au | 0 | N/A | 0 | 0 | AAC5858 | Yes | Variable output compressor | Inverter | No | - | 5010 | 1.35 | - | 460 | 2500 | No | - | - | - | 1233.9 | 5395.77 | No | 420.44 | 2692.5 | No | - | - | 5270 | 1.3 | 450 | 2630 | No | - | - | No | - | - | - | 2100 | 5600 | No | - | - | - | - | - | - | - | - | No | - | - | No | - | -
DGWA1-ACDCBLW-24K | 0 | N/A | Solar ACDC | N/A | Non Ducted | Single Split System | Wall Hung | Air | Air | China | 1.79 | N/A | 6.44 | N/A | N/A | N/A | N/A | N/A | 1.9 | 7 | Calorimeter Room | 3.6744 | 3.7489 | N/A | - | N/A | N/A | N/A | N/A | N/A | N/A | N/A | N/A | N/A | N/A | N/A | N/A | N/A | N/A | N/A | N/A | N/A | Single | R410A | Australia,Fiji,New Zealand | 136888 | 46104 | 0 | Approved | Reverse Cycle | N/A | No | Class 9 | No | N/A | N/A | N/A | N/A | N/A | N/A | N/A | Unavailable | N/A | N/A | https://www.superen.com.au | 0 | N/A | 0 | 0 | AAC5859 | Yes | Variable output compressor | Inverter | No | - | 6440 | 1.79 | - | 600 | 3220 | No | - | - | - | 1636.06 | 6935.88 | No | 548.4 | 3467.94 | No | - | - | 7000 | 1.9 | 670 | 3500 | No | - | - | No | - | - | - | 3000 | 7600 | No | - | - | - | - | - | - | - | - | No | - | - | No | - | -
DGWA2-ACDC-12KR2 | 0 | N/A | Solar ACDC | N/A | Non Ducted | Single Split System | Wall Hung | Air | Air | China | 0.86 | N/A | 3.5 | N/A | N/A | N/A | N/A | N/A | 0.87 | 3.5 | Calorimeter Room | 4.0489 | 4.0031 | N/A | - | N/A | N/A | N/A | N/A | N/A | N/A | N/A | N/A | N/A | N/A | N/A | N/A | N/A | N/A | N/A | N/A | N/A | Single | R32 | Australia,Fiji,New Zealand | 143401 | 46419 | 0 | Approved | Reverse Cycle | N/A | Yes | Class 8 | Yes | N/A | N/A | N/A | N/A | N/A | N/A | N/A | Available | N/A | N/A | https://www.superen.com.au | 0 | N/A | 0 | 0 | AAC6429 | Yes | Variable output compressor | Inverter | No | - | 3500 | 0.86 | - | 300 | 1750 | No | - | - | - | 786.04 | 3769.5 | No | 274.2 | 1884.75 | Yes | 160 | 1280 | 3500 | 0.87 | 310 | 1750 | No | - | - | No | - | - | - | 1650 | 4200 | No | - | - | - | - | - | - | - | - | No | - | - | No | - | -
DGWA2-ACDCBLW-12K | 0 | N/A | Solar ACDC | N/A | Non Ducted | Single Split System | Wall Hung | Air | Air | China | 0.91 | N/A | 3.51 | N/A | N/A | N/A | N/A | N/A | 0.94 | 3.6 | Calorimeter Room | 3.7876 | 3.7752 | N/A | - | N/A | N/A | N/A | N/A | N/A | N/A | N/A | N/A | N/A | N/A | N/A | N/A | N/A | N/A | N/A | N/A | N/A | Single | R410A | Australia,Fiji,New Zealand | 136885 | 46105 | 0 | Approved | Reverse Cycle | N/A | No | Class 8 | No | N/A | N/A | N/A | N/A | N/A | N/A | N/A | Available | N/A | N/A | https://www.superen.com.au | 0 | N/A | 0 | 0 | AAC5862 | Yes | Variable output compressor | Inverter | No | - | 3510 | 0.91 | - | 310 | 1750 | No | - | - | - | 831.74 | 3780.27 | No | 283.34 | 1884.75 | No | - | - | 3600 | 0.94 | 330 | 1800 | No | - | - | No | - | - | - | 1650 | 4500 | No | - | - | - | - | - | - | - | - | No | - | - | No | - | -
DLMDWA1-ACDC-18K | 0 | N/A | Solar ACDC | N/A | Ducted | Single Split System | - | Air | Air | China | 1.4 | N/A | 5.15 | N/A | N/A | N/A | N/A | N/A | 1.31 | 5.2 | Calorimeter Room | 3.7542 | 3.9757 | N/A | - | N/A | N/A | N/A | N/A | N/A | N/A | N/A | N/A | N/A | N/A | N/A | N/A | N/A | N/A | N/A | N/A | N/A | Single | R410A | Australia,Fiji,New Zealand | 137307 | 46125 | 0 | Approved | Reverse Cycle | N/A | Yes | Class 10 | Yes | N/A | N/A | N/A | N/A | N/A | N/A | N/A | Available | N/A | N/A | https://www.superen.com.au | 0 | N/A | 0 | 0 | AAC5891 | Yes | Variable output compressor | Inverter | No | - | 5150 | 1.4 | - | 500 | 2600 | No | - | - | - | 1279.6 | 5546.55 | No | 457 | 2800.2 | No | - | - | 5200 | 1.31 | 500 | 2600 | No | - | - | No | - | - | - | 1950 | 5100 | No | - | - | - | - | - | - | - | - | No | - | - | No | - | -
DLMDWA1-ACDC-24K | 0 | N/A | Solar ACDC | N/A | Ducted | Single Split System | - | Air | Air | China | 1.85 | N/A | 6.75 | N/A | N/A | N/A | N/A | N/A | 1.95 | 7.4 | Calorimeter Room | 3.5925 | 3.7588 | N/A | - | N/A | N/A | N/A | N/A | N/A | N/A | N/A | N/A | N/A | N/A | N/A | N/A | N/A | N/A | N/A | N/A | N/A | Single | R410A | Australia,Fiji,New Zealand | 137314 | 46125 | 0 | Approved | Reverse Cycle | N/A | Yes | Class 10 | Yes | N/A | N/A | N/A | N/A | N/A | N/A | N/A | Unavailable | N/A | N/A | https://www.superen.com.au | 0 | N/A | 0 | 0 | AAC5894 | Yes | Variable output compressor | Inverter | No | - | 6750 | 1.85 | - | 660 | 3350 | No | - | - | - | 1690.9 | 7269.75 | No | 603.24 | 3607.95 | No | - | - | 7400 | 1.95 | 720 | 3700 | No | - | - | No | - | - | - | 2900 | 6900 | No | - | - | - | - | - | - | - | - | No | - | - | No | - | -
AM140C-5 | 0 | N/A | SPT | N/A | Non Ducted | fixed | N/A | Air | Air | China | 3.7 | N/A | 13.6 | N/A | N/A | N/A | N/A | N/A | 3.1 | 14.4 | Enthalpy Test Room | 3.4747 | 4.2763 | N/A | - | N/A | N/A | N/A | N/A | N/A | N/A | N/A | N/A | N/A | N/A | N/A | N/A | N/A | N/A | N/A | N/A | N/A | Single | R32 | Australia,Fiji,New Zealand | 161114 | 47238 | 0 | Approved | Reverse Cycle | N/A | Yes | Class 20 | Yes | N/A | N/A | N/A | N/A | N/A | N/A | N/A | Available | N/A | N/A | 0 | 0 | N/A | 0 | 0 | AAC8196 | Yes | Variable output compressor | Inverter | No | - | 13600 | 3.7 | - | 1300 | 7480 | Yes | 800 | 5100 | - | 3381.8 | 14647.2 | Yes | 1020 | 7600 | - | 590 | 5000 | 14400 | 3.1 | 1270 | 6800 | Yes | 660 | 3800 | Yes | 4900 | 15000 | No | - | - | No | - | - | - | - | - | No | - | - | No | - | - | No | - | -
AM180C-6 | 0 | N/A | SPT | N/A | Non Ducted | fixed | N/A | Air | Air | China | 4.9 | N/A | 18 | N/A | N/A | N/A | N/A | N/A | 5.05 | 20.7 | Enthalpy Test Room | 3.6276 | 3.8928 | N/A | - | N/A | N/A | N/A | N/A | N/A | N/A | N/A | N/A | N/A | N/A | N/A | N/A | N/A | N/A | N/A | N/A | N/A | Single | R32 | Australia,Fiji,New Zealand | 163527 | 47335 | 0 | Approved | Reverse Cycle | N/A | Yes | Class 20 | Yes | N/A | N/A | N/A | N/A | N/A | N/A | N/A | Available | N/A | N/A | 0 | 0 | N/A | 0 | 0 | AAC8379 | Yes | Variable output compressor | Inverter | No | - | 18000 | 4.9 | - | 1690 | 9250 | Yes | 840 | 5100 | - | 4478.6 | 19386 | Yes | 1335 | 9550 | - | 680 | 5600 | 20700 | 5.05 | 1850 | 9850 | Yes | 930 | 5260 | Yes | 6500 | 17800 | No | - | - | No | - | - | - | - | - | No | - | - | No | - | - | No | - | -
AV210C-9 | 0 | N/A | SPT | N/A | Non Ducted | vrf | N/A | Air | Air | China | 3.2 | N/A | 15.5 | N/A | N/A | N/A | N/A | N/A | 5.15 | 21 | Enthalpy Test Room | 4.6894 | 4.1704 | N/A | - | N/A | N/A | N/A | N/A | N/A | N/A | N/A | N/A | N/A | N/A | N/A | N/A | N/A | N/A | N/A | N/A | N/A | Single | R410A | Australia,Fiji,New Zealand | 163680 | 47335 | 0 | Approved | Reverse Cycle | N/A | No | Class 20 | No | N/A | N/A | N/A | N/A | N/A | N/A | N/A | Available | N/A | N/A | 0 | 0 | N/A | 0 | 0 | AAC8380 | Yes | Variable output compressor | Inverter | No | - | 15500 | 3.2 | - | 1280 | 7700 | No | - | - | - | 2924.8 | 16693.5 | No | 1169.92 | 8292.9 | No | - | - | 21000 | 5.15 | 1810 | 10350 | Yes | 720 | 4150 | Yes | 6300 | 19650 | Yes | 4600 | 16700 | No | - | - | - | - | - | No | - | - | No | - | - | No | - | -
AW028C-1 / AW028E | 0 | N/A | SPT | N/A | Non Ducted | Single Split System | Wall Hung | Air | Air | China | 0.51 | N/A | 2.8 | N/A | N/A | N/A | N/A | N/A | 0.51 | 2.85 | Calorimeter Room | 5.0357 | 5.155 | N/A | - | N/A | N/A | N/A | N/A | N/A | N/A | N/A | N/A | N/A | N/A | N/A | N/A | N/A | N/A | N/A | N/A | N/A | Single | R32 | Australia,Fiji,New Zealand | 158127 | 47090 | 0 | Approved | Reverse Cycle | N/A | Yes | Class 8 | Yes | N/A | N/A | N/A | N/A | N/A | N/A | N/A | Available | N/A | N/A | 0 | 0 | N/A | 0 | 0 | AAC7926 | Yes | Variable output compressor | Inverter | No | - | 2800 | 0.51 | - | 220 | 1300 | Yes | 180 | 980 | - | 466.14 | 3015.6 | Yes | 150 | 1400 | - | 110 | 1040 | 2850 | 0.51 | 220 | 1410 | Yes | 160 | 1020 | Yes | 1050 | 3500 | No | - | - | No | - | - | - | - | - | No | - | - | No | - | - | No | - | -
AW036C-1/AW036E | 0 | N/A | SPT | N/A | Non Ducted | Single Split System | Wall Hung | Air | Air | China | 0.76 | N/A | 3.6 | N/A | N/A | N/A | N/A | N/A | 0.82 | 3.9 | Calorimeter Room | 4.3932 | 4.4562 | N/A | - | N/A | N/A | N/A | N/A | N/A | N/A | N/A | N/A | N/A | N/A | N/A | N/A | N/A | N/A | N/A | N/A | N/A | Single | R32 | Australia,Fiji,New Zealand | 161110 | 47237 | 0 | Approved | Reverse Cycle | N/A | Yes | Class 8 | Yes | N/A | N/A | N/A | N/A | N/A | N/A | N/A | Available | N/A | N/A | 0 | 0 | N/A | 0 | 0 | AAC8195 | Yes | Variable output compressor | Inverter | No | - | 3600 | 0.76 | - | 310 | 1900 | Yes | 180 | 1000 | - | 694.64 | 3877.2 | Yes | 250 | 1940 | - | 110 | 1050 | 3900 | 0.82 | 310 | 1890 | Yes | 160 | 1090 | Yes | 1080 | 3650 | No | - | - | No | - | - | - | - | - | No | - | - | No | - | - | No | - | -
AW052C-1 / AW052E | 0 | N/A | SPT | N/A | Non Ducted | Single Split System | Wall Hung | Air | Air | China | 1.21 | N/A | 5.2 | N/A | N/A | N/A | N/A | N/A | 1.27 | 5.6 | Calorimeter Room | 3.9435 | 4.1202 | N/A | - | N/A | N/A | N/A | N/A | N/A | N/A | N/A | N/A | N/A | N/A | N/A | N/A | N/A | N/A | N/A | N/A | N/A | Single | R32 | Australia,Fiji,New Zealand | 158128 | 47086 | 0 | Approved | Reverse Cycle | N/A | Yes | Class 9 | Yes | N/A | N/A | N/A | N/A | N/A | N/A | N/A | Available | N/A | N/A | 0 | 0 | N/A | 0 | 0 | AAC7920 | Yes | Variable output compressor | Inverter | No | - | 5200 | 1.21 | - | 530 | 2590 | Yes | 480 | 2340 | - | 1105.94 | 5600.4 | Yes | 390 | 2680 | - | 320 | 2300 | 5600 | 1.27 | 520 | 2800 | Yes | 460 | 2500 | Yes | 1800 | 5000 | No | - | - | No | - | - | - | - | - | No | - | - | No | - | - | No | - | -
AW073C-1 / AW073E | 0 | N/A | SPT | N/A | Non Ducted | Single Split System | Wall Hung | Air | Air | China | 1.88 | N/A | 7.3 | N/A | N/A | N/A | N/A | N/A | 1.97 | 8.1 | Calorimeter Room | 3.5353 | 3.7408 | N/A | - | N/A | N/A | N/A | N/A | N/A | N/A | N/A | N/A | N/A | N/A | N/A | N/A | N/A | N/A | N/A | N/A | N/A | Single | R32 | Australia,Fiji,New Zealand | 158130 | 47086 | 0 | Approved | Reverse Cycle | N/A | Yes | Class 9 | Yes | N/A | N/A | N/A | N/A | N/A | N/A | N/A | Available | N/A | N/A | 0 | 0 | N/A | 0 | 0 | AAC7919 | Yes | Variable output compressor | Inverter | No | - | 7300 | 1.88 | - | 700 | 3500 | Yes | 630 | 3000 | - | 1718.32 | 7862.1 | Yes | 610 | 3860 | - | 490 | 3350 | 8100 | 1.97 | 750 | 3900 | Yes | 470 | 2400 | Yes | 2850 | 8050 | No | - | - | No | - | - | - | - | - | No | - | - | No | - | - | No | - | -
FMA-36I4HD/DVO | 0 | N/A | TCL | N/A | Non Ducted | fixed | N/A | Air | Air | China | 3.15 | N/A | 10.5 | N/A | N/A | N/A | N/A | N/A | 3.08 | 10.5 | Enthalpy Test Room | 3.3454 | 3.3971 | N/A | - | N/A | N/A | N/A | N/A | N/A | N/A | N/A | N/A | N/A | N/A | N/A | N/A | N/A | N/A | N/A | N/A | N/A | Single | R410A | Australia,Fiji,New Zealand | 154173 | 46895 | 0 | Approved | Reverse Cycle | N/A | Yes | Class 20 | Yes | N/A | N/A | N/A | N/A | N/A | N/A | N/A | Available | N/A | N/A | 0 | 0 | N/A | 0 | 0 | AAC7523 | Yes | Variable output compressor | Inverter | No | - | 10500 | 3.15 | - | 1020 | 5030 | No | - | - | - | 2879.1 | 11308.5 | No | 932.28 | 5417.31 | No | - | - | 10500 | 3.08 | 1120 | 5450 | No | - | - | No | - | - | - | 3420 | 7400 | No | - | - | - | - | - | - | - | - | No | - | - | No | - | -
FMA-42I5HD/DVO | 0 | N/A | TCL | N/A | Non Ducted | fixed | N/A | Air | Air | China | 3.57 | N/A | 11.5 | N/A | N/A | N/A | N/A | N/A | 3.44 | 12 | Enthalpy Test Room | 3.1824 | 3.8654 | N/A | - | N/A | N/A | N/A | N/A | N/A | N/A | N/A | N/A | N/A | N/A | N/A | N/A | N/A | N/A | N/A | N/A | N/A | Single | R410A | Australia,Fiji,New Zealand | 154186 | 46895 | 0 | Approved | Reverse Cycle | N/A | Yes | Class 20 | Yes | N/A | N/A | N/A | N/A | N/A | N/A | N/A | Available | N/A | N/A | 0 | 0 | N/A | 0 | 0 | AAC7526 | Yes | Variable output compressor | Inverter | No | - | 11500 | 3.57 | - | 1160 | 5800 | No | - | - | - | 3262.98 | 12385.5 | No | 1060.24 | 6246.6 | No | - | - | 12000 | 3.44 | 1180 | 6220 | No | - | - | No | - | - | - | 3910 | 9400 | No | - | - | - | - | - | - | - | - | No | - | - | No | - | -
TAC-09CHSD series | TAC-09CHSD series | N/A | TCL | N/A | Non Ducted | Single Split System | Wall Hung | Air | Air | China | 0.535 | N/A | 2.8 | N/A | N/A | N/A | N/A | N/A | 0.465 | 2.65 | Calorimeter Room | 5.1296 | 5.4411 | N/A | - | N/A | N/A | N/A | N/A | N/A | N/A | N/A | N/A | N/A | N/A | N/A | N/A | N/A | N/A | N/A | N/A | N/A | Single | R32 | Australia,Fiji,New Zealand | 159450 | 47191 | 0 | Approved | Reverse Cycle | N/A | Yes | Class 8 | Yes | N/A | N/A | N/A | N/A | N/A | N/A | N/A | Available | N/A | N/A | 0 | 0 | N/A | 0 | 0 | AAC8101 | Yes | Variable output compressor | Inverter | No | - | 2800 | 0.535 | - | 260 | 1300 | No | - | - | - | 488.99 | 3015.6 | Yes | 185 | 1650 | No | - | - | 2650 | 0.465 | 215 | 1300 | No | - | - | No | - | - | - | 1300 | 3900 | No | - | - | - | - | - | - | - | - | No | - | - | No | - | -
TAC-09CHSD/*IT | TAC-09CHSD/*IT | N/A | TCL | 0.5 | Non Ducted | Single Split System | Wall Hung | Air | Air | China | 0.595 | 4.6 | 2.64 | N/A | N/A | N/A | N/A | N/A | 0.985 | 4.05 | Calorimeter Room | 4.3349 | 3.8501 | Yes | - | N/A | 1.5 | 1.5 | N/A | N/A | N/A | N/A | N/A | 4.2858 | 4.3182 | N/A | N/A | 4.0716 | 4.1363 | 4 | 4 | Calorimeter Room | Single | R32 | Australia,Fiji,New Zealand | 139578 | 46205 | 0 | Approved | Reverse Cycle | N/A | Yes | Class 8 | Yes | Yes | N/A | Yes | Yes | Yes | N/A | 4.3041 | Unavailable | N/A | N/A | 0 | 0 | Yes | 0 | https://reg.energyrating.gov.au/static/common/images/star_ratings_2014/aircon_rating_4_4.png | AAC6143 | Yes | Variable output compressor | Inverter | No | - | 2640 | 0.595 | - | 445 | 1450 | No | - | - | - | 543.83 | 2843.28 | Yes | 170 | 1280 | No | - | - | 4050 | 0.985 | 345 | 1930 | No | - | - | No | - | - | - | 1450 | 3500 | No | - | - | - | - | - | - | - | - | No | - | - | No | - | -
TAC-09CHSD/TP11IT | TAC-09CHSD/*IT | N/A | TCL | 0.5 | Non Ducted | Single Split System | Wall Hung | Air | Air | China | 0.595 | 4.6 | 2.64 | N/A | N/A | N/A | N/A | N/A | 0.985 | 4.05 | Calorimeter Room | 4.3349 | 3.8501 | Yes | - | N/A | 1.5 | 1.5 | N/A | N/A | N/A | N/A | N/A | 4.2858 | 4.3182 | N/A | N/A | 4.0716 | 4.1363 | 4 | 4 | Calorimeter Room | Single | R32 | Australia,Fiji,New Zealand | 139578 | 46205 | 0 | Approved | Reverse Cycle | N/A | Yes | Class 8 | Yes | Yes | N/A | Yes | Yes | Yes | N/A | 4.3041 | Unavailable | N/A | N/A | 0 | 0 | Yes | 0 | https://reg.energyrating.gov.au/static/common/images/star_ratings_2014/aircon_rating_4_4.png | AAC6143 | Yes | Variable output compressor | Inverter | No | - | 2640 | 0.595 | - | 445 | 1450 | No | - | - | - | 543.83 | 2843.28 | Yes | 170 | 1280 | No | - | - | 4050 | 0.985 | 345 | 1930 | No | - | - | No | - | - | - | 1450 | 3500 | No | - | - | - | - | - | - | - | - | No | - | - | No | - | -
TAC-09CHSD/TP21IT | TAC-09CHSD/*IT | N/A | TCL | 0.5 | Non Ducted | Single Split System | Wall Hung | Air | Air | China | 0.595 | 4.6 | 2.64 | N/A | N/A | N/A | N/A | N/A | 0.985 | 4.05 | Calorimeter Room | 4.3349 | 3.8501 | Yes | - | N/A | 1.5 | 1.5 | N/A | N/A | N/A | N/A | N/A | 4.2858 | 4.3182 | N/A | N/A | 4.0716 | 4.1363 | 4 | 4 | Calorimeter Room | Single | R32 | Australia,Fiji,New Zealand | 139578 | 46205 | 0 | Approved | Reverse Cycle | N/A | Yes | Class 8 | Yes | Yes | N/A | Yes | Yes | Yes | N/A | 4.3041 | Unavailable | N/A | N/A | 0 | 0 | Yes | 0 | https://reg.energyrating.gov.au/static/common/images/star_ratings_2014/aircon_rating_4_4.png | AAC6143 | Yes | Variable output compressor | Inverter | No | - | 2640 | 0.595 | - | 445 | 1450 | No | - | - | - | 543.83 | 2843.28 | Yes | 170 | 1280 | No | - | - | 4050 | 0.985 | 345 | 1930 | No | - | - | No | - | - | - | 1450 | 3500 | No | - | - | - | - | - | - | - | - | No | - | - | No | - | -
TAC-09CHSD/TP31IT | TAC-09CHSD/*IT | N/A | TCL | 0.5 | Non Ducted | Single Split System | Wall Hung | Air | Air | China | 0.595 | 4.6 | 2.64 | N/A | N/A | N/A | N/A | N/A | 0.985 | 4.05 | Calorimeter Room | 4.3349 | 3.8501 | Yes | - | N/A | 1.5 | 1.5 | N/A | N/A | N/A | N/A | N/A | 4.2858 | 4.3182 | N/A | N/A | 4.0716 | 4.1363 | 4 | 4 | Calorimeter Room | Single | R32 | Australia,Fiji,New Zealand | 139578 | 46205 | 0 | Approved | Reverse Cycle | N/A | Yes | Class 8 | Yes | Yes | N/A | Yes | Yes | Yes | N/A | 4.3041 | Unavailable | N/A | N/A | 0 | 0 | Yes | 0 | https://reg.energyrating.gov.au/static/common/images/star_ratings_2014/aircon_rating_4_4.png | AAC6143 | Yes | Variable output compressor | Inverter | No | - | 2640 | 0.595 | - | 445 | 1450 | No | - | - | - | 543.83 | 2843.28 | Yes | 170 | 1280 | No | - | - | 4050 | 0.985 | 345 | 1930 | No | - | - | No | - | - | - | 1450 | 3500 | No | - | - | - | - | - | - | - | - | No | - | - | No | - | -
TAC-09CHSD/TPG11IT | TAC-09CHSD/*IT | N/A | TCL | 0.5 | Non Ducted | Single Split System | Wall Hung | Air | Air | China | 0.595 | 4.6 | 2.64 | N/A | N/A | N/A | N/A | N/A | 0.985 | 4.05 | Calorimeter Room | 4.3349 | 3.8501 | Yes | - | N/A | 1.5 | 1.5 | N/A | N/A | N/A | N/A | N/A | 4.2858 | 4.3182 | N/A | N/A | 4.0716 | 4.1363 | 4 | 4 | Calorimeter Room | Single | R32 | Australia,Fiji,New Zealand | 139578 | 46205 | 0 | Approved | Reverse Cycle | N/A | Yes | Class 8 | Yes | Yes | N/A | Yes | Yes | Yes | N/A | 4.3041 | Unavailable | N/A | N/A | 0 | 0 | Yes | 0 | https://reg.energyrating.gov.au/static/common/images/star_ratings_2014/aircon_rating_4_4.png | AAC6143 | Yes | Variable output compressor | Inverter | No | - | 2640 | 0.595 | - | 445 | 1450 | No | - | - | - | 543.83 | 2843.28 | Yes | 170 | 1280 | No | - | - | 4050 | 0.985 | 345 | 1930 | No | - | - | No | - | - | - | 1450 | 3500 | No | - | - | - | - | - | - | - | - | No | - | - | No | - | -
TAC-09CHSD/TPH11IT | 0 | N/A | TCL | N/A | Non Ducted | Single Split System | Wall Hung | Air | Air | China | 0.595 | N/A | 2.64 | N/A | N/A | N/A | N/A | N/A | 0.985 | 4.05 | Calorimeter Room | 4.3349 | 3.8501 | N/A | - | N/A | N/A | N/A | N/A | N/A | N/A | N/A | N/A | N/A | N/A | N/A | N/A | N/A | N/A | N/A | N/A | N/A | Single | R32 | Australia,Fiji,New Zealand | 155717 | 46971 | 0 | Approved | Reverse Cycle | N/A | Yes | Class 8 | Yes | N/A | N/A | N/A | N/A | N/A | N/A | N/A | Available | N/A | N/A | 0 | 0 | N/A | 0 | 0 | AAC7692 | Yes | Variable output compressor | Inverter | No | - | 2640 | 0.595 | - | 445 | 1450 | No | - | - | - | 543.83 | 2843.28 | Yes | 170 | 1280 | No | - | - | 4050 | 0.985 | 345 | 1930 | No | - | - | No | - | - | - | 1450 | 3500 | No | - | - | - | - | - | - | - | - | No | - | - | No | - | -
TAC-09CHSD/VAIH | TAC-09CHSD series | N/A | TCL | N/A | Non Ducted | Single Split System | Wall Hung | Air | Air | China | 0.535 | N/A | 2.8 | N/A | N/A | N/A | N/A | N/A | 0.465 | 2.65 | Calorimeter Room | 5.1296 | 5.4411 | N/A | - | N/A | N/A | N/A | N/A | N/A | N/A | N/A | N/A | N/A | N/A | N/A | N/A | N/A | N/A | N/A | N/A | N/A | Single | R32 | Australia,Fiji,New Zealand | 159450 | 47191 | 0 | Approved | Reverse Cycle | N/A | Yes | Class 8 | Yes | N/A | N/A | N/A | N/A | N/A | N/A | N/A | Available | N/A | N/A | 0 | 0 | N/A | 0 | 0 | AAC8101 | Yes | Variable output compressor | Inverter | No | - | 2800 | 0.535 | - | 260 | 1300 | No | - | - | - | 488.99 | 3015.6 | Yes | 185 | 1650 | No | - | - | 2650 | 0.465 | 215 | 1300 | No | - | - | No | - | - | - | 1300 | 3900 | No | - | - | - | - | - | - | - | - | No | - | - | No | - | -
TAC-09CHSD/VBIH | TAC-09CHSD series | N/A | TCL | N/A | Non Ducted | Single Split System | Wall Hung | Air | Air | China | 0.535 | N/A | 2.8 | N/A | N/A | N/A | N/A | N/A | 0.465 | 2.65 | Calorimeter Room | 5.1296 | 5.4411 | N/A | - | N/A | N/A | N/A | N/A | N/A | N/A | N/A | N/A | N/A | N/A | N/A | N/A | N/A | N/A | N/A | N/A | N/A | Single | R32 | Australia,Fiji,New Zealand | 159450 | 47191 | 0 | Approved | Reverse Cycle | N/A | Yes | Class 8 | Yes | N/A | N/A | N/A | N/A | N/A | N/A | N/A | Available | N/A | N/A | 0 | 0 | N/A | 0 | 0 | AAC8101 | Yes | Variable output compressor | Inverter | No | - | 2800 | 0.535 | - | 260 | 1300 | No | - | - | - | 488.99 | 3015.6 | Yes | 185 | 1650 | No | - | - | 2650 | 0.465 | 215 | 1300 | No | - | - | No | - | - | - | 1300 | 3900 | No | - | - | - | - | - | - | - | - | No | - | - | No | - | -
TAC-09CHSD/VEIH | TAC-09CHSD series | N/A | TCL | N/A | Non Ducted | Single Split System | Wall Hung | Air | Air | China | 0.535 | N/A | 2.8 | N/A | N/A | N/A | N/A | N/A | 0.465 | 2.65 | Calorimeter Room | 5.1296 | 5.4411 | N/A | - | N/A | N/A | N/A | N/A | N/A | N/A | N/A | N/A | N/A | N/A | N/A | N/A | N/A | N/A | N/A | N/A | N/A | Single | R32 | Australia,Fiji,New Zealand | 159450 | 47191 | 0 | Approved | Reverse Cycle | N/A | Yes | Class 8 | Yes | N/A | N/A | N/A | N/A | N/A | N/A | N/A | Available | N/A | N/A | 0 | 0 | N/A | 0 | 0 | AAC8101 | Yes | Variable output compressor | Inverter | No | - | 2800 | 0.535 | - | 260 | 1300 | No | - | - | - | 488.99 | 3015.6 | Yes | 185 | 1650 | No | - | - | 2650 | 0.465 | 215 | 1300 | No | - | - | No | - | - | - | 1300 | 3900 | No | - | - | - | - | - | - | - | - | No | - | - | No | - | -
TAC-12CHSD/*IT | TAC-12CHSD/*IT | N/A | TCL | 0.5 | Non Ducted | Single Split System | Wall Hung | Air | Air | China | 0.8 | 4.6 | 3.5 | N/A | N/A | N/A | N/A | N/A | 1.07 | 4.5 | Calorimeter Room | 4.3234 | 4.2021 | Yes | - | N/A | 1.5 | 1.5 | N/A | N/A | N/A | N/A | N/A | 4.2858 | 4.3182 | N/A | N/A | 4.0716 | 4.1363 | 4 | 4 | Calorimeter Room | Single | R32 | Australia,Fiji,New Zealand | 139637 | 46208 | 0 | Approved | Reverse Cycle | N/A | Yes | Class 8 | Yes | Yes | N/A | Yes | Yes | Yes | N/A | 4.3041 | Unavailable | N/A | N/A | 0 | 0 | Yes | 0 | https://reg.energyrating.gov.au/static/common/images/star_ratings_2014/aircon_rating_4_4.png | AAC6154 | Yes | Variable output compressor | Inverter | No | - | 3500 | 0.8 | - | 390 | 1800 | No | - | - | - | 731.2 | 3769.5 | Yes | 225 | 1700 | No | - | - | 4500 | 1.07 | 420 | 2260 | No | - | - | No | - | - | - | 1590 | 4300 | No | - | - | - | - | - | - | - | - | No | - | - | No | - | -
TAC-12CHSD/TP11IT | TAC-12CHSD/*IT | N/A | TCL | 0.5 | Non Ducted | Single Split System | Wall Hung | Air | Air | China | 0.8 | 4.6 | 3.5 | N/A | N/A | N/A | N/A | N/A | 1.07 | 4.5 | Calorimeter Room | 4.3234 | 4.2021 | Yes | - | N/A | 1.5 | 1.5 | N/A | N/A | N/A | N/A | N/A | 4.2858 | 4.3182 | N/A | N/A | 4.0716 | 4.1363 | 4 | 4 | Calorimeter Room | Single | R32 | Australia,Fiji,New Zealand | 139637 | 46208 | 0 | Approved | Reverse Cycle | N/A | Yes | Class 8 | Yes | Yes | N/A | Yes | Yes | Yes | N/A | 4.3041 | Unavailable | N/A | N/A | 0 | 0 | Yes | 0 | https://reg.energyrating.gov.au/static/common/images/star_ratings_2014/aircon_rating_4_4.png | AAC6154 | Yes | Variable output compressor | Inverter | No | - | 3500 | 0.8 | - | 390 | 1800 | No | - | - | - | 731.2 | 3769.5 | Yes | 225 | 1700 | No | - | - | 4500 | 1.07 | 420 | 2260 | No | - | - | No | - | - | - | 1590 | 4300 | No | - | - | - | - | - | - | - | - | No | - | - | No | - | -
TAC-12CHSD/TP21IT | TAC-12CHSD/*IT | N/A | TCL | 0.5 | Non Ducted | Single Split System | Wall Hung | Air | Air | China | 0.8 | 4.6 | 3.5 | N/A | N/A | N/A | N/A | N/A | 1.07 | 4.5 | Calorimeter Room | 4.3234 | 4.2021 | Yes | - | N/A | 1.5 | 1.5 | N/A | N/A | N/A | N/A | N/A | 4.2858 | 4.3182 | N/A | N/A | 4.0716 | 4.1363 | 4 | 4 | Calorimeter Room | Single | R32 | Australia,Fiji,New Zealand | 139637 | 46208 | 0 | Approved | Reverse Cycle | N/A | Yes | Class 8 | Yes | Yes | N/A | Yes | Yes | Yes | N/A | 4.3041 | Unavailable | N/A | N/A | 0 | 0 | Yes | 0 | https://reg.energyrating.gov.au/static/common/images/star_ratings_2014/aircon_rating_4_4.png | AAC6154 | Yes | Variable output compressor | Inverter | No | - | 3500 | 0.8 | - | 390 | 1800 | No | - | - | - | 731.2 | 3769.5 | Yes | 225 | 1700 | No | - | - | 4500 | 1.07 | 420 | 2260 | No | - | - | No | - | - | - | 1590 | 4300 | No | - | - | - | - | - | - | - | - | No | - | - | No | - | -
TAC-12CHSD/TP31IT | TAC-12CHSD/*IT | N/A | TCL | 0.5 | Non Ducted | Single Split System | Wall Hung | Air | Air | China | 0.8 | 4.6 | 3.5 | N/A | N/A | N/A | N/A | N/A | 1.07 | 4.5 | Calorimeter Room | 4.3234 | 4.2021 | Yes | - | N/A | 1.5 | 1.5 | N/A | N/A | N/A | N/A | N/A | 4.2858 | 4.3182 | N/A | N/A | 4.0716 | 4.1363 | 4 | 4 | Calorimeter Room | Single | R32 | Australia,Fiji,New Zealand | 139637 | 46208 | 0 | Approved | Reverse Cycle | N/A | Yes | Class 8 | Yes | Yes | N/A | Yes | Yes | Yes | N/A | 4.3041 | Unavailable | N/A | N/A | 0 | 0 | Yes | 0 | https://reg.energyrating.gov.au/static/common/images/star_ratings_2014/aircon_rating_4_4.png | AAC6154 | Yes | Variable output compressor | Inverter | No | - | 3500 | 0.8 | - | 390 | 1800 | No | - | - | - | 731.2 | 3769.5 | Yes | 225 | 1700 | No | - | - | 4500 | 1.07 | 420 | 2260 | No | - | - | No | - | - | - | 1590 | 4300 | No | - | - | - | - | - | - | - | - | No | - | - | No | - | -
TAC-12CHSD/TPG11IT | TAC-12CHSD/*IT | N/A | TCL | 0.5 | Non Ducted | Single Split System | Wall Hung | Air | Air | China | 0.8 | 4.6 | 3.5 | N/A | N/A | N/A | N/A | N/A | 1.07 | 4.5 | Calorimeter Room | 4.3234 | 4.2021 | Yes | - | N/A | 1.5 | 1.5 | N/A | N/A | N/A | N/A | N/A | 4.2858 | 4.3182 | N/A | N/A | 4.0716 | 4.1363 | 4 | 4 | Calorimeter Room | Single | R32 | Australia,Fiji,New Zealand | 139637 | 46208 | 0 | Approved | Reverse Cycle | N/A | Yes | Class 8 | Yes | Yes | N/A | Yes | Yes | Yes | N/A | 4.3041 | Unavailable | N/A | N/A | 0 | 0 | Yes | 0 | https://reg.energyrating.gov.au/static/common/images/star_ratings_2014/aircon_rating_4_4.png | AAC6154 | Yes | Variable output compressor | Inverter | No | - | 3500 | 0.8 | - | 390 | 1800 | No | - | - | - | 731.2 | 3769.5 | Yes | 225 | 1700 | No | - | - | 4500 | 1.07 | 420 | 2260 | No | - | - | No | - | - | - | 1590 | 4300 | No | - | - | - | - | - | - | - | - | No | - | - | No | - | -
TAC-12CHSD/TPH11IT | 0 | N/A | TCL | N/A | Non Ducted | Single Split System | Wall Hung | Air | Air | China | 0.8 | N/A | 3.5 | N/A | N/A | N/A | N/A | N/A | 1.07 | 4.5 | Calorimeter Room | 4.3234 | 4.2021 | N/A | - | N/A | N/A | N/A | N/A | N/A | N/A | N/A | N/A | N/A | N/A | N/A | N/A | N/A | N/A | N/A | N/A | N/A | Single | R32 | Australia,Fiji,New Zealand | 155728 | 46965 | 0 | Approved | Reverse Cycle | N/A | Yes | Class 8 | Yes | N/A | N/A | N/A | N/A | N/A | N/A | N/A | Available | N/A | N/A | 0 | 0 | N/A | 0 | 0 | AAC7661 | Yes | Variable output compressor | Inverter | No | - | 3500 | 0.8 | - | 390 | 1800 | No | - | - | - | 731.2 | 3769.5 | Yes | 225 | 1700 | No | - | - | 4500 | 1.07 | 420 | 2260 | No | - | - | No | - | - | - | 1590 | 4300 | No | - | - | - | - | - | - | - | - | No | - | - | No | - | -
TAC-18CHSD/*IT | TAC-18CHSD/*IT | N/A | TCL | 0.5 | Non Ducted | Single Split System | Wall Hung | Air | Air | China | 1.4 | 4.6 | 5.2 | N/A | N/A | N/A | N/A | N/A | 1.2 | 5.2 | Calorimeter Room | 3.6011 | 4.1987 | Yes | - | N/A | 1.5 | 1.5 | N/A | N/A | N/A | N/A | N/A | 4.2858 | 4.3182 | N/A | N/A | 4.0716 | 4.1363 | 4 | 4 | Calorimeter Room | Single | R32 | Australia,Fiji,New Zealand | 139652 | 46205 | 0 | Approved | Reverse Cycle | N/A | Yes | Class 9 | Yes | Yes | N/A | Yes | Yes | Yes | N/A | 4.3041 | Unavailable | N/A | N/A | 0 | 0 | Yes | 0 | https://reg.energyrating.gov.au/static/common/images/star_ratings_2014/aircon_rating_4_4.png | AAC6142 | Yes | Variable output compressor | Inverter | No | - | 5200 | 1.4 | - | 560 | 2500 | No | - | - | - | 1279.6 | 5600.4 | Yes | 400 | 2600 | No | - | - | 5200 | 1.2 | 510 | 2600 | No | - | - | No | - | - | - | 1810 | 5300 | No | - | - | - | - | - | - | - | - | No | - | - | No | - | -
TAC-18CHSD/TP11IT | TAC-18CHSD/*IT | N/A | TCL | 0.5 | Non Ducted | Single Split System | Wall Hung | Air | Air | China | 1.4 | 4.6 | 5.2 | N/A | N/A | N/A | N/A | N/A | 1.2 | 5.2 | Calorimeter Room | 3.6011 | 4.1987 | Yes | - | N/A | 1.5 | 1.5 | N/A | N/A | N/A | N/A | N/A | 4.2858 | 4.3182 | N/A | N/A | 4.0716 | 4.1363 | 4 | 4 | Calorimeter Room | Single | R32 | Australia,Fiji,New Zealand | 139652 | 46205 | 0 | Approved | Reverse Cycle | N/A | Yes | Class 9 | Yes | Yes | N/A | Yes | Yes | Yes | N/A | 4.3041 | Unavailable | N/A | N/A | 0 | 0 | Yes | 0 | https://reg.energyrating.gov.au/static/common/images/star_ratings_2014/aircon_rating_4_4.png | AAC6142 | Yes | Variable output compressor | Inverter | No | - | 5200 | 1.4 | - | 560 | 2500 | No | - | - | - | 1279.6 | 5600.4 | Yes | 400 | 2600 | No | - | - | 5200 | 1.2 | 510 | 2600 | No | - | - | No | - | - | - | 1810 | 5300 | No | - | - | - | - | - | - | - | - | No | - | - | No | - | -
TAC-18CHSD/TP21IT | TAC-18CHSD/*IT | N/A | TCL | 0.5 | Non Ducted | Single Split System | Wall Hung | Air | Air | China | 1.4 | 4.6 | 5.2 | N/A | N/A | N/A | N/A | N/A | 1.2 | 5.2 | Calorimeter Room | 3.6011 | 4.1987 | Yes | - | N/A | 1.5 | 1.5 | N/A | N/A | N/A | N/A | N/A | 4.2858 | 4.3182 | N/A | N/A | 4.0716 | 4.1363 | 4 | 4 | Calorimeter Room | Single | R32 | Australia,Fiji,New Zealand | 139652 | 46205 | 0 | Approved | Reverse Cycle | N/A | Yes | Class 9 | Yes | Yes | N/A | Yes | Yes | Yes | N/A | 4.3041 | Unavailable | N/A | N/A | 0 | 0 | Yes | 0 | https://reg.energyrating.gov.au/static/common/images/star_ratings_2014/aircon_rating_4_4.png | AAC6142 | Yes | Variable output compressor | Inverter | No | - | 5200 | 1.4 | - | 560 | 2500 | No | - | - | - | 1279.6 | 5600.4 | Yes | 400 | 2600 | No | - | - | 5200 | 1.2 | 510 | 2600 | No | - | - | No | - | - | - | 1810 | 5300 | No | - | - | - | - | - | - | - | - | No | - | - | No | - | -
TAC-18CHSD/TP31IT | TAC-18CHSD/*IT | N/A | TCL | 0.5 | Non Ducted | Single Split System | Wall Hung | Air | Air | China | 1.4 | 4.6 | 5.2 | N/A | N/A | N/A | N/A | N/A | 1.2 | 5.2 | Calorimeter Room | 3.6011 | 4.1987 | Yes | - | N/A | 1.5 | 1.5 | N/A | N/A | N/A | N/A | N/A | 4.2858 | 4.3182 | N/A | N/A | 4.0716 | 4.1363 | 4 | 4 | Calorimeter Room | Single | R32 | Australia,Fiji,New Zealand | 139652 | 46205 | 0 | Approved | Reverse Cycle | N/A | Yes | Class 9 | Yes | Yes | N/A | Yes | Yes | Yes | N/A | 4.3041 | Unavailable | N/A | N/A | 0 | 0 | Yes | 0 | https://reg.energyrating.gov.au/static/common/images/star_ratings_2014/aircon_rating_4_4.png | AAC6142 | Yes | Variable output compressor | Inverter | No | - | 5200 | 1.4 | - | 560 | 2500 | No | - | - | - | 1279.6 | 5600.4 | Yes | 400 | 2600 | No | - | - | 5200 | 1.2 | 510 | 2600 | No | - | - | No | - | - | - | 1810 | 5300 | No | - | - | - | - | - | - | - | - | No | - | - | No | - | -
TAC-18CHSD/TPG11IT | TAC-18CHSD/*IT | N/A | TCL | 0.5 | Non Ducted | Single Split System | Wall Hung | Air | Air | China | 1.4 | 4.6 | 5.2 | N/A | N/A | N/A | N/A | N/A | 1.2 | 5.2 | Calorimeter Room | 3.6011 | 4.1987 | Yes | - | N/A | 1.5 | 1.5 | N/A | N/A | N/A | N/A | N/A | 4.2858 | 4.3182 | N/A | N/A | 4.0716 | 4.1363 | 4 | 4 | Calorimeter Room | Single | R32 | Australia,Fiji,New Zealand | 139652 | 46205 | 0 | Approved | Reverse Cycle | N/A | Yes | Class 9 | Yes | Yes | N/A | Yes | Yes | Yes | N/A | 4.3041 | Unavailable | N/A | N/A | 0 | 0 | Yes | 0 | https://reg.energyrating.gov.au/static/common/images/star_ratings_2014/aircon_rating_4_4.png | AAC6142 | Yes | Variable output compressor | Inverter | No | - | 5200 | 1.4 | - | 560 | 2500 | No | - | - | - | 1279.6 | 5600.4 | Yes | 400 | 2600 | No | - | - | 5200 | 1.2 | 510 | 2600 | No | - | - | No | - | - | - | 1810 | 5300 | No | - | - | - | - | - | - | - | - | No | - | - | No | - | -
TAC-18CHSD/TPH11IT | 0 | N/A | TCL | N/A | Non Ducted | Single Split System | Wall Hung | Air | Air | China | 1.4 | N/A | 5.2 | N/A | N/A | N/A | N/A | N/A | 1.2 | 5.2 | Calorimeter Room | 3.6011 | 4.1987 | N/A | - | N/A | N/A | N/A | N/A | N/A | N/A | N/A | N/A | N/A | N/A | N/A | N/A | N/A | N/A | N/A | N/A | N/A | Single | R32 | Australia,Fiji,New Zealand | 155787 | 46965 | 0 | Approved | Reverse Cycle | N/A | Yes | Class 9 | Yes | N/A | N/A | N/A | N/A | N/A | N/A | N/A | Available | N/A | N/A | 0 | 0 | N/A | 0 | 0 | AAC7663 | Yes | Variable output compressor | Inverter | No | - | 5200 | 1.4 | - | 560 | 2500 | No | - | - | - | 1279.6 | 5600.4 | Yes | 400 | 2600 | No | - | - | 5200 | 1.2 | 510 | 2600 | No | - | - | No | - | - | - | 1810 | 5300 | No | - | - | - | - | - | - | - | - | No | - | - | No | - | -
TAC-24CHSD/*IT | TAC-24CHSD/*IT | N/A | TCL | 0.5 | Non Ducted | Single Split System | Wall Hung | Air | Air | China | 1.9 | 4.6 | 7.2 | N/A | N/A | N/A | N/A | N/A | 1.7 | 7.2 | Calorimeter Room | 3.5574 | 4.0042 | Yes | - | N/A | 1.5 | 1.5 | N/A | N/A | N/A | N/A | N/A | 4.2858 | 4.3182 | N/A | N/A | 4.0716 | 4.1363 | 4 | 4 | Calorimeter Room | Single | R32 | Australia,Fiji,New Zealand | 139653 | 46208 | 0 | Approved | Reverse Cycle | N/A | Yes | Class 9 | Yes | Yes | N/A | Yes | Yes | Yes | N/A | 4.3041 | Unavailable | N/A | N/A | 0 | 0 | Yes | 0 | https://reg.energyrating.gov.au/static/common/images/star_ratings_2014/aircon_rating_4_4.png | AAC6155 | Yes | Variable output compressor | Inverter | No | - | 7200 | 1.9 | - | 750 | 3700 | No | - | - | - | 1736.6 | 7754.4 | Yes | 580 | 3700 | No | - | - | 7200 | 1.7 | 690 | 3700 | No | - | - | No | - | - | - | 2100 | 6200 | No | - | - | - | - | - | - | - | - | No | - | - | No | - | -
TAC-24CHSD/TP11IT | TAC-24CHSD/*IT | N/A | TCL | 0.5 | Non Ducted | Single Split System | Wall Hung | Air | Air | China | 1.9 | 4.6 | 7.2 | N/A | N/A | N/A | N/A | N/A | 1.7 | 7.2 | Calorimeter Room | 3.5574 | 4.0042 | Yes | - | N/A | 1.5 | 1.5 | N/A | N/A | N/A | N/A | N/A | 4.2858 | 4.3182 | N/A | N/A | 4.0716 | 4.1363 | 4 | 4 | Calorimeter Room | Single | R32 | Australia,Fiji,New Zealand | 139653 | 46208 | 0 | Approved | Reverse Cycle | N/A | Yes | Class 9 | Yes | Yes | N/A | Yes | Yes | Yes | N/A | 4.3041 | Unavailable | N/A | N/A | 0 | 0 | Yes | 0 | https://reg.energyrating.gov.au/static/common/images/star_ratings_2014/aircon_rating_4_4.png | AAC6155 | Yes | Variable output compressor | Inverter | No | - | 7200 | 1.9 | - | 750 | 3700 | No | - | - | - | 1736.6 | 7754.4 | Yes | 580 | 3700 | No | - | - | 7200 | 1.7 | 690 | 3700 | No | - | - | No | - | - | - | 2100 | 6200 | No | - | - | - | - | - | - | - | - | No | - | - | No | - | -
TAC-24CHSD/TP21IT | TAC-24CHSD/*IT | N/A | TCL | 0.5 | Non Ducted | Single Split System | Wall Hung | Air | Air | China | 1.9 | 4.6 | 7.2 | N/A | N/A | N/A | N/A | N/A | 1.7 | 7.2 | Calorimeter Room | 3.5574 | 4.0042 | Yes | - | N/A | 1.5 | 1.5 | N/A | N/A | N/A | N/A | N/A | 4.2858 | 4.3182 | N/A | N/A | 4.0716 | 4.1363 | 4 | 4 | Calorimeter Room | Single | R32 | Australia,Fiji,New Zealand | 139653 | 46208 | 0 | Approved | Reverse Cycle | N/A | Yes | Class 9 | Yes | Yes | N/A | Yes | Yes | Yes | N/A | 4.3041 | Unavailable | N/A | N/A | 0 | 0 | Yes | 0 | https://reg.energyrating.gov.au/static/common/images/star_ratings_2014/aircon_rating_4_4.png | AAC6155 | Yes | Variable output compressor | Inverter | No | - | 7200 | 1.9 | - | 750 | 3700 | No | - | - | - | 1736.6 | 7754.4 | Yes | 580 | 3700 | No | - | - | 7200 | 1.7 | 690 | 3700 | No | - | - | No | - | - | - | 2100 | 6200 | No | - | - | - | - | - | - | - | - | No | - | - | No | - | -
TAC-24CHSD/TP31IT | TAC-24CHSD/*IT | N/A | TCL | 0.5 | Non Ducted | Single Split System | Wall Hung | Air | Air | China | 1.9 | 4.6 | 7.2 | N/A | N/A | N/A | N/A | N/A | 1.7 | 7.2 | Calorimeter Room | 3.5574 | 4.0042 | Yes | - | N/A | 1.5 | 1.5 | N/A | N/A | N/A | N/A | N/A | 4.2858 | 4.3182 | N/A | N/A | 4.0716 | 4.1363 | 4 | 4 | Calorimeter Room | Single | R32 | Australia,Fiji,New Zealand | 139653 | 46208 | 0 | Approved | Reverse Cycle | N/A | Yes | Class 9 | Yes | Yes | N/A | Yes | Yes | Yes | N/A | 4.3041 | Unavailable | N/A | N/A | 0 | 0 | Yes | 0 | https://reg.energyrating.gov.au/static/common/images/star_ratings_2014/aircon_rating_4_4.png | AAC6155 | Yes | Variable output compressor | Inverter | No | - | 7200 | 1.9 | - | 750 | 3700 | No | - | - | - | 1736.6 | 7754.4 | Yes | 580 | 3700 | No | - | - | 7200 | 1.7 | 690 | 3700 | No | - | - | No | - | - | - | 2100 | 6200 | No | - | - | - | - | - | - | - | - | No | - | - | No | - | -
TAC-24CHSD/TPG11IT | TAC-24CHSD/*IT | N/A | TCL | 0.5 | Non Ducted | Single Split System | Wall Hung | Air | Air | China | 1.9 | 4.6 | 7.2 | N/A | N/A | N/A | N/A | N/A | 1.7 | 7.2 | Calorimeter Room | 3.5574 | 4.0042 | Yes | - | N/A | 1.5 | 1.5 | N/A | N/A | N/A | N/A | N/A | 4.2858 | 4.3182 | N/A | N/A | 4.0716 | 4.1363 | 4 | 4 | Calorimeter Room | Single | R32 | Australia,Fiji,New Zealand | 139653 | 46208 | 0 | Approved | Reverse Cycle | N/A | Yes | Class 9 | Yes | Yes | N/A | Yes | Yes | Yes | N/A | 4.3041 | Unavailable | N/A | N/A | 0 | 0 | Yes | 0 | https://reg.energyrating.gov.au/static/common/images/star_ratings_2014/aircon_rating_4_4.png | AAC6155 | Yes | Variable output compressor | Inverter | No | - | 7200 | 1.9 | - | 750 | 3700 | No | - | - | - | 1736.6 | 7754.4 | Yes | 580 | 3700 | No | - | - | 7200 | 1.7 | 690 | 3700 | No | - | - | No | - | - | - | 2100 | 6200 | No | - | - | - | - | - | - | - | - | No | - | - | No | - | -
TAC-24CHSD/TPH11IT | 0 | N/A | TCL | N/A | Non Ducted | Single Split System | Wall Hung | Air | Air | China | 1.9 | N/A | 7.2 | N/A | N/A | N/A | N/A | N/A | 1.7 | 7.2 | Calorimeter Room | 3.5574 | 4.0042 | N/A | - | N/A | N/A | N/A | N/A | N/A | N/A | N/A | N/A | N/A | N/A | N/A | N/A | N/A | N/A | N/A | N/A | N/A | Single | R32 | Australia,Fiji,New Zealand | 155788 | 46965 | 0 | Approved | Reverse Cycle | N/A | Yes | Class 9 | Yes | N/A | N/A | N/A | N/A | N/A | N/A | N/A | Available | N/A | N/A | 0 | 0 | N/A | 0 | 0 | AAC7664 | Yes | Variable output compressor | Inverter | No | - | 7200 | 1.9 | - | 750 | 3700 | No | - | - | - | 1736.6 | 7754.4 | Yes | 580 | 3700 | No | - | - | 7200 | 1.7 | 690 | 3700 | No | - | - | No | - | - | - | 2100 | 6200 | No | - | - | - | - | - | - | - | - | No | - | - | No | - | -
TAC-28CHSD/IT series | TAC-28CHSD/IT series | N/A | TCL | 0.5 | Non Ducted | Single Split System | Wall Hung | Air | Air | China | 2.3 | 4.6 | 8.2 | N/A | N/A | N/A | N/A | N/A | 2.3 | 8.5 | Calorimeter Room | 3.5346 | 3.7519 | Yes | - | N/A | 1.5 | 1.5 | N/A | N/A | N/A | N/A | N/A | 4.2858 | 4.3182 | N/A | N/A | 4.0716 | 4.1363 | 4 | 4 | Calorimeter Room | Single | R32 | Australia,Fiji,New Zealand | 151066 | 46721 | 0 | Approved | Reverse Cycle | N/A | Yes | Class 9 | Yes | Yes | N/A | Yes | Yes | Yes | N/A | 4.3041 | Unavailable | N/A | N/A | 0 | 0 | Yes | 0 | https://reg.energyrating.gov.au/static/common/images/star_ratings_2014/aircon_rating_4_4.png | AAC7184 | Yes | Variable output compressor | Inverter | No | - | 8200 | 2.3 | - | 810 | 4200 | No | - | - | - | 2102.2 | 8831.4 | Yes | 650 | 4250 | No | - | - | 8500 | 2.3 | 750 | 4200 | No | - | - | No | - | - | - | 3000 | 7900 | No | - | - | - | - | - | - | - | - | No | - | - | No | - | -
TAC-28CHSD/TPG11IT | TAC-28CHSD/IT series | N/A | TCL | 0.5 | Non Ducted | Single Split System | Wall Hung | Air | Air | China | 2.3 | 4.6 | 8.2 | N/A | N/A | N/A | N/A | N/A | 2.3 | 8.5 | Calorimeter Room | 3.5346 | 3.7519 | Yes | - | N/A | 1.5 | 1.5 | N/A | N/A | N/A | N/A | N/A | 4.2858 | 4.3182 | N/A | N/A | 4.0716 | 4.1363 | 4 | 4 | Calorimeter Room | Single | R32 | Australia,Fiji,New Zealand | 151066 | 46721 | 0 | Approved | Reverse Cycle | N/A | Yes | Class 9 | Yes | Yes | N/A | Yes | Yes | Yes | N/A | 4.3041 | Unavailable | N/A | N/A | 0 | 0 | Yes | 0 | https://reg.energyrating.gov.au/static/common/images/star_ratings_2014/aircon_rating_4_4.png | AAC7184 | Yes | Variable output compressor | Inverter | No | - | 8200 | 2.3 | - | 810 | 4200 | No | - | - | - | 2102.2 | 8831.4 | Yes | 650 | 4250 | No | - | - | 8500 | 2.3 | 750 | 4200 | No | - | - | No | - | - | - | 3000 | 7900 | No | - | - | - | - | - | - | - | - | No | - | - | No | - | -
TAC-28CHSD/TPG21IT | TAC-28CHSD/IT series | N/A | TCL | 0.5 | Non Ducted | Single Split System | Wall Hung | Air | Air | China | 2.3 | 4.6 | 8.2 | N/A | N/A | N/A | N/A | N/A | 2.3 | 8.5 | Calorimeter Room | 3.5346 | 3.7519 | Yes | - | N/A | 1.5 | 1.5 | N/A | N/A | N/A | N/A | N/A | 4.2858 | 4.3182 | N/A | N/A | 4.0716 | 4.1363 | 4 | 4 | Calorimeter Room | Single | R32 | Australia,Fiji,New Zealand | 151066 | 46721 | 0 | Approved | Reverse Cycle | N/A | Yes | Class 9 | Yes | Yes | N/A | Yes | Yes | Yes | N/A | 4.3041 | Unavailable | N/A | N/A | 0 | 0 | Yes | 0 | https://reg.energyrating.gov.au/static/common/images/star_ratings_2014/aircon_rating_4_4.png | AAC7184 | Yes | Variable output compressor | Inverter | No | - | 8200 | 2.3 | - | 810 | 4200 | No | - | - | - | 2102.2 | 8831.4 | Yes | 650 | 4250 | No | - | - | 8500 | 2.3 | 750 | 4200 | No | - | - | No | - | - | - | 3000 | 7900 | No | - | - | - | - | - | - | - | - | No | - | - | No | - | -
TAC-28CHSD/TPG31IT | TAC-28CHSD/IT series | N/A | TCL | 0.5 | Non Ducted | Single Split System | Wall Hung | Air | Air | China | 2.3 | 4.6 | 8.2 | N/A | N/A | N/A | N/A | N/A | 2.3 | 8.5 | Calorimeter Room | 3.5346 | 3.7519 | Yes | - | N/A | 1.5 | 1.5 | N/A | N/A | N/A | N/A | N/A | 4.2858 | 4.3182 | N/A | N/A | 4.0716 | 4.1363 | 4 | 4 | Calorimeter Room | Single | R32 | Australia,Fiji,New Zealand | 151066 | 46721 | 0 | Approved | Reverse Cycle | N/A | Yes | Class 9 | Yes | Yes | N/A | Yes | Yes | Yes | N/A | 4.3041 | Unavailable | N/A | N/A | 0 | 0 | Yes | 0 | https://reg.energyrating.gov.au/static/common/images/star_ratings_2014/aircon_rating_4_4.png | AAC7184 | Yes | Variable output compressor | Inverter | No | - | 8200 | 2.3 | - | 810 | 4200 | No | - | - | - | 2102.2 | 8831.4 | Yes | 650 | 4250 | No | - | - | 8500 | 2.3 | 750 | 4200 | No | - | - | No | - | - | - | 3000 | 7900 | No | - | - | - | - | - | - | - | - | No | - | - | No | - | -
TAC-28CHSD/TPH11IT | 0 | N/A | TCL | N/A | Non Ducted | Single Split System | Wall Hung | Air | Air | China | 2.3 | N/A | 8.2 | N/A | N/A | N/A | N/A | N/A | 2.3 | 8.5 | Calorimeter Room | 3.5346 | 3.7519 | N/A | - | N/A | N/A | N/A | N/A | N/A | N/A | N/A | N/A | N/A | N/A | N/A | N/A | N/A | N/A | N/A | N/A | N/A | Single | R32 | Australia,Fiji,New Zealand | 155789 | 46965 | 0 | Approved | Reverse Cycle | N/A | Yes | Class 9 | Yes | N/A | N/A | N/A | N/A | N/A | N/A | N/A | Available | N/A | N/A | 0 | 0 | N/A | 0 | 0 | AAC7665 | Yes | Variable output compressor | Inverter | No | - | 8200 | 2.3 | - | 810 | 4200 | No | - | - | - | 2102.2 | 8831.4 | Yes | 650 | 4250 | No | - | - | 8500 | 2.3 | 750 | 4200 | No | - | - | No | - | - | - | 3000 | 7900 | No | - | - | - | - | - | - | - | - | No | - | - | No | - | -
TDS-TSO105HVDM | 0 | N/A | TECO | N/A | Ducted | Single Split System | - | Air | Air | China | 3.18 | N/A | 10.5 | N/A | N/A | N/A | N/A | N/A | 3.18 | 10.5 | Calorimeter Room | 3.3905 | 3.4768 | N/A | - | N/A | N/A | N/A | N/A | N/A | N/A | N/A | N/A | N/A | N/A | N/A | N/A | N/A | N/A | N/A | N/A | N/A | Single | R410A | Australia,Fiji,New Zealand | 132712 | 45945 | 0 | Approved | Reverse Cycle | N/A | Yes | Class 11 | Yes | N/A | N/A | N/A | N/A | N/A | N/A | N/A | Available | N/A | N/A | http://www.teco.com.au/ | http://www.teco.com.au/ | N/A | 0 | 0 | AAC5400 | Yes | Variable output compressor | Inverter | No | - | 10500 | 3.18 | - | 1100 | 5250 | Yes | 510 | 1800 | - | 2906.52 | 11308.5 | Yes | 900 | 5500 | - | 430 | 2750 | 10500 | 3.18 | 920 | 5050 | Yes | 430 | 2100 | Yes | 3950 | 9900 | No | - | - | No | - | - | - | - | - | No | - | - | No | - | - | No | - | -
TDS-TSO125HVFM | 0 | N/A | TECO | N/A | Ducted | Single Split System | - | Air | Air | China | 3.7 | N/A | 12.5 | N/A | N/A | N/A | N/A | N/A | 3.3 | 13.5 | Enthalpy Test Room | 3.5633 | 3.9762 | N/A | - | N/A | N/A | N/A | N/A | N/A | N/A | N/A | N/A | N/A | N/A | N/A | N/A | N/A | N/A | N/A | N/A | N/A | Single | R32 | Australia,Fiji,New Zealand | 152450 | 46798 | 0 | Approved | Reverse Cycle | N/A | Yes | Class 11 | Yes | N/A | N/A | N/A | N/A | N/A | N/A | N/A | Available | N/A | N/A | http://www.teco.com.au/ | http://www.teco.com.au/ | N/A | 0 | 0 | AAC7263 | Yes | Variable output compressor | Inverter | No | - | 12500 | 3.7 | - | 1580 | 6400 | Yes | 900 | 3200 | - | 3381.8 | 13462.5 | Yes | 965 | 6200 | - | 530 | 3750 | 13500 | 3.3 | 1300 | 6450 | Yes | 570 | 2750 | Yes | 5050 | 14100 | No | - | - | No | - | - | - | - | - | No | - | - | No | - | - | No | - | -
TDS-TSO130HVDM | 0 | N/A | TECO | N/A | Ducted | Single Split System | - | Air | Air | China | 3.785 | N/A | 13 | N/A | N/A | N/A | N/A | N/A | 3.9 | 15 | Calorimeter Room | 3.3801 | 3.7098 | N/A | - | N/A | N/A | N/A | N/A | N/A | N/A | N/A | N/A | N/A | N/A | N/A | N/A | N/A | N/A | N/A | N/A | N/A | Single | R410A | Australia,Fiji,New Zealand | 131325 | 45944 | 0 | Approved | Reverse Cycle | N/A | Yes | Class 11 | Yes | N/A | N/A | N/A | N/A | N/A | N/A | N/A | Available | N/A | N/A | http://www.teco.com.au/ | http://www.teco.com.au/ | N/A | 0 | 0 | AAC5399 | Yes | Variable output compressor | Inverter | No | - | 13000 | 3.785 | - | 1310 | 6500 | Yes | 740 | 2650 | - | 3459.49 | 14001 | Yes | 1215 | 7300 | - | 575 | 3550 | 15000 | 3.9 | 1270 | 7000 | Yes | 625 | 2530 | Yes | 5080 | 14000 | No | - | - | No | - | - | - | - | - | No | - | - | No | - | - | No | - | -
TDS-TSO145HVDM | 0 | N/A | TECO | N/A | Ducted | Single Split System | - | Air | Air | China | 4.255 | N/A | 14.5 | N/A | N/A | N/A | N/A | N/A | 4.5 | 17 | Calorimeter Room | 3.2965 | 3.9008 | N/A | - | N/A | N/A | N/A | N/A | N/A | N/A | N/A | N/A | N/A | N/A | N/A | N/A | N/A | N/A | N/A | N/A | N/A | Single | R410A | Australia,Fiji,New Zealand | 132730 | 45945 | 0 | Approved | Reverse Cycle | N/A | Yes | Class 11 | Yes | N/A | N/A | N/A | N/A | N/A | N/A | N/A | Available | N/A | N/A | http://www.teco.com.au/ | http://www.teco.com.au/ | N/A | 0 | 0 | AAC5401 | Yes | Variable output compressor | Inverter | No | - | 14500 | 4.255 | - | 1500 | 6900 | Yes | 1100 | 2300 | - | 3889.07 | 15616.5 | Yes | 1160 | 7500 | - | 500 | 3480 | 17000 | 4.5 | 1820 | 8000 | Yes | 560 | 2750 | Yes | 4300 | 11500 | No | - | - | No | - | - | - | - | - | No | - | - | No | - | - | No | - | -
TDS-TSO170HVDM | 0 | N/A | TECO | N/A | Ducted | Single Split System | - | Air | Air | China | 5.155 | N/A | 17 | N/A | N/A | N/A | N/A | N/A | 4.6 | 17.5 | Calorimeter Room | 3.3236 | 3.8033 | N/A | - | N/A | N/A | N/A | N/A | N/A | N/A | N/A | N/A | N/A | N/A | N/A | N/A | N/A | N/A | N/A | N/A | N/A | Single | R410A | Australia,Fiji,New Zealand | 132860 | 45945 | 0 | Approved | Reverse Cycle | N/A | Yes | Class 11 | Yes | N/A | N/A | N/A | N/A | N/A | N/A | N/A | Available | N/A | N/A | http://www.teco.com.au/ | http://www.teco.com.au/ | N/A | 0 | 0 | AAC5402 | Yes | Variable output compressor | Inverter | No | - | 17000 | 5.155 | - | 1720 | 8500 | Yes | 1010 | 2750 | - | 4711.67 | 18309 | Yes | 1290 | 8700 | - | 500 | 3300 | 17500 | 4.6 | 1700 | 8500 | Yes | 600 | 3000 | Yes | 4700 | 12500 | No | - | - | No | - | - | - | - | - | No | - | - | No | - | - | No | - | -
TVS26HV**AH | TVS26HV**AH | N/A | TECO | N/A | Non Ducted | Window Wall | - | Air | Air | China | 0.87 | N/A | 2.6 | N/A | N/A | N/A | N/A | N/A | 0.9 | 2.9 | Calorimeter Room | 2.9936 | 3.2867 | N/A | 92.8 | N/A | N/A | N/A | N/A | N/A | N/A | N/A | N/A | N/A | N/A | N/A | N/A | N/A | N/A | N/A | N/A | N/A | Single | R410A | Australia,Fiji,New Zealand | 140350 | 46250 | 0 | Approved | Reverse Cycle | N/A | No | Class 5 | No | N/A | N/A | N/A | N/A | N/A | N/A | N/A | Available | N/A | N/A | http://www.teco.com.au/ | http://www.companyname.com | N/A | 0 | 0 | AAC6214 | Yes | Variable output compressor | Inverter | No | - | 2600 | 0.87 | - | 400 | 1370 | Yes | 200 | 660 | - | 795.18 | 2800.2 | Yes | 370 | 1480 | - | 170 | 840 | 2900 | 0.9 | 350 | 1560 | Yes | 200 | 940 | No | - | - | - | 940 | 2100 | No | - | - | - | - | - | - | - | - | No | - | - | No | - | -
TVS26HVUVAH | TVS26HV**AH | N/A | TECO | N/A | Non Ducted | Window Wall | - | Air | Air | China | 0.87 | N/A | 2.6 | N/A | N/A | N/A | N/A | N/A | 0.9 | 2.9 | Calorimeter Room | 2.9936 | 3.2867 | N/A | 92.8 | N/A | N/A | N/A | N/A | N/A | N/A | N/A | N/A | N/A | N/A | N/A | N/A | N/A | N/A | N/A | N/A | N/A | Single | R410A | Australia,Fiji,New Zealand | 140350 | 46250 | 0 | Approved | Reverse Cycle | N/A | No | Class 5 | No | N/A | N/A | N/A | N/A | N/A | N/A | N/A | Available | N/A | N/A | http://www.teco.com.au/ | http://www.companyname.com | N/A | 0 | 0 | AAC6214 | Yes | Variable output compressor | Inverter | No | - | 2600 | 0.87 | - | 400 | 1370 | Yes | 200 | 660 | - | 795.18 | 2800.2 | Yes | 370 | 1480 | - | 170 | 840 | 2900 | 0.9 | 350 | 1560 | Yes | 200 | 940 | No | - | - | - | 940 | 2100 | No | - | - | - | - | - | - | - | - | No | - | - | No | - | -
TVS26HVWAH | TVS26HV**AH | N/A | TECO | N/A | Non Ducted | Window Wall | - | Air | Air | China | 0.87 | N/A | 2.6 | N/A | N/A | N/A | N/A | N/A | 0.9 | 2.9 | Calorimeter Room | 2.9936 | 3.2867 | N/A | 92.8 | N/A | N/A | N/A | N/A | N/A | N/A | N/A | N/A | N/A | N/A | N/A | N/A | N/A | N/A | N/A | N/A | N/A | Single | R410A | Australia,Fiji,New Zealand | 140350 | 46250 | 0 | Approved | Reverse Cycle | N/A | No | Class 5 | No | N/A | N/A | N/A | N/A | N/A | N/A | N/A | Available | N/A | N/A | http://www.teco.com.au/ | http://www.companyname.com | N/A | 0 | 0 | AAC6214 | Yes | Variable output compressor | Inverter | No | - | 2600 | 0.87 | - | 400 | 1370 | Yes | 200 | 660 | - | 795.18 | 2800.2 | Yes | 370 | 1480 | - | 170 | 840 | 2900 | 0.9 | 350 | 1560 | Yes | 200 | 940 | No | - | - | - | 940 | 2100 | No | - | - | - | - | - | - | - | - | No | - | - | No | - | -
TVS26HVWUAH | TVS26HV**AH | N/A | TECO | N/A | Non Ducted | Window Wall | - | Air | Air | China | 0.87 | N/A | 2.6 | N/A | N/A | N/A | N/A | N/A | 0.9 | 2.9 | Calorimeter Room | 2.9936 | 3.2867 | N/A | 92.8 | N/A | N/A | N/A | N/A | N/A | N/A | N/A | N/A | N/A | N/A | N/A | N/A | N/A | N/A | N/A | N/A | N/A | Single | R410A | Australia,Fiji,New Zealand | 140350 | 46250 | 0 | Approved | Reverse Cycle | N/A | No | Class 5 | No | N/A | N/A | N/A | N/A | N/A | N/A | N/A | Available | N/A | N/A | http://www.teco.com.au/ | http://www.companyname.com | N/A | 0 | 0 | AAC6214 | Yes | Variable output compressor | Inverter | No | - | 2600 | 0.87 | - | 400 | 1370 | Yes | 200 | 660 | - | 795.18 | 2800.2 | Yes | 370 | 1480 | - | 170 | 840 | 2900 | 0.9 | 350 | 1560 | Yes | 200 | 940 | No | - | - | - | 940 | 2100 | No | - | - | - | - | - | - | - | - | No | - | - | No | - | -
TWS-TSO25HVHT | 0 | N/A | TECO | N/A | Non Ducted | Single Split System | Wall Hung | Air | Air | China | 0.64 | N/A | 2.4 | N/A | N/A | N/A | N/A | N/A | 0.605 | 2.5 | Calorimeter Room | 3.962 | 4.193 | N/A | - | N/A | N/A | N/A | N/A | N/A | N/A | N/A | N/A | N/A | N/A | N/A | N/A | N/A | N/A | N/A | N/A | N/A | Single | R32 | Australia,Fiji,New Zealand | 129260 | 45873 | 0 | Approved | Reverse Cycle | N/A | Yes | Class 8 | Yes | N/A | N/A | N/A | N/A | N/A | N/A | N/A | Available | N/A | N/A | http://www.teco.com.au/ | http://www.teco.com.au/ | N/A | 0 | 0 | AAC5091 | Yes | Variable output compressor | Inverter | No | - | 2400 | 0.64 | - | 320 | 1200 | No | - | - | - | 584.96 | 2584.8 | Yes | 235 | 1200 | No | - | - | 2500 | 0.605 | 310 | 1250 | No | - | - | No | - | - | - | 880 | 2600 | No | - | - | - | - | - | - | - | - | No | - | - | No | - | -
TWS-TSO26H3DVGA | 0 | N/A | TECO | N/A | Non Ducted | Single Split System | Wall Hung | Air | Air | China | 0.53 | N/A | 2.64 | N/A | N/A | N/A | N/A | N/A | 0.68 | 2.9 | Calorimeter Room | 4.8104 | 4.6281 | N/A | - | N/A | N/A | N/A | N/A | N/A | N/A | N/A | N/A | N/A | N/A | N/A | N/A | N/A | N/A | N/A | N/A | N/A | Single | R32 | Australia,Fiji,New Zealand | 130125 | 45873 | 0 | Approved | Reverse Cycle | N/A | Yes | Class 8 | Yes | N/A | N/A | N/A | N/A | N/A | N/A | N/A | Available | N/A | N/A | http://www.teco.com.au/ | http://www.teco.com.au/ | N/A | 0 | 0 | AAC5095 | Yes | Variable output compressor | Inverter | No | - | 2640 | 0.53 | - | 350 | 1450 | No | - | - | - | 484.42 | 2843.28 | Yes | 150 | 1300 | No | - | - | 2900 | 0.68 | 260 | 1450 | No | - | - | Yes | 830 | 2550 | No | - | - | No | - | - | - | - | - | No | - | - | No | - | - | No | - | -
TWS-TSO26H3DVHA | 0 | N/A | TECO | N/A | Non Ducted | Single Split System | Wall Hung | Air | Air | China | 0.67 | N/A | 2.64 | N/A | N/A | N/A | N/A | N/A | 0.67 | 2.9 | Calorimeter Room | 4.0318 | 4.3671 | N/A | - | N/A | N/A | N/A | N/A | N/A | N/A | N/A | N/A | N/A | N/A | N/A | N/A | N/A | N/A | N/A | N/A | N/A | Single | R32 | Australia,Fiji,New Zealand | 146361 | 46678 | 0 | Approved | Reverse Cycle | N/A | Yes | Class 8 | Yes | N/A | N/A | N/A | N/A | N/A | N/A | N/A | Available | N/A | N/A | http://www.teco.com.au/ | http://www.teco.com.au/ | N/A | 0 | 0 | AAC7105 | Yes | Variable output compressor | Inverter | No | - | 2640 | 0.67 | - | 320 | 1320 | Yes | 250 | 1150 | - | 612.38 | 2843.28 | Yes | 160 | 1300 | - | 120 | 900 | 2900 | 0.67 | 260 | 1450 | Yes | 200 | 1100 | No | - | - | - | 970 | 3000 | No | - | - | - | - | - | - | - | - | No | - | - | No | - | -
TWS-TSO26H3DVJT | 0 | N/A | TECO | N/A | Non Ducted | Single Split System | Wall Hung | Air | Air | China | 0.595 | N/A | 2.64 | N/A | N/A | N/A | N/A | N/A | 0.985 | 4.05 | Calorimeter Room | 4.3349 | 3.8501 | N/A | - | N/A | N/A | N/A | N/A | N/A | N/A | N/A | N/A | N/A | N/A | N/A | N/A | N/A | N/A | N/A | N/A | N/A | Single | R32 | Australia,Fiji,New Zealand | 151087 | 46796 | 0 | Approved | Reverse Cycle | N/A | Yes | Class 8 | Yes | N/A | N/A | N/A | N/A | N/A | N/A | N/A | Available | N/A | N/A | http://www.teco.com.au/ | http://www.teco.com.au/ | N/A | 0 | 0 | AAC7258 | Yes | Variable output compressor | Inverter | No | - | 2640 | 0.595 | - | 445 | 1450 | No | - | - | - | 543.83 | 2843.28 | Yes | 170 | 1280 | No | - | - | 4050 | 0.985 | 345 | 1930 | No | - | - | No | - | - | - | 1450 | 3500 | No | - | - | - | - | - | - | - | - | No | - | - | No | - | -
TWS-TSO26H3DVJT | 0 | N/A | TECO | 0.8 | Non Ducted | Single Split System | Wall Hung | Air | Air | China | 0.595 | 10.15 | 2.64 | N/A | N/A | N/A | N/A | N/A | 0.985 | 4.05 | Calorimeter Room | 4.3349 | 3.8501 | Yes | - | N/A | 25 | 25 | N/A | N/A | N/A | N/A | N/A | 3.4707 | 3.7981 | N/A | N/A | N/A | N/A | N/A | N/A | Enthalpy Test Room | Single | R32 | Australia,Fiji,New Zealand | 155696 | 46966 | 0 | Approved | Reverse Cycle | N/A | Yes | Class 8 | Yes | N/A | N/A | Yes | Yes | Yes | N/A | 3.5686 | Available | N/A | N/A | http://www.teco.com.au/ | http://www.teco.com.au/ | Yes | 0 | 0 | AAC7667 | Yes | Variable output compressor | Inverter | No | - | 2640 | 0.595 | - | 445 | 1450 | No | - | - | - | 543.83 | 2843.28 | Yes | 170 | 1280 | No | - | - | 4050 | 0.985 | 345 | 1930 | No | - | - | No | - | - | - | 1450 | 3500 | No | - | - | - | - | - | - | - | - | No | - | - | No | - | -
TWS-TSO32HVHT | 0 | N/A | TECO | N/A | Non Ducted | Single Split System | Wall Hung | Air | Air | China | 0.84 | N/A | 3.2 | N/A | N/A | N/A | N/A | N/A | 0.84 | 3.2 | Calorimeter Room | 3.8201 | 3.8105 | N/A | - | N/A | N/A | N/A | N/A | N/A | N/A | N/A | N/A | N/A | N/A | N/A | N/A | N/A | N/A | N/A | N/A | N/A | Single | R410A | Australia,Fiji,New Zealand | 130601 | 45876 | 0 | Approved | Reverse Cycle | N/A | Yes | Class 8 | Yes | N/A | N/A | N/A | N/A | N/A | N/A | N/A | Available | N/A | N/A | http://www.teco.com.au/ | http://www.teco.com.au/ | N/A | 0 | 0 | AAC5103 | Yes | Variable output compressor | Inverter | No | - | 3200 | 0.84 | - | 345 | 1640 | No | - | - | - | 767.76 | 3446.4 | Yes | 235 | 1620 | No | - | - | 3200 | 0.84 | 325 | 1590 | No | - | - | No | - | - | - | 1295 | 3270 | No | - | - | - | - | - | - | - | - | No | - | - | No | - | -
TWS-TSO35H3DVGA | 0 | N/A | TECO | N/A | Non Ducted | Single Split System | Wall Hung | Air | Air | China | 0.87 | N/A | 3.5 | N/A | N/A | N/A | N/A | N/A | 1.05 | 4 | Calorimeter Room | 4.1005 | 3.9827 | N/A | - | N/A | N/A | N/A | N/A | N/A | N/A | N/A | N/A | N/A | N/A | N/A | N/A | N/A | N/A | N/A | N/A | N/A | Single | R32 | Australia,Fiji,New Zealand | 130621 | 45876 | 0 | Approved | Reverse Cycle | N/A | Yes | Class 8 | Yes | N/A | N/A | N/A | N/A | N/A | N/A | N/A | Available | N/A | N/A | http://www.teco.com.au/ | http://www.teco.com.au/ | N/A | 0 | 0 | AAC5104 | Yes | Variable output compressor | Inverter | No | - | 3500 | 0.87 | - | 420 | 1750 | No | - | - | - | 795.18 | 3769.5 | Yes | 230 | 1750 | No | - | - | 4000 | 1.05 | 380 | 2000 | No | - | - | No | - | - | - | 1050 | 3250 | No | - | - | - | - | - | - | - | - | No | - | - | No | - | -
TWS-TSO35H3DVHA | 0 | N/A | TECO | N/A | Non Ducted | Single Split System | Wall Hung | Air | Air | China | 0.94 | N/A | 3.5 | N/A | N/A | N/A | N/A | N/A | 1.08 | 4 | Calorimeter Room | 3.82 | 3.7671 | N/A | - | N/A | N/A | N/A | N/A | N/A | N/A | N/A | N/A | N/A | N/A | N/A | N/A | N/A | N/A | N/A | N/A | N/A | Single | R32 | Australia,Fiji,New Zealand | 146544 | 46608 | 0 | Approved | Reverse Cycle | N/A | Yes | Class 8 | Yes | N/A | N/A | N/A | N/A | N/A | N/A | N/A | Available | N/A | N/A | http://www.teco.com.au/ | http://www.teco.com.au/ | N/A | 0 | 0 | AAC6859 | Yes | Variable output compressor | Inverter | No | - | 3500 | 0.94 | - | 400 | 1750 | Yes | 260 | 1190 | - | 859.16 | 3769.5 | Yes | 230 | 1720 | - | 140 | 1080 | 4000 | 1.08 | 400 | 2000 | Yes | 210 | 1150 | No | - | - | - | 970 | 2940 | No | - | - | - | - | - | - | - | - | No | - | - | No | - | -
TWS-TSO35H3DVJT | 0 | N/A | TECO | N/A | Non Ducted | Single Split System | Wall Hung | Air | Air | China | 0.8 | N/A | 3.5 | N/A | N/A | N/A | N/A | N/A | 1.07 | 4.5 | Calorimeter Room | 4.3234 | 4.2021 | N/A | - | N/A | N/A | N/A | N/A | N/A | N/A | N/A | N/A | N/A | N/A | N/A | N/A | N/A | N/A | N/A | N/A | N/A | Single | R32 | Australia,Fiji,New Zealand | 151138 | 46798 | 0 | Approved | Reverse Cycle | N/A | Yes | Class 8 | Yes | N/A | N/A | N/A | N/A | N/A | N/A | N/A | Available | N/A | N/A | http://www.teco.com.au/ | http://www.teco.com.au/ | N/A | 0 | 0 | AAC7261 | Yes | Variable output compressor | Inverter | No | - | 3500 | 0.8 | - | 390 | 1800 | No | - | - | - | 731.2 | 3769.5 | Yes | 225 | 1700 | No | - | - | 4500 | 1.07 | 420 | 2260 | No | - | - | No | - | - | - | 1590 | 4300 | No | - | - | - | - | - | - | - | - | No | - | - | No | - | -
TWS-TSO50H3DVGA | 0 | N/A | TECO | N/A | Non Ducted | Single Split System | Wall Hung | Air | Air | China | 1.28 | N/A | 5.2 | N/A | N/A | N/A | N/A | N/A | 1.26 | 5.2 | Calorimeter Room | 3.9809 | 4.3622 | N/A | - | N/A | N/A | N/A | N/A | N/A | N/A | N/A | N/A | N/A | N/A | N/A | N/A | N/A | N/A | N/A | N/A | N/A | Single | R32 | Australia,Fiji,New Zealand | 130659 | 45876 | 0 | Approved | Reverse Cycle | N/A | Yes | Class 9 | Yes | N/A | N/A | N/A | N/A | N/A | N/A | N/A | Available | N/A | N/A | http://www.teco.com.au/ | http://www.teco.com.au/ | N/A | 0 | 0 | AAC5106 | Yes | Variable output compressor | Inverter | No | - | 5200 | 1.28 | - | 470 | 2600 | Yes | 340 | 1650 | - | 1169.92 | 5600.4 | Yes | 370 | 2600 | - | 220 | 1650 | 5200 | 1.26 | 450 | 2400 | No | - | - | No | - | - | - | 1800 | 5200 | No | - | - | - | - | - | - | - | - | No | - | - | No | - | -
TWS-TSO52H3DVJT | 0 | N/A | TECO | N/A | Non Ducted | Single Split System | Wall Hung | Air | Air | China | 1.5 | N/A | 5.2 | N/A | N/A | N/A | N/A | N/A | 1.2 | 5.2 | Calorimeter Room | 3.4523 | 4.3898 | N/A | - | N/A | N/A | N/A | N/A | N/A | N/A | N/A | N/A | N/A | N/A | N/A | N/A | N/A | N/A | N/A | N/A | N/A | Single | R32 | Australia,Fiji,New Zealand | 152608 | 46809 | 0 | Approved | Reverse Cycle | N/A | Yes | Class 9 | Yes | N/A | N/A | N/A | N/A | N/A | N/A | N/A | Available | N/A | N/A | http://www.teco.com.au/ | http://www.teco.com.au/ | N/A | 0 | 0 | AAC7277 | Yes | Variable output compressor | Inverter | No | - | 5200 | 1.5 | - | 540 | 2570 | No | - | - | - | 1371 | 5600.4 | Yes | 410 | 2600 | No | - | - | 5200 | 1.2 | 540 | 2720 | No | - | - | No | - | - | - | 1500 | 4250 | No | - | - | - | - | - | - | - | - | No | - | - | No | - | -
TWS-TSO52HVHT | 0 | N/A | TECO | N/A | Non Ducted | Single Split System | Wall Hung | Air | Air | China | 1.505 | N/A | 5.25 | N/A | N/A | N/A | N/A | N/A | 1.35 | 5.4 | Calorimeter Room | 3.5006 | 4.0075 | N/A | - | N/A | N/A | N/A | N/A | N/A | N/A | N/A | N/A | N/A | N/A | N/A | N/A | N/A | N/A | N/A | N/A | N/A | Single | R410A | Australia,Fiji,New Zealand | 130606 | 45873 | 0 | Approved | Reverse Cycle | N/A | Yes | Class 9 | Yes | N/A | N/A | N/A | N/A | N/A | N/A | N/A | Available | N/A | N/A | http://www.teco.com.au/ | http://www.teco.com.au/ | N/A | 0 | 0 | AAC5092 | Yes | Variable output compressor | Inverter | No | - | 5250 | 1.505 | - | 605 | 2700 | No | - | - | - | 1375.57 | 5654.25 | No | 552.97 | 2907.9 | No | - | - | 5400 | 1.35 | 495 | 2650 | No | - | - | No | - | - | - | 1595 | 4750 | No | - | - | - | - | - | - | - | - | No | - | - | No | - | -
TWS-TSO53H3DVHA | 0 | N/A | TECO | N/A | Non Ducted | Single Split System | Wall Hung | Air | Air | China | 1.63 | N/A | 5.3 | N/A | N/A | N/A | N/A | N/A | 1.56 | 5.3 | Calorimeter Room | 3.2658 | 3.9712 | N/A | - | N/A | N/A | N/A | N/A | N/A | N/A | N/A | N/A | N/A | N/A | N/A | N/A | N/A | N/A | N/A | N/A | N/A | Single | R32 | Australia,Fiji,New Zealand | 146545 | 46678 | 0 | Approved | Reverse Cycle | N/A | Yes | Class 9 | Yes | N/A | N/A | N/A | N/A | N/A | N/A | N/A | Available | N/A | N/A | http://www.teco.com.au/ | http://www.teco.com.au/ | N/A | 0 | 0 | AAC7106 | Yes | Variable output compressor | Inverter | No | - | 5300 | 1.63 | - | 600 | 2650 | Yes | 400 | 1800 | - | 1489.82 | 5708.1 | Yes | 410 | 2650 | - | 230 | 1500 | 5300 | 1.56 | 490 | 2650 | Yes | 270 | 1360 | No | - | - | - | 1900 | 5200 | No | - | - | - | - | - | - | - | - | No | - | - | No | - | -
TWS-TSO70H3DVGA | 0 | N/A | TECO | N/A | Non Ducted | Single Split System | Wall Hung | Air | Air | China | 2 | N/A | 7.04 | N/A | N/A | N/A | N/A | N/A | 2.4 | 8.2 | Calorimeter Room | 3.6667 | 3.6388 | N/A | - | N/A | N/A | N/A | N/A | N/A | N/A | N/A | N/A | N/A | N/A | N/A | N/A | N/A | N/A | N/A | N/A | N/A | Single | R32 | Australia,Fiji,New Zealand | 130624 | 45874 | 0 | Approved | Reverse Cycle | N/A | Yes | Class 9 | Yes | N/A | N/A | N/A | N/A | N/A | N/A | N/A | Available | N/A | N/A | http://www.teco.com.au/ | http://www.teco.com.au/ | N/A | 0 | 0 | AAC5096 | Yes | Variable output compressor | Inverter | No | - | 7040 | 2 | - | 790 | 3800 | No | - | - | - | 1828 | 7582.08 | Yes | 550 | 3700 | Yes | 400 | 2900 | 8200 | 2.4 | 890 | 4300 | Yes | 400 | 2300 | No | - | - | - | 2250 | 6200 | No | - | - | - | - | - | - | - | - | No | - | - | No | - | -
TWS-TSO71HVHT | 0 | N/A | TECO | N/A | Non Ducted | Single Split System | Wall Hung | Air | Air | China | 2.17 | N/A | 7.15 | N/A | N/A | N/A | N/A | N/A | 2.27 | 7.4 | Calorimeter Room | 3.2623 | 3.2515 | N/A | - | N/A | N/A | N/A | N/A | N/A | N/A | N/A | N/A | N/A | N/A | N/A | N/A | N/A | N/A | N/A | N/A | N/A | Single | R410A | Australia,Fiji,New Zealand | 130614 | 45873 | 0 | Approved | Reverse Cycle | N/A | Yes | Class 9 | Yes | N/A | N/A | N/A | N/A | N/A | N/A | N/A | Available | N/A | N/A | http://www.teco.com.au/ | http://www.teco.com.au/ | N/A | 0 | 0 | AAC5093 | Yes | Variable output compressor | Inverter | No | - | 7150 | 2.17 | - | 795 | 3650 | No | - | - | - | 1983.38 | 7700.55 | No | 726.63 | 3931.05 | No | - | - | 7400 | 2.27 | 880 | 3700 | No | - | - | No | - | - | - | 2730 | 7300 | No | - | - | - | - | - | - | - | - | No | - | - | No | - | -
TWS-TSO72H3DVJT | 0 | N/A | TECO | N/A | Non Ducted | Single Split System | Wall Hung | Air | Air | China | 2.01 | N/A | 7 | N/A | N/A | N/A | N/A | N/A | 2.09 | 7 | Calorimeter Room | 3.408 | 3.3036 | N/A | - | N/A | N/A | N/A | N/A | N/A | N/A | N/A | N/A | N/A | N/A | N/A | N/A | N/A | N/A | N/A | N/A | N/A | Single | R32 | Australia,Fiji,New Zealand | 152610 | 46809 | 0 | Approved | Reverse Cycle | N/A | Yes | Class 9 | Yes | N/A | N/A | N/A | N/A | N/A | N/A | N/A | Available | N/A | N/A | http://www.teco.com.au/ | http://www.teco.com.au/ | N/A | 0 | 0 | AAC7278 | Yes | Variable output compressor | Inverter | No | - | 7000 | 2.01 | - | 740 | 3400 | No | - | - | - | 1837.14 | 7539 | Yes | 600 | 3500 | No | - | - | 7000 | 2.09 | 680 | 3500 | No | - | - | No | - | - | - | 2300 | 6000 | No | - | - | - | - | - | - | - | - | No | - | - | No | - | -
TWS-TSO80H3DVGA | 0 | N/A | TECO | N/A | Non Ducted | Single Split System | Wall Hung | Air | Air | China | 2.4 | N/A | 8 | N/A | N/A | N/A | N/A | N/A | 2.55 | 8.4 | Calorimeter Room | 3.3539 | 3.45 | N/A | - | N/A | N/A | N/A | N/A | N/A | N/A | N/A | N/A | N/A | N/A | N/A | N/A | N/A | N/A | N/A | N/A | N/A | Single | R32 | Australia,Fiji,New Zealand | 130625 | 45876 | 0 | Approved | Reverse Cycle | N/A | Yes | Class 9 | Yes | N/A | N/A | N/A | N/A | N/A | N/A | N/A | Available | N/A | N/A | http://www.teco.com.au/ | http://www.teco.com.au/ | N/A | 0 | 0 | AAC5105 | Yes | Variable output compressor | Inverter | No | - | 8000 | 2.4 | - | 880 | 3800 | No | - | - | - | 2193.6 | 8616 | Yes | 750 | 4100 | Yes | 270 | 1600 | 8400 | 2.55 | 940 | 4350 | Yes | 310 | 1360 | No | - | - | - | 3000 | 7300 | No | - | - | - | - | - | - | - | - | No | - | - | No | - | -
TWS-TSO80H3DVHA | 0 | N/A | TECO | N/A | Non Ducted | Single Split System | Wall Hung | Air | Air | China | 2.4 | N/A | 8 | N/A | N/A | N/A | N/A | N/A | 2.55 | 8.4 | Calorimeter Room | 3.3539 | 3.45 | N/A | - | N/A | N/A | N/A | N/A | N/A | N/A | N/A | N/A | N/A | N/A | N/A | N/A | N/A | N/A | N/A | N/A | N/A | Single | R32 | Australia,Fiji,New Zealand | 146550 | 46677 | 0 | Approved | Reverse Cycle | N/A | Yes | Class 9 | Yes | N/A | N/A | N/A | N/A | N/A | N/A | N/A | Available | N/A | N/A | http://www.teco.com.au/ | http://www.teco.com.au/ | N/A | 0 | 0 | AAC7103 | Yes | Variable output compressor | Inverter | No | - | 8000 | 2.4 | - | 880 | 3800 | No | - | - | - | 2193.6 | 8616 | Yes | 750 | 4100 | Yes | 270 | 1600 | 8400 | 2.55 | 940 | 4350 | Yes | 310 | 1360 | No | - | - | - | 3000 | 7300 | No | - | - | - | - | - | - | - | - | No | - | - | No | - | -
TWS-TSO88H3DVJT | 0 | N/A | TECO | N/A | Non Ducted | Single Split System | Wall Hung | Air | Air | China | 2.5 | N/A | 8.8 | N/A | N/A | N/A | N/A | N/A | 2.25 | 8.8 | Calorimeter Room | 3.6215 | 4.047 | N/A | - | N/A | N/A | N/A | N/A | N/A | N/A | N/A | N/A | N/A | N/A | N/A | N/A | N/A | N/A | N/A | N/A | N/A | Single | R32 | Australia,Fiji,New Zealand | 153111 | 46833 | 0 | Approved | Reverse Cycle | N/A | Yes | Class 9 | Yes | N/A | N/A | N/A | N/A | N/A | N/A | N/A | Available | N/A | N/A | http://www.teco.com.au/ | http://www.teco.com.au/ | N/A | 0 | 0 | AAC7373 | Yes | Variable output compressor | Inverter | No | - | 8800 | 2.5 | - | 830 | 4300 | No | - | - | - | 2285 | 9477.6 | Yes | 740 | 4500 | No | - | - | 8800 | 2.25 | 840 | 4250 | No | - | - | No | - | - | - | 2700 | 7500 | No | - | - | - | - | - | - | - | - | No | - | - | No | - | -
TWS-TSO26HVEIT | 0 | N/A | TECOAIR | N/A | Non Ducted | Single Split System | Wall Hung | Air | Air | China | 0.595 | N/A | 2.64 | N/A | N/A | N/A | N/A | N/A | 0.985 | 4.05 | Calorimeter Room | 4.3349 | 3.8501 | N/A | - | N/A | N/A | N/A | N/A | N/A | N/A | N/A | N/A | N/A | N/A | N/A | N/A | N/A | N/A | N/A | N/A | N/A | Single | R32 | Australia,Fiji,New Zealand | 142716 | 46362 | 0 | Approved | Reverse Cycle | N/A | Yes | Class 8 | Yes | N/A | N/A | N/A | N/A | N/A | N/A | N/A | Available | N/A | N/A | http://www.teco.com.au/ | 0 | N/A | 0 | 0 | AAC6384 | Yes | Variable output compressor | Inverter | No | - | 2640 | 0.595 | - | 445 | 1450 | No | - | - | - | 543.83 | 2843.28 | Yes | 170 | 1280 | No | - | - | 4050 | 0.985 | 345 | 1930 | No | - | - | No | - | - | - | 1450 | 3500 | No | - | - | - | - | - | - | - | - | No | - | - | No | - | -
ISD 351LYX / OSA 352RLTFV | 0 | N/A | TEMPERZONE | N/A | Ducted | Single Split System | - | Air | Air | Australia,New Zealand | 10.02 | N/A | 31.48 | N/A | N/A | N/A | N/A | N/A | 9.31 | 31.29 | Enthalpy Test Room | 3.1417 | 3.3609 | N/A | - | N/A | N/A | N/A | N/A | N/A | N/A | N/A | N/A | N/A | N/A | N/A | N/A | N/A | N/A | N/A | N/A | N/A | Three | R32 | Australia,Fiji,New Zealand | 161550 | 47288 | 0 | Approved | Reverse Cycle | N/A | No | Class 11 | No | N/A | N/A | N/A | N/A | N/A | N/A | N/A | Available | N/A | N/A | 0 | https://www.temperzone.com/ | N/A | 0 | 0 | AAC8306 | Yes | Variable output compressor | Inverter | No | No | 31480 | 10.02 | - | 4400 | 15900 | Yes | 3700 | 12100 | - | 9158.28 | 33903.96 | Yes | 4100 | 16500 | - | 3300 | 10700 | 31290 | 9.31 | 3600 | 15700 | Yes | 2700 | 12000 | Yes | 11000 | 26500 | Yes | 8900 | 22400 | No | - | - | - | - | - | No | - | - | No | - | - | No | - | -
OPA 1410RLTM1FPQ | 0 | N/A | TEMPERZONE | 17404 | Ducted | Packaged | - | Air | Air | Australia,New Zealand | 45982 | 122800 | 140.204 | N/A | N/A | N/A | N/A | N/A | 39582 | 142.137 | Enthalpy Test Room | 3.0491 | 3.591 | N/A | - | N/A | N/A | N/A | N/A | N/A | N/A | N/A | N/A | N/A | N/A | N/A | N/A | N/A | N/A | N/A | N/A | N/A | Three | R32 | Australia,Fiji,New Zealand | 160026 | 47201 | 0 | Approved | Reverse Cycle | N/A | No | Class 24 | No | N/A | N/A | N/A | N/A | N/A | N/A | N/A | Available | N/A | N/A | 0 | https://www.temperzone.com/ | N/A | 0 | 0 | AAC8134 | Yes | Variable output compressor | Single Variable speed system + 3 fixed compressors that turn ON/OFF appropriately | No | No | 140204 | 45982 | - | 25446 | 70825 | No | - | - | - | - | - | No | - | - | No | - | - | 142137 | 39582 | 22455 | 71330 | No | - | - | Yes | 39000 | 129857 | No | - | - | Yes | 21300 | 62874 | - | - | - | No | - | - | No | - | - | No | - | -
OPA 1410RLTM4FDPQ | 0 | N/A | TEMPERZONE | 21280 | Ducted | Packaged | - | Air | Air | Australia,New Zealand | 45100 | 124720 | 146 | N/A | N/A | N/A | N/A | N/A | 41200 | 148.6 | Enthalpy Test Room | 3.219 | 3.6032 | N/A | - | N/A | N/A | N/A | N/A | N/A | N/A | N/A | N/A | N/A | N/A | N/A | N/A | N/A | N/A | N/A | N/A | N/A | Three | R32 | Australia,Fiji,New Zealand | 160420 | 47217 | 0 | Approved | Reverse Cycle | N/A | No | Class 24 | No | N/A | N/A | N/A | N/A | N/A | N/A | N/A | Available | N/A | N/A | 0 | https://www.temperzone.com/ | N/A | 0 | 0 | AAC8170 | Yes | Variable output compressor | Inverter (x4) + staging | No | No | 146000 | 45100 | - | 23400 | 77400 | No | - | - | - | - | - | Yes | 19400 | 79300 | No | - | - | 148600 | 41200 | 17500 | 77100 | No | - | - | Yes | 48600 | 139600 | Yes | 35400 | 120200 | No | - | - | - | - | - | No | - | - | No | - | - | No | - | -
OPA 2110RLTM1FDPQ | 0 | N/A | TEMPERZONE | 23172 | Ducted | Packaged | - | Air | Air | New Zealand | 64530 | 170640 | 193.812 | N/A | N/A | N/A | N/A | N/A | 55227 | 194.709 | Enthalpy Test Room | 3.0034 | 3.5256 | N/A | - | N/A | N/A | N/A | N/A | N/A | N/A | N/A | N/A | N/A | N/A | N/A | N/A | N/A | N/A | N/A | N/A | N/A | Three | R32 | Australia,Fiji,New Zealand | 156345 | 46999 | 0 | Approved | Reverse Cycle | N/A | No | Class 24 | No | N/A | N/A | N/A | N/A | N/A | N/A | N/A | Available | N/A | N/A | 0 | https://www.temperzone.com/ | N/A | 0 | 0 | AAC7757 | Yes | Variable output compressor | Inverter | No | No | 193812 | 64530 | - | 37498 | 98772 | No | - | - | - | - | - | Yes | 30170 | 103574 | No | - | - | 194709 | 55227 | 32855 | 100778 | No | - | - | Yes | 60675 | 169725 | No | - | - | No | - | - | - | - | - | No | - | - | No | - | - | No | - | -
OPA1710RLTM4FDPQ | 0 | N/A | TEMPERZONE | 38720 | Ducted | Packaged | - | Air | Air | Australia,New Zealand | 58060 | 139200 | 177.92 | N/A | N/A | N/A | N/A | N/A | 56720 | 184.06 | Enthalpy Test Room | 3.0644 | 3.2451 | N/A | - | N/A | N/A | N/A | N/A | N/A | N/A | N/A | N/A | N/A | N/A | N/A | N/A | N/A | N/A | N/A | N/A | N/A | Three | R32 | Australia,Fiji,New Zealand | 158739 | 47132 | 0 | Approved | Reverse Cycle | N/A | - | Class 24 | - | N/A | N/A | N/A | N/A | N/A | N/A | N/A | Available | N/A | N/A | 0 | https://www.temperzone.com/ | N/A | 0 | 0 | AAC8002 | Yes | Variable output compressor | Inverter | No | No | 177920 | 58060 | - | 26120 | 87800 | No | - | - | - | - | - | Yes | 21600 | 99320 | No | - | - | 184060 | 56720 | 24640 | 94513 | No | - | - | Yes | 67779 | 165732 | No | - | - | No | - | - | - | - | - | No | - | - | No | - | - | No | - | -
OPA2110RLTM4FDPQ | 0 | N/A | TEMPERZONE | 33920 | Ducted | Packaged | - | Air | Air | New Zealand | 67.324 | 172560 | 206.48 | N/A | N/A | N/A | N/A | N/A | 57.412 | 203.04 | Enthalpy Test Room | 3.067 | 3.5365 | N/A | - | N/A | N/A | N/A | N/A | N/A | N/A | N/A | N/A | N/A | N/A | N/A | N/A | N/A | N/A | N/A | N/A | N/A | Three | R32 | Australia,Fiji,New Zealand | 141071 | 46732 | 0 | Approved | Reverse Cycle | N/A | No | Class 24 | No | N/A | N/A | N/A | N/A | N/A | N/A | N/A | Available | N/A | N/A | 0 | https://www.temperzone.com/ | N/A | 0 | 0 | AAC7204 | Yes | Variable output compressor | Inverter | No | No | 206480 | 67.324 | - | 30904 | 113480 | Yes | 7726 | 28570 | - | 61534.136 | 222378.96 | Yes | 25680 | 116240 | - | 6400 | 29060 | 203040 | 57.412 | 29499 | 111608 | No | - | - | Yes | 69649 | 185438 | No | - | - | No | - | - | - | - | - | No | - | - | No | - | - | No | - | -
OPA250RLTFPQ | 0 | N/A | TEMPERZONE | N/A | Ducted | Packaged | - | Air | Air | New Zealand,Australia | 7.7 | N/A | 24.62 | N/A | N/A | N/A | N/A | N/A | 8.06 | 26.86 | Enthalpy Test Room | 3.1974 | 3.3325 | N/A | - | N/A | N/A | N/A | N/A | N/A | N/A | N/A | N/A | N/A | N/A | N/A | N/A | N/A | N/A | N/A | N/A | N/A | Three | R32 | Australia,Fiji,New Zealand | 140218 | 46431 | 0 | Approved | Reverse Cycle | N/A | Yes | Class 6 | Yes | N/A | N/A | N/A | N/A | N/A | N/A | N/A | Available | N/A | N/A | 0 | https://www.temperzone.com/ | N/A | 0 | 0 | AAC6438 | Yes | Variable output compressor | Inverter | No | - | 24620 | 7.7 | - | 3640 | 12950 | Yes | 2890 | 9370 | - | 7037.8 | 26515.74 | Yes | 3000 | 13220 | - | 2010 | 9380 | 26860 | 8.06 | 3590 | 13470 | No | - | - | Yes | 11540 | 26340 | No | - | - | No | - | - | - | - | - | No | - | - | No | - | - | No | - | -
OPA350RLTFPQ | 0 | N/A | TEMPERZONE | N/A | Ducted | Packaged | - | Air | Air | New Zealand,Australia | 11.06 | N/A | 34.82 | N/A | N/A | N/A | N/A | N/A | 11.53 | 36.98 | Enthalpy Test Room | 3.1483 | 3.2073 | N/A | - | N/A | N/A | N/A | N/A | N/A | N/A | N/A | N/A | N/A | N/A | N/A | N/A | N/A | N/A | N/A | N/A | N/A | Three | R32 | Australia,Fiji,New Zealand | 134622 | 46431 | 0 | Approved | Reverse Cycle | N/A | Yes | Class 6 | Yes | N/A | N/A | N/A | N/A | N/A | N/A | N/A | Available | N/A | N/A | 0 | https://www.temperzone.com/ | N/A | 0 | 0 | AAC6436 | Yes | Variable output compressor | Inverter | No | No | 34820 | 11.06 | - | 5110 | 16940 | Yes | 4050 | 12250 | - | 10108.84 | 37501.14 | Yes | 4190 | 18280 | - | 2620 | 9840 | 36980 | 11.53 | 5650 | 18860 | No | - | - | Yes | 12898 | 33100 | No | - | - | No | - | - | - | - | - | No | - | - | No | - | - | No | - | -
OPA450RLTFPQ | 0 | N/A | TEMPERZONE | N/A | Ducted | Packaged | - | Air | Air | New Zealand,Australia | 14.49 | N/A | 43.31 | N/A | N/A | N/A | N/A | N/A | 14.17 | 44.43 | Enthalpy Test Room | 2.989 | 3.1355 | N/A | - | N/A | N/A | N/A | N/A | N/A | N/A | N/A | N/A | N/A | N/A | N/A | N/A | N/A | N/A | N/A | N/A | N/A | Three | R32 | Australia,Fiji,New Zealand | 134619 | 46438 | 0 | Approved | Reverse Cycle | N/A | Yes | Class 7 | Yes | N/A | N/A | N/A | N/A | N/A | N/A | N/A | Available | N/A | N/A | 0 | https://www.temperzone.com/ | N/A | 0 | 0 | AAC6442 | Yes | Variable output compressor | Inverter | No | No | 43310 | 14.49 | - | 6090 | 19600 | Yes | 4480 | 12080 | - | 13243.86 | 46644.87 | Yes | 5030 | 21370 | - | 3470 | 12680 | 44430 | 14.17 | 7490 | 23370 | No | - | - | Yes | 16622 | 42667 | No | - | - | No | - | - | - | - | - | No | - | - | No | - | - | No | - | -
OPA560RLTFPQ | 0 | N/A | TEMPERZONE | N/A | Ducted | Packaged | - | Air | Air | New Zealand,Australia | 17.9 | N/A | 53.55 | N/A | N/A | N/A | N/A | N/A | 19.1 | 56.96 | Enthalpy Test Room | 2.9916 | 2.9822 | N/A | - | N/A | N/A | N/A | N/A | N/A | N/A | N/A | N/A | N/A | N/A | N/A | N/A | N/A | N/A | N/A | N/A | N/A | Three | R32 | Australia,Fiji,New Zealand | 137392 | 46431 | 0 | Approved | Reverse Cycle | N/A | Yes | Class 7 | Yes | N/A | N/A | N/A | N/A | N/A | N/A | N/A | Available | N/A | N/A | 0 | https://www.temperzone.com/ | N/A | 0 | 0 | AAC6437 | Yes | Variable output compressor | Inverter | No | No | 53550 | 17.9 | - | 8220 | 27740 | Yes | 6080 | 17350 | - | 16360.6 | 57673.35 | Yes | 6880 | 28040 | - | 4590 | 18170 | 56960 | 19.1 | 8690 | 27650 | No | - | - | No | - | - | - | 16774 | 42873 | No | - | - | - | - | - | - | - | - | No | - | - | No | - | -
OPA970RLTB2FPQ | 0 | N/A | TEMPERZONE | 15280 | Ducted | Packaged | - | Air | Air | New Zealand,Australia | 29890 | 75720 | 91 | N/A | N/A | N/A | N/A | N/A | 28680 | 95.83 | Enthalpy Test Room | 2.986 | 3.3412 | N/A | - | N/A | N/A | N/A | N/A | N/A | N/A | N/A | N/A | N/A | N/A | N/A | N/A | N/A | N/A | N/A | N/A | N/A | Three | R32 | Australia,Fiji,New Zealand | 141172 | 46669 | 0 | Approved | Reverse Cycle | N/A | No | Class 24 | No | N/A | N/A | N/A | N/A | N/A | N/A | N/A | Available | N/A | N/A | 0 | https://www.temperzone.com/ | N/A | 0 | 0 | AAC7080 | Yes | Variable output compressor | Inverter | No | No | 91000 | 29890 | - | 13619 | 45380 | Yes | 9979 | 28060 | - | - | - | Yes | 11701 | 47270 | - | 8157 | 28860 | 95830 | 28680 | 14801 | 50050 | Yes | 8784 | 22180 | Yes | 32102 | 84908 | Yes | 27091 | 75789 | No | - | - | - | - | - | No | - | - | No | - | - | No | - | -
MCY-MHP0305HT | 0 | N/A | Toshiba | N/A | Non Ducted | vrf | N/A | Air | Air | China,Thailand | 2.113 | N/A | 8 | N/A | N/A | N/A | N/A | N/A | 2.163 | 9 | Enthalpy Test Room | 4.3921 | 4.6968 | N/A | - | N/A | N/A | N/A | N/A | N/A | N/A | N/A | N/A | N/A | N/A | N/A | N/A | N/A | N/A | N/A | N/A | N/A | Single | R410A | Australia,Fiji,New Zealand | 144032 | 46410 | 0 | Approved | Reverse Cycle | N/A | No | Class 19 | No | N/A | N/A | N/A | N/A | N/A | N/A | N/A | Available | N/A | N/A | 0 | 0 | N/A | 0 | 0 | AAC6409 | Yes | Variable output compressor | Inverter | No | - | 8000 | 2.113 | - | 703 | 4000 | No | - | - | - | 1931.282 | 8616 | No | 642.542 | 4308 | No | - | - | 9000 | 2.163 | 803 | 4500 | No | - | - | No | - | - | - | 3266 | 9800 | No | - | - | - | - | - | - | - | - | No | - | - | No | - | -
MCY-MHP0404HS-A | 0 | N/A | Toshiba | N/A | Non Ducted | vrf | N/A | Air | Air | China,Thailand | 2.914 | N/A | 12.1 | N/A | N/A | N/A | N/A | N/A | 2.674 | 12.5 | Enthalpy Test Room | 4.1354 | 4.771 | N/A | - | N/A | N/A | N/A | N/A | N/A | N/A | N/A | N/A | N/A | N/A | N/A | N/A | N/A | N/A | N/A | N/A | N/A | Single | R410A | Australia,Fiji,New Zealand | 133872 | 45977 | 0 | Approved | Reverse Cycle | N/A | Yes | Class 20 | Yes | N/A | N/A | N/A | N/A | N/A | N/A | N/A | Available | N/A | N/A | 0 | 0 | N/A | 0 | 0 | AAC5492 | Yes | Variable output compressor | Inverter | No | - | 12100 | 2.914 | - | 964 | 6050 | No | - | - | - | 2663.396 | 13031.7 | No | 881.096 | 6515.85 | No | - | - | 12500 | 2.674 | 1034 | 6250 | No | - | - | No | - | - | - | 3484 | 11830 | No | - | - | - | - | - | - | - | - | No | - | - | No | - | -
MCY-MHP0405HT | 0 | N/A | Toshiba | N/A | Non Ducted | vrf | N/A | Air | Air | China,Thailand | 3.474 | N/A | 11.2 | N/A | N/A | N/A | N/A | N/A | 3.174 | 12.5 | Enthalpy Test Room | 3.4896 | 4.2463 | N/A | - | N/A | N/A | N/A | N/A | N/A | N/A | N/A | N/A | N/A | N/A | N/A | N/A | N/A | N/A | N/A | N/A | N/A | Single | R410A | Australia,Fiji,New Zealand | 144033 | 46418 | 0 | Approved | Reverse Cycle | N/A | No | Class 20 | No | N/A | N/A | N/A | N/A | N/A | N/A | N/A | Available | N/A | N/A | 0 | 0 | N/A | 0 | 0 | AAC6424 | Yes | Variable output compressor | Inverter | No | - | 11200 | 3.474 | - | 1014 | 5600 | No | - | - | - | 3175.236 | 12062.4 | No | 926.796 | 6031.2 | No | - | - | 12500 | 3.174 | 1144 | 6250 | No | - | - | No | - | - | - | 3638 | 10600 | No | - | - | - | - | - | - | - | - | No | - | - | No | - | -
MCY-MHP0504HS-A | 0 | N/A | Toshiba | N/A | Non Ducted | vrf | N/A | Air | Air | China,Thailand | 3.605 | N/A | 14 | N/A | N/A | N/A | N/A | N/A | 3.855 | 16 | Enthalpy Test Room | 3.8933 | 4.4927 | N/A | - | N/A | N/A | N/A | N/A | N/A | N/A | N/A | N/A | N/A | N/A | N/A | N/A | N/A | N/A | N/A | N/A | N/A | Single | R410A | Australia,Fiji,New Zealand | 133878 | 45977 | 0 | Approved | Reverse Cycle | N/A | Yes | Class 20 | Yes | N/A | N/A | N/A | N/A | N/A | N/A | N/A | Available | N/A | N/A | 0 | 0 | N/A | 0 | 0 | AAC5493 | Yes | Variable output compressor | Inverter | No | - | 14000 | 3.605 | - | 1125 | 7000 | No | - | - | - | 3294.97 | 15078 | No | 1028.25 | 7539 | No | - | - | 16000 | 3.855 | 1395 | 8000 | No | - | - | No | - | - | - | 4405 | 13000 | No | - | - | - | - | - | - | - | - | - | - | - | No | - | -
MCY-MHP0506HT | 0 | N/A | Toshiba | N/A | Non Ducted | vrf | N/A | Air | Air | China,Thailand | 4.045 | N/A | 14 | N/A | N/A | N/A | N/A | N/A | 3.965 | 16 | Enthalpy Test Room | 3.6822 | 4.2663 | N/A | - | N/A | N/A | N/A | N/A | N/A | N/A | N/A | N/A | N/A | N/A | N/A | N/A | N/A | N/A | N/A | N/A | N/A | Single | R410A | Australia,Fiji,New Zealand | 144035 | 46418 | 0 | Approved | Reverse Cycle | N/A | No | Class 20 | No | N/A | N/A | N/A | N/A | N/A | N/A | N/A | Available | N/A | N/A | 0 | 0 | N/A | 0 | 0 | AAC6423 | Yes | Variable output compressor | Inverter | No | - | 14000 | 4.045 | - | 1395 | 7000 | No | - | - | - | 3697.13 | 15078 | No | 1275.03 | 7539 | No | - | - | 16000 | 3.965 | 1515 | 8000 | No | - | - | No | - | - | - | 5093 | 12600 | No | - | - | - | - | - | - | - | - | No | - | - | No | - | -
MCY-MHP0604HS-A | 0 | N/A | Toshiba | N/A | Non Ducted | vrf | N/A | Air | Air | China,Thailand | 4.395 | N/A | 15.5 | N/A | N/A | N/A | N/A | N/A | 4.415 | 18 | Enthalpy Test Room | 3.6656 | 4.1589 | N/A | - | N/A | N/A | N/A | N/A | N/A | N/A | N/A | N/A | N/A | N/A | N/A | N/A | N/A | N/A | N/A | N/A | N/A | Single | R410A | Australia,Fiji,New Zealand | 133883 | 45979 | 0 | Approved | Reverse Cycle | N/A | Yes | Class 20 | Yes | N/A | N/A | N/A | N/A | N/A | N/A | N/A | Available | N/A | N/A | 0 | 0 | N/A | 0 | 0 | AAC5497 | Yes | Variable output compressor | Inverter | No | - | 15500 | 4.395 | - | 1255 | 7750 | No | - | - | - | 4017.03 | 16693.5 | No | 1147.07 | 8346.75 | No | - | - | 18000 | 4.415 | 1565 | 9000 | No | - | - | No | - | - | - | 4705 | 14000 | No | - | - | - | - | - | - | - | - | No | - | - | No | - | -
MCY-MHP0606HT | 0 | N/A | Toshiba | N/A | Non Ducted | vrf | N/A | Air | Air | China,Thailand | 4.595 | N/A | 15.5 | N/A | N/A | N/A | N/A | N/A | 4.255 | 17 | Enthalpy Test Room | 3.5137 | 4.1689 | N/A | - | N/A | N/A | N/A | N/A | N/A | N/A | N/A | N/A | N/A | N/A | N/A | N/A | N/A | N/A | N/A | N/A | N/A | Single | R410A | Australia,Fiji,New Zealand | 144036 | 46413 | 0 | Approved | Reverse Cycle | N/A | No | Class 20 | No | N/A | N/A | N/A | N/A | N/A | N/A | N/A | Available | N/A | N/A | 0 | 0 | N/A | 0 | 0 | AAC6416 | Yes | Variable output compressor | Inverter | No | - | 15500 | 4.595 | - | 1565 | 7750 | No | - | - | - | 4199.83 | 16693.5 | No | 1430.41 | 8346.75 | No | - | - | 17000 | 4.255 | 1595 | 8500 | No | - | - | No | - | - | - | 5196 | 12700 | No | - | - | - | - | - | - | - | - | No | - | - | No | - | -
MCY-MHP0806HS8-E / MMU-AP0094HP1-E | 0 | N/A | Toshiba | N/A | Non Ducted | vrf | N/A | Air | Air | China | 6.838 | N/A | 22.4 | N/A | N/A | N/A | N/A | N/A | 5.368 | 22.4 | Enthalpy Test Room | 3.5534 | 4.4225 | N/A | - | N/A | N/A | N/A | N/A | N/A | N/A | N/A | N/A | N/A | N/A | N/A | N/A | N/A | N/A | N/A | N/A | N/A | Three | R410A | Australia,Fiji,New Zealand | 132001 | 46128 | 0 | Approved | Reverse Cycle | N/A | No | Class 20 | No | N/A | N/A | N/A | N/A | N/A | N/A | N/A | Available | N/A | N/A | 0 | 0 | N/A | 0 | 0 | AAC5902 | Yes | Variable output compressor | Inverter | No | - | 22400 | 6.838 | - | 2138 | 11200 | No | - | - | - | 6249.932 | 24124.8 | No | 1954.132 | 12062.4 | No | - | - | 22400 | 5.368 | 2018 | 11200 | No | - | - | No | - | - | - | 9108 | 23500 | No | - | - | - | - | - | - | - | - | No | - | - | No | - | -
MMY-MAP0806FT8P-A | 0 | N/A | Toshiba | N/A | Non Ducted | vrf | N/A | Air | Air | Thailand | 6.131 | N/A | 22.4 | N/A | N/A | N/A | N/A | N/A | 6.011 | 22.4 | Enthalpy Test Room | 3.3935 | 3.476 | N/A | - | N/A | N/A | N/A | N/A | N/A | N/A | N/A | N/A | N/A | N/A | N/A | N/A | N/A | N/A | N/A | N/A | N/A | Three | R410A | Australia,Fiji,New Zealand | 133067 | 45952 | 0 | Approved | Reverse Cycle | N/A | Yes | Class 20 | Yes | N/A | N/A | N/A | N/A | N/A | N/A | N/A | Available | N/A | N/A | http://www.toshiba-aircon.in.th/ | 0 | N/A | 0 | 0 | AAC5423 | Yes | Variable output compressor | Inverter | No | - | 22400 | 6.131 | - | 1921 | 11200 | No | - | - | - | 5603.734 | 24124.8 | No | 1755.794 | 12062.4 | No | - | - | 22400 | 6.011 | 2374 | 11200 | No | - | - | Yes | 7356 | 16800 | No | - | - | No | - | - | - | - | - | No | - | - | No | - | - | No | - | -
MMY-MAP0806HT8P-A | 0 | N/A | Toshiba | N/A | Non Ducted | vrf | N/A | Air | Air | Thailand | 5.554 | N/A | 22.4 | N/A | N/A | N/A | N/A | N/A | 5.484 | 25 | Enthalpy Test Room | 3.7233 | 4.1467 | N/A | - | N/A | N/A | N/A | N/A | N/A | N/A | N/A | N/A | N/A | N/A | N/A | N/A | N/A | N/A | N/A | N/A | N/A | Three | R410A | Australia,Fiji,New Zealand | 129551 | 45858 | 0 | Approved | Reverse Cycle | N/A | Yes | Class 20 | Yes | N/A | N/A | N/A | N/A | N/A | N/A | N/A | Available | N/A | N/A | http://www.toshiba-aircon.in.th/ | 0 | N/A | 0 | 0 | AAC5030 | Yes | Variable output compressor | Inverter | No | - | 22400 | 5.554 | - | 1751 | 11200 | No | - | - | - | 5076.356 | 24124.8 | No | 1600.414 | 12062.4 | No | - | - | 25000 | 5.484 | 2221 | 12500 | No | - | - | Yes | 6791 | 18500 | No | - | - | No | - | - | - | - | - | No | - | - | - | - | - | No | - | -
MMY-MAP1006FT8P-A | 0 | N/A | Toshiba | N/A | Non Ducted | vrf | N/A | Air | Air | Thailand | 7.207 | N/A | 28 | N/A | N/A | N/A | N/A | N/A | 7.165 | 28 | Enthalpy Test Room | 3.6023 | 3.6355 | N/A | - | N/A | N/A | N/A | N/A | N/A | N/A | N/A | N/A | N/A | N/A | N/A | N/A | N/A | N/A | N/A | N/A | N/A | Three | R410A | Australia,Fiji,New Zealand | 133068 | 45952 | 0 | Approved | Reverse Cycle | N/A | Yes | Class 20 | Yes | N/A | N/A | N/A | N/A | N/A | N/A | N/A | Available | N/A | N/A | http://www.toshiba-aircon.in.th/ | 0 | N/A | 0 | 0 | AAC5418 | Yes | Variable output compressor | Inverter | No | - | 28000 | 7.207 | - | 2262 | 14000 | No | - | - | - | 6587.198 | 30156 | No | 2067.468 | 15078 | No | - | - | 28000 | 7.165 | 2838 | 14000 | No | - | - | Yes | 8750 | 20900 | No | - | - | No | - | - | - | - | - | No | - | - | No | - | - | No | - | -
MMY-MAP1006HT8P-A | 0 | N/A | Toshiba | N/A | Non Ducted | vrf | N/A | Air | Air | Thailand | 7.51 | N/A | 28 | N/A | N/A | N/A | N/A | N/A | 7.21 | 31.5 | Enthalpy Test Room | 3.4047 | 3.971 | N/A | - | N/A | N/A | N/A | N/A | N/A | N/A | N/A | N/A | N/A | N/A | N/A | N/A | N/A | N/A | N/A | N/A | N/A | Three | R410A | Australia,Fiji,New Zealand | 129554 | 45855 | 0 | Approved | Reverse Cycle | N/A | Yes | Class 20 | Yes | N/A | N/A | N/A | N/A | N/A | N/A | N/A | Available | N/A | N/A | http://www.toshiba-aircon.in.th/ | 0 | N/A | 0 | 0 | AAC5026 | Yes | Variable output compressor | Inverter | No | - | 28000 | 7.51 | - | 2393 | 14000 | No | - | - | - | 6864.14 | 30156 | No | 2187.202 | 15078 | No | - | - | 31500 | 7.21 | 2923 | 15750 | No | - | - | Yes | 8969 | 23400 | No | - | - | No | - | - | - | - | - | No | - | - | No | - | - | No | - | -
MMY-MUP0801HT8P-A | 0 | N/A | Toshiba | N/A | Non Ducted | vrf | N/A | Air | Air | Thailand,Japan | 4.9 | N/A | 22.4 | N/A | N/A | N/A | N/A | N/A | 5.21 | 25 | Enthalpy Test Room | 4.4061 | 4.5384 | N/A | - | N/A | N/A | N/A | N/A | N/A | N/A | N/A | N/A | N/A | N/A | N/A | N/A | N/A | N/A | N/A | N/A | N/A | Three | R410A | Australia,Fiji,New Zealand | 136065 | 46069 | 0 | Approved | Reverse Cycle | N/A | No | Class 20 | No | N/A | N/A | N/A | N/A | N/A | N/A | N/A | Available | N/A | N/A | http://www.toshiba-aircon.in.th/ | 0 | N/A | 0 | 0 | AAC5781 | Yes | Variable output compressor | Inverter | No | - | 22400 | 4.9 | - | 1790 | 11200 | No | - | - | - | 4478.6 | 24124.8 | Yes | 1450 | 11900 | No | - | - | 25000 | 5.21 | 1950 | 12500 | No | - | - | No | - | - | - | 6180 | 20000 | No | - | - | - | - | - | - | - | - | No | - | - | No | - | -
MMY-MUP1001HT8P-A | 0 | N/A | Toshiba | N/A | Non Ducted | vrf | N/A | Air | Air | Thailand,Japan | 7.016 | N/A | 28 | N/A | N/A | N/A | N/A | N/A | 6.976 | 31.5 | Enthalpy Test Room | 3.7616 | 4.259 | N/A | - | N/A | N/A | N/A | N/A | N/A | N/A | N/A | N/A | N/A | N/A | N/A | N/A | N/A | N/A | N/A | N/A | N/A | Three | R410A | Australia,Fiji,New Zealand | 136066 | 46068 | 0 | Approved | Reverse Cycle | N/A | No | Class 20 | No | N/A | N/A | N/A | N/A | N/A | N/A | N/A | Available | N/A | N/A | http://www.toshiba-aircon.in.th/ | 0 | N/A | 0 | 0 | AAC5776 | Yes | Variable output compressor | Inverter | No | - | 28000 | 7.016 | - | 2196 | 14000 | No | - | - | - | 6412.624 | 30156 | Yes | 1806 | 14400 | No | - | - | 31500 | 6.976 | 2636 | 15750 | No | - | - | No | - | - | - | 7306 | 23500 | No | - | - | - | - | - | - | - | - | No | - | - | No | - | -
RAS-07BAV-A1 / RAS-07BKV-A1 | 0 | N/A | Toshiba | N/A | Non Ducted | Single Split System | Wall Hung | Air | Air | Thailand | 0.49 | N/A | 2 | N/A | N/A | N/A | N/A | N/A | 0.55 | 2.5 | Calorimeter Room | 4.1677 | 4.5649 | N/A | - | N/A | N/A | N/A | N/A | N/A | N/A | N/A | N/A | N/A | N/A | N/A | N/A | N/A | N/A | N/A | N/A | N/A | Single | R410A | Australia,Fiji,New Zealand | 126782 | 45748 | 0 | Approved | Reverse Cycle | N/A | No | Class 8 | No | N/A | N/A | N/A | N/A | N/A | N/A | N/A | Available | N/A | N/A | http://www.toshiba-aircon.in.th/ | 0 | N/A | 0 | 0 | AAC4622 | Yes | Variable output compressor | Inverter | No | - | 2000 | 0.49 | - | 240 | 1000 | No | - | - | - | 447.86 | 2154 | No | 219.36 | 1077 | No | - | - | 2500 | 0.55 | 330 | 1250 | Yes | 150 | 700 | Yes | 1040 | 2400 | No | - | - | No | - | - | - | - | - | No | - | - | No | - | - | No | - | -
RAS-07E2AVG-A/RAS-07E2KV2G-A | 0 | N/A | Toshiba | N/A | Non Ducted | Single Split System | Wall Hung | Air | Air | Thailand | 0.53 | N/A | 2 | N/A | N/A | N/A | N/A | N/A | 0.64 | 2.5 | Calorimeter Room | 3.7669 | 3.9393 | N/A | - | N/A | N/A | N/A | N/A | N/A | N/A | N/A | N/A | N/A | N/A | N/A | N/A | N/A | N/A | N/A | N/A | N/A | Single | R32 | Australia,Fiji,New Zealand | 136175 | 46079 | 0 | Approved | Reverse Cycle | N/A | No | Class 8 | No | N/A | N/A | N/A | N/A | N/A | N/A | N/A | Available | N/A | N/A | http://www.toshiba-aircon.in.th/ | 0 | N/A | 0 | 0 | AAC5809 | Yes | Variable output compressor | Inverter | No | - | 2000 | 0.53 | - | 260 | 1000 | No | - | - | - | 484.42 | 2154 | No | 237.64 | 1077 | No | - | - | 2500 | 0.64 | 270 | 1250 | Yes | 200 | 900 | Yes | 820 | 1850 | No | - | - | No | - | - | - | - | - | No | - | - | No | - | - | No | - | -
RAS-07E2AVG-A/RAS-07E2KVG-A | 0 | N/A | Toshiba | N/A | Non Ducted | Single Split System | Wall Hung | Air | Air | Thailand | 0.53 | N/A | 2 | N/A | N/A | N/A | N/A | N/A | 0.64 | 2.5 | Calorimeter Room | 3.7669 | 3.9393 | N/A | - | N/A | N/A | N/A | N/A | N/A | N/A | N/A | N/A | N/A | N/A | N/A | N/A | N/A | N/A | N/A | N/A | N/A | Single | R32 | Australia,Fiji,New Zealand | 135820 | 46065 | 0 | Approved | Reverse Cycle | N/A | No | Class 8 | No | N/A | N/A | N/A | N/A | N/A | N/A | N/A | Available | N/A | N/A | http://www.toshiba-aircon.in.th/ | 0 | N/A | 0 | 0 | AAC5772 | Yes | Variable output compressor | Inverter | No | - | 2000 | 0.53 | - | 260 | 1000 | No | - | - | - | 484.42 | 2154 | No | 237.64 | 1077 | No | - | - | 2500 | 0.64 | 270 | 1250 | Yes | 200 | 900 | Yes | 820 | 1850 | No | - | - | No | - | - | - | - | - | No | - | - | No | - | - | No | - | -
RAS-07E2AVSG-A/RAS-07E2KVSG-A | 0 | N/A | Toshiba | N/A | Non Ducted | Single Split System | Wall Hung | Air | Air | Thailand | 0.53 | N/A | 2 | N/A | N/A | N/A | N/A | N/A | 0.55 | 2.5 | Calorimeter Room | 3.8438 | 4.3434 | N/A | - | N/A | N/A | N/A | N/A | N/A | N/A | N/A | N/A | N/A | N/A | N/A | N/A | N/A | N/A | N/A | N/A | N/A | Single | R32 | Australia,Fiji,New Zealand | 136745 | 46105 | 0 | Approved | Reverse Cycle | N/A | No | Class 8 | No | N/A | N/A | N/A | N/A | N/A | N/A | N/A | Available | N/A | N/A | http://www.toshiba-aircon.in.th/ | 0 | N/A | 0 | 0 | AAC5861 | Yes | Variable output compressor | Inverter | No | - | 2000 | 0.53 | - | 250 | 1000 | No | - | - | - | 484.42 | 2154 | No | 228.5 | 1077 | No | - | - | 2500 | 0.55 | 260 | 1250 | Yes | 170 | 700 | Yes | 1100 | 2800 | No | - | - | No | - | - | - | - | - | No | - | - | No | - | - | No | - | -
RAS-10E2AVG-A/RAS-10E2KV2G-A | 0 | N/A | Toshiba | N/A | Non Ducted | Single Split System | Wall Hung | Air | Air | Thailand | 0.6 | N/A | 2.5 | N/A | N/A | N/A | N/A | N/A | 0.75 | 3.2 | Calorimeter Room | 4.0732 | 4.1394 | N/A | - | N/A | N/A | N/A | N/A | N/A | N/A | N/A | N/A | N/A | N/A | N/A | N/A | N/A | N/A | N/A | N/A | N/A | Single | R32 | Australia,Fiji,New Zealand | 136177 | 46079 | 0 | Approved | Reverse Cycle | N/A | Yes | Class 8 | Yes | N/A | N/A | N/A | N/A | N/A | N/A | N/A | Available | N/A | N/A | http://www.toshiba-aircon.in.th/ | 0 | N/A | 0 | 0 | AAC5810 | Yes | Variable output compressor | Inverter | No | - | 2500 | 0.6 | - | 250 | 1250 | No | - | - | - | 548.4 | 2692.5 | No | 228.5 | 1346.25 | No | - | - | 3200 | 0.75 | 320 | 1600 | Yes | 200 | 1000 | Yes | 1250 | 3200 | No | - | - | No | - | - | - | - | - | No | - | - | No | - | - | No | - | -
RAS-10E2AVG-A/RAS-10E2KVG-A | 0 | N/A | Toshiba | N/A | Non Ducted | Single Split System | Wall Hung | Air | Air | Thailand | 0.6 | N/A | 2.5 | N/A | N/A | N/A | N/A | N/A | 0.75 | 3.2 | Calorimeter Room | 4.0732 | 4.1394 | N/A | - | N/A | N/A | N/A | N/A | N/A | N/A | N/A | N/A | N/A | N/A | N/A | N/A | N/A | N/A | N/A | N/A | N/A | Single | R32 | Australia,Fiji,New Zealand | 135821 | 46058 | 0 | Approved | Reverse Cycle | N/A | Yes | Class 8 | Yes | N/A | N/A | N/A | N/A | N/A | N/A | N/A | Available | N/A | N/A | http://www.toshiba-aircon.in.th/ | 0 | N/A | 0 | 0 | AAC5736 | Yes | Variable output compressor | Inverter | No | - | 2500 | 0.6 | - | 250 | 1250 | No | - | - | - | 548.4 | 2692.5 | No | 228.5 | 1346.25 | No | - | - | 3200 | 0.75 | 320 | 1600 | Yes | 200 | 1000 | Yes | 1250 | 3200 | No | - | - | No | - | - | - | - | - | No | - | - | No | - | - | No | - | -
RAS-10E2AVRG-A / RAS-B10E2KVRG-A | 0 | N/A | Toshiba | N/A | Non Ducted | Single Split System | Wall Hung | Air | Air | Thailand | 0.54 | N/A | 2.5 | N/A | N/A | N/A | N/A | N/A | 0.74 | 3.2 | Calorimeter Room | 4.4458 | 4.3564 | N/A | - | N/A | N/A | N/A | N/A | N/A | N/A | N/A | N/A | N/A | N/A | N/A | N/A | N/A | N/A | N/A | N/A | N/A | Single | R32 | Australia,Fiji,New Zealand | 143602 | 46368 | 0 | Approved | Reverse Cycle | N/A | Yes | Class 8 | Yes | N/A | N/A | N/A | N/A | N/A | N/A | N/A | Available | N/A | N/A | http://www.toshiba-aircon.in.th/ | 0 | N/A | 0 | 0 | AAC6396 | Yes | Variable output compressor | Inverter | No | - | 2500 | 0.54 | - | 230 | 1250 | No | - | - | - | 493.56 | 2692.5 | No | 210.22 | 1346.25 | No | - | - | 3200 | 0.74 | 280 | 1600 | No | - | - | Yes | 1100 | 3200 | No | - | - | No | - | - | - | - | - | No | - | - | No | - | - | No | - | -
RAS-10E2AVSG-A/RAS-10E2KVSG-A | 0 | N/A | Toshiba | N/A | Non Ducted | Single Split System | Wall Hung | Air | Air | Thailand | 0.6 | N/A | 2.5 | N/A | N/A | N/A | N/A | N/A | 0.73 | 3.2 | Calorimeter Room | 4.2349 | 4.4937 | N/A | - | N/A | N/A | N/A | N/A | N/A | N/A | N/A | N/A | N/A | N/A | N/A | N/A | N/A | N/A | N/A | N/A | N/A | Single | R32 | Australia,Fiji,New Zealand | 136747 | 46106 | 0 | Approved | Reverse Cycle | N/A | Yes | Class 8 | Yes | N/A | N/A | N/A | N/A | N/A | N/A | N/A | Available | N/A | N/A | http://www.toshiba-aircon.in.th/ | 0 | N/A | 0 | 0 | AAC5864 | Yes | Variable output compressor | Inverter | No | - | 2500 | 0.6 | - | 260 | 1250 | No | - | - | - | 548.4 | 2692.5 | No | 237.64 | 1346.25 | No | - | - | 3200 | 0.73 | 300 | 1600 | Yes | 180 | 900 | Yes | 1300 | 3800 | No | - | - | No | - | - | - | - | - | - | - | - | No | - | - | No | - | -
RAS-10U2AVSG-NZ/RAS-10U2FVG-NZ | 0 | N/A | TOSHIBA | N/A | Non Ducted | Single Split System | Floor Mounted | Air | Air | Thailand | 0.6 | N/A | 2.5 | N/A | N/A | N/A | N/A | N/A | 0.85 | 3.2 | Calorimeter Room | 4.2209 | 3.7811 | N/A | - | N/A | N/A | N/A | N/A | N/A | N/A | N/A | N/A | N/A | N/A | N/A | N/A | N/A | N/A | N/A | N/A | N/A | Single | R32 | Fiji,New Zealand | 126882 | 80502 | 0 | Approved | Reverse Cycle | N/A | No | Class 8 | No | N/A | N/A | N/A | N/A | N/A | N/A | N/A | Available | N/A | N/A | http://www.toshiba-carrier.co.th | http://www.toshibaheatpumps.com | N/A | 0 | 0 | ZAC0666 | Yes | Variable output compressor | Inverter | No | - | 2500 | 0.6 | - | 280 | 1250 | Yes | 220 | 900 | - | - | - | Yes | 220 | 1370 | - | 180 | 1150 | 3200 | 0.85 | 340 | 1600 | Yes | 190 | 800 | Yes | 1150 | 3300 | No | - | - | No | - | - | - | - | - | No | - | - | No | - | - | No | - | -
RAS-10U2AVSG-NZ/RAS-10U2FVG-NZ | 0 | N/A | Toshiba | N/A | Non Ducted | Single Split System | Floor Mounted | Air | Air | Thailand | 0.6 | N/A | 2.5 | N/A | N/A | N/A | N/A | N/A | 0.85 | 3.2 | Calorimeter Room | 4.2209 | 3.7811 | N/A | - | N/A | N/A | N/A | N/A | N/A | N/A | N/A | N/A | N/A | N/A | N/A | N/A | N/A | N/A | N/A | N/A | N/A | Single | R32 | Australia,Fiji,New Zealand | 146471 | 46510 | 0 | Approved | Reverse Cycle | N/A | No | Class 8 | No | N/A | N/A | N/A | N/A | N/A | N/A | N/A | Available | N/A | N/A | http://www.toshiba-aircon.in.th/ | 0 | N/A | 0 | 0 | AAC6652 | Yes | Variable output compressor | Inverter | No | - | 2500 | 0.6 | - | 280 | 1250 | Yes | 220 | 900 | - | 548.4 | 2692.5 | Yes | 220 | 1370 | - | 180 | 1150 | 3200 | 0.85 | 340 | 1600 | Yes | 190 | 800 | Yes | 1150 | 3300 | No | - | - | No | - | - | - | - | - | No | - | - | No | - | - | No | - | -
RAS-13BAV-A1/RAS-13BKV-A1 | 0 | N/A | Toshiba | N/A | Non Ducted | Single Split System | Wall Hung | Air | Air | Thailand | 0.82 | N/A | 3.5 | N/A | N/A | N/A | N/A | N/A | 1 | 4.2 | Calorimeter Room | 4.0585 | 4.0624 | N/A | - | N/A | N/A | N/A | N/A | N/A | N/A | N/A | N/A | N/A | N/A | N/A | N/A | N/A | N/A | N/A | N/A | N/A | Single | R410A | Australia,Fiji,New Zealand | 126834 | 45748 | 0 | Approved | Reverse Cycle | N/A | No | Class 8 | No | N/A | N/A | N/A | N/A | N/A | N/A | N/A | Available | N/A | N/A | http://www.toshiba-aircon.in.th/ | 0 | N/A | 0 | 0 | AAC4637 | Yes | Variable output compressor | Inverter | No | - | 3500 | 0.82 | - | 330 | 1750 | No | - | - | - | 749.48 | 3769.5 | No | 301.62 | 1884.75 | No | - | - | 4200 | 1 | 390 | 2100 | Yes | 340 | 1300 | Yes | 1510 | 4200 | No | - | - | No | - | - | - | - | - | No | - | - | No | - | - | No | - | -
RAS-13E2AVG-A/RAS-13E2KV2G-A | 0 | N/A | Toshiba | N/A | Non Ducted | Single Split System | Wall Hung | Air | Air | Thailand | 0.9 | N/A | 3.5 | N/A | N/A | N/A | N/A | N/A | 0.9 | 4 | Calorimeter Room | 3.9602 | 4.304 | N/A | - | N/A | N/A | N/A | N/A | N/A | N/A | N/A | N/A | N/A | N/A | N/A | N/A | N/A | N/A | N/A | N/A | N/A | Single | R32 | Australia,Fiji,New Zealand | 136178 | 46077 | 0 | Approved | Reverse Cycle | N/A | Yes | Class 8 | Yes | N/A | N/A | N/A | N/A | N/A | N/A | N/A | Available | N/A | N/A | http://www.toshiba-aircon.in.th/ | 0 | N/A | 0 | 0 | AAC5806 | Yes | Variable output compressor | Inverter | No | - | 3500 | 0.9 | - | 350 | 1750 | No | - | - | - | 822.6 | 3769.5 | No | 319.9 | 1884.75 | No | - | - | 4000 | 0.9 | 380 | 2000 | Yes | 230 | 1150 | Yes | 1250 | 3700 | No | - | - | No | - | - | - | - | - | No | - | - | No | - | - | No | - | -
RAS-13E2AVG-A/RAS-13E2KVG-A | 0 | N/A | Toshiba | N/A | Non Ducted | Single Split System | Wall Hung | Air | Air | Thailand | 0.9 | N/A | 3.5 | N/A | N/A | N/A | N/A | N/A | 0.9 | 4 | Calorimeter Room | 3.9602 | 4.304 | N/A | - | N/A | N/A | N/A | N/A | N/A | N/A | N/A | N/A | N/A | N/A | N/A | N/A | N/A | N/A | N/A | N/A | N/A | Single | R32 | Australia,Fiji,New Zealand | 135847 | 46058 | 0 | Approved | Reverse Cycle | N/A | Yes | Class 8 | Yes | N/A | N/A | N/A | N/A | N/A | N/A | N/A | Available | N/A | N/A | http://www.toshiba-aircon.in.th/ | 0 | N/A | 0 | 0 | AAC5737 | Yes | Variable output compressor | Inverter | No | - | 3500 | 0.9 | - | 350 | 1750 | No | - | - | - | 822.6 | 3769.5 | No | 319.9 | 1884.75 | No | - | - | 4000 | 0.9 | 380 | 2000 | Yes | 230 | 1150 | Yes | 1250 | 3700 | No | - | - | No | - | - | - | - | - | No | - | - | No | - | - | No | - | -
RAS-13E2AVRG-A / RAS-B13E2KVRG-A | 0 | N/A | Toshiba | N/A | Non Ducted | Single Split System | Wall Hung | Air | Air | Thailand | 0.8 | N/A | 3.5 | N/A | N/A | N/A | N/A | N/A | 1.08 | 4.2 | Calorimeter Room | 4.2448 | 3.9812 | N/A | - | N/A | N/A | N/A | N/A | N/A | N/A | N/A | N/A | N/A | N/A | N/A | N/A | N/A | N/A | N/A | N/A | N/A | Single | R32 | Australia,Fiji,New Zealand | 143604 | 46368 | 0 | Approved | Reverse Cycle | N/A | Yes | Class 8 | Yes | N/A | N/A | N/A | N/A | N/A | N/A | N/A | Available | N/A | N/A | http://www.toshiba-aircon.in.th/ | 0 | N/A | 0 | 0 | AAC6395 | Yes | Variable output compressor | Inverter | No | - | 3500 | 0.8 | - | 320 | 1750 | No | - | - | - | 731.2 | 3769.5 | No | 292.48 | 1884.75 | No | - | - | 4200 | 1.08 | 390 | 2100 | No | - | - | Yes | 1200 | 3400 | No | - | - | No | - | - | - | - | - | No | - | - | No | - | - | No | - | -
RAS-13E2AVSG-A / RAS-13E2KVSG-A | 0 | N/A | Toshiba | N/A | Non Ducted | Single Split System | Wall Hung | Air | Air | Thailand | 0.85 | N/A | 3.5 | N/A | N/A | N/A | N/A | N/A | 0.82 | 3.7 | Calorimeter Room | 4 | 4.4383 | N/A | - | N/A | N/A | N/A | N/A | N/A | N/A | N/A | N/A | N/A | N/A | N/A | N/A | N/A | N/A | N/A | N/A | N/A | Single | R32 | Australia,Fiji,New Zealand | 137891 | 46142 | 0 | Approved | Reverse Cycle | N/A | Yes | Class 8 | Yes | N/A | N/A | N/A | N/A | N/A | N/A | N/A | Available | N/A | N/A | http://www.toshiba-aircon.in.th/ | 0 | N/A | 0 | 0 | AAC5932 | Yes | Variable output compressor | Inverter | No | - | 3500 | 0.85 | - | 350 | 1750 | No | - | - | - | 776.9 | 3769.5 | No | 319.9 | 1884.75 | No | - | - | 3700 | 0.82 | 360 | 1850 | Yes | 190 | 900 | Yes | 1370 | 3900 | No | - | - | No | - | - | - | - | - | No | - | - | No | - | - | - | - | -
RAS-13E2AVSG-A/RAS-13E2KVSG-A | 0 | N/A | Toshiba | N/A | Non Ducted | Single Split System | Wall Hung | Air | Air | Thailand | 0.85 | N/A | 3.5 | N/A | N/A | N/A | N/A | N/A | 0.82 | 3.7 | Calorimeter Room | 4 | 4.4002 | N/A | - | N/A | N/A | N/A | N/A | N/A | N/A | N/A | N/A | N/A | N/A | N/A | N/A | N/A | N/A | N/A | N/A | N/A | Single | R32 | Australia,Fiji,New Zealand | 136804 | 46105 | 0 | Approved | Reverse Cycle | N/A | No | Class 8 | No | N/A | N/A | N/A | N/A | N/A | N/A | N/A | Unavailable | N/A | N/A | http://www.toshiba-aircon.in.th/ | 0 | N/A | 0 | 0 | AAC5863 | Yes | Variable output compressor | Inverter | No | - | 3500 | 0.85 | - | 350 | 1750 | No | - | - | - | 776.9 | 3769.5 | No | 319.9 | 1884.75 | No | - | - | 3700 | 0.82 | 360 | 1850 | Yes | 190 | 900 | Yes | 1370 | 3900 | No | - | - | No | - | - | - | - | - | No | - | - | No | - | - | No | - | -
RAS-13E2AVSG-A/RAS-13E2KVSG-A | 0 | N/A | TOSHIBA | N/A | Non Ducted | Single Split System | Wall Hung | Air | Air | Thailand | 0.85 | N/A | 3.5 | N/A | N/A | N/A | N/A | N/A | 0.82 | 3.7 | Calorimeter Room | 4 | 4.4383 | N/A | - | N/A | N/A | N/A | N/A | N/A | N/A | N/A | N/A | N/A | N/A | N/A | N/A | N/A | N/A | N/A | N/A | N/A | Single | R32 | New Zealand | 137531 | 80837 | 0 | Approved | Reverse Cycle | N/A | Yes | Class 8 | Yes | N/A | N/A | N/A | N/A | N/A | N/A | N/A | Available | N/A | N/A | http://www.toshiba-carrier.co.th | http://www.toshibaheatpumps.com | N/A | 0 | 0 | ZAC0728 | Yes | Variable output compressor | Inverter | No | - | 3500 | 0.85 | - | 350 | 1750 | No | - | - | - | - | - | No | - | - | No | - | - | 3700 | 0.82 | 360 | 1850 | Yes | 190 | 900 | Yes | 1370 | 3900 | No | - | - | No | - | - | - | - | - | No | - | - | No | - | - | No | - | -
RAS-13U2AVSG-NZ / RAS-13U2FVG-NZ | 0 | N/A | Toshiba | N/A | Non Ducted | Single Split System | Floor Mounted | Air | Air | Thailand | 1.1 | N/A | 4 | N/A | N/A | N/A | N/A | N/A | 1.15 | 4.2 | Calorimeter Room | 3.8736 | 3.6862 | N/A | - | N/A | N/A | N/A | N/A | N/A | N/A | N/A | N/A | N/A | N/A | N/A | N/A | N/A | N/A | N/A | N/A | N/A | Single | R32 | Australia,Fiji,New Zealand | 146472 | 46502 | 0 | Approved | Reverse Cycle | N/A | No | Class 9 | No | N/A | N/A | N/A | N/A | N/A | N/A | N/A | Available | N/A | N/A | http://www.toshiba-aircon.in.th/ | 0 | N/A | 0 | 0 | AAC6620 | Yes | Variable output compressor | Inverter | No | - | 4000 | 1.1 | - | 410 | 2000 | No | - | - | - | 1005.4 | 4308 | Yes | 330 | 2200 | No | - | - | 4200 | 1.15 | 450 | 2100 | Yes | 200 | 1100 | Yes | 1250 | 3500 | No | - | - | No | - | - | - | - | - | No | - | - | No | - | - | No | - | -
RAS-13U2AVSG-NZ/RAS-13U2FVG-NZ | 0 | N/A | TOSHIBA | N/A | Non Ducted | Single Split System | Floor Mounted | Air | Air | Thailand | 1.1 | N/A | 4 | N/A | N/A | N/A | N/A | N/A | 1.15 | 4.2 | Calorimeter Room | 3.8736 | 3.6862 | N/A | - | N/A | N/A | N/A | N/A | N/A | N/A | N/A | N/A | N/A | N/A | N/A | N/A | N/A | N/A | N/A | N/A | N/A | Single | R32 | Fiji,New Zealand | 128670 | 80502 | 0 | Approved | Reverse Cycle | N/A | No | Class 9 | No | N/A | N/A | N/A | N/A | N/A | N/A | N/A | Available | N/A | N/A | http://www.toshiba-carrier.co.th | http://www.toshibaheatpumps.com | N/A | 0 | 0 | ZAC0667 | Yes | Variable output compressor | Inverter | No | - | 4000 | 1.1 | - | 410 | 2000 | No | - | - | - | - | - | Yes | 330 | 2200 | No | - | - | 4200 | 1.15 | 450 | 2100 | Yes | 200 | 1100 | Yes | 1250 | 3500 | No | - | - | No | - | - | - | - | - | No | - | - | No | - | - | No | - | -
RAS-16BAV-A1/RAS-16BKV-A1 | 0 | N/A | Toshiba | N/A | Non Ducted | Single Split System | Wall Hung | Air | Air | Thailand | 1.14 | N/A | 4.2 | N/A | N/A | N/A | N/A | N/A | 1.46 | 5.2 | Calorimeter Room | 3.5692 | 3.4328 | N/A | - | N/A | N/A | N/A | N/A | N/A | N/A | N/A | N/A | N/A | N/A | N/A | N/A | N/A | N/A | N/A | N/A | N/A | Single | R410A | Australia,Fiji,New Zealand | 126836 | 45748 | 0 | Approved | Reverse Cycle | N/A | No | Class 9 | No | N/A | N/A | N/A | N/A | N/A | N/A | N/A | Available | N/A | N/A | http://www.toshiba-aircon.in.th/ | 0 | N/A | 0 | 0 | AAC4638 | Yes | Variable output compressor | Inverter | No | - | 4200 | 1.14 | - | 410 | 2100 | No | - | - | - | 1041.96 | 4523.4 | No | 374.74 | 2261.7 | No | - | - | 5200 | 1.46 | 580 | 2600 | Yes | 230 | 1300 | Yes | 1670 | 4300 | No | - | - | No | - | - | - | - | - | No | - | - | No | - | - | No | - | -
RAS-16E2AVG-A/RAS-16E2KV2G-A | 0 | N/A | Toshiba | N/A | Non Ducted | Single Split System | Wall Hung | Air | Air | Thailand | 1.3 | N/A | 4.2 | N/A | N/A | N/A | N/A | N/A | 1.43 | 5.4 | Calorimeter Room | 3.2522 | 3.5388 | N/A | - | N/A | N/A | N/A | N/A | N/A | N/A | N/A | N/A | N/A | N/A | N/A | N/A | N/A | N/A | N/A | N/A | N/A | Single | R32 | Australia,Fiji,New Zealand | 136186 | 46079 | 0 | Approved | Reverse Cycle | N/A | Yes | Class 9 | Yes | N/A | N/A | N/A | N/A | N/A | N/A | N/A | Available | N/A | N/A | http://www.toshiba-aircon.in.th/ | 0 | N/A | 0 | 0 | AAC5813 | Yes | Variable output compressor | Inverter | No | - | 4200 | 1.3 | - | 450 | 2100 | No | - | - | - | 1188.2 | 4523.4 | No | 411.3 | 2261.7 | No | - | - | 5400 | 1.43 | 550 | 2700 | Yes | 250 | 1300 | Yes | 1560 | 4200 | No | - | - | No | - | - | - | - | - | No | - | - | No | - | - | No | - | -
RAS-16E2AVG-A/RAS-16E2KVG-A | 0 | N/A | Toshiba | N/A | Non Ducted | Single Split System | Wall Hung | Air | Air | Thailand | 1.3 | N/A | 4.2 | N/A | N/A | N/A | N/A | N/A | 1.43 | 5.4 | Calorimeter Room | 3.2522 | 3.5388 | N/A | - | N/A | N/A | N/A | N/A | N/A | N/A | N/A | N/A | N/A | N/A | N/A | N/A | N/A | N/A | N/A | N/A | N/A | Single | R32 | Australia,Fiji,New Zealand | 135866 | 46064 | 0 | Approved | Reverse Cycle | N/A | Yes | Class 9 | Yes | N/A | N/A | N/A | N/A | N/A | N/A | N/A | Available | N/A | N/A | http://www.toshiba-aircon.in.th/ | 0 | N/A | 0 | 0 | AAC5764 | Yes | Variable output compressor | Inverter | No | - | 4200 | 1.3 | - | 450 | 2100 | No | - | - | - | 1188.2 | 4523.4 | No | 411.3 | 2261.7 | No | - | - | 5400 | 1.43 | 550 | 2700 | Yes | 250 | 1300 | Yes | 1560 | 4200 | No | - | - | No | - | - | - | - | - | No | - | - | No | - | - | No | - | -
RAS-16E2AVRG-A / RAS-B16E2KVRG-A | 0 | N/A | Toshiba | N/A | Non Ducted | Single Split System | Wall Hung | Air | Air | Thailand | 1.35 | N/A | 4.6 | N/A | N/A | N/A | N/A | N/A | 1.52 | 5.5 | Calorimeter Room | 3.4191 | 3.4469 | N/A | - | N/A | N/A | N/A | N/A | N/A | N/A | N/A | N/A | N/A | N/A | N/A | N/A | N/A | N/A | N/A | N/A | N/A | Single | R32 | Australia,Fiji,New Zealand | 143605 | 46370 | 0 | Approved | Reverse Cycle | N/A | Yes | Class 9 | Yes | N/A | N/A | N/A | N/A | N/A | N/A | N/A | Available | N/A | N/A | http://www.toshiba-aircon.in.th/ | 0 | N/A | 0 | 0 | AAC6398 | Yes | Variable output compressor | Inverter | No | - | 4600 | 1.35 | - | 500 | 2300 | No | - | - | - | 1233.9 | 4954.2 | No | 457 | 2477.1 | No | - | - | 5500 | 1.52 | 640 | 2750 | No | - | - | Yes | 1500 | 3800 | No | - | - | No | - | - | - | - | - | No | - | - | No | - | - | No | - | -
RAS-16E2AVSG-A/RAS-16E2KVSG-A | 0 | N/A | Toshiba | N/A | Non Ducted | Single Split System | Wall Hung | Air | Air | Thailand | 1.13 | N/A | 4.2 | N/A | N/A | N/A | N/A | N/A | 1.43 | 5.4 | Calorimeter Room | 3.7896 | 3.7097 | N/A | - | N/A | N/A | N/A | N/A | N/A | N/A | N/A | N/A | N/A | N/A | N/A | N/A | N/A | N/A | N/A | N/A | N/A | Single | R32 | Australia,Fiji,New Zealand | 136805 | 46106 | 0 | Approved | Reverse Cycle | N/A | Yes | Class 9 | Yes | N/A | N/A | N/A | N/A | N/A | N/A | N/A | Available | N/A | N/A | http://www.toshiba-aircon.in.th/ | 0 | N/A | 0 | 0 | AAC5865 | Yes | Variable output compressor | Inverter | No | - | 4200 | 1.13 | - | 390 | 2100 | No | - | - | - | 1032.82 | 4523.4 | No | 356.46 | 2261.7 | No | - | - | 5400 | 1.43 | 550 | 2700 | Yes | 240 | 1300 | Yes | 1490 | 4300 | No | - | - | No | - | - | - | - | - | No | - | - | No | - | - | No | - | -
RAS-18BAV-A1 / RAS-18BKV-A1 | 0 | N/A | Toshiba | N/A | Non Ducted | Single Split System | Wall Hung | Air | Air | Thailand | 1.18 | N/A | 5 | N/A | N/A | N/A | N/A | N/A | 1.32 | 5.7 | Calorimeter Room | 4.1964 | 4.2462 | N/A | - | N/A | N/A | N/A | N/A | N/A | N/A | N/A | N/A | N/A | N/A | N/A | N/A | N/A | N/A | N/A | N/A | N/A | Single | R410A | Australia,Fiji,New Zealand | 127204 | 45748 | 0 | Approved | Reverse Cycle | N/A | No | Class 9 | No | N/A | N/A | N/A | N/A | N/A | N/A | N/A | Available | N/A | N/A | http://www.toshiba-aircon.in.th/ | 0 | N/A | 0 | 0 | AAC4639 | Yes | Variable output compressor | Inverter | No | - | 5000 | 1.18 | - | 410 | 2500 | No | - | - | - | 1078.52 | 5385 | No | 374.74 | 2692.5 | No | - | - | 5700 | 1.32 | 500 | 2850 | Yes | 270 | 1650 | Yes | 1400 | 5600 | No | - | - | No | - | - | - | - | - | No | - | - | No | - | - | No | - | -
RAS-18E2AVG-A/RAS-18E2KV2G-A | 0 | N/A | Toshiba | N/A | Non Ducted | Single Split System | Wall Hung | Air | Air | Thailand | 1.5 | N/A | 5 | N/A | N/A | N/A | N/A | N/A | 1.6 | 5.6 | Calorimeter Room | 3.2693 | 3.4679 | N/A | - | N/A | N/A | N/A | N/A | N/A | N/A | N/A | N/A | N/A | N/A | N/A | N/A | N/A | N/A | N/A | N/A | N/A | Single | R32 | Australia,Fiji,New Zealand | 136187 | 46079 | 0 | Approved | Reverse Cycle | N/A | Yes | Class 9 | Yes | N/A | N/A | N/A | N/A | N/A | N/A | N/A | Available | N/A | N/A | http://www.toshiba-aircon.in.th/ | 0 | N/A | 0 | 0 | AAC5811 | Yes | Variable output compressor | Inverter | No | - | 5000 | 1.5 | - | 540 | 2500 | No | - | - | - | 1371 | 5385 | No | 493.56 | 2692.5 | No | - | - | 5600 | 1.6 | 600 | 2800 | Yes | 250 | 1400 | Yes | 1500 | 4200 | No | - | - | No | - | - | - | - | - | No | - | - | No | - | - | No | - | -
RAS-18E2AVG-A/RAS-18E2KVG-A | 0 | N/A | Toshiba | N/A | Non Ducted | Single Split System | Wall Hung | Air | Air | Thailand | 1.5 | N/A | 5 | N/A | N/A | N/A | N/A | N/A | 1.6 | 5.6 | Calorimeter Room | 3.2693 | 3.4679 | N/A | - | N/A | N/A | N/A | N/A | N/A | N/A | N/A | N/A | N/A | N/A | N/A | N/A | N/A | N/A | N/A | N/A | N/A | Single | R32 | Australia,Fiji,New Zealand | 135867 | 46058 | 0 | Approved | Reverse Cycle | N/A | Yes | Class 9 | Yes | N/A | N/A | N/A | N/A | N/A | N/A | N/A | Available | N/A | N/A | http://www.toshiba-aircon.in.th/ | 0 | N/A | 0 | 0 | AAC5738 | Yes | Variable output compressor | Inverter | No | - | 5000 | 1.5 | - | 540 | 2500 | No | - | - | - | 1371 | 5385 | No | 493.56 | 2692.5 | No | - | - | 5600 | 1.6 | 600 | 2800 | Yes | 250 | 1400 | Yes | 1500 | 4200 | No | - | - | No | - | - | - | - | - | No | - | - | No | - | - | No | - | -
RAS-18E2AVSG-A/RAS-18E2KVSG-A | 0 | N/A | Toshiba | N/A | Non Ducted | Single Split System | Wall Hung | Air | Air | Thailand | 1.3 | N/A | 5 | N/A | N/A | N/A | N/A | N/A | 1.4 | 5.8 | Calorimeter Room | 3.9626 | 4.0548 | N/A | - | N/A | N/A | N/A | N/A | N/A | N/A | N/A | N/A | N/A | N/A | N/A | N/A | N/A | N/A | N/A | N/A | N/A | Single | R32 | Australia,Fiji,New Zealand | 136813 | 46106 | 0 | Approved | Reverse Cycle | N/A | Yes | Class 9 | Yes | N/A | N/A | N/A | N/A | N/A | N/A | N/A | Available | N/A | N/A | http://www.toshiba-aircon.in.th/ | 0 | N/A | 0 | 0 | AAC5866 | Yes | Variable output compressor | Inverter | No | - | 5000 | 1.3 | - | 460 | 2500 | No | - | - | - | 1188.2 | 5385 | No | 420.44 | 2692.5 | No | - | - | 5800 | 1.4 | 540 | 2900 | Yes | 190 | 1000 | Yes | 1950 | 5600 | No | - | - | No | - | - | - | - | - | No | - | - | No | - | - | No | - | -
RAS-18U2AVSG-NZ/RAS-18U2FVG-NZ | 0 | N/A | TOSHIBA | N/A | Non Ducted | Single Split System | Floor Mounted | Air | Air | Thailand | 1.4 | N/A | 5 | N/A | N/A | N/A | N/A | N/A | 1.65 | 5.8 | Calorimeter Room | 3.4584 | 3.3203 | N/A | - | N/A | N/A | N/A | N/A | N/A | N/A | N/A | N/A | N/A | N/A | N/A | N/A | N/A | N/A | N/A | N/A | N/A | Single | R32 | Fiji,New Zealand | 128777 | 80502 | 0 | Approved | Reverse Cycle | N/A | No | Class 9 | No | N/A | N/A | N/A | N/A | N/A | N/A | N/A | Available | N/A | N/A | http://www.toshiba-carrier.co.th | http://www.toshibaheatpumps.com | N/A | 0 | 0 | ZAC0668 | Yes | Variable output compressor | Inverter | No | - | 5000 | 1.4 | - | 600 | 2500 | Yes | 580 | 2300 | - | - | - | Yes | 440 | 2700 | - | 400 | 2500 | 5800 | 1.65 | 700 | 2900 | Yes | 440 | 2350 | Yes | 2500 | 5800 | No | - | - | No | - | - | - | - | - | Yes | 2900 | 5800 | No | - | - | No | - | -
RAS-18U2AVSG-NZ/RAS-18U2FVG-NZ | 0 | N/A | Toshiba | N/A | Non Ducted | Single Split System | Floor Mounted | Air | Air | Thailand | 1.4 | N/A | 5 | N/A | N/A | N/A | N/A | N/A | 1.65 | 5.8 | Calorimeter Room | 3.4584 | 3.3203 | N/A | - | N/A | N/A | N/A | N/A | N/A | N/A | N/A | N/A | N/A | N/A | N/A | N/A | N/A | N/A | N/A | N/A | N/A | Single | R32 | Australia,Fiji,New Zealand | 146473 | 46510 | 0 | Approved | Reverse Cycle | N/A | No | Class 9 | No | N/A | N/A | N/A | N/A | N/A | N/A | N/A | Available | N/A | N/A | http://www.toshiba-aircon.in.th/ | 0 | N/A | 0 | 0 | AAC6653 | Yes | Variable output compressor | Inverter | No | - | 5000 | 1.4 | - | 600 | 2500 | Yes | 580 | 2300 | - | 1279.6 | 5385 | Yes | 440 | 2700 | - | 400 | 2500 | 5800 | 1.65 | 700 | 2900 | Yes | 440 | 2350 | Yes | 2500 | 5800 | No | - | - | No | - | - | - | - | - | Yes | 2900 | 5800 | No | - | - | No | - | -
RAS-22BAV-A1 / RAS-22BKV-A1 | 0 | N/A | Toshiba | N/A | Non Ducted | Single Split System | Wall Hung | Air | Air | Thailand | 1.7 | N/A | 6 | N/A | N/A | N/A | N/A | N/A | 1.85 | 7 | Calorimeter Room | 3.5399 | 3.8495 | N/A | - | N/A | N/A | N/A | N/A | N/A | N/A | N/A | N/A | N/A | N/A | N/A | N/A | N/A | N/A | N/A | N/A | N/A | Single | R410A | Australia,Fiji,New Zealand | 127210 | 45748 | 0 | Approved | Reverse Cycle | N/A | No | Class 9 | No | N/A | N/A | N/A | N/A | N/A | N/A | N/A | Available | N/A | N/A | http://www.toshiba-aircon.in.th/ | 0 | N/A | 0 | 0 | AAC4623 | Yes | Variable output compressor | Inverter | No | - | 6000 | 1.7 | - | 600 | 3000 | No | - | - | - | 1553.8 | 6462 | No | 548.4 | 3231 | No | - | - | 7000 | 1.85 | 650 | 3500 | Yes | 330 | 2100 | Yes | 1890 | 5700 | No | - | - | No | - | - | - | - | - | No | - | - | No | - | - | No | - | -
RAS-22E2AVG-A/RAS-22E2KV2G-A | 0 | N/A | Toshiba | N/A | Non Ducted | Single Split System | Wall Hung | Air | Air | Thailand | 1.9 | N/A | 6 | N/A | N/A | N/A | N/A | N/A | 1.9 | 6.9 | Calorimeter Room | 3.1655 | 3.655 | N/A | - | N/A | N/A | N/A | N/A | N/A | N/A | N/A | N/A | N/A | N/A | N/A | N/A | N/A | N/A | N/A | N/A | N/A | Single | R32 | Australia,Fiji,New Zealand | 136189 | 46079 | 0 | Approved | Reverse Cycle | N/A | Yes | Class 9 | Yes | N/A | N/A | N/A | N/A | N/A | N/A | N/A | Available | N/A | N/A | http://www.toshiba-aircon.in.th/ | 0 | N/A | 0 | 0 | AAC5812 | Yes | Variable output compressor | Inverter | No | - | 6000 | 1.9 | - | 630 | 3000 | No | - | - | - | 1736.6 | 6462 | No | 575.82 | 3231 | No | - | - | 6900 | 1.9 | 700 | 3450 | Yes | 260 | 1600 | Yes | 1720 | 5100 | No | - | - | No | - | - | - | - | - | No | - | - | No | - | - | No | - | -
RAS-22E2AVG-A/RAS-22E2KVG-A | 0 | N/A | Toshiba | N/A | Non Ducted | Single Split System | Wall Hung | Air | Air | Thailand | 1.9 | N/A | 6 | N/A | N/A | N/A | N/A | N/A | 1.9 | 6.9 | Calorimeter Room | 3.1655 | 3.655 | N/A | - | N/A | N/A | N/A | N/A | N/A | N/A | N/A | N/A | N/A | N/A | N/A | N/A | N/A | N/A | N/A | N/A | N/A | Single | R32 | Australia,Fiji,New Zealand | 135868 | 46064 | 0 | Approved | Reverse Cycle | N/A | Yes | Class 9 | Yes | N/A | N/A | N/A | N/A | N/A | N/A | N/A | Available | N/A | N/A | http://www.toshiba-aircon.in.th/ | 0 | N/A | 0 | 0 | AAC5765 | Yes | Variable output compressor | Inverter | No | - | 6000 | 1.9 | - | 630 | 3000 | No | - | - | - | 1736.6 | 6462 | No | 575.82 | 3231 | No | - | - | 6900 | 1.9 | 700 | 3450 | Yes | 260 | 1600 | Yes | 1720 | 5100 | No | - | - | No | - | - | - | - | - | No | - | - | No | - | - | No | - | -
RAS-22E2AVSG-A/RAS-22E2KVSG-A | 0 | N/A | Toshiba | N/A | Non Ducted | Single Split System | Wall Hung | Air | Air | Thailand | 1.57 | N/A | 6 | N/A | N/A | N/A | N/A | N/A | 1.69 | 6.9 | Calorimeter Room | 3.7698 | 3.9094 | N/A | - | N/A | N/A | N/A | N/A | N/A | N/A | N/A | N/A | N/A | N/A | N/A | N/A | N/A | N/A | N/A | N/A | N/A | Single | R32 | Australia,Fiji,New Zealand | 136837 | 46106 | 0 | Approved | Reverse Cycle | N/A | Yes | Class 9 | Yes | N/A | N/A | N/A | N/A | N/A | N/A | N/A | Available | N/A | N/A | http://www.toshiba-aircon.in.th/ | 0 | N/A | 0 | 0 | AAC5867 | Yes | Variable output compressor | Inverter | No | - | 6000 | 1.57 | - | 560 | 3000 | No | - | - | - | 1434.98 | 6462 | No | 511.84 | 3231 | No | - | - | 6900 | 1.69 | 650 | 3450 | Yes | 220 | 1000 | Yes | 2200 | 6100 | No | - | - | No | - | - | - | - | - | No | - | - | No | - | - | No | - | -
RAS-24BAV-A1 / RAS-24BKV-A1 | 0 | N/A | Toshiba | N/A | Non Ducted | Single Split System | Wall Hung | Air | Air | Thailand | 2.1 | N/A | 7.1 | N/A | N/A | N/A | N/A | N/A | 2.3 | 8 | Calorimeter Room | 3.1696 | 3.6425 | N/A | - | N/A | N/A | N/A | N/A | N/A | N/A | N/A | N/A | N/A | N/A | N/A | N/A | N/A | N/A | N/A | N/A | N/A | Single | R410A | Australia,Fiji,New Zealand | 127211 | 45748 | 0 | Approved | Reverse Cycle | N/A | No | Class 9 | No | N/A | N/A | N/A | N/A | N/A | N/A | N/A | Available | N/A | N/A | http://www.toshiba-aircon.in.th/ | 0 | N/A | 0 | 0 | AAC4643 | Yes | Variable output compressor | Inverter | No | - | 7100 | 2.1 | - | 750 | 3550 | No | - | - | - | 1919.4 | 7646.7 | No | 685.5 | 3823.35 | No | - | - | 8000 | 2.3 | 750 | 4000 | Yes | 310 | 1650 | Yes | 2040 | 6100 | No | - | - | No | - | - | - | - | - | No | - | - | No | - | - | No | - | -
RAS-24E2AVG-A/RAS-24E2KV2G-A | 0 | N/A | Toshiba | N/A | Non Ducted | Single Split System | Wall Hung | Air | Air | Thailand | 2.25 | N/A | 7.1 | N/A | N/A | N/A | N/A | N/A | 2.4 | 8 | Calorimeter Room | 3.0752 | 3.4702 | N/A | - | N/A | N/A | N/A | N/A | N/A | N/A | N/A | N/A | N/A | N/A | N/A | N/A | N/A | N/A | N/A | N/A | N/A | Single | R32 | Australia,Fiji,New Zealand | 136190 | 46077 | 0 | Approved | Reverse Cycle | N/A | Yes | Class 9 | Yes | N/A | N/A | N/A | N/A | N/A | N/A | N/A | Available | N/A | N/A | http://www.toshiba-aircon.in.th/ | 0 | N/A | 0 | 0 | AAC5807 | Yes | Variable output compressor | Inverter | No | - | 7100 | 2.25 | - | 770 | 3550 | No | - | - | - | 2056.5 | 7646.7 | No | 703.78 | 3823.35 | No | - | - | 8000 | 2.4 | 750 | 4000 | Yes | 320 | 1700 | Yes | 1840 | 5500 | No | - | - | No | - | - | - | - | - | No | - | - | No | - | - | No | - | -
RAS-24E2AVG-A/RAS-24E2KVG-A | 0 | N/A | Toshiba | N/A | Non Ducted | Single Split System | Wall Hung | Air | Air | Thailand | 2.25 | N/A | 7.1 | N/A | N/A | N/A | N/A | N/A | 2.4 | 8 | Calorimeter Room | 3.0752 | 3.4702 | N/A | - | N/A | N/A | N/A | N/A | N/A | N/A | N/A | N/A | N/A | N/A | N/A | N/A | N/A | N/A | N/A | N/A | N/A | Single | R32 | Australia,Fiji,New Zealand | 135870 | 46064 | 0 | Approved | Reverse Cycle | N/A | Yes | Class 9 | Yes | N/A | N/A | N/A | N/A | N/A | N/A | N/A | Available | N/A | N/A | http://www.toshiba-aircon.in.th/ | 0 | N/A | 0 | 0 | AAC5766 | Yes | Variable output compressor | Inverter | No | - | 7100 | 2.25 | - | 770 | 3550 | No | - | - | - | 2056.5 | 7646.7 | No | 703.78 | 3823.35 | No | - | - | 8000 | 2.4 | 750 | 4000 | Yes | 320 | 1700 | Yes | 1840 | 5500 | No | - | - | No | - | - | - | - | - | No | - | - | No | - | - | No | - | -
RAS-24E2AVSG-A/RAS-24E2KVSG-A | 0 | N/A | Toshiba | N/A | Non Ducted | Single Split System | Wall Hung | Air | Air | Thailand | 2 | N/A | 7.1 | N/A | N/A | N/A | N/A | N/A | 2.07 | 8 | Calorimeter Room | 3.4195 | 3.7262 | N/A | - | N/A | N/A | N/A | N/A | N/A | N/A | N/A | N/A | N/A | N/A | N/A | N/A | N/A | N/A | N/A | N/A | N/A | Single | R32 | Australia,Fiji,New Zealand | 136841 | 46106 | 0 | Approved | Reverse Cycle | N/A | Yes | Class 9 | Yes | N/A | N/A | N/A | N/A | N/A | N/A | N/A | Available | N/A | N/A | http://www.toshiba-aircon.in.th/ | 0 | N/A | 0 | 0 | AAC5868 | Yes | Variable output compressor | Inverter | No | - | 7100 | 2 | - | 720 | 3550 | No | - | - | - | 1828 | 7646.7 | No | 658.08 | 3823.35 | No | - | - | 8000 | 2.07 | 850 | 4000 | Yes | 300 | 1700 | Yes | 2300 | 6600 | No | - | - | No | - | - | - | - | - | No | - | - | - | - | - | No | - | -
RAS-2M18U2AVG-A | 0 | N/A | Toshiba | N/A | Non Ducted | fixed | N/A | Air | Air | Thailand | 1.34 | N/A | 5.2 | N/A | N/A | N/A | N/A | N/A | 1.19 | 5.6 | Enthalpy Test Room | 4.2839 | 5.0393 | N/A | - | N/A | N/A | N/A | N/A | N/A | N/A | N/A | N/A | N/A | N/A | N/A | N/A | N/A | N/A | N/A | N/A | N/A | Single | R32 | Australia,Fiji,New Zealand | 138566 | 46170 | 0 | Approved | Reverse Cycle | N/A | No | Class 19 | No | N/A | N/A | N/A | N/A | N/A | N/A | N/A | Available | N/A | N/A | http://www.toshiba-aircon.in.th/ | 0 | N/A | 0 | 0 | AAC6013 | Yes | Variable output compressor | Inverter | No | - | 5200 | 1.34 | - | 500 | 2600 | No | - | - | - | 1224.76 | 5600.4 | No | 457 | 2800.2 | No | - | - | 5600 | 1.19 | 500 | 2800 | No | - | - | Yes | 1130 | 4580 | No | - | - | No | - | - | - | - | - | No | - | - | No | - | - | No | - | -
RAS-30E2AVG-A / RAS-30E2KVG-A | 0 | N/A | Toshiba | N/A | Non Ducted | Single Split System | Wall Hung | Air | Air | Thailand | 2.4 | N/A | 8 | N/A | N/A | N/A | N/A | N/A | 2.55 | 9 | Calorimeter Room | 3.4475 | 3.5494 | N/A | - | N/A | N/A | N/A | N/A | N/A | N/A | N/A | N/A | N/A | N/A | N/A | N/A | N/A | N/A | N/A | N/A | N/A | Single | R32 | Australia,Fiji,New Zealand | 137887 | 46142 | 0 | Approved | Reverse Cycle | N/A | Yes | Class 9 | Yes | N/A | N/A | N/A | N/A | N/A | N/A | N/A | Available | N/A | N/A | http://www.toshiba-aircon.in.th/ | 0 | N/A | 0 | 0 | AAC5931 | Yes | Variable output compressor | Inverter | No | - | 8000 | 2.4 | - | 850 | 4000 | No | - | - | - | 2193.6 | 8616 | No | 776.9 | 4308 | No | - | - | 9000 | 2.55 | 900 | 4500 | No | - | - | Yes | 2700 | 7900 | No | - | - | No | - | - | - | - | - | No | - | - | No | - | - | No | - | -
RAS-30E2AVG-A/RAS-30E2KVG-A | 0 | N/A | Toshiba | N/A | Non Ducted | Single Split System | Wall Hung | Air | Air | Thailand | 2.4 | N/A | 8 | N/A | N/A | N/A | N/A | N/A | 2.6 | 9 | Calorimeter Room | 3.4475 | 3.5494 | N/A | - | N/A | N/A | N/A | N/A | N/A | N/A | N/A | N/A | N/A | N/A | N/A | N/A | N/A | N/A | N/A | N/A | N/A | Single | R32 | Australia,Fiji,New Zealand | 136479 | 46096 | 0 | Approved | Reverse Cycle | N/A | No | Class 9 | No | N/A | N/A | N/A | N/A | N/A | N/A | N/A | Unavailable | N/A | N/A | http://www.toshiba-aircon.in.th/ | 0 | N/A | 0 | 0 | AAC5835 | Yes | Variable output compressor | Inverter | No | - | 8000 | 2.4 | - | 850 | 4000 | No | - | - | - | 2193.6 | 8616 | No | 776.9 | 4308 | No | - | - | 9000 | 2.6 | 900 | 4500 | No | - | - | Yes | 2700 | 7900 | No | - | - | No | - | - | - | - | - | No | - | - | No | - | - | No | - | -
RAS-30E2AVG-A/RAS-30E2KVG-A | 0 | N/A | TOSHIBA | N/A | Non Ducted | Single Split System | Wall Hung | Air | Air | Thailand | 2.4 | N/A | 8 | N/A | N/A | N/A | N/A | N/A | 2.55 | 9 | Calorimeter Room | 3.4475 | 3.5494 | N/A | - | N/A | N/A | N/A | N/A | N/A | N/A | N/A | N/A | N/A | N/A | N/A | N/A | N/A | N/A | N/A | N/A | N/A | Single | R32 | Fiji,New Zealand | 137534 | 80837 | 0 | Approved | Reverse Cycle | N/A | No | Class 9 | No | N/A | N/A | N/A | N/A | N/A | N/A | N/A | Available | N/A | N/A | http://www.toshiba-carrier.co.th | http://www.toshibaheatpumps.com | N/A | 0 | 0 | ZAC0729 | Yes | Variable output compressor | Inverter | No | - | 8000 | 2.4 | - | 850 | 4000 | No | - | - | - | - | - | No | - | - | No | - | - | 9000 | 2.55 | 900 | 4500 | No | - | - | Yes | 2700 | 7900 | No | - | - | No | - | - | - | - | - | No | - | - | No | - | - | No | - | -
RAS-34E2AVG-A/RAS-34E2KVG-A | 0 | N/A | Toshiba | N/A | Non Ducted | Single Split System | Wall Hung | Air | Air | Thailand | 2.7 | N/A | 9 | N/A | N/A | N/A | N/A | N/A | 2.8 | 10 | Calorimeter Room | 3.4084 | 3.5884 | N/A | - | N/A | N/A | N/A | N/A | N/A | N/A | N/A | N/A | N/A | N/A | N/A | N/A | N/A | N/A | N/A | N/A | N/A | Single | R32 | Australia,Fiji,New Zealand | 136483 | 46096 | 0 | Approved | Reverse Cycle | N/A | Yes | Class 9 | Yes | N/A | N/A | N/A | N/A | N/A | N/A | N/A | Unavailable | N/A | N/A | http://www.toshiba-aircon.in.th/ | 0 | N/A | 0 | 0 | AAC5836 | Yes | Variable output compressor | Inverter | No | - | 9000 | 2.7 | - | 950 | 4500 | No | - | - | - | 2467.8 | 9693 | No | 868.3 | 4846.5 | No | - | - | 10000 | 2.8 | 1000 | 5000 | No | - | - | Yes | 3050 | 8700 | No | - | - | No | - | - | - | - | - | No | - | - | No | - | - | No | - | -
RAS-36E2AVG-A/RAS-36E2KVG-A | 0 | N/A | Toshiba | N/A | Non Ducted | Single Split System | Wall Hung | Air | Air | Thailand | 3.2 | N/A | 10 | N/A | N/A | N/A | N/A | N/A | 3.4 | 11.5 | Calorimeter Room | 3.1996 | 3.4185 | N/A | - | N/A | N/A | N/A | N/A | N/A | N/A | N/A | N/A | N/A | N/A | N/A | N/A | N/A | N/A | N/A | N/A | N/A | Single | R32 | Australia,Fiji,New Zealand | 136485 | 46097 | 0 | Approved | Reverse Cycle | N/A | Yes | Class 11 | Yes | N/A | N/A | N/A | N/A | N/A | N/A | N/A | Available | N/A | N/A | http://www.toshiba-aircon.in.th/ | 0 | N/A | 0 | 0 | AAC5837 | Yes | Variable output compressor | Inverter | No | - | 10000 | 3.2 | - | 1000 | 5000 | No | - | - | - | 2924.8 | 10770 | No | 914 | 5385 | No | - | - | 11500 | 3.4 | 1200 | 5750 | No | - | - | Yes | 3500 | 9400 | No | - | - | No | - | - | - | - | - | No | - | - | No | - | - | No | - | -
RAS-3M26U2AVG-A | 0 | N/A | Toshiba | N/A | Non Ducted | fixed | N/A | Air | Air | Thailand | 2 | N/A | 7.5 | N/A | N/A | N/A | N/A | N/A | 2.2 | 9 | Enthalpy Test Room | 3.8165 | 4.4281 | N/A | - | N/A | N/A | N/A | N/A | N/A | N/A | N/A | N/A | N/A | N/A | N/A | N/A | N/A | N/A | N/A | N/A | N/A | Single | R32 | Australia,Fiji,New Zealand | 138568 | 46170 | 0 | Approved | Reverse Cycle | N/A | No | Class 19 | No | N/A | N/A | N/A | N/A | N/A | N/A | N/A | Available | N/A | N/A | http://www.toshiba-aircon.in.th/ | 0 | N/A | 0 | 0 | AAC6014 | Yes | Variable output compressor | Inverter | No | - | 7500 | 2 | - | 900 | 3750 | No | - | - | - | 1828 | 8077.5 | No | 822.6 | 4038.75 | No | - | - | 9000 | 2.2 | 1030 | 4500 | No | - | - | Yes | 1950 | 6930 | No | - | - | No | - | - | - | - | - | No | - | - | No | - | - | No | - | -
RAS-4M27U2AVG-A | 0 | N/A | Toshiba | N/A | Non Ducted | fixed | N/A | Air | Air | Thailand | 2.286 | N/A | 8 | N/A | N/A | N/A | N/A | N/A | 1.927 | 9 | Enthalpy Test Room | 3.8671 | 4.5807 | N/A | - | N/A | N/A | N/A | N/A | N/A | N/A | N/A | N/A | N/A | N/A | N/A | N/A | N/A | N/A | N/A | N/A | N/A | Single | R32 | Australia,Fiji,New Zealand | 138571 | 46173 | 0 | Approved | Reverse Cycle | N/A | No | Class 19 | No | N/A | N/A | N/A | N/A | N/A | N/A | N/A | Available | N/A | N/A | http://www.toshiba-aircon.in.th/ | 0 | N/A | 0 | 0 | AAC6015 | Yes | Variable output compressor | Inverter | No | - | 8000 | 2.286 | - | 950 | 4000 | No | - | - | - | 2089.404 | 8616 | No | 868.3 | 4308 | No | - | - | 9000 | 1.927 | 880 | 4500 | No | - | - | Yes | 1710 | 6930 | No | - | - | No | - | - | - | - | - | No | - | - | No | - | - | No | - | -
RAS-5M34U2AVG-A | 0 | N/A | Toshiba | N/A | Non Ducted | fixed | N/A | Air | Air | Thailand | 2.98 | N/A | 10 | N/A | N/A | N/A | N/A | N/A | 2.83 | 12 | Enthalpy Test Room | 3.4763 | 4.0112 | N/A | - | N/A | N/A | N/A | N/A | N/A | N/A | N/A | N/A | N/A | N/A | N/A | N/A | N/A | N/A | N/A | N/A | N/A | Single | R32 | Australia,Fiji,New Zealand | 138593 | 46169 | 0 | Approved | Reverse Cycle | N/A | No | Class 20 | No | N/A | N/A | N/A | N/A | N/A | N/A | N/A | Available | N/A | N/A | http://www.toshiba-aircon.in.th/ | 0 | N/A | 0 | 0 | AAC6011 | Yes | Variable output compressor | Inverter | No | - | 10000 | 2.98 | - | 1370 | 5000 | No | - | - | - | 2723.72 | 10770 | No | 1252.18 | 5385 | No | - | - | 12000 | 2.83 | 1330 | 6000 | No | - | - | Yes | 2510 | 9230 | No | - | - | No | - | - | - | - | - | No | - | - | No | - | - | No | - | -
RAV-GM1101ATP-A/RAV-GM1101BTP-A | 0 | N/A | Toshiba | N/A | Ducted | Single Split System | - | Air | Air | Thailand | 2.98 | N/A | 10 | N/A | N/A | N/A | N/A | N/A | 2.8 | 11.2 | Enthalpy Test Room | 3.3642 | 3.9115 | N/A | - | N/A | N/A | N/A | N/A | N/A | N/A | N/A | N/A | N/A | N/A | N/A | N/A | N/A | N/A | N/A | N/A | N/A | Single | R32 | Australia,Fiji,New Zealand | 138906 | 46177 | 0 | Approved | Reverse Cycle | N/A | Yes | Class 11 | Yes | N/A | N/A | N/A | N/A | N/A | N/A | N/A | Available | N/A | N/A | http://www.toshiba-aircon.in.th/ | 0 | N/A | 0 | 0 | AAC6050 | Yes | Variable output compressor | Inverter | No | - | 10000 | 2.98 | - | 1010 | 5000 | No | - | - | - | 2723.72 | 10770 | No | 923.14 | 5385 | No | - | - | 11200 | 2.8 | 1130 | 5600 | No | - | - | Yes | 2480 | 8120 | No | - | - | No | - | - | - | - | - | No | - | - | No | - | - | No | - | -
RAV-GM1101ATP-A/RAV-GM1101CTP-A | 0 | N/A | Toshiba | N/A | Non Ducted | Single Split System | Under ceiling | Air | Air | Thailand | 2.98 | N/A | 10 | N/A | N/A | N/A | N/A | N/A | 2.8 | 11.2 | Enthalpy Test Room | 3.3622 | 3.9834 | N/A | - | N/A | N/A | N/A | N/A | N/A | N/A | N/A | N/A | N/A | N/A | N/A | N/A | N/A | N/A | N/A | N/A | N/A | Single | R32 | Australia,Fiji,New Zealand | 138774 | 46174 | 0 | Approved | Reverse Cycle | N/A | Yes | Class 11 | Yes | N/A | N/A | N/A | N/A | N/A | N/A | N/A | Available | N/A | N/A | http://www.toshiba-aircon.in.th/ | 0 | N/A | 0 | 0 | AAC6038 | Yes | Variable output compressor | Inverter | No | - | 10000 | 2.98 | - | 970 | 5000 | No | - | - | - | 2723.72 | 10770 | No | 886.58 | 5385 | No | - | - | 11200 | 2.8 | 1070 | 5600 | No | - | - | Yes | 2480 | 8120 | No | - | - | No | - | - | - | - | - | No | - | - | No | - | - | No | - | -
RAV-GM1101ATP-A/RAV-GM1101DTP-A | 0 | N/A | Toshiba | N/A | Ducted | Single Split System | - | Air | Air | Thailand | 3.03 | N/A | 10 | N/A | N/A | N/A | N/A | N/A | 2.8 | 11.2 | Enthalpy Test Room | 3.2719 | 4.0575 | N/A | - | N/A | N/A | N/A | N/A | N/A | N/A | N/A | N/A | N/A | N/A | N/A | N/A | N/A | N/A | N/A | N/A | N/A | Single | R32 | Australia,Fiji,New Zealand | 138796 | 46174 | 0 | Approved | Reverse Cycle | N/A | Yes | Class 11 | Yes | N/A | N/A | N/A | N/A | N/A | N/A | N/A | Available | N/A | N/A | http://www.toshiba-aircon.in.th/ | 0 | N/A | 0 | 0 | AAC6042 | Yes | Variable output compressor | Inverter | No | - | 10000 | 3.03 | - | 1230 | 5000 | No | - | - | - | 2769.42 | 10770 | No | 1124.22 | 5385 | No | - | - | 11200 | 2.8 | 1250 | 5600 | No | - | - | Yes | 2480 | 8120 | No | - | - | No | - | - | - | - | - | No | - | - | No | - | - | No | - | -
RAV-GM1101ATP-A/RAV-GM1101UTP-A | 0 | N/A | Toshiba | N/A | Non Ducted | Single Split System | Cassette | Air | Air | Thailand | 2.86 | N/A | 10 | N/A | N/A | N/A | N/A | N/A | 2.8 | 11.2 | Enthalpy Test Room | 3.4983 | 4.0251 | N/A | - | N/A | N/A | N/A | N/A | N/A | N/A | N/A | N/A | N/A | N/A | N/A | N/A | N/A | N/A | N/A | N/A | N/A | Single | R32 | Australia,Fiji,New Zealand | 138740 | 46174 | 0 | Approved | Reverse Cycle | N/A | Yes | Class 11 | Yes | N/A | N/A | N/A | N/A | N/A | N/A | N/A | Available | N/A | N/A | http://www.toshiba-aircon.in.th/ | 0 | N/A | 0 | 0 | AAC6023 | Yes | Variable output compressor | Inverter | No | - | 10000 | 2.86 | - | 910 | 5000 | No | - | - | - | 2614.04 | 10770 | No | 831.74 | 5385 | No | - | - | 11200 | 2.8 | 1090 | 5600 | No | - | - | Yes | 2480 | 8120 | No | - | - | No | - | - | - | - | - | No | - | - | No | - | - | No | - | -
RAV-GM1401ATP-A/RAV-GM1401BTP-A | 0 | N/A | Toshiba | N/A | Ducted | Single Split System | - | Air | Air | Thailand | 4.03 | N/A | 12.5 | N/A | N/A | N/A | N/A | N/A | 3.88 | 14 | Enthalpy Test Room | 3.0344 | 3.606 | N/A | - | N/A | N/A | N/A | N/A | N/A | N/A | N/A | N/A | N/A | N/A | N/A | N/A | N/A | N/A | N/A | N/A | N/A | Single | R32 | Australia,Fiji,New Zealand | 138909 | 46177 | 0 | Approved | Reverse Cycle | N/A | Yes | Class 11 | Yes | N/A | N/A | N/A | N/A | N/A | N/A | N/A | Available | N/A | N/A | http://www.toshiba-aircon.in.th/ | 0 | N/A | 0 | 0 | AAC6048 | Yes | Variable output compressor | Inverter | No | - | 12500 | 4.03 | - | 1360 | 6250 | No | - | - | - | 3683.42 | 13462.5 | No | 1243.04 | 6731.25 | No | - | - | 14000 | 3.88 | 1390 | 7000 | No | - | - | Yes | 3430 | 10140 | No | - | - | No | - | - | - | - | - | No | - | - | No | - | - | No | - | -
RAV-GM1401ATP-A/RAV-GM1401CTP-A | 0 | N/A | Toshiba | N/A | Non Ducted | Single Split System | Under ceiling | Air | Air | Thailand | 4.03 | N/A | 12.5 | N/A | N/A | N/A | N/A | N/A | 3.74 | 14 | Enthalpy Test Room | 3.1195 | 3.5986 | N/A | - | N/A | N/A | N/A | N/A | N/A | N/A | N/A | N/A | N/A | N/A | N/A | N/A | N/A | N/A | N/A | N/A | N/A | Single | R32 | Australia,Fiji,New Zealand | 138775 | 46174 | 0 | Approved | Reverse Cycle | N/A | Yes | Class 11 | Yes | N/A | N/A | N/A | N/A | N/A | N/A | N/A | Available | N/A | N/A | http://www.toshiba-aircon.in.th/ | 0 | N/A | 0 | 0 | AAC6034 | Yes | Variable output compressor | Inverter | No | - | 12500 | 4.03 | - | 1360 | 6250 | No | - | - | - | 3683.42 | 13462.5 | No | 1243.04 | 6731.25 | No | - | - | 14000 | 3.74 | 1350 | 7000 | No | - | - | Yes | 3310 | 10140 | No | - | - | No | - | - | - | - | - | No | - | - | No | - | - | No | - | -
RAV-GM1401ATP-A/RAV-GM1401DTP-A | 0 | N/A | Toshiba | N/A | Ducted | Single Split System | - | Air | Air | Thailand | 3.91 | N/A | 12.5 | N/A | N/A | N/A | N/A | N/A | 3.88 | 14 | Enthalpy Test Room | 3.0727 | 3.6822 | N/A | - | N/A | N/A | N/A | N/A | N/A | N/A | N/A | N/A | N/A | N/A | N/A | N/A | N/A | N/A | N/A | N/A | N/A | Single | R32 | Australia,Fiji,New Zealand | 138797 | 46174 | 0 | Approved | Reverse Cycle | N/A | Yes | Class 11 | Yes | N/A | N/A | N/A | N/A | N/A | N/A | N/A | Available | N/A | N/A | http://www.toshiba-aircon.in.th/ | 0 | N/A | 0 | 0 | AAC6036 | Yes | Variable output compressor | Inverter | No | - | 12500 | 3.91 | - | 1570 | 6250 | No | - | - | - | 3573.74 | 13462.5 | No | 1434.98 | 6731.25 | No | - | - | 14000 | 3.88 | 1640 | 7000 | No | - | - | Yes | 3430 | 10140 | No | - | - | No | - | - | - | - | - | No | - | - | No | - | - | No | - | -
RAV-GM1401ATP-A/RAV-GM1401UTP-A | 0 | N/A | Toshiba | N/A | Non Ducted | Single Split System | Cassette | Air | Air | Thailand | 3.91 | N/A | 12.5 | N/A | N/A | N/A | N/A | N/A | 3.72 | 14 | Enthalpy Test Room | 3.0858 | 3.5982 | N/A | - | N/A | N/A | N/A | N/A | N/A | N/A | N/A | N/A | N/A | N/A | N/A | N/A | N/A | N/A | N/A | N/A | N/A | Single | R32 | Australia,Fiji,New Zealand | 138747 | 46174 | 0 | Approved | Reverse Cycle | N/A | Yes | Class 11 | Yes | N/A | N/A | N/A | N/A | N/A | N/A | N/A | Available | N/A | N/A | http://www.toshiba-aircon.in.th/ | 0 | N/A | 0 | 0 | AAC6030 | Yes | Variable output compressor | Inverter | No | - | 12500 | 3.91 | - | 1330 | 6250 | No | - | - | - | 3573.74 | 13462.5 | No | 1215.62 | 6731.25 | No | - | - | 14000 | 3.72 | 1350 | 7000 | No | - | - | Yes | 3290 | 10140 | No | - | - | No | - | - | - | - | - | No | - | - | No | - | - | No | - | -
RAV-GM1601AT8P-A/RAV-GM1601BTP-A | 0 | N/A | Toshiba | N/A | Ducted | Single Split System | - | Air | Air | Thailand | 4.37 | N/A | 14 | N/A | N/A | N/A | N/A | N/A | 4.57 | 16 | Enthalpy Test Room | 3.2251 | 3.6676 | N/A | - | N/A | N/A | N/A | N/A | N/A | N/A | N/A | N/A | N/A | N/A | N/A | N/A | N/A | N/A | N/A | N/A | N/A | Three | R32 | Australia,Fiji,New Zealand | 138993 | 46181 | 0 | Approved | Reverse Cycle | N/A | Yes | Class 11 | Yes | N/A | N/A | N/A | N/A | N/A | N/A | N/A | Available | N/A | N/A | http://www.toshiba-aircon.in.th/ | 0 | N/A | 0 | 0 | AAC6059 | Yes | Variable output compressor | Inverter | No | - | 14000 | 4.37 | - | 1490 | 7000 | No | - | - | - | 3994.18 | 15078 | No | 1361.86 | 7539 | No | - | - | 16000 | 4.57 | 1500 | 8000 | No | - | - | Yes | 3820 | 11590 | No | - | - | No | - | - | - | - | - | No | - | - | No | - | - | - | - | -
RAV-GM1601AT8P-A/RAV-GM1601CTP-A | 0 | N/A | Toshiba | N/A | Non Ducted | Single Split System | Under ceiling | Air | Air | Thailand | 4.51 | N/A | 14 | N/A | N/A | N/A | N/A | N/A | 4.38 | 16 | Enthalpy Test Room | 3.2219 | 3.7348 | N/A | - | N/A | N/A | N/A | N/A | N/A | N/A | N/A | N/A | N/A | N/A | N/A | N/A | N/A | N/A | N/A | N/A | N/A | Three | R32 | Australia,Fiji,New Zealand | 138778 | 46174 | 0 | Approved | Reverse Cycle | N/A | Yes | Class 11 | Yes | N/A | N/A | N/A | N/A | N/A | N/A | N/A | Available | N/A | N/A | http://www.toshiba-aircon.in.th/ | 0 | N/A | 0 | 0 | AAC6039 | Yes | Variable output compressor | Inverter | No | - | 14000 | 4.51 | - | 1350 | 7000 | No | - | - | - | 4122.14 | 15078 | No | 1233.9 | 7539 | No | - | - | 16000 | 4.38 | 1480 | 8000 | No | - | - | Yes | 3820 | 11590 | No | - | - | No | - | - | - | - | - | No | - | - | No | - | - | No | - | -
RAV-GM1601AT8P-A/RAV-GM1601DTP-A | 0 | N/A | Toshiba | N/A | Ducted | Single Split System | - | Air | Air | Thailand | 4.37 | N/A | 14 | N/A | N/A | N/A | N/A | N/A | 4.15 | 16 | Enthalpy Test Room | 3.2368 | 3.8412 | N/A | - | N/A | N/A | N/A | N/A | N/A | N/A | N/A | N/A | N/A | N/A | N/A | N/A | N/A | N/A | N/A | N/A | N/A | Three | R32 | Australia,Fiji,New Zealand | 138799 | 46174 | 0 | Approved | Reverse Cycle | N/A | Yes | Class 11 | Yes | N/A | N/A | N/A | N/A | N/A | N/A | N/A | Available | N/A | N/A | http://www.toshiba-aircon.in.th/ | 0 | N/A | 0 | 0 | AAC6037 | Yes | Variable output compressor | Inverter | No | - | 14000 | 4.37 | - | 1700 | 7000 | No | - | - | - | 3994.18 | 15078 | No | 1553.8 | 7539 | No | - | - | 16000 | 4.15 | 1800 | 8000 | No | - | - | Yes | 3670 | 11590 | No | - | - | No | - | - | - | - | - | No | - | - | No | - | - | No | - | -
RAV-GM1601AT8P-A/RAV-GM1601UTP-A | 0 | N/A | Toshiba | N/A | Non Ducted | Single Split System | Cassette | Air | Air | Thailand | 4.37 | N/A | 14 | N/A | N/A | N/A | N/A | N/A | 4.38 | 16 | Enthalpy Test Room | 3.2917 | 3.7287 | N/A | - | N/A | N/A | N/A | N/A | N/A | N/A | N/A | N/A | N/A | N/A | N/A | N/A | N/A | N/A | N/A | N/A | N/A | Three | R32 | Australia,Fiji,New Zealand | 138754 | 46174 | 0 | Approved | Reverse Cycle | N/A | Yes | Class 11 | Yes | N/A | N/A | N/A | N/A | N/A | N/A | N/A | Available | N/A | N/A | http://www.toshiba-aircon.in.th/ | 0 | N/A | 0 | 0 | AAC6024 | Yes | Variable output compressor | Inverter | No | - | 14000 | 4.37 | - | 1340 | 7000 | No | - | - | - | 3994.18 | 15078 | No | 1224.76 | 7539 | No | - | - | 16000 | 4.38 | 1470 | 8000 | No | - | - | Yes | 3820 | 11590 | No | - | - | No | - | - | - | - | - | No | - | - | No | - | - | No | - | -
RAV-GM1601ATP-A/RAV-GM1601BTP-A | 0 | N/A | Toshiba | N/A | Ducted | Single Split System | - | Air | Air | Thailand | 4.37 | N/A | 14 | N/A | N/A | N/A | N/A | N/A | 4.57 | 16 | Enthalpy Test Room | 3.2233 | 3.6668 | N/A | - | N/A | N/A | N/A | N/A | N/A | N/A | N/A | N/A | N/A | N/A | N/A | N/A | N/A | N/A | N/A | N/A | N/A | Single | R32 | Australia,Fiji,New Zealand | 138910 | 46177 | 0 | Approved | Reverse Cycle | N/A | Yes | Class 11 | Yes | N/A | N/A | N/A | N/A | N/A | N/A | N/A | Available | N/A | N/A | http://www.toshiba-aircon.in.th/ | 0 | N/A | 0 | 0 | AAC6051 | Yes | Variable output compressor | Inverter | No | - | 14000 | 4.37 | - | 1490 | 7000 | No | - | - | - | 3994.18 | 15078 | No | 1361.86 | 7539 | No | - | - | 16000 | 4.57 | 1500 | 8000 | No | - | - | Yes | 3820 | 11590 | No | - | - | No | - | - | - | - | - | No | - | - | No | - | - | No | - | -
RAV-GM1601ATP-A/RAV-GM1601CTP-A | 0 | N/A | Toshiba | N/A | Non Ducted | Single Split System | Under ceiling | Air | Air | Thailand | 4.51 | N/A | 14 | N/A | N/A | N/A | N/A | N/A | 4.38 | 16 | Enthalpy Test Room | 3.1394 | 3.6714 | N/A | - | N/A | N/A | N/A | N/A | N/A | N/A | N/A | N/A | N/A | N/A | N/A | N/A | N/A | N/A | N/A | N/A | N/A | Single | R32 | Australia,Fiji,New Zealand | 138790 | 46174 | 0 | Approved | Reverse Cycle | N/A | Yes | Class 11 | Yes | N/A | N/A | N/A | N/A | N/A | N/A | N/A | Available | N/A | N/A | http://www.toshiba-aircon.in.th/ | 0 | N/A | 0 | 0 | AAC6040 | Yes | Variable output compressor | Inverter | No | - | 14000 | 4.51 | - | 1350 | 7000 | No | - | - | - | 4122.14 | 15078 | No | 1233.9 | 7539 | No | - | - | 16000 | 4.38 | 1480 | 8000 | No | - | - | Yes | 3820 | 11590 | No | - | - | No | - | - | - | - | - | No | - | - | No | - | - | No | - | -
RAV-GM1601ATP-A/RAV-GM1601DTP-A | 0 | N/A | Toshiba | N/A | Ducted | Single Split System | - | Air | Air | Thailand | 4.37 | N/A | 14 | N/A | N/A | N/A | N/A | N/A | 4.15 | 16 | Enthalpy Test Room | 3.1435 | 3.8368 | N/A | - | N/A | N/A | N/A | N/A | N/A | N/A | N/A | N/A | N/A | N/A | N/A | N/A | N/A | N/A | N/A | N/A | N/A | Single | R32 | Australia,Fiji,New Zealand | 138800 | 46174 | 0 | Approved | Reverse Cycle | N/A | Yes | Class 11 | Yes | N/A | N/A | N/A | N/A | N/A | N/A | N/A | Available | N/A | N/A | http://www.toshiba-aircon.in.th/ | 0 | N/A | 0 | 0 | AAC6043 | Yes | Variable output compressor | Inverter | No | - | 14000 | 4.37 | - | 1700 | 7000 | No | - | - | - | 3994.18 | 15078 | No | 1553.8 | 7539 | No | - | - | 16000 | 4.15 | 1800 | 8000 | No | - | - | Yes | 3670 | 11590 | No | - | - | No | - | - | - | - | - | No | - | - | No | - | - | No | - | -
RAV-GM1601ATP-A/RAV-GM1601UTP-A | 0 | N/A | Toshiba | N/A | Non Ducted | Single Split System | Cassette | Air | Air | Thailand | 4.37 | N/A | 14 | N/A | N/A | N/A | N/A | N/A | 4.38 | 16 | Enthalpy Test Room | 3.2495 | 3.7192 | N/A | - | N/A | N/A | N/A | N/A | N/A | N/A | N/A | N/A | N/A | N/A | N/A | N/A | N/A | N/A | N/A | N/A | N/A | Single | R32 | Australia,Fiji,New Zealand | 138755 | 46174 | 0 | Approved | Reverse Cycle | N/A | Yes | Class 11 | Yes | N/A | N/A | N/A | N/A | N/A | N/A | N/A | Available | N/A | N/A | http://www.toshiba-aircon.in.th/ | 0 | N/A | 0 | 0 | AAC6031 | Yes | Variable output compressor | Inverter | No | - | 14000 | 4.37 | - | 1340 | 7000 | No | - | - | - | 3994.18 | 15078 | No | 1224.76 | 7539 | No | - | - | 16000 | 4.38 | 1470 | 8000 | No | - | - | Yes | 3820 | 11590 | No | - | - | No | - | - | - | - | - | No | - | - | No | - | - | No | - | -
RAV-GM2241AT8-A / RAV-RM2241DTP-E1 | 0 | N/A | Toshiba | N/A | Ducted | Single Split System | - | Air | Air | Japan,Thailand | 6.2 | N/A | 20 | N/A | N/A | N/A | N/A | N/A | 5.71 | 22.4 | Enthalpy Test Room | 3.3544 | 4.0133 | N/A | - | N/A | N/A | N/A | N/A | N/A | N/A | N/A | N/A | N/A | N/A | N/A | N/A | N/A | N/A | N/A | N/A | N/A | Three | R32 | Australia,Fiji,New Zealand | 137493 | 46132 | 0 | Approved | Reverse Cycle | N/A | No | Class 11 | No | N/A | N/A | N/A | N/A | N/A | N/A | N/A | Available | N/A | N/A | http://www.toshiba-carrier.co.jp/ | 0 | N/A | 0 | 0 | AAC5904 | Yes | Variable output compressor | Inverter | No | - | 20000 | 6.2 | - | 2500 | 10000 | No | - | - | - | 5666.8 | 21540 | No | 2285 | 10770 | No | - | - | 22400 | 5.71 | 2500 | 11200 | No | - | - | Yes | 6200 | 18730 | No | - | - | No | - | - | - | - | - | No | - | - | No | - | - | No | - | -
RAV-GM2241AT8-A/RAV-RM2241DTP-E2 | 0 | N/A | Toshiba | N/A | Ducted | Single Split System | - | Air | Air | Thailand,Japan | 6.2 | N/A | 20 | N/A | N/A | N/A | N/A | N/A | 5.71 | 22.4 | Enthalpy Test Room | 3.3544 | 4.0133 | N/A | - | N/A | N/A | N/A | N/A | N/A | N/A | N/A | N/A | N/A | N/A | N/A | N/A | N/A | N/A | N/A | N/A | N/A | Three | R32 | Australia,Fiji,New Zealand | 141033 | 46258 | 0 | Approved | Reverse Cycle | N/A | No | Class 11 | No | N/A | N/A | N/A | N/A | N/A | N/A | N/A | Available | N/A | N/A | http://www.toshiba-aircon.in.th/ | 0 | N/A | 0 | 0 | AAC6230 | Yes | Variable output compressor | Inverter | No | - | 20000 | 6.2 | - | 2500 | 10000 | No | - | - | - | 5666.8 | 21540 | No | 2285 | 10770 | No | - | - | 22400 | 5.71 | 2500 | 11200 | No | - | - | Yes | 6200 | 18730 | No | - | - | No | - | - | - | - | - | No | - | - | No | - | - | No | - | -
RAV-GM2801AT8-A/RAV-RM2801DTP-E1 | 0 | N/A | Toshiba | N/A | Ducted | Single Split System | - | Air | Air | Japan,Thailand | 7.98 | N/A | 24 | N/A | N/A | N/A | N/A | N/A | 7.52 | 27 | Enthalpy Test Room | 3.2185 | 3.7478 | N/A | 61.95 | N/A | N/A | N/A | N/A | N/A | N/A | N/A | N/A | N/A | N/A | N/A | N/A | N/A | N/A | N/A | N/A | N/A | Three | R32 | Australia,Fiji,New Zealand | 137501 | 46135 | 0 | Approved | Reverse Cycle | N/A | No | Class 11 | No | N/A | N/A | N/A | N/A | N/A | N/A | N/A | Available | N/A | N/A | http://www.toshiba-carrier.co.jp/ | 0 | N/A | 0 | 0 | AAC5919 | Yes | Variable output compressor | Inverter | No | - | 24000 | 7.98 | - | 3430 | 12000 | No | - | - | - | 7293.72 | 25848 | No | 3135.02 | 12924 | No | - | - | 27000 | 7.52 | 3220 | 13500 | No | - | - | Yes | 7800 | 22570 | No | - | - | No | - | - | - | - | - | No | - | - | No | - | - | No | - | -
RAV-GM2801AT8-A/RAV-RM2801DTP-E2 | 0 | N/A | Toshiba | N/A | Ducted | Single Split System | - | Air | Air | Thailand,Japan | 7.98 | N/A | 24 | N/A | N/A | N/A | N/A | N/A | 7.52 | 27 | Enthalpy Test Room | 3.2185 | 3.7478 | N/A | 61.95 | N/A | N/A | N/A | N/A | N/A | N/A | N/A | N/A | N/A | N/A | N/A | N/A | N/A | N/A | N/A | N/A | N/A | Three | R32 | Australia,Fiji,New Zealand | 141035 | 46258 | 0 | Approved | Reverse Cycle | N/A | No | Class 11 | No | N/A | N/A | N/A | N/A | N/A | N/A | N/A | Available | N/A | N/A | http://www.toshiba-aircon.in.th/ | 0 | N/A | 0 | 0 | AAC6229 | Yes | Variable output compressor | Inverter | No | - | 24000 | 7.98 | - | 3430 | 12000 | No | - | - | - | 7293.72 | 25848 | No | 3135.02 | 12924 | No | - | - | 27000 | 7.52 | 3220 | 13500 | No | - | - | Yes | 7800 | 22570 | No | - | - | No | - | - | - | - | - | No | - | - | No | - | - | No | - | -
RAV-GM301ATP-A/RAV-GM301KRTP-A | 0 | N/A | Toshiba | N/A | Non Ducted | Single Split System | Wall Hung | Air | Air | Thailand | 0.59 | N/A | 2.5 | N/A | N/A | N/A | N/A | N/A | 0.85 | 3.4 | Calorimeter Room | 4.1683 | 3.9558 | N/A | - | N/A | N/A | N/A | N/A | N/A | N/A | N/A | N/A | N/A | N/A | N/A | N/A | N/A | N/A | N/A | N/A | N/A | Single | R32 | Australia,Fiji,New Zealand | 138718 | 46173 | 0 | Approved | Reverse Cycle | N/A | No | Class 8 | No | N/A | N/A | N/A | N/A | N/A | N/A | N/A | Available | N/A | N/A | http://www.toshiba-aircon.in.th/ | 0 | N/A | 0 | 0 | AAC6016 | Yes | Variable output compressor | Inverter | No | - | 2500 | 0.59 | - | 190 | 1250 | No | - | - | - | 539.26 | 2692.5 | No | 173.66 | 1346.25 | No | - | - | 3400 | 0.85 | 310 | 1700 | No | - | - | Yes | 740 | 2500 | No | - | - | No | - | - | - | - | - | No | - | - | No | - | - | No | - | -
RAV-GM301ATP-A/RAV-HM301MUTP-E | 0 | N/A | Toshiba | N/A | Non Ducted | Single Split System | Cassette | Air | Air | Thailand | 0.59 | N/A | 2.5 | N/A | N/A | N/A | N/A | N/A | 0.76 | 3.4 | Enthalpy Test Room | 4.3368 | 4.3711 | N/A | - | N/A | N/A | N/A | N/A | N/A | N/A | N/A | N/A | N/A | N/A | N/A | N/A | N/A | N/A | N/A | N/A | N/A | Single | R32 | Australia,Fiji,New Zealand | 160341 | 47209 | 0 | Approved | Reverse Cycle | N/A | Yes | Class 8 | Yes | N/A | N/A | N/A | N/A | N/A | N/A | N/A | Available | N/A | N/A | http://www.toshiba-aircon.in.th/ | 0 | N/A | 0 | 0 | AAC8148 | Yes | Variable output compressor | Inverter | No | - | 2500 | 0.59 | - | 240 | 1250 | No | - | - | - | 539.26 | 2692.5 | No | 219.36 | 1346.25 | No | - | - | 3400 | 0.76 | 330 | 1700 | No | - | - | Yes | 670 | 2500 | No | - | - | No | - | - | - | - | - | No | - | - | No | - | - | No | - | -
RAV-GM301ATP-A/RAV-RM301MUT-E | 0 | N/A | Toshiba | N/A | Non Ducted | Single Split System | Cassette | Air | Air | Thailand | 0.59 | N/A | 2.5 | N/A | N/A | N/A | N/A | N/A | 0.76 | 3.4 | Enthalpy Test Room | 4.3368 | 4.3711 | N/A | - | N/A | N/A | N/A | N/A | N/A | N/A | N/A | N/A | N/A | N/A | N/A | N/A | N/A | N/A | N/A | N/A | N/A | Single | R32 | Australia,Fiji,New Zealand | 138729 | 46174 | 0 | Approved | Reverse Cycle | N/A | Yes | Class 8 | Yes | N/A | N/A | N/A | N/A | N/A | N/A | N/A | Available | N/A | N/A | http://www.toshiba-aircon.in.th/ | 0 | N/A | 0 | 0 | AAC6028 | Yes | Variable output compressor | Inverter | No | - | 2500 | 0.59 | - | 240 | 1250 | No | - | - | - | 539.26 | 2692.5 | No | 219.36 | 1346.25 | No | - | - | 3400 | 0.76 | 330 | 1700 | No | - | - | Yes | 670 | 2500 | No | - | - | No | - | - | - | - | - | No | - | - | No | - | - | No | - | -
RAV-GM401ATP-A/RAV-GM401KRTP-A | 0 | N/A | Toshiba | N/A | Non Ducted | Single Split System | Wall Hung | Air | Air | Thailand | 0.97 | N/A | 3.6 | N/A | N/A | N/A | N/A | N/A | 1 | 4 | Calorimeter Room | 3.7809 | 3.9848 | N/A | - | N/A | N/A | N/A | N/A | N/A | N/A | N/A | N/A | N/A | N/A | N/A | N/A | N/A | N/A | N/A | N/A | N/A | Single | R32 | Australia,Fiji,New Zealand | 138721 | 46174 | 0 | Approved | Reverse Cycle | N/A | Yes | Class 8 | Yes | N/A | N/A | N/A | N/A | N/A | N/A | N/A | Available | N/A | N/A | http://www.toshiba-aircon.in.th/ | 0 | N/A | 0 | 0 | AAC6027 | Yes | Variable output compressor | Inverter | No | - | 3600 | 0.97 | - | 300 | 1800 | No | - | - | - | 886.58 | 3877.2 | No | 274.2 | 1938.6 | No | - | - | 4000 | 1 | 390 | 2000 | No | - | - | Yes | 920 | 2800 | No | - | - | No | - | - | - | - | - | No | - | - | No | - | - | No | - | -
RAV-GM401ATP-A/RAV-HM401MUTP-E | 0 | N/A | Toshiba | N/A | Non Ducted | Single Split System | Cassette | Air | Air | Thailand | 0.9 | N/A | 3.6 | N/A | N/A | N/A | N/A | N/A | 0.95 | 4 | Enthalpy Test Room | 4.086 | 4.1976 | N/A | - | N/A | N/A | N/A | N/A | N/A | N/A | N/A | N/A | N/A | N/A | N/A | N/A | N/A | N/A | N/A | N/A | N/A | Single | R32 | Australia,Fiji,New Zealand | 160342 | 47203 | 0 | Approved | Reverse Cycle | N/A | Yes | Class 8 | Yes | N/A | N/A | N/A | N/A | N/A | N/A | N/A | Available | N/A | N/A | http://www.toshiba-aircon.in.th/ | 0 | N/A | 0 | 0 | AAC8141 | Yes | Variable output compressor | Inverter | No | - | 3600 | 0.9 | - | 360 | 1800 | No | - | - | - | 822.6 | 3877.2 | No | 329.04 | 1938.6 | No | - | - | 4000 | 0.95 | 380 | 2000 | No | - | - | Yes | 840 | 2900 | No | - | - | No | - | - | - | - | - | No | - | - | No | - | - | No | - | -
RAV-GM401ATP-A/RAV-RM401MUT-E | 0 | N/A | Toshiba | N/A | Non Ducted | Single Split System | Cassette | Air | Air | Thailand,Japan | 0.9 | N/A | 3.6 | N/A | N/A | N/A | N/A | N/A | 0.95 | 4 | Enthalpy Test Room | 4.086 | 4.1976 | N/A | - | N/A | N/A | N/A | N/A | N/A | N/A | N/A | N/A | N/A | N/A | N/A | N/A | N/A | N/A | N/A | N/A | N/A | Single | R32 | Australia,Fiji,New Zealand | 138730 | 46173 | 0 | Approved | Reverse Cycle | N/A | Yes | Class 8 | Yes | N/A | N/A | N/A | N/A | N/A | N/A | N/A | Available | N/A | N/A | http://www.toshiba-aircon.in.th/ | 0 | N/A | 0 | 0 | AAC6018 | Yes | Variable output compressor | Inverter | No | - | 3600 | 0.9 | - | 360 | 1800 | No | - | - | - | 822.6 | 3877.2 | No | 329.04 | 1938.6 | No | - | - | 4000 | 0.95 | 380 | 2000 | No | - | - | Yes | 840 | 2900 | No | - | - | No | - | - | - | - | - | No | - | - | No | - | - | - | - | -
RAV-GM561ATP-A/RAV-GM561BTP-A | 0 | N/A | Toshiba | N/A | Ducted | Single Split System | - | Air | Air | Thailand | 1.51 | N/A | 5 | N/A | N/A | N/A | N/A | N/A | 1.43 | 5.3 | Enthalpy Test Room | 3.2136 | 3.7456 | N/A | - | N/A | N/A | N/A | N/A | N/A | N/A | N/A | N/A | N/A | N/A | N/A | N/A | N/A | N/A | N/A | N/A | N/A | Single | R32 | Australia,Fiji,New Zealand | 138904 | 46177 | 0 | Approved | Reverse Cycle | N/A | Yes | Class 10 | Yes | N/A | N/A | N/A | N/A | N/A | N/A | N/A | Available | N/A | N/A | http://www.toshiba-aircon.in.th/ | 0 | N/A | 0 | 0 | AAC6049 | Yes | Variable output compressor | Inverter | No | - | 5000 | 1.51 | - | 590 | 2500 | No | - | - | - | 1380.14 | 5385 | No | 539.26 | 2692.5 | No | - | - | 5300 | 1.43 | 560 | 2650 | No | - | - | Yes | 1270 | 3840 | No | - | - | No | - | - | - | - | - | No | - | - | No | - | - | No | - | -
RAV-GM561ATP-A/RAV-GM561CTP-A | 0 | N/A | Toshiba | N/A | Non Ducted | Single Split System | Under ceiling | Air | Air | Thailand | 1.51 | N/A | 5 | N/A | N/A | N/A | N/A | N/A | 1.36 | 5.3 | Enthalpy Test Room | 3.3261 | 3.9663 | N/A | - | N/A | N/A | N/A | N/A | N/A | N/A | N/A | N/A | N/A | N/A | N/A | N/A | N/A | N/A | N/A | N/A | N/A | Single | R32 | Australia,Fiji,New Zealand | 138771 | 46174 | 0 | Approved | Reverse Cycle | N/A | Yes | Class 9 | Yes | N/A | N/A | N/A | N/A | N/A | N/A | N/A | Available | N/A | N/A | http://www.toshiba-aircon.in.th/ | 0 | N/A | 0 | 0 | AAC6032 | Yes | Variable output compressor | Inverter | No | - | 5000 | 1.51 | - | 550 | 2500 | No | - | - | - | 1380.14 | 5385 | No | 502.7 | 2692.5 | No | - | - | 5300 | 1.36 | 500 | 2650 | No | - | - | Yes | 1200 | 3840 | No | - | - | No | - | - | - | - | - | No | - | - | No | - | - | No | - | -
RAV-GM561ATP-A/RAV-GM561DTP-A | 0 | N/A | Toshiba | N/A | Ducted | Single Split System | - | Air | Air | Thailand | 1.49 | N/A | 5 | N/A | N/A | N/A | N/A | N/A | 1.23 | 5.3 | Enthalpy Test Room | 3.3706 | 4.2955 | N/A | - | N/A | N/A | N/A | N/A | N/A | N/A | N/A | N/A | N/A | N/A | N/A | N/A | N/A | N/A | N/A | N/A | N/A | Single | R32 | Australia,Fiji,New Zealand | 138794 | 46174 | 0 | Approved | Reverse Cycle | N/A | Yes | Class 10 | Yes | N/A | N/A | N/A | N/A | N/A | N/A | N/A | Available | N/A | N/A | http://www.toshiba-aircon.in.th/ | 0 | N/A | 0 | 0 | AAC6041 | Yes | Variable output compressor | Inverter | No | - | 5000 | 1.49 | - | 620 | 2500 | No | - | - | - | 1361.86 | 5385 | No | 566.68 | 2692.5 | No | - | - | 5300 | 1.23 | 560 | 2650 | No | - | - | Yes | 1090 | 3840 | No | - | - | No | - | - | - | - | - | No | - | - | No | - | - | No | - | -
RAV-GM561ATP-A/RAV-GM561KRTP-A | 0 | N/A | Toshiba | N/A | Non Ducted | Single Split System | Wall Hung | Air | Air | Thailand | 1.51 | N/A | 5 | N/A | N/A | N/A | N/A | N/A | 1.36 | 5.3 | Calorimeter Room | 3.4378 | 3.9204 | N/A | - | N/A | N/A | N/A | N/A | N/A | N/A | N/A | N/A | N/A | N/A | N/A | N/A | N/A | N/A | N/A | N/A | N/A | Single | R32 | Australia,Fiji,New Zealand | 138724 | 46173 | 0 | Approved | Reverse Cycle | N/A | Yes | Class 9 | Yes | N/A | N/A | N/A | N/A | N/A | N/A | N/A | Available | N/A | N/A | http://www.toshiba-aircon.in.th/ | 0 | N/A | 0 | 0 | AAC6017 | Yes | Variable output compressor | Inverter | No | - | 5000 | 1.51 | - | 470 | 2500 | No | - | - | - | 1380.14 | 5385 | No | 429.58 | 2692.5 | No | - | - | 5300 | 1.36 | 480 | 2650 | No | - | - | Yes | 1220 | 3720 | No | - | - | No | - | - | - | - | - | No | - | - | No | - | - | No | - | -
RAV-GM561ATP-A/RAV-GM561UTP-A | 0 | N/A | Toshiba | N/A | Non Ducted | Single Split System | Cassette | Air | Air | Thailand,Japan | 1.43 | N/A | 5 | N/A | N/A | N/A | N/A | N/A | 1.23 | 5.3 | Enthalpy Test Room | 3.5188 | 4.2719 | N/A | - | N/A | N/A | N/A | N/A | N/A | N/A | N/A | N/A | N/A | N/A | N/A | N/A | N/A | N/A | N/A | N/A | N/A | Single | R32 | Australia,Fiji,New Zealand | 138734 | 46173 | 0 | Approved | Reverse Cycle | N/A | Yes | Class 9 | Yes | N/A | N/A | N/A | N/A | N/A | N/A | N/A | Available | N/A | N/A | http://www.toshiba-aircon.in.th/ | 0 | N/A | 0 | 0 | AAC6019 | Yes | Variable output compressor | Inverter | No | - | 5000 | 1.43 | - | 480 | 2500 | No | - | - | - | 1307.02 | 5385 | No | 438.72 | 2692.5 | No | - | - | 5300 | 1.23 | 450 | 2650 | No | - | - | Yes | 1090 | 3840 | No | - | - | No | - | - | - | - | - | No | - | - | No | - | - | No | - | -
RAV-GM561ATP-A/RAV-HM561MUTP-E | 0 | N/A | Toshiba | N/A | Non Ducted | Single Split System | Cassette | Air | Air | Thailand | 1.55 | N/A | 5 | N/A | N/A | N/A | N/A | N/A | 1.47 | 5.3 | Enthalpy Test Room | 3.1848 | 3.6669 | N/A | - | N/A | N/A | N/A | N/A | N/A | N/A | N/A | N/A | N/A | N/A | N/A | N/A | N/A | N/A | N/A | N/A | N/A | Single | R32 | Australia,Fiji,New Zealand | 160343 | 47209 | 0 | Approved | Reverse Cycle | N/A | Yes | Class 9 | Yes | N/A | N/A | N/A | N/A | N/A | N/A | N/A | Available | N/A | N/A | http://www.toshiba-aircon.in.th/ | 0 | N/A | 0 | 0 | AAC8149 | Yes | Variable output compressor | Inverter | No | - | 5000 | 1.55 | - | 550 | 2500 | No | - | - | - | 1416.7 | 5385 | No | 502.7 | 2692.5 | No | - | - | 5300 | 1.47 | 530 | 2650 | No | - | - | Yes | 1300 | 3840 | No | - | - | No | - | - | - | - | - | No | - | - | No | - | - | No | - | -
RAV-GM561ATP-A/RAV-RM561MUT-E | 0 | N/A | Toshiba | N/A | Non Ducted | Single Split System | Cassette | Air | Air | Thailand,Japan | 1.55 | N/A | 5 | N/A | N/A | N/A | N/A | N/A | 1.47 | 5.3 | Enthalpy Test Room | 3.1848 | 3.6669 | N/A | - | N/A | N/A | N/A | N/A | N/A | N/A | N/A | N/A | N/A | N/A | N/A | N/A | N/A | N/A | N/A | N/A | N/A | Single | R32 | Australia,Fiji,New Zealand | 138731 | 46174 | 0 | Approved | Reverse Cycle | N/A | Yes | Class 9 | Yes | N/A | N/A | N/A | N/A | N/A | N/A | N/A | Available | N/A | N/A | http://www.toshiba-aircon.in.th/ | 0 | N/A | 0 | 0 | AAC6029 | Yes | Variable output compressor | Inverter | No | - | 5000 | 1.55 | - | 550 | 2500 | No | - | - | - | 1416.7 | 5385 | No | 502.7 | 2692.5 | No | - | - | 5300 | 1.47 | 530 | 2650 | No | - | - | Yes | 1300 | 3840 | No | - | - | No | - | - | - | - | - | No | - | - | No | - | - | No | - | -
RAV-GM561ATP-NZ/RAV-RM561KRTP-NZ1 | 0 | N/A | TOSHIBA | N/A | Non Ducted | Single Split System | Wall Hung | Air | Air | Thailand | 1.46 | N/A | 5 | N/A | N/A | N/A | N/A | N/A | 1.4 | 5.3 | Calorimeter Room | 3.2863 | 3.8376 | N/A | - | N/A | N/A | N/A | N/A | N/A | N/A | N/A | N/A | N/A | N/A | N/A | N/A | N/A | N/A | N/A | N/A | N/A | Single | R32 | Fiji,New Zealand | 131713 | 80658 | 0 | Approved | Reverse Cycle | N/A | No | Class 9 | No | N/A | N/A | N/A | N/A | N/A | N/A | N/A | Available | N/A | N/A | http://www.toshiba-carrier.co.th | http://www.toshibaheatpumps.com | N/A | 0 | 0 | ZAC0706 | Yes | Variable output compressor | Inverter | No | - | 5000 | 1.46 | - | 470 | 2500 | No | - | - | - | - | - | No | - | - | No | - | - | 5300 | 1.4 | 500 | 2650 | No | - | - | Yes | 1210 | 3720 | No | - | - | No | - | - | - | - | - | No | - | - | No | - | - | No | - | -
RAV-GM801ATP-A/RAV-GM801BTP-A | 0 | N/A | Toshiba | N/A | Ducted | Single Split System | - | Air | Air | Thailand | 1.97 | N/A | 7.1 | N/A | N/A | N/A | N/A | N/A | 2 | 8 | Enthalpy Test Room | 3.6327 | 4.0261 | N/A | - | N/A | N/A | N/A | N/A | N/A | N/A | N/A | N/A | N/A | N/A | N/A | N/A | N/A | N/A | N/A | N/A | N/A | Single | R32 | Australia,Fiji,New Zealand | 138905 | 46177 | 0 | Approved | Reverse Cycle | N/A | Yes | Class 10 | Yes | N/A | N/A | N/A | N/A | N/A | N/A | N/A | Available | N/A | N/A | http://www.toshiba-aircon.in.th/ | 0 | N/A | 0 | 0 | AAC6047 | Yes | Variable output compressor | Inverter | No | - | 7100 | 1.97 | - | 730 | 3550 | No | - | - | - | 1800.58 | 7646.7 | No | 667.22 | 3823.35 | No | - | - | 8000 | 2 | 820 | 4000 | No | - | - | Yes | 1770 | 5800 | No | - | - | No | - | - | - | - | - | No | - | - | No | - | - | No | - | -
RAV-GM801ATP-A/RAV-GM801CTP-A | 0 | N/A | Toshiba | N/A | Non Ducted | Single Split System | Under ceiling | Air | Air | Thailand | 1.97 | N/A | 7.1 | N/A | N/A | N/A | N/A | N/A | 2 | 8 | Enthalpy Test Room | 3.7011 | 4.0482 | N/A | - | N/A | N/A | N/A | N/A | N/A | N/A | N/A | N/A | N/A | N/A | N/A | N/A | N/A | N/A | N/A | N/A | N/A | Single | R32 | Australia,Fiji,New Zealand | 138773 | 46174 | 0 | Approved | Reverse Cycle | N/A | Yes | Class 9 | Yes | N/A | N/A | N/A | N/A | N/A | N/A | N/A | Available | N/A | N/A | http://www.toshiba-aircon.in.th/ | 0 | N/A | 0 | 0 | AAC6033 | Yes | Variable output compressor | Inverter | No | - | 7100 | 1.97 | - | 690 | 3550 | No | - | - | - | 1800.58 | 7646.7 | No | 630.66 | 3823.35 | No | - | - | 8000 | 2 | 830 | 4000 | No | - | - | Yes | 1770 | 5800 | No | - | - | No | - | - | - | - | - | No | - | - | No | - | - | No | - | -
RAV-GM801ATP-A/RAV-GM801DTP-A | 0 | N/A | Toshiba | N/A | Ducted | Single Split System | - | Air | Air | Thailand | 1.82 | N/A | 7.1 | N/A | N/A | N/A | N/A | N/A | 2 | 8 | Enthalpy Test Room | 3.9073 | 4.0519 | N/A | - | N/A | N/A | N/A | N/A | N/A | N/A | N/A | N/A | N/A | N/A | N/A | N/A | N/A | N/A | N/A | N/A | N/A | Single | R32 | Australia,Fiji,New Zealand | 138795 | 46174 | 0 | Approved | Reverse Cycle | N/A | Yes | Class 10 | Yes | N/A | N/A | N/A | N/A | N/A | N/A | N/A | Available | N/A | N/A | http://www.toshiba-aircon.in.th/ | 0 | N/A | 0 | 0 | AAC6035 | Yes | Variable output compressor | Inverter | No | - | 7100 | 1.82 | - | 840 | 3550 | No | - | - | - | 1663.48 | 7646.7 | No | 767.76 | 3823.35 | No | - | - | 8000 | 2 | 900 | 4000 | No | - | - | Yes | 1770 | 5800 | No | - | - | No | - | - | - | - | - | No | - | - | No | - | - | No | - | -
RAV-GM801ATP-A/RAV-GM801KRTP-A | 0 | N/A | Toshiba | N/A | Non Ducted | Single Split System | Wall Hung | Air | Air | Thailand | 2.12 | N/A | 7.1 | N/A | N/A | N/A | N/A | N/A | 2.35 | 8 | Calorimeter Room | 3.3415 | 3.387 | N/A | - | N/A | N/A | N/A | N/A | N/A | N/A | N/A | N/A | N/A | N/A | N/A | N/A | N/A | N/A | N/A | N/A | N/A | Single | R32 | Australia,Fiji,New Zealand | 138725 | 46174 | 0 | Approved | Reverse Cycle | N/A | Yes | Class 9 | Yes | N/A | N/A | N/A | N/A | N/A | N/A | N/A | Available | N/A | N/A | http://www.toshiba-aircon.in.th/ | 0 | N/A | 0 | 0 | AAC6020 | Yes | Variable output compressor | Inverter | No | - | 7100 | 2.12 | - | 690 | 3550 | No | - | - | - | 1937.68 | 7646.7 | No | 630.66 | 3823.35 | No | - | - | 8000 | 2.35 | 810 | 4000 | No | - | - | Yes | 2040 | 6250 | No | - | - | No | - | - | - | - | - | No | - | - | No | - | - | No | - | -
RAV-GM801ATP-A/RAV-GM801UTP-A | 0 | N/A | Toshiba | N/A | Non Ducted | Single Split System | Cassette | Air | Air | Thailand,Japan | 1.97 | N/A | 7.1 | N/A | N/A | N/A | N/A | N/A | 2.1 | 8 | Enthalpy Test Room | 3.5799 | 3.8422 | N/A | - | N/A | N/A | N/A | N/A | N/A | N/A | N/A | N/A | N/A | N/A | N/A | N/A | N/A | N/A | N/A | N/A | N/A | Single | R32 | Australia,Fiji,New Zealand | 138736 | 46174 | 0 | Approved | Reverse Cycle | N/A | Yes | Class 9 | Yes | N/A | N/A | N/A | N/A | N/A | N/A | N/A | Available | N/A | N/A | http://www.toshiba-aircon.in.th/ | 0 | N/A | 0 | 0 | AAC6022 | Yes | Variable output compressor | Inverter | No | - | 7100 | 1.97 | - | 690 | 3550 | No | - | - | - | 1800.58 | 7646.7 | No | 630.66 | 3823.35 | No | - | - | 8000 | 2.1 | 740 | 4000 | No | - | - | Yes | 1860 | 5800 | No | - | - | No | - | - | - | - | - | No | - | - | No | - | - | No | - | -
RAV-GM901ATP-NZ/RAV-GM901BTP-E | 0 | N/A | TOSHIBA | N/A | Ducted | Single Split System | - | Air | Air | Thailand | 2.46 | N/A | 8 | N/A | N/A | N/A | N/A | N/A | 2.36 | 9 | Enthalpy Test Room | 3.4667 | 3.925 | N/A | - | N/A | N/A | N/A | N/A | N/A | N/A | N/A | N/A | N/A | N/A | N/A | N/A | N/A | N/A | N/A | N/A | N/A | Single | R32 | Fiji,New Zealand | 132363 | 80658 | 0 | Approved | Reverse Cycle | N/A | No | Class 10 | No | N/A | N/A | N/A | N/A | N/A | N/A | N/A | Available | N/A | N/A | http://www.ahi-carrier.co.nz/ | http://www.toshibaheatpumps.com | N/A | 0 | 0 | ZAC0708 | Yes | Variable output compressor | Inverter | No | - | 8000 | 2.46 | - | 810 | 4000 | No | - | - | - | - | - | No | - | - | No | - | - | 9000 | 2.36 | 830 | 4500 | No | - | - | Yes | 2170 | 6750 | No | - | - | No | - | - | - | - | - | No | - | - | No | - | - | No | - | -
RAV-GM901ATP-NZ/RAV-GM901CTP-E | 0 | N/A | TOSHIBA | N/A | Non Ducted | Single Split System | Under ceiling | Air | Air | Thailand | 2.35 | N/A | 8 | N/A | N/A | N/A | N/A | N/A | 2.25 | 9 | Enthalpy Test Room | 3.5219 | 4.1755 | N/A | - | N/A | N/A | N/A | N/A | N/A | N/A | N/A | N/A | N/A | N/A | N/A | N/A | N/A | N/A | N/A | N/A | N/A | Single | R32 | Fiji,New Zealand | 131698 | 80658 | 0 | Approved | Reverse Cycle | N/A | No | Class 9 | No | N/A | N/A | N/A | N/A | N/A | N/A | N/A | Available | N/A | N/A | http://www.toshiba-carrier.co.th | http://www.toshibaheatpumps.com | N/A | 0 | 0 | ZAC0704 | Yes | Variable output compressor | Inverter | No | - | 8000 | 2.35 | - | 790 | 4000 | No | - | - | - | - | - | No | - | - | No | - | - | 9000 | 2.25 | 790 | 4500 | No | - | - | No | - | - | - | 2070 | 6750 | No | - | - | - | - | - | - | - | - | No | - | - | No | - | -
RAV-GM901ATP-NZ/RAV-GM901KRTP-NZ | 0 | N/A | TOSHIBA | N/A | Non Ducted | Single Split System | Wall Hung | Air | Air | Thailand | 2.06 | N/A | 6.7 | N/A | N/A | N/A | N/A | N/A | 2.61 | 8.5 | Calorimeter Room | 3.2347 | 3.2348 | N/A | - | N/A | N/A | N/A | N/A | N/A | N/A | N/A | N/A | N/A | N/A | N/A | N/A | N/A | N/A | N/A | N/A | N/A | Single | R32 | Fiji,New Zealand | 132355 | 80658 | 0 | Approved | Reverse Cycle | N/A | No | Class 9 | No | N/A | N/A | N/A | N/A | N/A | N/A | N/A | Available | N/A | N/A | http://www.toshiba-carrier.co.th | http://www.toshibaheatpumps.com | N/A | 0 | 0 | ZAC0707 | Yes | Variable output compressor | Inverter | No | - | 6700 | 2.06 | - | 670 | 3350 | No | - | - | - | - | - | No | - | - | No | - | - | 8500 | 2.61 | 960 | 4250 | No | - | - | Yes | 2440 | 6550 | No | - | - | No | - | - | - | - | - | No | - | - | No | - | - | No | - | -
RAV-GM901ATP-NZ/RAV-GM901UTP-E | 0 | N/A | TOSHIBA | N/A | Non Ducted | Single Split System | Cassette | Air | Air | Thailand | 2.22 | N/A | 8 | N/A | N/A | N/A | N/A | N/A | 2.25 | 9 | Enthalpy Test Room | 3.7446 | 4.0995 | N/A | - | N/A | N/A | N/A | N/A | N/A | N/A | N/A | N/A | N/A | N/A | N/A | N/A | N/A | N/A | N/A | N/A | N/A | Single | R32 | Fiji,New Zealand | 131703 | 80658 | 0 | Approved | Reverse Cycle | N/A | No | Class 9 | No | N/A | N/A | N/A | N/A | N/A | N/A | N/A | Available | N/A | N/A | http://www.toshiba-carrier.co.th | http://www.toshibaheatpumps.com | N/A | 0 | 0 | ZAC0705 | Yes | Variable output compressor | Inverter | No | - | 8000 | 2.22 | - | 700 | 4000 | No | - | - | - | - | - | No | - | - | No | - | - | 9000 | 2.25 | 790 | 4500 | No | - | - | Yes | 2070 | 6750 | No | - | - | No | - | - | - | - | - | No | - | - | No | - | - | No | - | -
RAV-GP1101AT8P-A/RAV-GM1101BTP-A | 0 | N/A | Toshiba | N/A | Ducted | Single Split System | - | Air | Air | Thailand | 2.44 | N/A | 10 | N/A | N/A | N/A | N/A | N/A | 2.61 | 11.2 | Enthalpy Test Room | 4.248 | 4.4028 | N/A | - | N/A | N/A | N/A | N/A | N/A | N/A | N/A | N/A | N/A | N/A | N/A | N/A | N/A | N/A | N/A | N/A | N/A | Three | R32 | Australia,Fiji,New Zealand | 137943 | 46146 | 0 | Approved | Reverse Cycle | N/A | Yes | Class 11 | Yes | N/A | N/A | N/A | N/A | N/A | N/A | N/A | Available | N/A | N/A | http://www.toshiba-aircon.in.th/ | 0 | N/A | 0 | 0 | AAC5941 | Yes | Variable output compressor | Inverter | No | - | 10000 | 2.44 | - | 920 | 5000 | No | - | - | - | 2230.16 | 10770 | No | 840.88 | 5385 | No | - | - | 11200 | 2.61 | 1130 | 5600 | No | - | - | Yes | 2210 | 8120 | No | - | - | No | - | - | - | - | - | No | - | - | No | - | - | No | - | -
RAV-GP1101AT8P-A/RAV-GM1101CTP-A | 0 | N/A | Toshiba | N/A | Non Ducted | Single Split System | Under ceiling | Air | Air | Thailand | 2.41 | N/A | 10 | N/A | N/A | N/A | N/A | N/A | 2.55 | 11.2 | Enthalpy Test Room | 4.0739 | 4.2887 | N/A | - | N/A | N/A | N/A | N/A | N/A | N/A | N/A | N/A | N/A | N/A | N/A | N/A | N/A | N/A | N/A | N/A | N/A | Three | R32 | Australia,Fiji,New Zealand | 138128 | 46153 | 0 | Approved | Reverse Cycle | N/A | Yes | Class 11 | Yes | N/A | N/A | N/A | N/A | N/A | N/A | N/A | Available | N/A | N/A | http://www.toshiba-aircon.in.th/ | 0 | N/A | 0 | 0 | AAC5968 | Yes | Variable output compressor | Inverter | No | - | 10000 | 2.41 | - | 940 | 5000 | No | - | - | - | 2202.74 | 10770 | No | 859.16 | 5385 | No | - | - | 11200 | 2.55 | 1040 | 5600 | No | - | - | Yes | 2250 | 8120 | No | - | - | No | - | - | - | - | - | No | - | - | No | - | - | No | - | -
RAV-GP1101AT8P-A/RAV-GM1101DTP-A | 0 | N/A | Toshiba | N/A | Ducted | Single Split System | - | Air | Air | Thailand | 2.67 | N/A | 10 | N/A | N/A | N/A | N/A | N/A | 2.55 | 11.2 | Enthalpy Test Room | 3.9677 | 4.4231 | N/A | - | N/A | N/A | N/A | N/A | N/A | N/A | N/A | N/A | N/A | N/A | N/A | N/A | N/A | N/A | N/A | N/A | N/A | Three | R32 | Australia,Fiji,New Zealand | 137936 | 46152 | 0 | Approved | Reverse Cycle | N/A | Yes | Class 11 | Yes | N/A | N/A | N/A | N/A | N/A | N/A | N/A | Available | N/A | N/A | http://www.toshiba-aircon.in.th/ | 0 | N/A | 0 | 0 | AAC5952 | Yes | Variable output compressor | Inverter | No | - | 10000 | 2.67 | - | 1100 | 5000 | No | - | - | - | 2440.38 | 10770 | No | 1005.4 | 5385 | No | - | - | 11200 | 2.55 | 1260 | 5600 | No | - | - | Yes | 2250 | 8120 | No | - | - | No | - | - | - | - | - | No | - | - | No | - | - | No | - | -
RAV-GP1101AT8P-A/RAV-GM1101UTP-A | 0 | N/A | Toshiba | N/A | Non Ducted | Single Split System | Cassette | Air | Air | Thailand | 2.32 | N/A | 10 | N/A | N/A | N/A | N/A | N/A | 2.41 | 11.2 | Enthalpy Test Room | 4.2539 | 4.5194 | N/A | - | N/A | N/A | N/A | N/A | N/A | N/A | N/A | N/A | N/A | N/A | N/A | N/A | N/A | N/A | N/A | N/A | N/A | Three | R32 | Australia,Fiji,New Zealand | 138026 | 46153 | 0 | Approved | Reverse Cycle | N/A | Yes | Class 11 | Yes | N/A | N/A | N/A | N/A | N/A | N/A | N/A | Available | N/A | N/A | http://www.toshiba-aircon.in.th/ | 0 | N/A | 0 | 0 | AAC5965 | Yes | Variable output compressor | Inverter | No | - | 10000 | 2.32 | - | 870 | 5000 | No | - | - | - | 2120.48 | 10770 | No | 795.18 | 5385 | No | - | - | 11200 | 2.41 | 1070 | 5600 | No | - | - | Yes | 2130 | 8120 | No | - | - | No | - | - | - | - | - | No | - | - | No | - | - | No | - | -
RAV-GP1101ATP-A/RAV-GM1101BTP-A | 0 | N/A | Toshiba | N/A | Ducted | Single Split System | - | Air | Air | Thailand | 2.44 | N/A | 10 | N/A | N/A | N/A | N/A | N/A | 2.61 | 11.2 | Enthalpy Test Room | 4.0535 | 4.271 | N/A | - | N/A | N/A | N/A | N/A | N/A | N/A | N/A | N/A | N/A | N/A | N/A | N/A | N/A | N/A | N/A | N/A | N/A | Single | R32 | Australia,Fiji,New Zealand | 137944 | 46145 | 0 | Approved | Reverse Cycle | N/A | Yes | Class 11 | Yes | N/A | N/A | N/A | N/A | N/A | N/A | N/A | Available | N/A | N/A | http://www.toshiba-aircon.in.th/ | 0 | N/A | 0 | 0 | AAC5936 | Yes | Variable output compressor | Inverter | No | - | 10000 | 2.44 | - | 920 | 5000 | No | - | - | - | 2230.16 | 10770 | No | 840.88 | 5385 | No | - | - | 11200 | 2.61 | 1130 | 5600 | No | - | - | Yes | 2310 | 8120 | No | - | - | No | - | - | - | - | - | No | - | - | No | - | - | No | - | -
RAV-GP1101ATP-A/RAV-GM1101CTP-A | 0 | N/A | Toshiba | N/A | Non Ducted | Single Split System | Under ceiling | Air | Air | Thailand | 2.41 | N/A | 10 | N/A | N/A | N/A | N/A | N/A | 2.55 | 11.2 | Enthalpy Test Room | 4.0004 | 4.2366 | N/A | - | N/A | N/A | N/A | N/A | N/A | N/A | N/A | N/A | N/A | N/A | N/A | N/A | N/A | N/A | N/A | N/A | N/A | Single | R32 | Australia,Fiji,New Zealand | 138130 | 46153 | 0 | Approved | Reverse Cycle | N/A | Yes | Class 11 | Yes | N/A | N/A | N/A | N/A | N/A | N/A | N/A | Available | N/A | N/A | http://www.toshiba-aircon.in.th/ | 0 | N/A | 0 | 0 | AAC5969 | Yes | Variable output compressor | Inverter | No | - | 10000 | 2.41 | - | 940 | 5000 | No | - | - | - | 2202.74 | 10770 | No | 859.16 | 5385 | No | - | - | 11200 | 2.55 | 1040 | 5600 | No | - | - | Yes | 2250 | 8120 | No | - | - | No | - | - | - | - | - | No | - | - | No | - | - | No | - | -
RAV-GP1101ATP-A/RAV-GM1101DTP-A | 0 | N/A | Toshiba | N/A | Ducted | Single Split System | - | Air | Air | Thailand | 2.667 | N/A | 10 | N/A | N/A | N/A | N/A | N/A | 2.55 | 11.2 | Enthalpy Test Room | 4.1493 | 4.4161 | N/A | - | N/A | N/A | N/A | N/A | N/A | N/A | N/A | N/A | N/A | N/A | N/A | N/A | N/A | N/A | N/A | N/A | N/A | Single | R32 | Australia,Fiji,New Zealand | 137935 | 46153 | 0 | Approved | Reverse Cycle | N/A | Yes | Class 11 | Yes | N/A | N/A | N/A | N/A | N/A | N/A | N/A | Available | N/A | N/A | http://www.toshiba-aircon.in.th/ | 0 | N/A | 0 | 0 | AAC5958 | Yes | Variable output compressor | Inverter | No | - | 10000 | 2.667 | - | 1030 | 5000 | No | - | - | - | 2437.638 | 10770 | No | 941.42 | 5385 | No | - | - | 11200 | 2.55 | 1260 | 5600 | No | - | - | Yes | 2250 | 8120 | No | - | - | No | - | - | - | - | - | No | - | - | No | - | - | No | - | -
RAV-GP1101ATP-A/RAV-GM1101UTP-A | 0 | N/A | Toshiba | N/A | Non Ducted | Single Split System | Cassette | Air | Air | Thailand | 2.32 | N/A | 10 | N/A | N/A | N/A | N/A | N/A | 2.41 | 11.2 | Enthalpy Test Room | 4.2348 | 4.5141 | N/A | - | N/A | N/A | N/A | N/A | N/A | N/A | N/A | N/A | N/A | N/A | N/A | N/A | N/A | N/A | N/A | N/A | N/A | Single | R32 | Australia,Fiji,New Zealand | 138032 | 46153 | 0 | Approved | Reverse Cycle | N/A | Yes | Class 11 | Yes | N/A | N/A | N/A | N/A | N/A | N/A | N/A | Available | N/A | N/A | http://www.toshiba-aircon.in.th/ | 0 | N/A | 0 | 0 | AAC5966 | Yes | Variable output compressor | Inverter | No | - | 10000 | 2.32 | - | 870 | 5000 | No | - | - | - | 2120.48 | 10770 | No | 795.18 | 5385 | No | - | - | 11200 | 2.41 | 1070 | 5600 | No | - | - | Yes | 2130 | 8120 | No | - | - | No | - | - | - | - | - | No | - | - | No | - | - | No | - | -
RAV-GP1401AT8P-A/RAV-GM1401BTP-A | 0 | N/A | Toshiba | N/A | Ducted | Single Split System | - | Air | Air | Thailand | 3.62 | N/A | 12.5 | N/A | N/A | N/A | N/A | N/A | 3.64 | 14 | Enthalpy Test Room | 3.7006 | 3.9652 | N/A | - | N/A | N/A | N/A | N/A | N/A | N/A | N/A | N/A | N/A | N/A | N/A | N/A | N/A | N/A | N/A | N/A | N/A | Three | R32 | Australia,Fiji,New Zealand | 137945 | 46146 | 0 | Approved | Reverse Cycle | N/A | Yes | Class 11 | Yes | N/A | N/A | N/A | N/A | N/A | N/A | N/A | Available | N/A | N/A | http://www.toshiba-aircon.in.th/ | 0 | N/A | 0 | 0 | AAC5940 | Yes | Variable output compressor | Inverter | No | - | 12500 | 3.62 | - | 1320 | 6250 | No | - | - | - | 3308.68 | 13462.5 | No | 1206.48 | 6731.25 | No | - | - | 14000 | 3.64 | 1530 | 7000 | No | - | - | Yes | 3220 | 10140 | No | - | - | No | - | - | - | - | - | No | - | - | No | - | - | No | - | -
RAV-GP1401AT8P-A/RAV-GM1401CTP-A | 0 | N/A | Toshiba | N/A | Non Ducted | Single Split System | Under ceiling | Air | Air | Thailand | 3.48 | N/A | 12.5 | N/A | N/A | N/A | N/A | N/A | 3.46 | 14 | Enthalpy Test Room | 3.5093 | 3.9478 | N/A | - | N/A | N/A | N/A | N/A | N/A | N/A | N/A | N/A | N/A | N/A | N/A | N/A | N/A | N/A | N/A | N/A | N/A | Three | R32 | Australia,Fiji,New Zealand | 138133 | 46153 | 0 | Approved | Reverse Cycle | N/A | Yes | Class 11 | Yes | N/A | N/A | N/A | N/A | N/A | N/A | N/A | Available | N/A | N/A | http://www.toshiba-aircon.in.th/ | 0 | N/A | 0 | 0 | AAC5975 | Yes | Variable output compressor | Inverter | No | - | 12500 | 3.48 | - | 1350 | 6250 | No | - | - | - | 3180.72 | 13462.5 | No | 1233.9 | 6731.25 | No | - | - | 14000 | 3.46 | 1350 | 7000 | No | - | - | Yes | 3060 | 10140 | No | - | - | No | - | - | - | - | - | No | - | - | No | - | - | No | - | -
RAV-GP1401AT8P-A/RAV-GM1401DTP-A | 0 | N/A | Toshiba | N/A | Ducted | Single Split System | - | Air | Air | Thailand | 3.64 | N/A | 12.5 | N/A | N/A | N/A | N/A | N/A | 3.37 | 14 | Enthalpy Test Room | 3.4934 | 4.1069 | N/A | - | N/A | N/A | N/A | N/A | N/A | N/A | N/A | N/A | N/A | N/A | N/A | N/A | N/A | N/A | N/A | N/A | N/A | Three | R32 | Australia,Fiji,New Zealand | 137937 | 46153 | 0 | Approved | Reverse Cycle | N/A | Yes | Class 11 | Yes | N/A | N/A | N/A | N/A | N/A | N/A | N/A | Available | N/A | N/A | http://www.toshiba-aircon.in.th/ | 0 | N/A | 0 | 0 | AAC5957 | Yes | Variable output compressor | Inverter | No | - | 12500 | 3.64 | - | 1550 | 6250 | No | - | - | - | 3326.96 | 13462.5 | No | 1416.7 | 6731.25 | No | - | - | 14000 | 3.37 | 1650 | 7000 | No | - | - | Yes | 2980 | 10140 | No | - | - | No | - | - | - | - | - | No | - | - | No | - | - | No | - | -
RAV-GP1401AT8P-A/RAV-GM1401UTP-A | 0 | N/A | Toshiba | N/A | Non Ducted | Single Split System | Cassette | Air | Air | Thailand | 3.42 | N/A | 12.5 | N/A | N/A | N/A | N/A | N/A | 3.41 | 14 | Enthalpy Test Room | 3.5823 | 3.9907 | N/A | - | N/A | N/A | N/A | N/A | N/A | N/A | N/A | N/A | N/A | N/A | N/A | N/A | N/A | N/A | N/A | N/A | N/A | Three | R32 | Australia,Fiji,New Zealand | 138033 | 46153 | 0 | Approved | Reverse Cycle | N/A | Yes | Class 11 | Yes | N/A | N/A | N/A | N/A | N/A | N/A | N/A | Available | N/A | N/A | http://www.toshiba-aircon.in.th/ | 0 | N/A | 0 | 0 | AAC5955 | Yes | Variable output compressor | Inverter | No | - | 12500 | 3.42 | - | 1160 | 6250 | No | - | - | - | 3125.88 | 13462.5 | No | 1060.24 | 6731.25 | No | - | - | 14000 | 3.41 | 1390 | 7000 | No | - | - | Yes | 3020 | 10140 | No | - | - | No | - | - | - | - | - | No | - | - | No | - | - | No | - | -
RAV-GP1401ATP-A/RAV-GM1401BTP-A | 0 | N/A | Toshiba | N/A | Ducted | Single Split System | - | Air | Air | Thailand | 3.48 | N/A | 12.5 | N/A | N/A | N/A | N/A | N/A | 3.64 | 14 | Enthalpy Test Room | 3.5215 | 4.1805 | N/A | - | N/A | N/A | N/A | N/A | N/A | N/A | N/A | N/A | N/A | N/A | N/A | N/A | N/A | N/A | N/A | N/A | N/A | Single | R32 | Australia,Fiji,New Zealand | 137946 | 46145 | 0 | Approved | Reverse Cycle | N/A | Yes | Class 11 | Yes | N/A | N/A | N/A | N/A | N/A | N/A | N/A | Available | N/A | N/A | http://www.toshiba-aircon.in.th/ | 0 | N/A | 0 | 0 | AAC5937 | Yes | Variable output compressor | Inverter | No | - | 12500 | 3.48 | - | 1350 | 6250 | No | - | - | - | 3180.72 | 13462.5 | No | 1233.9 | 6731.25 | No | - | - | 14000 | 3.64 | 1530 | 7000 | No | - | - | Yes | 3220 | 10140 | No | - | - | No | - | - | - | - | - | No | - | - | No | - | - | No | - | -
RAV-GP1401ATP-A/RAV-GM1401CTP-A | 0 | N/A | Toshiba | N/A | Non Ducted | Single Split System | Under ceiling | Air | Air | Thailand | 3.48 | N/A | 12.5 | N/A | N/A | N/A | N/A | N/A | 3.46 | 14 | Enthalpy Test Room | 3.4986 | 3.889 | N/A | - | N/A | N/A | N/A | N/A | N/A | N/A | N/A | N/A | N/A | N/A | N/A | N/A | N/A | N/A | N/A | N/A | N/A | Single | R32 | Australia,Fiji,New Zealand | 138137 | 46153 | 0 | Approved | Reverse Cycle | N/A | Yes | Class 11 | Yes | N/A | N/A | N/A | N/A | N/A | N/A | N/A | Available | N/A | N/A | http://www.toshiba-aircon.in.th/ | 0 | N/A | 0 | 0 | AAC5976 | Yes | Variable output compressor | Inverter | No | - | 12500 | 3.48 | - | 1350 | 6250 | No | - | - | - | 3180.72 | 13462.5 | No | 1233.9 | 6731.25 | No | - | - | 14000 | 3.46 | 1350 | 7000 | No | - | - | Yes | 3060 | 10140 | No | - | - | No | - | - | - | - | - | No | - | - | No | - | - | No | - | -
RAV-GP1401ATP-A/RAV-GM1401DTP-A | 0 | N/A | Toshiba | N/A | Ducted | Single Split System | - | Air | Air | Thailand | 3.64 | N/A | 12.5 | N/A | N/A | N/A | N/A | N/A | 3.37 | 14 | Enthalpy Test Room | 3.6682 | 4.0839 | N/A | - | N/A | N/A | N/A | N/A | N/A | N/A | N/A | N/A | N/A | N/A | N/A | N/A | N/A | N/A | N/A | N/A | N/A | Single | R32 | Australia,Fiji,New Zealand | 137938 | 46152 | 0 | Approved | Reverse Cycle | N/A | Yes | Class 11 | Yes | N/A | N/A | N/A | N/A | N/A | N/A | N/A | Available | N/A | N/A | http://www.toshiba-aircon.in.th/ | 0 | N/A | 0 | 0 | AAC5953 | Yes | Variable output compressor | Inverter | No | - | 12500 | 3.64 | - | 1550 | 6250 | No | - | - | - | 3326.96 | 13462.5 | No | 1416.7 | 6731.25 | No | - | - | 14000 | 3.37 | 1650 | 7000 | No | - | - | Yes | 2980 | 10140 | No | - | - | No | - | - | - | - | - | No | - | - | No | - | - | No | - | -
RAV-GP1401ATP-A/RAV-GM1401UTP-A | 0 | N/A | Toshiba | N/A | Non Ducted | Single Split System | Cassette | Air | Air | Thailand | 3.42 | N/A | 12.5 | N/A | N/A | N/A | N/A | N/A | 3.41 | 14 | Enthalpy Test Room | 3.5832 | 4.0102 | N/A | - | N/A | N/A | N/A | N/A | N/A | N/A | N/A | N/A | N/A | N/A | N/A | N/A | N/A | N/A | N/A | N/A | N/A | Single | R32 | Australia,Fiji,New Zealand | 138034 | 46153 | 0 | Approved | Reverse Cycle | N/A | Yes | Class 11 | Yes | N/A | N/A | N/A | N/A | N/A | N/A | N/A | Available | N/A | N/A | http://www.toshiba-aircon.in.th/ | 0 | N/A | 0 | 0 | AAC5982 | Yes | Variable output compressor | Inverter | No | - | 12500 | 3.42 | - | 1160 | 6250 | No | - | - | - | 3125.88 | 13462.5 | No | 1060.24 | 6731.25 | No | - | - | 14000 | 3.41 | 1390 | 7000 | No | - | - | Yes | 3020 | 10140 | No | - | - | No | - | - | - | - | - | No | - | - | No | - | - | No | - | -
RAV-GP1601AT8P-A/RAV-GM1601BTP-A | 0 | N/A | Toshiba | N/A | Ducted | Single Split System | - | Air | Air | Thailand | 4.33 | N/A | 14 | N/A | N/A | N/A | N/A | N/A | 4.5 | 16 | Enthalpy Test Room | 3.4738 | 3.7636 | N/A | - | N/A | N/A | N/A | N/A | N/A | N/A | N/A | N/A | N/A | N/A | N/A | N/A | N/A | N/A | N/A | N/A | N/A | Three | R32 | Australia,Fiji,New Zealand | 137947 | 46146 | 0 | Approved | Reverse Cycle | N/A | Yes | Class 11 | Yes | N/A | N/A | N/A | N/A | N/A | N/A | N/A | Available | N/A | N/A | http://www.toshiba-aircon.in.th/ | 0 | N/A | 0 | 0 | AAC5939 | Yes | Variable output compressor | Inverter | No | - | 14000 | 4.33 | - | 1540 | 7000 | No | - | - | - | 3957.62 | 15078 | No | 1407.56 | 7539 | No | - | - | 16000 | 4.5 | 1670 | 8000 | No | - | - | Yes | 3980 | 11590 | No | - | - | No | - | - | - | - | - | No | - | - | No | - | - | No | - | -
RAV-GP1601AT8P-A/RAV-GM1601CTP-A | 0 | N/A | Toshiba | N/A | Non Ducted | Single Split System | Under ceiling | Air | Air | Thailand | 4.12 | N/A | 14 | N/A | N/A | N/A | N/A | N/A | 4.3 | 16 | Enthalpy Test Room | 3.407 | 3.8715 | N/A | - | N/A | N/A | N/A | N/A | N/A | N/A | N/A | N/A | N/A | N/A | N/A | N/A | N/A | N/A | N/A | N/A | N/A | Three | R32 | Australia,Fiji,New Zealand | 138138 | 46153 | 0 | Approved | Reverse Cycle | N/A | Yes | Class 11 | Yes | N/A | N/A | N/A | N/A | N/A | N/A | N/A | Available | N/A | N/A | http://www.toshiba-aircon.in.th/ | 0 | N/A | 0 | 0 | AAC5970 | Yes | Variable output compressor | Inverter | No | - | 14000 | 4.12 | - | 1450 | 7000 | No | - | - | - | 3765.68 | 15078 | No | 1325.3 | 7539 | No | - | - | 16000 | 4.3 | 1560 | 8000 | No | - | - | Yes | 3810 | 11590 | No | - | - | No | - | - | - | - | - | No | - | - | No | - | - | No | - | -
RAV-GP1601AT8P-A/RAV-GM1601DTP-A | 0 | N/A | Toshiba | N/A | Ducted | Single Split System | - | Air | Air | Thailand | 4.23 | N/A | 14 | N/A | N/A | N/A | N/A | N/A | 4.1 | 16 | Enthalpy Test Room | 3.2418 | 3.8033 | N/A | - | N/A | N/A | N/A | N/A | N/A | N/A | N/A | N/A | N/A | N/A | N/A | N/A | N/A | N/A | N/A | N/A | N/A | Three | R32 | Australia,Fiji,New Zealand | 137939 | 46153 | 0 | Approved | Reverse Cycle | N/A | Yes | Class 11 | Yes | N/A | N/A | N/A | N/A | N/A | N/A | N/A | Available | N/A | N/A | http://www.toshiba-aircon.in.th/ | 0 | N/A | 0 | 0 | AAC5956 | Yes | Variable output compressor | Inverter | No | - | 14000 | 4.23 | - | 1630 | 7000 | No | - | - | - | 3866.22 | 15078 | No | 1489.82 | 7539 | No | - | - | 16000 | 4.1 | 1820 | 8000 | No | - | - | Yes | 3630 | 11590 | No | - | - | No | - | - | - | - | - | No | - | - | No | - | - | No | - | -
RAV-GP1601AT8P-A/RAV-GM1601UTP-A | 0 | N/A | Toshiba | N/A | Non Ducted | Single Split System | Cassette | Air | Air | Thailand | 4.33 | N/A | 14 | N/A | N/A | N/A | N/A | N/A | 4.28 | 16 | Enthalpy Test Room | 3.3403 | 3.6873 | N/A | - | N/A | N/A | N/A | N/A | N/A | N/A | N/A | N/A | N/A | N/A | N/A | N/A | N/A | N/A | N/A | N/A | N/A | Three | R32 | Australia,Fiji,New Zealand | 138035 | 46153 | 0 | Approved | Reverse Cycle | N/A | Yes | Class 11 | Yes | N/A | N/A | N/A | N/A | N/A | N/A | N/A | Available | N/A | N/A | http://www.toshiba-aircon.in.th/ | 0 | N/A | 0 | 0 | AAC5972 | Yes | Variable output compressor | Inverter | No | - | 14000 | 4.33 | - | 1410 | 7000 | No | - | - | - | 3957.62 | 15078 | No | 1288.74 | 7539 | No | - | - | 16000 | 4.28 | 1560 | 8000 | No | - | - | Yes | 3790 | 11590 | No | - | - | No | - | - | - | - | - | No | - | - | No | - | - | No | - | -
RAV-GP1601ATP-A/RAV-GM1601BTP-A | 0 | N/A | Toshiba | N/A | Ducted | Single Split System | - | Air | Air | Thailand | 4.33 | N/A | 14 | N/A | N/A | N/A | N/A | N/A | 4.5 | 16 | Enthalpy Test Room | 3.2751 | 3.5519 | N/A | - | N/A | N/A | N/A | N/A | N/A | N/A | N/A | N/A | N/A | N/A | N/A | N/A | N/A | N/A | N/A | N/A | N/A | Single | R32 | Australia,Fiji,New Zealand | 137948 | 46145 | 0 | Approved | Reverse Cycle | N/A | Yes | Class 11 | Yes | N/A | N/A | N/A | N/A | N/A | N/A | N/A | Available | N/A | N/A | http://www.toshiba-aircon.in.th/ | 0 | N/A | 0 | 0 | AAC5938 | Yes | Variable output compressor | Inverter | No | - | 14000 | 4.33 | - | 1540 | 7000 | No | - | - | - | 3957.62 | 15078 | No | 1407.56 | 7539 | No | - | - | 16000 | 4.5 | 1670 | 8000 | No | - | - | Yes | 3980 | 11590 | No | - | - | No | - | - | - | - | - | No | - | - | No | - | - | No | - | -
RAV-GP1601ATP-A/RAV-GM1601CTP-A | 0 | N/A | Toshiba | N/A | Non Ducted | Single Split System | Under ceiling | Air | Air | Thailand | 4.12 | N/A | 14 | N/A | N/A | N/A | N/A | N/A | 4.3 | 16 | Enthalpy Test Room | 3.3555 | 3.6973 | N/A | - | N/A | N/A | N/A | N/A | N/A | N/A | N/A | N/A | N/A | N/A | N/A | N/A | N/A | N/A | N/A | N/A | N/A | Single | R32 | Australia,Fiji,New Zealand | 138139 | 46153 | 0 | Approved | Reverse Cycle | N/A | Yes | Class 11 | Yes | N/A | N/A | N/A | N/A | N/A | N/A | N/A | Available | N/A | N/A | http://www.toshiba-aircon.in.th/ | 0 | N/A | 0 | 0 | AAC5977 | Yes | Variable output compressor | Inverter | No | - | 14000 | 4.12 | - | 1450 | 7000 | No | - | - | - | 3765.68 | 15078 | No | 1325.3 | 7539 | No | - | - | 16000 | 4.3 | 1560 | 8000 | No | - | - | Yes | 3810 | 11590 | No | - | - | No | - | - | - | - | - | No | - | - | No | - | - | No | - | -
RAV-GP1601ATP-A/RAV-GM1601DTP-A | 0 | N/A | Toshiba | N/A | Ducted | Single Split System | - | Air | Air | Thailand | 4.23 | N/A | 14 | N/A | N/A | N/A | N/A | N/A | 4.1 | 16 | Enthalpy Test Room | 3.5317 | 3.8139 | N/A | - | N/A | N/A | N/A | N/A | N/A | N/A | N/A | N/A | N/A | N/A | N/A | N/A | N/A | N/A | N/A | N/A | N/A | Single | R32 | Australia,Fiji,New Zealand | 137940 | 46152 | 0 | Approved | Reverse Cycle | N/A | Yes | Class 11 | Yes | N/A | N/A | N/A | N/A | N/A | N/A | N/A | Available | N/A | N/A | http://www.toshiba-aircon.in.th/ | 0 | N/A | 0 | 0 | AAC5954 | Yes | Variable output compressor | Inverter | No | - | 14000 | 4.23 | - | 1630 | 7000 | No | - | - | - | 3866.22 | 15078 | No | 1489.82 | 7539 | No | - | - | 16000 | 4.1 | 1820 | 8000 | No | - | - | Yes | 3630 | 11590 | No | - | - | No | - | - | - | - | - | No | - | - | No | - | - | No | - | -
RAV-GP1601ATP-A/RAV-GM1601UTP-A | 0 | N/A | Toshiba | N/A | Non Ducted | Single Split System | Cassette | Air | Air | Thailand | 4.33 | N/A | 14 | N/A | N/A | N/A | N/A | N/A | 4.28 | 16 | Enthalpy Test Room | 3.2832 | 3.6729 | N/A | - | N/A | N/A | N/A | N/A | N/A | N/A | N/A | N/A | N/A | N/A | N/A | N/A | N/A | N/A | N/A | N/A | N/A | Single | R32 | Australia,Fiji,New Zealand | 138036 | 46153 | 0 | Approved | Reverse Cycle | N/A | Yes | Class 11 | Yes | N/A | N/A | N/A | N/A | N/A | N/A | N/A | Available | N/A | N/A | http://www.toshiba-aircon.in.th/ | 0 | N/A | 0 | 0 | AAC5967 | Yes | Variable output compressor | Inverter | No | - | 14000 | 4.33 | - | 1410 | 7000 | No | - | - | - | 3957.62 | 15078 | No | 1288.74 | 7539 | No | - | - | 16000 | 4.28 | 1560 | 8000 | No | - | - | Yes | 3790 | 11590 | No | - | - | No | - | - | - | - | - | No | - | - | No | - | - | No | - | -
RAV-GP561ATJP-E/RAV-RM561BTP-E | 0 | N/A | TOSHIBA | N/A | Ducted | Single Split System | - | Air | Air | Thailand | 1.52 | N/A | 5 | N/A | N/A | N/A | N/A | N/A | 1.61 | 5.6 | Enthalpy Test Room | 3.4473 | 3.6267 | N/A | - | N/A | N/A | N/A | N/A | N/A | N/A | N/A | N/A | N/A | N/A | N/A | N/A | N/A | N/A | N/A | N/A | N/A | Single | R32 | New Zealand | 137784 | 80843 | 0 | Approved | Reverse Cycle | N/A | No | Class 10 | No | N/A | N/A | N/A | N/A | N/A | N/A | N/A | Available | N/A | N/A | http://www.ahi-carrier.co.nz/ | http://www.toshibaheatpumps.com | N/A | 0 | 0 | ZAC0730 | Yes | Variable output compressor | Inverter | No | - | 5000 | 1.52 | - | 670 | 2500 | No | - | - | - | - | - | No | - | - | No | - | - | 5600 | 1.61 | 800 | 2800 | No | - | - | Yes | 1450 | 4550 | No | - | - | No | - | - | - | - | - | No | - | - | No | - | - | No | - | -
RAV-GP561ATP-A/RAV-GM561BTP-A | 0 | N/A | Toshiba | N/A | Ducted | Single Split System | - | Air | Air | Thailand | 1.42 | N/A | 5 | N/A | N/A | N/A | N/A | N/A | 1.4 | 5.6 | Enthalpy Test Room | 3.629 | 4.1039 | N/A | - | N/A | N/A | N/A | N/A | N/A | N/A | N/A | N/A | N/A | N/A | N/A | N/A | N/A | N/A | N/A | N/A | N/A | Single | R32 | Australia,Fiji,New Zealand | 137941 | 46146 | 0 | Approved | Reverse Cycle | N/A | Yes | Class 10 | Yes | N/A | N/A | N/A | N/A | N/A | N/A | N/A | Available | N/A | N/A | http://www.toshiba-aircon.in.th/ | 0 | N/A | 0 | 0 | AAC5942 | Yes | Variable output compressor | Inverter | No | - | 5000 | 1.42 | - | 540 | 2500 | No | - | - | - | 1297.88 | 5385 | No | 493.56 | 2692.5 | No | - | - | 5600 | 1.4 | 550 | 2800 | No | - | - | Yes | 1450 | 4550 | No | - | - | No | - | - | - | - | - | No | - | - | No | - | - | No | - | -
RAV-GP561ATP-A/RAV-GM561CTP-A | 0 | N/A | Toshiba | N/A | Non Ducted | Single Split System | Under ceiling | Air | Air | Thailand | 1.37 | N/A | 5 | N/A | N/A | N/A | N/A | N/A | 1.28 | 5.6 | Enthalpy Test Room | 3.835 | 4.3765 | N/A | - | N/A | N/A | N/A | N/A | N/A | N/A | N/A | N/A | N/A | N/A | N/A | N/A | N/A | N/A | N/A | N/A | N/A | Single | R32 | Australia,Fiji,New Zealand | 138105 | 46153 | 0 | Approved | Reverse Cycle | N/A | Yes | Class 9 | Yes | N/A | N/A | N/A | N/A | N/A | N/A | N/A | Available | N/A | N/A | http://www.toshiba-aircon.in.th/ | 0 | N/A | 0 | 0 | AAC5973 | Yes | Variable output compressor | Inverter | No | - | 5000 | 1.37 | - | 480 | 2500 | No | - | - | - | 1252.18 | 5385 | No | 438.72 | 2692.5 | No | - | - | 5600 | 1.28 | 480 | 2800 | No | - | - | Yes | 1250 | 4550 | No | - | - | No | - | - | - | - | - | No | - | - | No | - | - | No | - | -
RAV-GP561ATP-A/RAV-GM561DTP-A | 0 | N/A | Toshiba | N/A | Ducted | Single Split System | - | Air | Air | Thailand | 1.35 | N/A | 5 | N/A | N/A | N/A | N/A | N/A | 1.22 | 5.6 | Enthalpy Test Room | 3.738 | 4.6849 | N/A | - | N/A | N/A | N/A | N/A | N/A | N/A | N/A | N/A | N/A | N/A | N/A | N/A | N/A | N/A | N/A | N/A | N/A | Single | R32 | Australia,Fiji,New Zealand | 137933 | 46153 | 0 | Approved | Reverse Cycle | N/A | Yes | Class 10 | Yes | N/A | N/A | N/A | N/A | N/A | N/A | N/A | Available | N/A | N/A | http://www.toshiba-aircon.in.th/ | 0 | N/A | 0 | 0 | AAC5959 | Yes | Variable output compressor | Inverter | No | - | 5000 | 1.35 | - | 530 | 2500 | No | - | - | - | 1233.9 | 5385 | No | 484.42 | 2692.5 | No | - | - | 5600 | 1.22 | 550 | 2800 | No | - | - | Yes | 1450 | 4550 | No | - | - | No | - | - | - | - | - | No | - | - | No | - | - | No | - | -
RAV-GP561ATP-A/RAV-GM561KRTP-A | 0 | N/A | Toshiba | N/A | Non Ducted | Single Split System | Wall Hung | Air | Air | Thailand | 1.26 | N/A | 5 | N/A | N/A | N/A | N/A | N/A | 1.4 | 5.6 | Calorimeter Room | 4.1 | 4.1749 | N/A | - | N/A | N/A | N/A | N/A | N/A | N/A | N/A | N/A | N/A | N/A | N/A | N/A | N/A | N/A | N/A | N/A | N/A | Single | R32 | Australia,Fiji,New Zealand | 137931 | 46146 | 0 | Approved | Reverse Cycle | N/A | Yes | Class 9 | Yes | N/A | N/A | N/A | N/A | N/A | N/A | N/A | Available | N/A | N/A | http://www.toshiba-aircon.in.th/ | 0 | N/A | 0 | 0 | AAC5943 | Yes | Variable output compressor | Inverter | No | - | 5000 | 1.26 | - | 450 | 2500 | No | - | - | - | 1151.64 | 5385 | No | 411.3 | 2692.5 | No | - | - | 5600 | 1.4 | 500 | 2800 | No | - | - | Yes | 1300 | 4700 | No | - | - | No | - | - | - | - | - | No | - | - | No | - | - | No | - | -
RAV-GP561ATP-A/RAV-GM561UTP-A | 0 | N/A | Toshiba | N/A | Non Ducted | Single Split System | Cassette | Air | Air | Thailand | 1.22 | N/A | 5 | N/A | N/A | N/A | N/A | N/A | 1.21 | 5.6 | Enthalpy Test Room | 4.3897 | 4.5352 | N/A | - | N/A | N/A | N/A | N/A | N/A | N/A | N/A | N/A | N/A | N/A | N/A | N/A | N/A | N/A | N/A | N/A | N/A | Single | R32 | Australia,Fiji,New Zealand | 137990 | 46153 | 0 | Approved | Reverse Cycle | N/A | Yes | Class 9 | Yes | N/A | N/A | N/A | N/A | N/A | N/A | N/A | Available | N/A | N/A | http://www.toshiba-aircon.in.th/ | 0 | N/A | 0 | 0 | AAC5963 | Yes | Variable output compressor | Inverter | No | - | 5000 | 1.22 | - | 390 | 2500 | No | - | - | - | 1115.08 | 5385 | No | 356.46 | 2692.5 | No | - | - | 5600 | 1.21 | 460 | 2800 | No | - | - | Yes | 1170 | 4550 | No | - | - | No | - | - | - | - | - | No | - | - | No | - | - | No | - | -
RAV-GP801ATP-A/RAV-GM801BTP-A | 0 | N/A | Toshiba | N/A | Ducted | Single Split System | - | Air | Air | Thailand | 1.92 | N/A | 7.1 | N/A | N/A | N/A | N/A | N/A | 1.91 | 8 | Enthalpy Test Room | 3.9286 | 4.3409 | N/A | - | N/A | N/A | N/A | N/A | N/A | N/A | N/A | N/A | N/A | N/A | N/A | N/A | N/A | N/A | N/A | N/A | N/A | Single | R32 | Australia,Fiji,New Zealand | 137942 | 46145 | 0 | Approved | Reverse Cycle | N/A | Yes | Class 10 | Yes | N/A | N/A | N/A | N/A | N/A | N/A | N/A | Available | N/A | N/A | http://www.toshiba-aircon.in.th/ | 0 | N/A | 0 | 0 | AAC5935 | Yes | Variable output compressor | Inverter | No | - | 7100 | 1.92 | - | 730 | 3550 | No | - | - | - | 1754.88 | 7646.7 | No | 667.22 | 3823.35 | No | - | - | 8000 | 1.91 | 800 | 4000 | No | - | - | Yes | 1690 | 5800 | No | - | - | No | - | - | - | - | - | No | - | - | No | - | - | No | - | -
RAV-GP801ATP-A/RAV-GM801CTP-A | 0 | N/A | Toshiba | N/A | Non Ducted | Single Split System | Under ceiling | Air | Air | Thailand | 1.63 | N/A | 7.1 | N/A | N/A | N/A | N/A | N/A | 1.86 | 8 | Enthalpy Test Room | 4.2328 | 4.2199 | N/A | - | N/A | N/A | N/A | N/A | N/A | N/A | N/A | N/A | N/A | N/A | N/A | N/A | N/A | N/A | N/A | N/A | N/A | Single | R32 | Australia,Fiji,New Zealand | 138109 | 46153 | 0 | Approved | Reverse Cycle | N/A | Yes | Class 9 | Yes | N/A | N/A | N/A | N/A | N/A | N/A | N/A | Available | N/A | N/A | http://www.toshiba-aircon.in.th/ | 0 | N/A | 0 | 0 | AAC5974 | Yes | Variable output compressor | Inverter | No | - | 7100 | 1.63 | - | 620 | 3550 | No | - | - | - | 1489.82 | 7646.7 | No | 566.68 | 3823.35 | No | - | - | 8000 | 1.86 | 730 | 4000 | No | - | - | Yes | 1650 | 5800 | No | - | - | No | - | - | - | - | - | No | - | - | No | - | - | No | - | -
RAV-GP801ATP-A/RAV-GM801DTP-A | 0 | N/A | Toshiba | N/A | Ducted | Single Split System | - | Air | Air | Thailand | 1.78 | N/A | 7.1 | N/A | N/A | N/A | N/A | N/A | 1.84 | 8 | Enthalpy Test Room | 3.9014 | 4.3695 | N/A | - | N/A | N/A | N/A | N/A | N/A | N/A | N/A | N/A | N/A | N/A | N/A | N/A | N/A | N/A | N/A | N/A | N/A | Single | R32 | Australia,Fiji,New Zealand | 137934 | 46152 | 0 | Approved | Reverse Cycle | N/A | Yes | Class 10 | Yes | N/A | N/A | N/A | N/A | N/A | N/A | N/A | Available | N/A | N/A | http://www.toshiba-aircon.in.th/ | 0 | N/A | 0 | 0 | AAC5951 | Yes | Variable output compressor | Inverter | No | - | 7100 | 1.78 | - | 840 | 3550 | No | - | - | - | 1626.92 | 7646.7 | No | 767.76 | 3823.35 | No | - | - | 8000 | 1.84 | 850 | 4000 | No | - | - | Yes | 1690 | 5800 | No | - | - | No | - | - | - | - | - | No | - | - | No | - | - | No | - | -
RAV-GP801ATP-A/RAV-GM801KRTP-A | 0 | N/A | Toshiba | N/A | Non Ducted | Single Split System | Wall Hung | Air | Air | Thailand | 1.82 | N/A | 7.1 | N/A | N/A | N/A | N/A | N/A | 2.22 | 8 | Calorimeter Room | 3.8227 | 3.5219 | N/A | - | N/A | N/A | N/A | N/A | N/A | N/A | N/A | N/A | N/A | N/A | N/A | N/A | N/A | N/A | N/A | N/A | N/A | Single | R32 | Australia,Fiji,New Zealand | 137932 | 46145 | 0 | Approved | Reverse Cycle | N/A | Yes | Class 9 | Yes | N/A | N/A | N/A | N/A | N/A | N/A | N/A | Available | N/A | N/A | http://www.toshiba-aircon.in.th/ | 0 | N/A | 0 | 0 | AAC5934 | Yes | Variable output compressor | Inverter | No | - | 7100 | 1.82 | - | 670 | 3550 | No | - | - | - | 1663.48 | 7646.7 | No | 612.38 | 3823.35 | No | - | - | 8000 | 2.22 | 800 | 4000 | No | - | - | Yes | 2200 | 6700 | No | - | - | No | - | - | - | - | - | No | - | - | No | - | - | No | - | -
RAV-GP801ATP-A/RAV-GM801UTP-A | 0 | N/A | Toshiba | N/A | Non Ducted | Single Split System | Cassette | Air | Air | Thailand | 1.78 | N/A | 7.1 | N/A | N/A | N/A | N/A | N/A | 1.91 | 8 | Enthalpy Test Room | 4.0454 | 4.3019 | N/A | - | N/A | N/A | N/A | N/A | N/A | N/A | N/A | N/A | N/A | N/A | N/A | N/A | N/A | N/A | N/A | N/A | N/A | Single | R32 | Australia,Fiji,New Zealand | 138024 | 46153 | 0 | Approved | Reverse Cycle | N/A | Yes | Class 9 | Yes | N/A | N/A | N/A | N/A | N/A | N/A | N/A | Available | N/A | N/A | http://www.toshiba-aircon.in.th/ | 0 | N/A | 0 | 0 | AAC5964 | Yes | Variable output compressor | Inverter | No | - | 7100 | 1.78 | - | 620 | 3550 | No | - | - | - | 1626.92 | 7646.7 | No | 566.68 | 3823.35 | No | - | - | 8000 | 1.91 | 720 | 4000 | No | - | - | Yes | 1690 | 5800 | No | - | - | No | - | - | - | - | - | No | - | - | No | - | - | No | - | -
RAV-SM2804AT8-A1/RAV-RM2801DTP-E2 | 0 | N/A | Toshiba | N/A | Ducted | Single Split System | - | Air | Air | Thailand,Japan | 6.1 | N/A | 20 | N/A | N/A | N/A | N/A | N/A | 7.2 | 27 | Enthalpy Test Room | 3.1143 | 3.6125 | N/A | - | N/A | N/A | N/A | N/A | N/A | N/A | N/A | N/A | N/A | N/A | N/A | N/A | N/A | N/A | N/A | N/A | N/A | Three | R410A | Australia,Fiji,New Zealand | 141038 | 46264 | 0 | Approved | Reverse Cycle | N/A | No | Class 11 | No | N/A | N/A | N/A | N/A | N/A | N/A | N/A | Available | N/A | N/A | http://www.toshiba-aircon.in.th/ | 0 | N/A | 0 | 0 | AAC6234 | Yes | Variable output compressor | Inverter | No | - | 20000 | 6.1 | - | 2840 | 11000 | No | - | - | - | 5575.4 | 21540 | No | 2595.76 | 11847 | No | - | - | 27000 | 7.2 | 3220 | 13500 | No | - | - | Yes | 6680 | 22570 | No | - | - | No | - | - | - | - | - | No | - | - | No | - | - | No | - | -
RAV-SM2804AT8-A1/RAV-SM2804DTP-E | 0 | N/A | Toshiba | N/A | Ducted | Single Split System | - | Air | Air | Japan,Thailand | 6.1 | N/A | 20 | N/A | N/A | N/A | N/A | N/A | 7.2 | 27 | Enthalpy Test Room | 3.1143 | 3.6125 | N/A | - | N/A | N/A | N/A | N/A | N/A | N/A | N/A | N/A | N/A | N/A | N/A | N/A | N/A | N/A | N/A | N/A | N/A | Three | R410A | Australia,Fiji,New Zealand | 132870 | 45929 | 0 | Approved | Reverse Cycle | N/A | Yes | Class 11 | Yes | N/A | N/A | N/A | N/A | N/A | N/A | N/A | Available | N/A | N/A | http://www.toshiba-carrier.co.jp/ | 0 | N/A | 0 | 0 | AAC5351 | Yes | Variable output compressor | Inverter | No | - | 20000 | 6.1 | - | 2840 | 11000 | No | - | - | - | 5575.4 | 21540 | No | 2595.76 | 11847 | No | - | - | 27000 | 7.2 | 3220 | 13500 | No | - | - | Yes | 6680 | 22570 | No | - | - | No | - | - | - | - | - | No | - | - | No | - | - | No | - | -
HSV097HWAE/HSV097HWAI | WSD27HWA-E/WSD27HWA-I | N/A | WESTINGHOUSE | N/A | Non Ducted | Single Split System | Wall Hung | Air | Air | China | 0.49 | N/A | 2.65 | N/A | N/A | N/A | N/A | N/A | 0.736 | 3.45 | Calorimeter Room | 5.3066 | 4.9337 | N/A | - | N/A | N/A | N/A | N/A | N/A | N/A | N/A | N/A | N/A | N/A | N/A | N/A | N/A | N/A | N/A | N/A | N/A | Single | R32 | Australia,New Zealand | 154712 | 46911 | 0 | Approved | Reverse Cycle | N/A | Yes | Class 8 | Yes | N/A | N/A | N/A | N/A | N/A | N/A | N/A | Available | N/A | N/A | 0 | http://www.westinghouse.com.au | N/A | 0 | 0 | AAC7557 | Yes | Variable output compressor | Inverter | No | - | 2650 | 0.49 | - | 226 | 1277 | Yes | 174 | 1050 | - | 447.86 | 2854.05 | Yes | 145 | 1322 | - | 108 | 1003 | 3450 | 0.736 | 296 | 1684 | Yes | 215 | 1179 | Yes | 1231 | 3890 | No | - | - | No | - | - | - | - | - | No | - | - | No | - | - | No | - | -
HSV127HWAE/HSV127HWAI | WSD36HWA-E/WSD36HWA-I | N/A | WESTINGHOUSE | N/A | Non Ducted | Single Split System | Wall Hung | Air | Air | China | 0.736 | N/A | 3.6 | N/A | N/A | N/A | N/A | N/A | 0.955 | 4.4 | Calorimeter Room | 4.8133 | 4.7414 | N/A | - | N/A | N/A | N/A | N/A | N/A | N/A | N/A | N/A | N/A | N/A | N/A | N/A | N/A | N/A | N/A | N/A | N/A | Single | R32 | Australia,New Zealand | 154815 | 46915 | 0 | Approved | Reverse Cycle | N/A | Yes | Class 8 | Yes | N/A | N/A | N/A | N/A | N/A | N/A | N/A | Available | N/A | N/A | 0 | http://www.westinghouse.com.au | N/A | 0 | 0 | AAC7559 | Yes | Variable output compressor | Inverter | No | - | 3600 | 0.736 | - | 366 | 1774 | Yes | 310 | 1419 | - | 672.704 | 3877.2 | Yes | 235 | 1830 | - | 166 | 1355 | 4400 | 0.955 | 391 | 2200 | Yes | 305 | 1750 | Yes | 1750 | 5300 | No | - | - | No | - | - | - | - | - | No | - | - | No | - | - | No | - | -
HSV187HWAE/HSV187HWAI | WSD51HWA-E/WSD51HWA-I | N/A | WESTINGHOUSE | N/A | Non Ducted | Single Split System | Wall Hung | Air | Air | China | 1.18 | N/A | 5.1 | N/A | N/A | N/A | N/A | N/A | 1.3 | 6.1 | Calorimeter Room | 4.4205 | 4.6839 | N/A | - | N/A | N/A | N/A | N/A | N/A | N/A | N/A | N/A | N/A | N/A | N/A | N/A | N/A | N/A | N/A | N/A | N/A | Single | R32 | Australia,New Zealand | 154739 | 46909 | 0 | Approved | Reverse Cycle | N/A | Yes | Class 9 | Yes | N/A | N/A | N/A | N/A | N/A | N/A | N/A | Available | N/A | N/A | 0 | http://www.westinghouse.com.au | N/A | 0 | 0 | AAC7553 | Yes | Variable output compressor | Inverter | No | - | 5100 | 1.18 | - | 540 | 2460 | Yes | 431 | 1800 | - | 1078.52 | 5492.7 | Yes | 405 | 2780 | - | 325 | 2200 | 6100 | 1.3 | 535 | 3085 | Yes | 360 | 2041 | Yes | 1800 | 5800 | No | - | - | No | - | - | - | - | - | No | - | - | No | - | - | No | - | -
HSV247HWAE/HSV247HWAI | WSD73HWA-E/WSD73HWA-I | N/A | WESTINGHOUSE | N/A | Non Ducted | Single Split System | Wall Hung | Air | Air | China | 1.97 | N/A | 7.3 | N/A | N/A | N/A | N/A | N/A | 2.055 | 8.3 | Calorimeter Room | 3.7672 | 3.942 | N/A | - | N/A | N/A | N/A | N/A | N/A | N/A | N/A | N/A | N/A | N/A | N/A | N/A | N/A | N/A | N/A | N/A | N/A | Single | R32 | Australia,New Zealand | 154749 | 46909 | 0 | Approved | Reverse Cycle | N/A | Yes | Class 9 | Yes | N/A | N/A | N/A | N/A | N/A | N/A | N/A | Available | N/A | N/A | 0 | http://www.westinghouse.com.au | N/A | 0 | 0 | AAC7554 | Yes | Variable output compressor | Inverter | No | - | 7300 | 1.97 | - | 675 | 3500 | Yes | 630 | 3312 | - | 1800.58 | 7862.1 | Yes | 620 | 4190 | - | 536 | 3800 | 8300 | 2.055 | 716 | 3850 | Yes | 423 | 2300 | Yes | 3070 | 8400 | No | - | - | No | - | - | - | - | - | No | - | - | No | - | - | No | - | -
HSV307HWAE/HSV307HWAI | WSD91HWA-E/WSD91HWA-I | N/A | WESTINGHOUSE | N/A | Non Ducted | Single Split System | Wall Hung | Air | Air | China | 2.38 | N/A | 9.1 | N/A | N/A | N/A | N/A | N/A | 3.07 | 10.4 | Calorimeter Room | 3.786 | 3.4345 | N/A | - | N/A | N/A | N/A | N/A | N/A | N/A | N/A | N/A | N/A | N/A | N/A | N/A | N/A | N/A | N/A | N/A | N/A | Single | R32 | Australia,New Zealand | 154750 | 46911 | 0 | Approved | Reverse Cycle | N/A | Yes | Class 9 | Yes | N/A | N/A | N/A | N/A | N/A | N/A | N/A | Available | N/A | N/A | 0 | http://www.westinghouse.com.au | N/A | 0 | 0 | AAC7558 | Yes | Variable output compressor | Inverter | No | - | 9100 | 2.38 | - | 1060 | 4500 | Yes | 830 | 3240 | - | 2175.32 | 9800.7 | Yes | 745 | 4550 | - | 439 | 3100 | 10400 | 3.07 | 1086 | 5100 | Yes | 537 | 2700 | Yes | 3147 | 7600 | No | - | - | No | - | - | - | - | - | No | - | - | No | - | - | No | - | -
WSD27HWA-E/WSD27HWA-I | WSD27HWA-E/WSD27HWA-I | N/A | WESTINGHOUSE | N/A | Non Ducted | Single Split System | Wall Hung | Air | Air | China | 0.49 | N/A | 2.65 | N/A | N/A | N/A | N/A | N/A | 0.736 | 3.45 | Calorimeter Room | 5.3066 | 4.9337 | N/A | - | N/A | N/A | N/A | N/A | N/A | N/A | N/A | N/A | N/A | N/A | N/A | N/A | N/A | N/A | N/A | N/A | N/A | Single | R32 | Australia,New Zealand | 154712 | 46911 | 0 | Approved | Reverse Cycle | N/A | Yes | Class 8 | Yes | N/A | N/A | N/A | N/A | N/A | N/A | N/A | Available | N/A | N/A | 0 | http://www.westinghouse.com.au | N/A | 0 | 0 | AAC7557 | Yes | Variable output compressor | Inverter | No | - | 2650 | 0.49 | - | 226 | 1277 | Yes | 174 | 1050 | - | 447.86 | 2854.05 | Yes | 145 | 1322 | - | 108 | 1003 | 3450 | 0.736 | 296 | 1684 | Yes | 215 | 1179 | Yes | 1231 | 3890 | No | - | - | No | - | - | - | - | - | No | - | - | No | - | - | No | - | -
WSD36HWA-E/WSD36HWA-I | WSD36HWA-E/WSD36HWA-I | N/A | WESTINGHOUSE | N/A | Non Ducted | Single Split System | Wall Hung | Air | Air | China | 0.736 | N/A | 3.6 | N/A | N/A | N/A | N/A | N/A | 0.955 | 4.4 | Calorimeter Room | 4.8133 | 4.7414 | N/A | - | N/A | N/A | N/A | N/A | N/A | N/A | N/A | N/A | N/A | N/A | N/A | N/A | N/A | N/A | N/A | N/A | N/A | Single | R32 | Australia,New Zealand | 154815 | 46915 | 0 | Approved | Reverse Cycle | N/A | Yes | Class 8 | Yes | N/A | N/A | N/A | N/A | N/A | N/A | N/A | Available | N/A | N/A | 0 | http://www.westinghouse.com.au | N/A | 0 | 0 | AAC7559 | Yes | Variable output compressor | Inverter | No | - | 3600 | 0.736 | - | 366 | 1774 | Yes | 310 | 1419 | - | 672.704 | 3877.2 | Yes | 235 | 1830 | - | 166 | 1355 | 4400 | 0.955 | 391 | 2200 | Yes | 305 | 1750 | Yes | 1750 | 5300 | No | - | - | No | - | - | - | - | - | No | - | - | No | - | - | No | - | -
WSD51HWA-E/WSD51HWA-I | WSD51HWA-E/WSD51HWA-I | N/A | WESTINGHOUSE | N/A | Non Ducted | Single Split System | Wall Hung | Air | Air | China | 1.18 | N/A | 5.1 | N/A | N/A | N/A | N/A | N/A | 1.3 | 6.1 | Calorimeter Room | 4.4205 | 4.6839 | N/A | - | N/A | N/A | N/A | N/A | N/A | N/A | N/A | N/A | N/A | N/A | N/A | N/A | N/A | N/A | N/A | N/A | N/A | Single | R32 | Australia,New Zealand | 154739 | 46909 | 0 | Approved | Reverse Cycle | N/A | Yes | Class 9 | Yes | N/A | N/A | N/A | N/A | N/A | N/A | N/A | Available | N/A | N/A | 0 | http://www.westinghouse.com.au | N/A | 0 | 0 | AAC7553 | Yes | Variable output compressor | Inverter | No | - | 5100 | 1.18 | - | 540 | 2460 | Yes | 431 | 1800 | - | 1078.52 | 5492.7 | Yes | 405 | 2780 | - | 325 | 2200 | 6100 | 1.3 | 535 | 3085 | Yes | 360 | 2041 | Yes | 1800 | 5800 | No | - | - | No | - | - | - | - | - | No | - | - | No | - | - | No | - | -
WSD73HWA-E/WSD73HWA-I | WSD73HWA-E/WSD73HWA-I | N/A | WESTINGHOUSE | N/A | Non Ducted | Single Split System | Wall Hung | Air | Air | China | 1.97 | N/A | 7.3 | N/A | N/A | N/A | N/A | N/A | 2.055 | 8.3 | Calorimeter Room | 3.7672 | 3.942 | N/A | - | N/A | N/A | N/A | N/A | N/A | N/A | N/A | N/A | N/A | N/A | N/A | N/A | N/A | N/A | N/A | N/A | N/A | Single | R32 | Australia,New Zealand | 154749 | 46909 | 0 | Approved | Reverse Cycle | N/A | Yes | Class 9 | Yes | N/A | N/A | N/A | N/A | N/A | N/A | N/A | Available | N/A | N/A | 0 | http://www.westinghouse.com.au | N/A | 0 | 0 | AAC7554 | Yes | Variable output compressor | Inverter | No | - | 7300 | 1.97 | - | 675 | 3500 | Yes | 630 | 3312 | - | 1800.58 | 7862.1 | Yes | 620 | 4190 | - | 536 | 3800 | 8300 | 2.055 | 716 | 3850 | Yes | 423 | 2300 | Yes | 3070 | 8400 | No | - | - | No | - | - | - | - | - | No | - | - | No | - | - | No | - | -
WSD91HWA-E/WSD91HWA-I | WSD91HWA-E/WSD91HWA-I | N/A | WESTINGHOUSE | N/A | Non Ducted | Single Split System | Wall Hung | Air | Air | China | 2.38 | N/A | 9.1 | N/A | N/A | N/A | N/A | N/A | 3.07 | 10.4 | Calorimeter Room | 3.786 | 3.4345 | N/A | - | N/A | N/A | N/A | N/A | N/A | N/A | N/A | N/A | N/A | N/A | N/A | N/A | N/A | N/A | N/A | N/A | N/A | Single | R32 | Australia,New Zealand | 154750 | 46911 | 0 | Approved | Reverse Cycle | N/A | Yes | Class 9 | Yes | N/A | N/A | N/A | N/A | N/A | N/A | N/A | Available | N/A | N/A | 0 | http://www.westinghouse.com.au | N/A | 0 | 0 | AAC7558 | Yes | Variable output compressor | Inverter | No | - | 9100 | 2.38 | - | 1060 | 4500 | Yes | 830 | 3240 | - | 2175.32 | 9800.7 | Yes | 745 | 4550 | - | 439 | 3100 | 10400 | 3.07 | 1086 | 5100 | Yes | 537 | 2700 | Yes | 3147 | 7600 | No | - | - | No | - | - | - | - | - | No | - | - | No | - | - | No | - | -
4U30HS2ERA | 0 | N/A | YORK | N/A | Non Ducted | fixed | N/A | Air | Air | China | 2.2 | N/A | 8 | N/A | N/A | N/A | N/A | N/A | 2.55 | 9.6 | Enthalpy Test Room | 3.5212 | 3.8721 | N/A | - | N/A | N/A | N/A | N/A | N/A | N/A | N/A | N/A | N/A | N/A | N/A | N/A | N/A | N/A | N/A | N/A | N/A | Single | R410A | Australia,New Zealand | 133401 | 45992 | 0 | Approved | Reverse Cycle | N/A | No | Class 19 | No | N/A | N/A | N/A | N/A | N/A | N/A | N/A | Unavailable | N/A | N/A | http://www.haier.com/cn/ | http://www.york-minisplit.com | N/A | 0 | 0 | AAC5535 | Yes | Variable output compressor | Inverter | No | - | 8000 | 2.2 | - | 850 | 4000 | No | - | - | - | 2010.8 | 8616 | No | 776.9 | 4308 | No | - | - | 9600 | 2.55 | 1100 | 4800 | No | - | - | Yes | 2680 | 6500 | No | - | - | No | - | - | - | - | - | No | - | - | No | - | - | No | - | -
5U34HS2ERA | 0 | N/A | YORK | N/A | Non Ducted | fixed | N/A | Air | Air | China | 2.6 | N/A | 9.1 | N/A | N/A | N/A | N/A | N/A | 2.83 | 10.2 | Enthalpy Test Room | 3.6146 | 3.9693 | N/A | - | N/A | N/A | N/A | N/A | N/A | N/A | N/A | N/A | N/A | N/A | N/A | N/A | N/A | N/A | N/A | N/A | N/A | Single | R410A | Australia,New Zealand | 133417 | 45992 | 0 | Approved | Reverse Cycle | N/A | No | Class 19 | No | N/A | N/A | N/A | N/A | N/A | N/A | N/A | Unavailable | N/A | N/A | http://www.haier.com/cn/ | http://www.york-minisplit.com | N/A | 0 | 0 | AAC5536 | Yes | Variable output compressor | Inverter | No | - | 9100 | 2.6 | - | 870 | 4450 | No | - | - | - | 2376.4 | 9800.7 | No | 795.18 | 4792.65 | No | - | - | 10200 | 2.83 | 1050 | 5100 | No | - | - | Yes | 2750 | 6700 | No | - | - | No | - | - | - | - | - | No | - | - | No | - | - | No | - | -

## (hide) ac_2024_08_19 (hidden)
ApplStandard | MEPSComp | N-Standard | Model_No | Family Name | avg_pwr_standby_mode | Brand | C-Dehumid_Rated | Configuration1 | Configuration2 | Configuration2-unitmount | Configuration3_Sink | Configuration3_Source | Country | C-Power_Inp_Rated | C-Sens_Cool_Rated | C-Total Cool Rated | Depth | H2_COP | H2_HeatPwrCapacity | H2_HeatPwrInput | Height | H-Power_Inp_Rated | H-Total Heat Rated | indoorType | EERtestAvg | COPtestAvg | Invert | Setting_cool | Setting_heat | Pnoc | Pnoh | VSCP_EER50 | VSCP_COP50 | eermepslev | TestedOutputEER | TestedOutputCOP | AnnualOutputEER | AnnualOutputCOP | PL_EERMEPS | PL_COPMEPS | sri2010_cool | sri2010_heat | Star2010_Cool | Star2010_Heat | outdoortype | Phase | Refrigerant | Sold_in | Submit_ID | ExpDate | GrandDate | SubmitStatus | Type | Width | Demand Response Capability | Product Class | Demand Response 1 | Demand Response 2 | Demand Response 4 | Demand Response 5 | Demand Response 6 | Demand Response 7 | PartNumber | EER | Availability Status | star2000_cool | star2000_heat | Product Website | Representative Brand URL | Variable Output Compressor | Star Image Large | Star Image Small | Registration Number | Is variable speed | Type variable output | Var output compressor | Variable output rated as fixed sp | No HSPF | Rated Total Cool Capacity W | Rated cooling power input kW | Have T1 half cap results | T1_half_cap_power_rated | T1_half_cap_cooling_cap_rated | Have T1 min cap results | T1_min_cap_power_rated | T1_min_cap_cooling_cap_rated | Have low temp cool full cap results | Low temp cooling full cap power rated | Low temp cooling full cap rated | Have low temp cool half cap results | Low temp cooling half cap power rated | Low temp cooling half cap rated | Have low temp cool min cap results | Low temp cooling min cap power rated | Low temp cooling min cap rated | Rated Heating Capacity watts | Rated heating power input kW | H1_half_cap_power_rated | H1_half_cap_heat_cap_rated | Have H1 min cap results | H1_min_cap_power_rated | H1_min_cap_heat_cap_rated | Have H2 extended mode results | H2_ext_cap_power_rated | H2_ext_cap_heat_cap_rated | Have H2 full mode results | H2_full_cap_power_rated | H2_full_cap_heat_cap_rated | Have H2 half capacity results | H2_half_cap_power_rated | H2_half_cap_heat_cap_rated | Have H2 min capacity results | H2_min_cap_power_rated | H2_min_cap_heat_cap_rated | Have H3 extended mode results | H3_ext_cap_power_rated | H3_ext_cap_heat_cap_rated | Have H3 full mode results | H3_full_cap_power_rated | H3_full_cap_heat_cap_rated | Have H3 half capacity results | H3_half_cap_power_rated | H3_half_cap_heat_cap_rated | indoor_sound_level | outdoor_sound_level | Residential TCSPF_cold | Residential TCSPF_mixed | Residential TCSPF_hot | Commercial TCSPF_cold | Commercial TCSPF_mixed | Commercial TCSPF_hot | Residential tcec_cold | Residential tcec_mixed | Residential tcec_hot | Commercial tcec_cold | Commercial tcec_mixed | Commercial tcec_hot | c_star_cold | c_star_mixed | c_star_hot | Residential HSPF_cold | Residential HSPF_mixed | Residential HSPF_hot | Commercial HSPF_cold | Commercial HSPF_mixed | Commercial HSPF_hot | Residential thec_cold | Residential thec_mixed | Residential thec_hot | Commercial thec_cold | Commercial thec_mixed | Commercial thec_hot | h_star_cold | h_star_mixed | h_star_hot | Outdoor unit only | Have_water_tank | Rated cool power input with water | Rated cool cap with water W | Rated cool cap with water kW | Residential tcec_cold with water | Residential tcec_mixed with water | Residential tcec_hot with water | PIA inoperative power | Rated AEER | Rated ACOP
[SEER Non Multi-Split <=65kW] GEMS (Air Conditioners up to 65kW) Determination 2019 | MEPS 2019 | AS/NZS 3823.1.2:2012 | CAY500T / ELY500T |  | N/A | ACTRON AIR | N/A | Ducted | Single Split System | - | Air | Air | Australia | 15.6 | N/A | 48.6 | N/A | N/A | N/A | N/A | N/A | 15.66 | 51.9 | Calorimeter Room | 3.04 | 3.2332 | N/A | - | N/A | N/A | N/A | N/A | N/A | N/A | N/A | N/A | N/A | N/A | N/A | N/A | N/A | N/A | N/A | N/A | N/A | Three | R410A | Australia,New Zealand | 131679 | 2026-04-23 |  | Approved | Reverse Cycle | N/A | Yes | Class 12 | Yes | N/A | N/A | N/A | N/A | N/A | N/A | N/A | Available | N/A | N/A | http://www.actronair.com.au/ | http://www.actronair.com.au | N/A |  |  | AAC5915 | Yes | Multi-stage | - | Yes | Yes | 48600 | 15.6 | - | - | - | - | - | - | No | - | - | - | - | - | - | - | - | 51900 | 15.66 | - | - | - | - | - | - | - | - | - | - | - | - | - | - | - | - | - | - | - | - | - | - | - | - | - | - | - | - | 2.873 | 2.911 | 3.209 | 3.419 | 3.289 | 3.372 | 4545 | 6808 | 19620 | 10207 | 12542 | 26874 | 1 | 1 | 1.5 | - | - | - | - | - | - | - | - | - | - | - | - | 0 | 0 | 0 | No | - | - | - | - | N/A | N/A | N/A | 92 | 3.0545 | 3.2496
[SEER Non Multi-Split <=65kW] GEMS (Air Conditioners up to 65kW) Determination 2019 | MEPS 2019 | Simulation | CAY500T / EVY500T |  | N/A | ACTRON AIR | N/A | Ducted | Single Split System | - | Air | Air | Australia | 15.34 | N/A | 49.1 | N/A | N/A | N/A | N/A | N/A | 15.36 | 51.8 | Simulation test | 3.1124 | 3.2752 | N/A | - | N/A | N/A | N/A | N/A | N/A | N/A | N/A | N/A | N/A | N/A | N/A | N/A | N/A | N/A | N/A | N/A | N/A | Three | R410A | Australia,New Zealand | 131671 | 2026-04-19 |  | Approved | Reverse Cycle | N/A | Yes | Class 12 | Yes | N/A | N/A | N/A | N/A | N/A | N/A | N/A | Available | N/A | N/A | http://www.actronair.com.au/ | http://www.actronair.com.au | N/A |  |  | AAC5903 | Yes | Multi-stage | - | Yes | - | 49100 | 15.34 | - | - | - | - | - | - | No | - | - | - | - | - | - | - | - | 51800 | 15.36 | - | - | - | - | - | - | - | - | - | - | - | - | - | - | - | - | - | - | - | - | - | - | - | - | - | - | - | - | 2.946 | 2.986 | 3.295 | 3.51 | 3.377 | 3.463 | 4474 | 6700 | 19299 | 10042 | 12338 | 26431 | 1 | 1 | 1.5 | - | - | - | - | - | - | - | - | - | - | - | - | 0 | 0 | 0 | No | - | - | - | - | N/A | N/A | N/A | 92 | 3.1372 | 3.3055
[SEER Non Multi-Split <=65kW] GEMS (Air Conditioners up to 65kW) Determination 2019 | MEPS 2019 | Simulation | CAY620T / ELY620T |  | N/A | ACTRON AIR | 11.773 | Ducted | Single Split System | - | Air | Air | Australia | 20.35 | 49.227 | 61 | N/A | N/A | N/A | N/A | N/A | 19.98 | 62.3 | Simulation test | 2.9826 | 3.1965 | Yes | - | N/A | 125.9 | 125.9 | N/A | N/A | N/A | N/A | N/A | 2.9129 | 3.5424 | N/A | N/A | N/A | N/A | N/A | N/A | Calorimeter Room | Three | R410A | Australia,New Zealand | 141819 | 2026-09-30 |  | Approved | Reverse Cycle | N/A | Yes | Class 12 | Yes | N/A | N/A | Yes | Yes | Yes | N/A | 2.9729 | Unavailable | N/A | N/A | https://www.actronair.com.au/ | http://www.actronair.com.au | N/A |  |  | AAC6267 | Yes | Multi-stage | - | Yes | - | 61000 | 20.35 | - | - | - | - | - | - | No | - | - | - | - | - | - | - | - | 62300 | 19.98 | - | - | - | - | - | - | - | - | - | - | - | - | - | - | - | - | - | - | - | - | - | - | - | - | - | - | - | - | 2.75 | 2.789 | 3.083 | 3.283 | 3.159 | 3.241 | 5949 | 8904 | 25616 | 13333 | 16379 | 35075 | 1 | 1 | 1.5 | - | - | - | - | - | - | - | - | - | - | - | - | 0 | 0 | 0 | No | - | - | - | - | N/A | N/A | N/A | 125.9 | 2.9361 | 3.0531
[SEER Non Multi-Split <=65kW] GEMS (Air Conditioners up to 65kW) Determination 2019 | MEPS 2019 | Simulation | CAY620T / EVY620T |  | N/A | ACTRON AIR | 11.773 | Ducted | Single Split System | - | Air | Air | Australia | 20.5 | 49.227 | 60.8 | N/A | N/A | N/A | N/A | N/A | 20.15 | 62.47 | Simulation test | 3.0036 | 3.1818 | Yes | - | N/A | 125.9 | 125.9 | N/A | N/A | N/A | N/A | N/A | 2.9129 | 3.5424 | N/A | N/A | N/A | N/A | N/A | N/A | Calorimeter Room | Three | R410A | Australia,New Zealand | 142091 | 2026-10-14 |  | Approved | Reverse Cycle | N/A | Yes | Class 12 | Yes | N/A | N/A | Yes | Yes | Yes | N/A | 2.9729 | Unavailable | N/A | N/A | https://www.actronair.com.au/ | http://www.actronair.com.au | N/A |  |  | AAC6285 | Yes | Multi-stage | - | Yes | - | 60800 | 20.5 | - | - | - | - | - | - | No | - | - | - | - | - | - | - | - | 62470 | 20.15 | - | - | - | - | - | - | - | - | - | - | - | - | - | - | - | - | - | - | - | - | - | - | - | - | - | - | - | - | 2.723 | 2.761 | 3.051 | 3.249 | 3.126 | 3.208 | 5989 | 8966 | 25802 | 13428 | 16497 | 35331 | 1 | 1 | 1.5 | - | - | - | - | - | - | - | - | - | - | - | - | 0 | 0 | 0 | No | - | - | - | - | N/A | N/A | N/A | 125.9 | 2.9055 | 3.0361
[SEER Non Multi-Split >65kW] GEMS (Air Conditioners above 65kW) Determination 2022 | MEPS 2020 | Simulation | CAY700T / ELY700T |  | N/A | ACTRON AIR | 15180 | Ducted | Single Split System | - | Air | Air | Australia | 23200 | 53820 | 69 | N/A | N/A | N/A | N/A | N/A | 23180 | 70.5 | Simulation test | 2.978 | 2.9708 | N/A | - | N/A | N/A | N/A | N/A | N/A | N/A | N/A | N/A | N/A | N/A | N/A | N/A | N/A | N/A | N/A | N/A | N/A | Three | R410A | Australia,New Zealand | 148598 | 2027-09-30 |  | Approved | Reverse Cycle | N/A | Yes | Class 25 | Yes | N/A | N/A | N/A | N/A | N/A | N/A | N/A | Unavailable | N/A | N/A | http://www.actronair.com.au/ | http://www.actronair.com.au | N/A |  |  | AAC6845 | Yes | Multi-stage | - | Yes | Yes | 69000 | 23200 | - | - | - | - | - | - | No | - | - | - | - | - | - | - | - | 70500 | 23180 | - | - | - | - | - | - | - | - | - | - | - | - | - | - | - | - | - | - | - | - | - | - | - | - | - | - | N/A | N/A | 2.715 | 2.756 | 3.055 | 3.25 | 3.128 | 3.214 | 6803 | 10177 | 29228 | 15221 | 18693 | 40007 | 1 | 1 | 1.5 | - | - | - | - | - | - | - | - | - | - | - | - | 0 | 0 | 0 | N/A | - | - | - | - | N/A | N/A | N/A | 150 | 2.9105 | 2.9763
[SEER Non Multi-Split >65kW] GEMS (Air Conditioners above 65kW) Determination 2022 | MEPS 2020 | Simulation | CAY700T / EVY700T |  | N/A | ACTRON AIR | 15224 | Ducted | Single Split System | - | Air | Air | Australia | 23200 | 53976 | 69.2 | N/A | N/A | N/A | N/A | N/A | 23500 | 71.5 | Simulation test | 2.9892 | 3.0217 | N/A | - | N/A | N/A | N/A | N/A | N/A | N/A | N/A | N/A | N/A | N/A | N/A | N/A | N/A | N/A | N/A | N/A | N/A | Three | R410A | Australia,New Zealand | 148554 | 2027-09-30 |  | Approved | Reverse Cycle | N/A | Yes | Class 25 | Yes | N/A | N/A | N/A | N/A | N/A | N/A | N/A | Unavailable | N/A | N/A | http://www.actronair.com.au/ | http://www.actronair.com.au | N/A |  |  | AAC6846 | Yes | Multi-stage | - | Yes | Yes | 69200 | 23200 | - | - | - | - | - | - | No | - | - | - | - | - | - | - | - | 71500 | 23500 | - | - | - | - | - | - | - | - | - | - | - | - | - | - | - | - | - | - | - | - | - | - | - | - | - | - | N/A | N/A | 2.722 | 2.764 | 3.064 | 3.259 | 3.137 | 3.223 | 6803 | 10177 | 29228 | 15221 | 18693 | 40007 | 1 | 1 | 1.5 | - | - | - | - | - | - | - | - | - | - | - | - | 0 | 0 | 0 | N/A | - | - | - | - | N/A | N/A | N/A | 150 | 2.919 | 2.9783
[SEER Non Multi-Split <=65kW] GEMS (Air Conditioners up to 65kW) Determination 2019 | MEPS 2019 | AS/NZS 3823.1.2:2012 | CCA130S / EAA130S |  | N/A | ACTRON AIR | 2.074 | Ducted | Single Split System | - | Air | - | Australia | 3.35 | 10.126 | 12.2 | N/A | N/A | N/A | N/A | N/A | - | - | Enthalpy Test Room | 3.5598 | - | N/A | - | N/A | 7 | N/A | N/A | N/A | N/A | N/A | N/A | 3.5349 | N/A | N/A | N/A | N/A | N/A | N/A | N/A | Enthalpy Test Room | Single | R410A | Australia,New Zealand | 160002 | 2029-03-19 |  | Approved | Cooling Only | N/A | Yes | Class 11 | Yes | N/A | N/A | Yes | Yes | Yes | N/A | 3.5598 | Available | N/A | N/A | http://www.actronair.com.au/ | http://www.actronair.com.au | N/A |  |  | AAC8104 | No | - | - | - | - | 12200 | 3.35 | - | - | - | - | - | - | No | - | - | - | - | - | - | - | - | - | - | - | - | - | - | - | - | - | - | - | - | - | - | - | - | - | - | - | - | - | - | - | - | - | - | - | - | - | - | 3.609 | 3.604 | 3.822 | 4.119 | 3.94 | 3.986 | 934 | 1411 | 4166 | 2152 | 2654 | 5732 | 2 | 2 | 2 | - | - | - | - | - | - | - | - | - | - | - | - | - | - | - | No | - | - | - | - | N/A | N/A | N/A | 7 | 3.6163 | -
[SEER Non Multi-Split <=65kW] GEMS (Air Conditioners up to 65kW) Determination 2019 | MEPS 2019 | AS/NZS 3823.1.2:2012 | CCA150S / EAA150S |  | N/A | ACTRON AIR | 3.004 | Ducted | Single Split System | - | Air | - | Australia | 4.14 | 11.796 | 14.8 | N/A | N/A | N/A | N/A | N/A | - | - | Enthalpy Test Room | 3.4877 | - | N/A | - | N/A | 7 | N/A | N/A | N/A | N/A | N/A | N/A | 3.4679 | N/A | N/A | N/A | N/A | N/A | N/A | N/A | Enthalpy Test Room | Single | R410A | Australia,New Zealand | 160005 | 2029-03-19 |  | Approved | Cooling Only | N/A | Yes | Class 11 | Yes | N/A | N/A | Yes | Yes | Yes | N/A | 3.4877 | Available | N/A | N/A | http://www.actronair.com.au/ | http://www.actronair.com.au | N/A |  |  | AAC8105 | No | - | - | - | - | 14800 | 4.14 | - | - | - | - | - | - | No | - | - | - | - | - | - | - | - | - | - | - | - | - | - | - | - | - | - | - | - | - | - | - | - | - | - | - | - | - | - | - | - | - | - | - | - | - | - | 3.571 | 3.56 | 3.759 | 4.056 | 3.878 | 3.917 | 1148 | 1737 | 5142 | 2655 | 3274 | 7079 | 2 | 2 | 2 | - | - | - | - | - | - | - | - | - | - | - | - | - | - | - | No | - | - | - | - | N/A | N/A | N/A | 7 | 3.5546 | -
[SEER Non Multi-Split <=65kW] GEMS (Air Conditioners up to 65kW) Determination 2019 | MEPS 2019 | AS/NZS 3823.1.2:2012 | CCA170S / EAA170S |  | N/A | ACTRON AIR | 3.78 | Ducted | Single Split System | - | Air | - | Australia | 4.7 | 12.72 | 16.5 | N/A | N/A | N/A | N/A | N/A | - | - | Enthalpy Test Room | 3.4299 | - | N/A | - | N/A | 7 | N/A | N/A | N/A | N/A | N/A | N/A | 3.4127 | N/A | N/A | N/A | N/A | N/A | N/A | N/A | Enthalpy Test Room | Single | R410A | Australia,New Zealand | 160006 | 2029-03-19 |  | Approved | Cooling Only | N/A | Yes | Class 11 | Yes | N/A | N/A | Yes | Yes | Yes | N/A | 3.4299 | Available | N/A | N/A | http://www.actronair.com.au/ | http://www.actronair.com.au | N/A |  |  | AAC8106 | No | - | - | - | - | 16500 | 4.7 | - | - | - | - | - | - | No | - | - | - | - | - | - | - | - | - | - | - | - | - | - | - | - | - | - | - | - | - | - | - | - | - | - | - | - | - | - | - | - | - | - | - | - | - | - | 3.521 | 3.507 | 3.696 | 3.99 | 3.813 | 3.849 | 1300 | 1969 | 5834 | 3011 | 3714 | 8034 | 2 | 2 | 2 | - | - | - | - | - | - | - | - | - | - | - | - | - | - | - | No | - | - | - | - | N/A | N/A | N/A | 7 | 3.4931 | -
[SEER Non Multi-Split <=65kW] GEMS (Air Conditioners up to 65kW) Determination 2019 | MEPS 2019 | AS/NZS 3823.1.2:2012 | CCA170T / EAA170S |  | N/A | ACTRON AIR | 3.741 | Ducted | Single Split System | - | Air | - | Australia | 4.52 | 12.959 | 16.7 | N/A | N/A | N/A | N/A | N/A | - | - | Enthalpy Test Room | 3.6069 | - | N/A | - | N/A | 7 | N/A | N/A | N/A | N/A | N/A | N/A | 3.5881 | N/A | N/A | N/A | N/A | N/A | N/A | N/A | Enthalpy Test Room | Three | R410A | Australia,New Zealand | 160021 | 2029-03-19 |  | Approved | Cooling Only | N/A | Yes | Class 11 | Yes | N/A | N/A | Yes | Yes | Yes | N/A | 3.6069 | Available | N/A | N/A | http://www.actronair.com.au/ | http://www.actronair.com.au | N/A |  |  | AAC8108 | No | - | - | - | - | 16700 | 4.52 | - | - | - | - | - | - | No | - | - | - | - | - | - | - | - | - | - | - | - | - | - | - | - | - | - | - | - | - | - | - | - | - | - | - | - | - | - | - | - | - | - | - | - | - | - | 3.701 | 3.687 | 3.888 | 4.197 | 4.011 | 4.05 | 1251 | 1894 | 5611 | 2896 | 3573 | 7727 | 2 | 2 | 2 | - | - | - | - | - | - | - | - | - | - | - | - | - | - | - | No | - | - | - | - | N/A | N/A | N/A | 7 | 3.6755 | -
[SEER Non Multi-Split <=65kW] GEMS (Air Conditioners up to 65kW) Determination 2019 | MEPS 2019 | AS/NZS 3823.1.2:2012 | CCA200T / EAA200S |  | N/A | ACTRON AIR | 4.166 | Ducted | Single Split System | - | Air | - | Australia | 5.42 | 14.434 | 18.6 | N/A | N/A | N/A | N/A | N/A | - | - | Enthalpy Test Room | 3.3485 | - | N/A | - | N/A | 7 | N/A | N/A | N/A | N/A | N/A | N/A | 3.3339 | N/A | N/A | N/A | N/A | N/A | N/A | N/A | Enthalpy Test Room | Three | R410A | Australia,New Zealand | 160007 | 2029-03-19 |  | Approved | Cooling Only | N/A | Yes | Class 11 | Yes | N/A | N/A | Yes | Yes | Yes | N/A | 3.3485 | Available | N/A | N/A | http://www.actronair.com.au/ | http://www.actronair.com.au | N/A |  |  | AAC8107 | No | - | - | - | - | 18600 | 5.42 | - | - | - | - | - | - | No | - | - | - | - | - | - | - | - | - | - | - | - | - | - | - | - | - | - | - | - | - | - | - | - | - | - | - | - | - | - | - | - | - | - | - | - | - | - | 3.455 | 3.439 | 3.616 | 3.907 | 3.732 | 3.765 | 1496 | 2266 | 6723 | 3469 | 4280 | 9261 | 1.5 | 1.5 | 2 | - | - | - | - | - | - | - | - | - | - | - | - | - | - | - | No | - | - | - | - | N/A | N/A | N/A | 7 | 3.4168 | -
[SEER Non Multi-Split <=65kW] GEMS (Air Conditioners up to 65kW) Determination 2019 | MEPS 2019 | AS/NZS 3823.1.2:2012 | CCA230T / EAA230S |  | N/A | ACTRON AIR | 4.95 | Ducted | Single Split System | - | Air | - | Australia | 6.14 | 17.15 | 22.1 | N/A | N/A | N/A | N/A | N/A | - | - | Enthalpy Test Room | 3.5186 | - | N/A | - | N/A | 7 | N/A | N/A | N/A | N/A | N/A | N/A | 3.5051 | N/A | N/A | N/A | N/A | N/A | N/A | N/A | Enthalpy Test Room | Three | R410A | Australia,New Zealand | 160008 | 2029-03-19 |  | Approved | Cooling Only | N/A | Yes | Class 11 | Yes | N/A | N/A | Yes | Yes | Yes | N/A | 3.5186 | Available | N/A | N/A | http://www.actronair.com.au/ | http://www.actronair.com.au | N/A |  |  | AAC8103 | No | - | - | - | - | 22100 | 6.14 | - | - | - | - | - | - | No | - | - | - | - | - | - | - | - | - | - | - | - | - | - | - | - | - | - | - | - | - | - | - | - | - | - | - | - | - | - | - | - | - | - | - | - | - | - | 3.635 | 3.615 | 3.796 | 4.102 | 3.918 | 3.951 | 1692 | 2563 | 7613 | 3927 | 4845 | 10488 | 2 | 2 | 2 | - | - | - | - | - | - | - | - | - | - | - | - | - | - | - | No | - | - | - | - | N/A | N/A | N/A | 7 | 3.5855 | -
[SEER Non Multi-Split <=65kW] GEMS (Air Conditioners up to 65kW) Determination 2019 | MEPS 2019 | AS/NZS 3823.1.2:2012 | CRA200T / EAA200S / EFA200S | CRA200T / EVA200S | N/A | ACTRON AIR | 2.859 | Ducted | Single Split System | - | Air | Air | Australia | 5.76 | 16.201 | 19.06 | N/A | N/A | N/A | N/A | N/A | 5.63 | 19.9 | Calorimeter Room | 3.2298 | 3.4812 | N/A | - | N/A | 7 | 7 | N/A | N/A | N/A | N/A | N/A | 3.16 | 3.5911 | N/A | N/A | N/A | N/A | N/A | N/A | Enthalpy Test Room | Three | R410A | Australia,New Zealand | 160347 | 2029-05-12 |  | Approved | Reverse Cycle | N/A | Yes | Class 11 | Yes | N/A | N/A | Yes | Yes | Yes | N/A | 3.1728 | Available | N/A | N/A | http://www.actronair.com.au/ | http://www.actronair.com.au | N/A |  |  | AAC8224 | No | - | - | - | - | 19060 | 5.76 | - | - | - | - | - | - | No | - | - | - | - | - | - | - | - | 19900 | 5.63 | - | - | - | - | - | - | - | - | - | 4773 | 15580 | - | - | - | - | - | - | - | - | - | No | - | - | - | - | - | - | - | 3.336 | 3.32 | 3.488 | 3.769 | 3.601 | 3.631 | 1588 | 2406 | 7143 | 3685 | 4547 | 9841 | 1.5 | 1.5 | 1.5 | 2.841 | 3.029 | 3.017 | 2.856 | 3.02 | 3.029 | 9161 | 3586 | 571 | 3086 | 1664 | 359 | 1 | 1.5 | 1.5 | No | - | - | - | - | N/A | N/A | N/A | 7 | 3.2955 | 3.5198
[SEER Non Multi-Split <=65kW] GEMS (Air Conditioners up to 65kW) Determination 2019 | MEPS 2019 | AS/NZS 3823.1.2:2012 | CRA200T / EVA200S | CRA200T / EVA200S | N/A | ACTRON AIR | 2.859 | Ducted | Single Split System | - | Air | Air | Australia | 5.76 | 16.201 | 19.06 | N/A | N/A | N/A | N/A | N/A | 5.63 | 19.9 | Calorimeter Room | 3.2298 | 3.4812 | N/A | - | N/A | 7 | 7 | N/A | N/A | N/A | N/A | N/A | 3.16 | 3.5911 | N/A | N/A | N/A | N/A | N/A | N/A | Enthalpy Test Room | Three | R410A | Australia,New Zealand | 160347 | 2029-05-12 |  | Approved | Reverse Cycle | N/A | Yes | Class 11 | Yes | N/A | N/A | Yes | Yes | Yes | N/A | 3.1728 | Available | N/A | N/A | http://www.actronair.com.au/ | http://www.actronair.com.au | N/A |  |  | AAC8224 | No | - | - | - | - | 19060 | 5.76 | - | - | - | - | - | - | No | - | - | - | - | - | - | - | - | 19900 | 5.63 | - | - | - | - | - | - | - | - | - | 4773 | 15580 | - | - | - | - | - | - | - | - | - | No | - | - | - | - | - | - | - | 3.336 | 3.32 | 3.488 | 3.769 | 3.601 | 3.631 | 1588 | 2406 | 7143 | 3685 | 4547 | 9841 | 1.5 | 1.5 | 1.5 | 2.841 | 3.029 | 3.017 | 2.856 | 3.02 | 3.029 | 9161 | 3586 | 571 | 3086 | 1664 | 359 | 1 | 1.5 | 1.5 | No | - | - | - | - | N/A | N/A | N/A | 7 | 3.2955 | 3.5198
[SEER Non Multi-Split <=65kW] GEMS (Air Conditioners up to 65kW) Determination 2019 | MEPS 2019 | AS/NZS 3823.1.2:2012 | CRA230T / EAA230S & EFA230S | CRA230T / EVA230S | N/A | ACTRON AIR | 4.157 | Ducted | Single Split System | - | Air | Air | Australia | 6.779 | 18.193 | 22.609 | N/A | N/A | N/A | N/A | N/A | 6.312 | 23.483 | Calorimeter Room | 3.256 | 3.6318 | N/A | - | N/A | 7 | 7 | N/A | N/A | N/A | N/A | N/A | 3.3004 | 3.6365 | N/A | N/A | N/A | N/A | N/A | N/A | Enthalpy Test Room | Three | R410A | Australia,New Zealand | 159433 | 2029-02-20 |  | Approved | Reverse Cycle | N/A | Yes | Class 11 | Yes | N/A | N/A | Yes | Yes | Yes | N/A | 3.3122 | Available | N/A | N/A | http://www.actronair.com.au/ | http://www.actronair.com.au | N/A |  |  | AAC8067 | No | - | - | - | - | 22609 | 6.779 | - | - | - | - | - | - | No | - | - | - | - | - | - | - | - | 23483 | 6.312 | - | - | - | - | - | - | - | - | - | 5423 | 18054 | - | - | - | - | - | - | - | - | - | No | - | - | - | - | - | - | - | 3.375 | 3.355 | 3.519 | 3.805 | 3.633 | 3.662 | 1865 | 2827 | 8403 | 4333 | 5347 | 11578 | 1.5 | 1.5 | 2 | 2.916 | 3.131 | 3.164 | 2.961 | 3.153 | 3.185 | 10531 | 4091 | 640 | 3511 | 1879 | 401 | 1 | 1.5 | 1.5 | No | - | - | - | - | N/A | N/A | N/A | 7 | 3.3236 | 3.7065
[SEER Non Multi-Split <=65kW] GEMS (Air Conditioners up to 65kW) Determination 2019 | MEPS 2019 | AS/NZS 3823.1.2:2012 | CRA230T / EVA230S | CRA230T / EVA230S | N/A | ACTRON AIR | 4.157 | Ducted | Single Split System | - | Air | Air | Australia | 6.779 | 18.193 | 22.609 | N/A | N/A | N/A | N/A | N/A | 6.312 | 23.483 | Calorimeter Room | 3.256 | 3.6318 | N/A | - | N/A | 7 | 7 | N/A | N/A | N/A | N/A | N/A | 3.3004 | 3.6365 | N/A | N/A | N/A | N/A | N/A | N/A | Enthalpy Test Room | Three | R410A | Australia,New Zealand | 159433 | 2029-02-20 |  | Approved | Reverse Cycle | N/A | Yes | Class 11 | Yes | N/A | N/A | Yes | Yes | Yes | N/A | 3.3122 | Available | N/A | N/A | http://www.actronair.com.au/ | http://www.actronair.com.au | N/A |  |  | AAC8067 | No | - | - | - | - | 22609 | 6.779 | - | - | - | - | - | - | No | - | - | - | - | - | - | - | - | 23483 | 6.312 | - | - | - | - | - | - | - | - | - | 5423 | 18054 | - | - | - | - | - | - | - | - | - | No | - | - | - | - | - | - | - | 3.375 | 3.355 | 3.519 | 3.805 | 3.633 | 3.662 | 1865 | 2827 | 8403 | 4333 | 5347 | 11578 | 1.5 | 1.5 | 2 | 2.916 | 3.131 | 3.164 | 2.961 | 3.153 | 3.185 | 10531 | 4091 | 640 | 3511 | 1879 | 401 | 1 | 1.5 | 1.5 | No | - | - | - | - | N/A | N/A | N/A | 7 | 3.3236 | 3.7065
[SEER Non Multi-Split <=65kW] GEMS (Air Conditioners up to 65kW) Determination 2019 | MEPS Oct 2011 | AS/NZS 3823.1.2:2012 | CRA260T / EVA260S | CRA260T / EVA260S | N/A | ACTRON AIR | 3.36 | Ducted | Single Split System | - | Air | Air | Australia | 7.06 | 20.64 | 24 | - | 0 | 0 | 0 | - | 6.79 | 25.7 | Calorimeter Room | 3.2333 | 3.5994 | No | 0 | N/A | 5 | 5 | 0 | 0 | N/A | N/A | N/A | 3.2256 | 3.5905 | N/A | N/A | 0 | 0 | 0 | 0 | Calorimeter Room | Three | R410A | Australia,New Zealand | 127704 | 2025-03-24 |  | Approved | Reverse Cycle | - | Yes | Class 11 | Yes | - | - | Yes | Yes | Yes | - | 3.2333 | Unavailable | N/A | N/A | http://www.actronair.com.au/ | http://www.actronair.com.au | - |  |  | AAC4681 | N/A | - | - | N/A | N/A | N/A | 7.06 | N/A | N/A | N/A | N/A | N/A | N/A | N/A | N/A | N/A | N/A | N/A | N/A | N/A | N/A | N/A | N/A | 6.79 | N/A | N/A | N/A | N/A | N/A | N/A | N/A | N/A | N/A | N/A | N/A | N/A | N/A | N/A | N/A | N/A | N/A | N/A | N/A | N/A | N/A | N/A | N/A | N/A | N/A | N/A | N/A | N/A | N/A | N/A | N/A | N/A | N/A | N/A | N/A | N/A | N/A | N/A | N/A | N/A | N/A | N/A | N/A | N/A | N/A | N/A | N/A | N/A | N/A | N/A | N/A | N/A | N/A | N/A | N/A | N/A | N/A | N/A | N/A | N/A | N/A | N/A | N/A | N/A | N/A | N/A | N/A | 3.3913 | 3.7756
[SEER Non Multi-Split <=65kW] GEMS (Air Conditioners up to 65kW) Determination 2019 | MEPS Oct 2011 | AS/NZS 3823.1.2:2012 | CRA290T / EVA290S | CRA290T / EVA290S | N/A | ACTRON AIR | 4.075 | Ducted | Single Split System | - | Air | Air | Australia | 8.45 | 24.225 | 28.3 | - | 0 | 0 | 0 | - | 7.97 | 28.6 | Enthalpy Test Room | 3.2417 | 3.482 | No | 0 | N/A | 55 | 55 | 0 | 0 | N/A | N/A | N/A | 3.1727 | 3.4032 | N/A | N/A | 0 | 0 | 0 | 0 | Enthalpy Test Room | Three | R410A | Australia,New Zealand | 127320 | 2025-03-23 |  | Approved | Reverse Cycle | - | Yes | Class 11 | Yes | - | - | Yes | Yes | Yes | - | 3.2417 | Available | N/A | N/A | https://www.actronair.com.au/ | http://www.actronair.com.au | - |  |  | AAC4677 | N/A | - | - | N/A | N/A | N/A | 8.45 | N/A | N/A | N/A | N/A | N/A | N/A | N/A | N/A | N/A | N/A | N/A | N/A | N/A | N/A | N/A | N/A | 7.97 | N/A | N/A | N/A | N/A | N/A | N/A | N/A | N/A | N/A | N/A | N/A | N/A | N/A | N/A | N/A | N/A | N/A | N/A | N/A | N/A | N/A | N/A | N/A | N/A | N/A | N/A | N/A | N/A | N/A | N/A | N/A | N/A | N/A | N/A | N/A | N/A | N/A | N/A | N/A | N/A | N/A | N/A | N/A | N/A | N/A | N/A | N/A | N/A | N/A | N/A | N/A | N/A | N/A | N/A | N/A | N/A | N/A | N/A | N/A | N/A | N/A | N/A | N/A | N/A | N/A | N/A | N/A | 3.277 | 3.5067
[SEER Non Multi-Split <=65kW] GEMS (Air Conditioners up to 65kW) Determination 2019 | MEPS Oct 2011 | AS/NZS 3823.1.2:2012 | CRA300T / EVA300S |  | N/A | ACTRON AIR | 5.838 | Ducted | Single Split System | - | Air | Air | Australia | 8.47 | 21.962 | 27.8 | - | 0 | 0 | 0 | - | 8.56 | 29.5 | Calorimeter Room | 3.1969 | 3.3612 | Yes | 0 | N/A | 65 | 65 | 0 | 0 | N/A | N/A | N/A | 3.1162 | 3.2771 | N/A | N/A | 0 | 0 | 0 | 0 | Calorimeter Room | Three | R410A | Australia,New Zealand | 127451 | 2025-03-26 |  | Approved | Reverse Cycle | - | Yes | Class 11 | Yes | - | - | Yes | Yes | Yes | - | 3.1969 | Unavailable | N/A | N/A | http://www.actronair.com.au/ | http://www.actronair.com.au | No |  |  | AAC4718 | N/A | Multiple compressors | - | N/A | N/A | N/A | 8.47 | N/A | N/A | N/A | N/A | N/A | N/A | N/A | N/A | N/A | N/A | N/A | N/A | N/A | N/A | N/A | N/A | 8.56 | N/A | N/A | N/A | N/A | N/A | N/A | N/A | N/A | N/A | N/A | N/A | N/A | N/A | N/A | N/A | N/A | N/A | N/A | N/A | N/A | N/A | N/A | N/A | N/A | N/A | N/A | N/A | N/A | N/A | N/A | N/A | N/A | N/A | N/A | N/A | N/A | N/A | N/A | N/A | N/A | N/A | N/A | N/A | N/A | N/A | N/A | N/A | N/A | N/A | N/A | N/A | N/A | N/A | N/A | N/A | N/A | N/A | N/A | N/A | N/A | N/A | N/A | N/A | N/A | N/A | N/A | N/A | 3.1992 | 3.36
[SEER Non Multi-Split <=65kW] GEMS (Air Conditioners up to 65kW) Determination 2019 | MEPS Oct 2011 | AS/NZS 3823.1.2:2012 | CRA330T / EVA330S |  | N/A | ACTRON AIR | 4.8 | Ducted | Single Split System | - | Air | Air | Australia | 9.4 | 27.2 | 32 | - | 0 | 0 | 0 | - | 8.9 | 33 | Calorimeter Room | 3.2391 | 3.5379 | No | 0 | N/A | 55 | 55 | 0 | 0 | N/A | N/A | N/A | 3.1765 | 3.4658 | N/A | N/A | 0 | 0 | 0 | 0 | Calorimeter Room | Three | R410A | Australia,New Zealand | 127910 | 2025-03-26 |  | Approved | Reverse Cycle | - | Yes | Class 11 | Yes | - | - | Yes | Yes | Yes | - | 3.2391 | Unavailable | N/A | N/A | http://www.actronair.com.au/ | http://www.actronair.com.au | - |  |  | AAC4737 | N/A | - | - | N/A | N/A | N/A | 9.4 | N/A | N/A | N/A | N/A | N/A | N/A | N/A | N/A | N/A | N/A | N/A | N/A | N/A | N/A | N/A | N/A | 8.9 | N/A | N/A | N/A | N/A | N/A | N/A | N/A | N/A | N/A | N/A | N/A | N/A | N/A | N/A | N/A | N/A | N/A | N/A | N/A | N/A | N/A | N/A | N/A | N/A | N/A | N/A | N/A | N/A | N/A | N/A | N/A | N/A | N/A | N/A | N/A | N/A | N/A | N/A | N/A | N/A | N/A | N/A | N/A | N/A | N/A | N/A | N/A | N/A | N/A | N/A | N/A | N/A | N/A | N/A | N/A | N/A | N/A | N/A | N/A | N/A | N/A | N/A | N/A | N/A | N/A | N/A | N/A | 3.3382 | 3.632
[SEER Non Multi-Split <=65kW] GEMS (Air Conditioners up to 65kW) Determination 2019 | MEPS Oct 2011 | AS/NZS 3823.1.2:2012 | CRA340T / EVA340S |  | N/A | ACTRON AIR | 5.2 | Ducted | Single Split System | - | Air | Air | Australia | 9.7 | 27.3 | 32.5 | - | 0 | 0 | 0 | - | 9.9 | 35.5 | Calorimeter Room | 3.1999 | 3.4095 | Yes | 0 | N/A | 65 | 65 | 0 | 0 | N/A | N/A | N/A | 3.1291 | 3.3357 | N/A | N/A | 0 | 0 | 0 | 0 | Calorimeter Room | Three | R410A | Australia,New Zealand | 127914 | 2025-04-01 |  | Approved | Reverse Cycle | - | Yes | Class 11 | Yes | - | - | Yes | Yes | Yes | - | 3.1999 | Available | N/A | N/A | https://www.actronair.com.au/ | http://www.actronair.com.au | No |  |  | AAC4775 | N/A | Multiple compressors | - | N/A | N/A | N/A | 9.7 | N/A | N/A | N/A | N/A | N/A | N/A | N/A | N/A | N/A | N/A | N/A | N/A | N/A | N/A | N/A | N/A | 9.9 | N/A | N/A | N/A | N/A | N/A | N/A | N/A | N/A | N/A | N/A | N/A | N/A | N/A | N/A | N/A | N/A | N/A | N/A | N/A | N/A | N/A | N/A | N/A | N/A | N/A | N/A | N/A | N/A | N/A | N/A | N/A | N/A | N/A | N/A | N/A | N/A | N/A | N/A | N/A | N/A | N/A | N/A | N/A | N/A | N/A | N/A | N/A | N/A | N/A | N/A | N/A | N/A | N/A | N/A | N/A | N/A | N/A | N/A | N/A | N/A | N/A | N/A | N/A | N/A | N/A | N/A | N/A | 3.2763 | 3.508
[SEER Non Multi-Split <=65kW] GEMS (Air Conditioners up to 65kW) Determination 2019 | MEPS Oct 2011 | AS/NZS 3823.1.2:2012 | CRA400T / EVA400S |  | N/A | ACTRON AIR | 7.134 | Ducted | Single Split System | - | Air | Air | Australia | 12.76 | 32.066 | 39.2 | - | 0 | 0 | 0 | - | 11.97 | 39.5 | Enthalpy Test Room | 2.9715 | 3.1679 | Yes | 0 | N/A | 65 | 65 | 0 | 0 | N/A | N/A | N/A | 2.9212 | 3.1107 | N/A | N/A | 0 | 0 | 0 | 0 | Enthalpy Test Room | Three | R410A | Australia,New Zealand | 127339 | 2025-03-26 |  | Approved | Reverse Cycle | - | Yes | Class 12 | Yes | - | - | Yes | Yes | Yes | - | 2.9715 | Available | N/A | N/A | https://www.actronair.com.au/ | http://www.actronair.com.au | No |  |  | AAC4717 | N/A | Multiple compressors | - | N/A | N/A | N/A | 12.76 | N/A | N/A | N/A | N/A | N/A | N/A | N/A | N/A | N/A | N/A | N/A | N/A | N/A | N/A | N/A | N/A | 11.97 | N/A | N/A | N/A | N/A | N/A | N/A | N/A | N/A | N/A | N/A | N/A | N/A | N/A | N/A | N/A | N/A | N/A | N/A | N/A | N/A | N/A | N/A | N/A | N/A | N/A | N/A | N/A | N/A | N/A | N/A | N/A | N/A | N/A | N/A | N/A | N/A | N/A | N/A | N/A | N/A | N/A | N/A | N/A | N/A | N/A | N/A | N/A | N/A | N/A | N/A | N/A | N/A | N/A | N/A | N/A | N/A | N/A | N/A | N/A | N/A | N/A | N/A | N/A | N/A | N/A | N/A | N/A | 3.0201 | 3.2404
[SEER Non Multi-Split <=65kW] GEMS (Air Conditioners up to 65kW) Determination 2019 | MEPS 2019 | AS/NZS 3823.1.1:2012 | CRC-100CS / CRE-100CS |  | N/A | ACTRON AIR | N/A | Non Ducted | Single Split System | Cassette | Air | Air | China | 2.58 | N/A | 10.95 | N/A | N/A | N/A | N/A | N/A | 2.84 | 11.95 | Calorimeter Room | 4.1461 | 4.1024 | N/A | - | N/A | N/A | N/A | N/A | N/A | N/A | N/A | N/A | N/A | N/A | N/A | N/A | N/A | N/A | N/A | N/A | N/A | Single | R32 | Australia,New Zealand | 146417 | 2027-05-03 |  | Approved | Reverse Cycle | N/A | Yes | Class 11 | Yes | N/A | N/A | N/A | N/A | N/A | N/A | N/A | Available | N/A | N/A | http://www.actronair.com.au/ | http://www.actronair.com.au | N/A |  |  | AAC6649 | Yes | Variable output compressor | Inverter | No | - | 10950 | 2.58 | - | 1350 | 5340 | Yes | 752 | 3580 | - | 2358.12 | 11793.15 | Yes | 789 | 5600 | - | 475 | 3520 | 11950 | 2.84 | 1120 | 5870 | Yes | 546 | 3070 | Yes | 4268 | 12520 | - | - | - | - | - | - | - | - | - | - | - | - | - | - | - | - | - | - | 65 | 71 | 6.102 | 5.916 | 6.757 | 15.132 | 9.933 | 9.058 | 482 | 755 | 2099 | 509 | 929 | 2249 | 4.5 | 4 | 5 | 4.148 | 4.622 | 5.343 | 4.54 | 5.013 | 5.409 | 3784 | 1431 | 213 | 1181 | 617 | 136 | 2.5 | 3 | 3.5 | No | - | - | - | - | N/A | N/A | N/A | 10 | 4.1893 | 4.1583
[SEER Non Multi-Split <=65kW] GEMS (Air Conditioners up to 65kW) Determination 2019 | MEPS 2019 | AS/NZS 3823.1.2:2012 | CRQ2-14AS / ERQ2-14AS |  | N/A | ACTRON AIR | N/A | Ducted | Single Split System | - | Air | Air | Australia | 3.56 | N/A | 11.8 | N/A | N/A | N/A | N/A | N/A | 3.75 | 14 | Calorimeter Room | 3.241 | 3.6901 | N/A | - | N/A | N/A | N/A | N/A | N/A | N/A | N/A | N/A | N/A | N/A | N/A | N/A | N/A | N/A | N/A | N/A | N/A | Single | R410A | Australia,New Zealand | 141560 | 2026-12-02 |  | Approved | Reverse Cycle | N/A | Yes | Class 11 | Yes | N/A | N/A | N/A | N/A | N/A | N/A | N/A | Unavailable | N/A | N/A | http://www.actronair.com.au/ | http://www.actronair.com.au | N/A |  |  | AAC6381 | Yes | Variable output compressor | Inverter | Yes | - | 11800 | 3.56 | - | - | - | - | - | - | No | - | - | - | - | - | - | - | - | 14000 | 3.75 | - | - | - | - | - | - | - | - | - | 3865 | 10890 | - | - | - | - | - | - | - | - | - | No | - | - | - | - | - | - | 69 | 3.073 | 3.11 | 3.419 | 3.646 | 3.505 | 3.59 | 1034 | 1549 | 4474 | 2326 | 2859 | 6130 | 1.5 | 1.5 | 1.5 | 2.697 | 2.881 | 3.101 | 2.824 | 3.049 | 3.17 | 6823 | 2692 | 429 | 2227 | 1191 | 272 | 1 | 1 | 1.5 | No | - | - | - | - | N/A | N/A | N/A | 19.9713 | 3.2529 | 3.6673
[SEER Non Multi-Split <=65kW] GEMS (Air Conditioners up to 65kW) Determination 2019 | MEPS 2019 | AS/NZS 3823.1.2:2012 | CRQ3-17AS / ERQ3-17AS |  | N/A | ACTRON AIR | N/A | Ducted | Single Split System | - | Air | Air | Australia | 4.06 | N/A | 13.7 | N/A | N/A | N/A | N/A | N/A | 4.9 | 17.2 | Calorimeter Room | 3.2227 | 3.3427 | N/A | - | N/A | N/A | N/A | N/A | N/A | N/A | N/A | N/A | N/A | N/A | N/A | N/A | N/A | N/A | N/A | N/A | N/A | Single | R410A | Australia,New Zealand | 141711 | 2026-10-27 |  | Approved | Reverse Cycle | N/A | Yes | Class 11 | Yes | N/A | N/A | N/A | N/A | N/A | N/A | N/A | Unavailable | N/A | N/A | https://www.actronair.com.au/ | http://www.actronair.com.au | N/A |  |  | AAC6320 | Yes | Variable output compressor | Inverter | Yes | - | 13700 | 4.06 | - | - | - | - | - | - | No | - | - | - | - | - | - | - | - | 17200 | 4.9 | - | - | - | - | - | - | - | - | - | 4522 | 13321 | - | - | - | - | - | - | - | - | - | No | - | - | - | - | - | - | 71 | 3.168 | 3.199 | 3.492 | 3.732 | 3.584 | 3.663 | 1170 | 1756 | 5091 | 2644 | 3252 | 6982 | 1.5 | 1.5 | 1.5 | 2.691 | 2.867 | 2.96 | 2.757 | 2.939 | 2.996 | 8390 | 3311 | 537 | 2792 | 1506 | 342 | 1 | 1 | 1 | No | - | - | - | - | N/A | N/A | N/A | 19.9727 | 3.3192 | 3.4625
[SEER Non Multi-Split <=65kW] GEMS (Air Conditioners up to 65kW) Determination 2019 | MEPS 2019 | AS/NZS 3823.1.2:2012 | CRQ4-19AS / ERQ4-19AS | CRQ4-19AS / ERQ4-19AS | N/A | ACTRON AIR | N/A | Ducted | Single Split System | - | Air | Air | Australia | 5.15 | N/A | 16.8 | N/A | N/A | N/A | N/A | N/A | 5.44 | 18.2 | Calorimeter Room | 3.1925 | 3.2671 | N/A | - | N/A | N/A | N/A | N/A | N/A | N/A | N/A | N/A | N/A | N/A | N/A | N/A | N/A | N/A | N/A | N/A | N/A | Single | R410A | Australia,New Zealand | 141608 | 2026-12-02 |  | Approved | Reverse Cycle | N/A | Yes | Class 11 | Yes | N/A | N/A | N/A | N/A | N/A | N/A | N/A | Available | N/A | N/A | http://www.actronair.com.au/ | http://www.actronair.com.au | N/A |  |  | AAC6380 | Yes | Variable output compressor | Inverter | Yes | - | 16800 | 5.15 | - | - | - | - | - | - | No | - | - | - | - | - | - | - | - | 18200 | 5.44 | - | - | - | - | - | - | - | - | - | 4760 | 14000 | - | - | - | - | - | - | - | - | - | No | - | - | - | - | - | - | 71 | 3.123 | 3.141 | 3.393 | 3.638 | 3.489 | 3.552 | 1466 | 2206 | 6438 | 3337 | 4108 | 8840 | 1.5 | 1.5 | 1.5 | 2.634 | 2.799 | 2.839 | 2.673 | 2.83 | 2.862 | 9066 | 3584 | 588 | 3043 | 1651 | 374 | 1 | 1 | 1 | No | - | - | - | - | N/A | N/A | N/A | 19.9727 | 3.2199 | 3.3046
[SEER Non Multi-Split <=65kW] GEMS (Air Conditioners up to 65kW) Determination 2019 | MEPS 2019 | AS/NZS 3823.1.2:2012 | CRQ4-19AS / FRQ4-19AS & ARV4-19AS | CRQ4-19AS / ERQ4-19AS | N/A | ACTRON AIR | N/A | Ducted | Single Split System | - | Air | Air | Australia | 5.15 | N/A | 16.8 | N/A | N/A | N/A | N/A | N/A | 5.44 | 18.2 | Calorimeter Room | 3.1925 | 3.2671 | N/A | - | N/A | N/A | N/A | N/A | N/A | N/A | N/A | N/A | N/A | N/A | N/A | N/A | N/A | N/A | N/A | N/A | N/A | Single | R410A | Australia,New Zealand | 141608 | 2026-12-02 |  | Approved | Reverse Cycle | N/A | Yes | Class 11 | Yes | N/A | N/A | N/A | N/A | N/A | N/A | N/A | Available | N/A | N/A | http://www.actronair.com.au/ | http://www.actronair.com.au | N/A |  |  | AAC6380 | Yes | Variable output compressor | Inverter | Yes | - | 16800 | 5.15 | - | - | - | - | - | - | No | - | - | - | - | - | - | - | - | 18200 | 5.44 | - | - | - | - | - | - | - | - | - | 4760 | 14000 | - | - | - | - | - | - | - | - | - | No | - | - | - | - | - | - | 71 | 3.123 | 3.141 | 3.393 | 3.638 | 3.489 | 3.552 | 1466 | 2206 | 6438 | 3337 | 4108 | 8840 | 1.5 | 1.5 | 1.5 | 2.634 | 2.799 | 2.839 | 2.673 | 2.83 | 2.862 | 9066 | 3584 | 588 | 3043 | 1651 | 374 | 1 | 1 | 1 | No | - | - | - | - | N/A | N/A | N/A | 19.9727 | 3.2199 | 3.3046
[SEER Non Multi-Split <=65kW] GEMS (Air Conditioners up to 65kW) Determination 2019 | MEPS 2019 | AS/NZS 3823.1.2:2012 | CRS10AS / EVA10AS |  | N/A | ACTRON AIR | 1.077 | Ducted | Single Split System | - | Air | Air | Australia,China | 2.97 | 11.163 | 10 | N/A | N/A | N/A | N/A | N/A | 3.06 | 10.52 | Calorimeter Room | 3.2804 | 3.3514 | N/A | - | N/A | 7 | 7 | N/A | N/A | N/A | N/A | N/A | 3.1657 | 3.5299 | N/A | N/A | N/A | N/A | N/A | N/A | Enthalpy Test Room | Single | R32 | Australia,New Zealand | 156221 | 2028-08-19 |  | Approved | Reverse Cycle | N/A | Yes | Class 11 | Yes | N/A | N/A | Yes | Yes | Yes | N/A | 3.1857 | Available | N/A | N/A | https://www.actronair.com.au/ | http://www.actronair.com.au | N/A |  |  | AAC7719 | Yes | Variable output compressor | Inverter | No | - | 10000 | 2.97 | - | 1126 | 5018 | No | - | - | - | 2714.58 | 10770 | No | 1029.164 | 5404.386 | No | - | - | 10520 | 3.06 | 1131 | 5075 | No | - | - | No | - | - | - | 2923 | 8321 | No | - | - | - | - | - | - | - | - | No | - | - | No | - | - | - | - | 4.217 | 4.102 | 4.453 | 5.127 | 4.821 | 4.771 | 643 | 1003 | 2918 | 1406 | 1766 | 3915 | 2.5 | 2.5 | 2.5 | 3.211 | 3.642 | 4.125 | 3.47 | 3.846 | 4.136 | 4301 | 1595 | 239 | 1357 | 706 | 154 | 1.5 | 2 | 2.5 | No | - | - | - | - | N/A | N/A | N/A | 10.0604 | 3.3289 | 3.4001
[SEER Non Multi-Split <=65kW] GEMS (Air Conditioners up to 65kW) Determination 2019 | MEPS 2019 | AS/NZS 3823.1.2:2012 | CRS13AS / ECA13AS & EFA13AS | CRS13AS / EVA13AS | N/A | ACTRON AIR | 1.077 | Ducted | Single Split System | - | Air | Air | Australia,China | 3.89 | 11.163 | 13.02 | N/A | N/A | N/A | N/A | N/A | 4.27 | 15 | Calorimeter Room | 3.2734 | 3.4325 | N/A | - | N/A | 7 | 7 | N/A | N/A | N/A | N/A | N/A | 3.1657 | 3.5299 | N/A | N/A | N/A | N/A | N/A | N/A | Enthalpy Test Room | Single | R32 | Australia,New Zealand | 156207 | 2028-08-19 |  | Approved | Reverse Cycle | N/A | Yes | Class 11 | Yes | N/A | N/A | Yes | Yes | Yes | N/A | 3.1857 | Available | N/A | N/A | https://www.actronair.com.au/ | http://www.actronair.com.au | N/A |  |  | AAC7717 | Yes | Variable output compressor | Inverter | No | - | 13020 | 3.89 | - | 1414 | 6363 | No | - | - | - | 3555.46 | 14022.54 | No | 1292.396 | 6852.951 | No | - | - | 15000 | 4.27 | 1575 | 7423 | No | - | - | Yes | 4716 | 13080 | No | - | - | No | - | - | - | - | - | No | - | - | No | - | - | No | - | - | - | - | 4.367 | 4.213 | 4.499 | 5.237 | 4.905 | 4.809 | 819 | 1283 | 3772 | 1802 | 2270 | 5066 | 2.5 | 2.5 | 2.5 | 3.419 | 3.863 | 4.326 | 3.67 | 4.053 | 4.332 | 5747 | 2131 | 312 | 1819 | 944 | 199 | 1.5 | 2 | 2.5 | No | - | - | - | - | N/A | N/A | N/A | 8.3488 | 3.3229 | 3.4898
[SEER Non Multi-Split <=65kW] GEMS (Air Conditioners up to 65kW) Determination 2019 | MEPS 2019 | AS/NZS 3823.1.2:2012 | CRS13AS / EVA13AS | CRS13AS / EVA13AS | N/A | ACTRON AIR | 1.077 | Ducted | Single Split System | - | Air | Air | Australia,China | 3.89 | 11.163 | 13.02 | N/A | N/A | N/A | N/A | N/A | 4.27 | 15 | Calorimeter Room | 3.2734 | 3.4325 | N/A | - | N/A | 7 | 7 | N/A | N/A | N/A | N/A | N/A | 3.1657 | 3.5299 | N/A | N/A | N/A | N/A | N/A | N/A | Enthalpy Test Room | Single | R32 | Australia,New Zealand | 156207 | 2028-08-19 |  | Approved | Reverse Cycle | N/A | Yes | Class 11 | Yes | N/A | N/A | Yes | Yes | Yes | N/A | 3.1857 | Available | N/A | N/A | https://www.actronair.com.au/ | http://www.actronair.com.au | N/A |  |  | AAC7717 | Yes | Variable output compressor | Inverter | No | - | 13020 | 3.89 | - | 1414 | 6363 | No | - | - | - | 3555.46 | 14022.54 | No | 1292.396 | 6852.951 | No | - | - | 15000 | 4.27 | 1575 | 7423 | No | - | - | Yes | 4716 | 13080 | No | - | - | No | - | - | - | - | - | No | - | - | No | - | - | No | - | - | - | - | 4.367 | 4.213 | 4.499 | 5.237 | 4.905 | 4.809 | 819 | 1283 | 3772 | 1802 | 2270 | 5066 | 2.5 | 2.5 | 2.5 | 3.419 | 3.863 | 4.326 | 3.67 | 4.053 | 4.332 | 5747 | 2131 | 312 | 1819 | 944 | 199 | 1.5 | 2 | 2.5 | No | - | - | - | - | N/A | N/A | N/A | 8.3488 | 3.3229 | 3.4898
[SEER Non Multi-Split <=65kW] GEMS (Air Conditioners up to 65kW) Determination 2019 | MEPS 2019 | AS/NZS 3823.1.2:2012 | CRS13AT / ECA13AS & EFA13AS | CRS13AT / EVA13AS | N/A | ACTRON AIR | 1.077 | Ducted | Single Split System | - | Air | Air | Australia,China | 3.91 | 11.163 | 13 | N/A | N/A | N/A | N/A | N/A | 4.13 | 15 | Calorimeter Room | 3.2464 | 3.5436 | N/A | - | N/A | 7 | 7 | N/A | N/A | N/A | N/A | N/A | 3.1657 | 3.5299 | N/A | N/A | N/A | N/A | N/A | N/A | Enthalpy Test Room | Three | R32 | Australia,New Zealand | 156227 | 2028-08-22 |  | Approved | Reverse Cycle | N/A | Yes | Class 11 | Yes | N/A | N/A | Yes | Yes | Yes | N/A | 3.1857 | Available | N/A | N/A | https://www.actronair.com.au/ | http://www.actronair.com.au | N/A |  |  | AAC7728 | Yes | Variable output compressor | Inverter | No | - | 13000 | 3.91 | - | 1392 | 6253 | No | - | - | - | 3573.74 | 14001 | No | 1272.288 | 6734.481 | No | - | - | 15000 | 4.13 | 1504 | 7368 | No | - | - | Yes | 3804 | 11800 | No | - | - | No | - | - | - | - | - | No | - | - | No | - | - | No | - | - | - | - | 4.343 | 4.192 | 4.478 | 5.222 | 4.89 | 4.789 | 821 | 1287 | 3783 | 1803 | 2273 | 5079 | 2.5 | 2.5 | 2.5 | 3.456 | 3.972 | 4.498 | 3.745 | 4.187 | 4.506 | 5686 | 2074 | 301 | 1784 | 915 | 192 | 1.5 | 2 | 2.5 | No | - | - | - | - | N/A | N/A | N/A | 8.6151 | 3.3002 | 3.6065
[SEER Non Multi-Split <=65kW] GEMS (Air Conditioners up to 65kW) Determination 2019 | MEPS 2019 | AS/NZS 3823.1.2:2012 | CRS13AT / EVA13AS | CRS13AT / EVA13AS | N/A | ACTRON AIR | 1.077 | Ducted | Single Split System | - | Air | Air | Australia,China | 3.91 | 11.163 | 13 | N/A | N/A | N/A | N/A | N/A | 4.13 | 15 | Calorimeter Room | 3.2464 | 3.5436 | N/A | - | N/A | 7 | 7 | N/A | N/A | N/A | N/A | N/A | 3.1657 | 3.5299 | N/A | N/A | N/A | N/A | N/A | N/A | Enthalpy Test Room | Three | R32 | Australia,New Zealand | 156227 | 2028-08-22 |  | Approved | Reverse Cycle | N/A | Yes | Class 11 | Yes | N/A | N/A | Yes | Yes | Yes | N/A | 3.1857 | Available | N/A | N/A | https://www.actronair.com.au/ | http://www.actronair.com.au | N/A |  |  | AAC7728 | Yes | Variable output compressor | Inverter | No | - | 13000 | 3.91 | - | 1392 | 6253 | No | - | - | - | 3573.74 | 14001 | No | 1272.288 | 6734.481 | No | - | - | 15000 | 4.13 | 1504 | 7368 | No | - | - | Yes | 3804 | 11800 | No | - | - | No | - | - | - | - | - | No | - | - | No | - | - | No | - | - | - | - | 4.343 | 4.192 | 4.478 | 5.222 | 4.89 | 4.789 | 821 | 1287 | 3783 | 1803 | 2273 | 5079 | 2.5 | 2.5 | 2.5 | 3.456 | 3.972 | 4.498 | 3.745 | 4.187 | 4.506 | 5686 | 2074 | 301 | 1784 | 915 | 192 | 1.5 | 2 | 2.5 | No | - | - | - | - | N/A | N/A | N/A | 8.6151 | 3.3002 | 3.6065
[SEER Non Multi-Split <=65kW] GEMS (Air Conditioners up to 65kW) Determination 2019 | MEPS 2019 | AS/NZS 3823.1.2:2012 | CRS15AS / ECA15AS & EFA15AS | CRS15AS / EVA15AS | N/A | ACTRON AIR | 3.039 | Ducted | Single Split System | - | Air | Air | Australia,China | 4.41 | 11.931 | 15.4 | N/A | N/A | N/A | N/A | N/A | 4.72 | 16.74 | Calorimeter Room | 3.4085 | 3.4624 | N/A | - | N/A | 7 | 7 | N/A | N/A | N/A | N/A | N/A | 3.1876 | 3.5207 | N/A | N/A | N/A | N/A | N/A | N/A | Enthalpy Test Room | Single | R32 | Australia,New Zealand | 160032 | 2029-03-13 |  | Approved | Reverse Cycle | N/A | Yes | Class 11 | Yes | N/A | N/A | Yes | Yes | Yes | N/A | 3.2042 | Available | N/A | N/A | http://www.actronair.com.au/ | http://www.actronair.com.au | N/A |  |  | AAC8097 | Yes | Variable output compressor | Inverter | No | - | 15400 | 4.41 | - | 1556 | 7264 | No | - | - | - | 4030.74 | 16585.8 | No | 1422.184 | 7823.328 | No | - | - | 16740 | 4.72 | 1760 | 8282 | No | - | - | Yes | 4998 | 14190.72 | No | - | - | No | - | - | - | - | - | No | - | - | No | - | - | No | - | - | - | - | 4.549 | 4.393 | 4.678 | 5.454 | 5.108 | 4.996 | 931 | 1457 | 4292 | 2047 | 2579 | 5769 | 3 | 2.5 | 3 | 3.409 | 3.863 | 4.321 | 3.66 | 4.049 | 4.326 | 6432 | 2377 | 347 | 2035 | 1053 | 221 | 1.5 | 2 | 2.5 | No | - | - | - | - | N/A | N/A | N/A | 8.9184 | 3.4684 | 3.5241
[SEER Non Multi-Split <=65kW] GEMS (Air Conditioners up to 65kW) Determination 2019 | MEPS 2019 | AS/NZS 3823.1.2:2012 | CRS15AS / EVA15AS | CRS15AS / EVA15AS | N/A | ACTRON AIR | 3.039 | Ducted | Single Split System | - | Air | Air | Australia,China | 4.41 | 11.931 | 15.4 | N/A | N/A | N/A | N/A | N/A | 4.72 | 16.74 | Calorimeter Room | 3.4085 | 3.4624 | N/A | - | N/A | 7 | 7 | N/A | N/A | N/A | N/A | N/A | 3.1876 | 3.5207 | N/A | N/A | N/A | N/A | N/A | N/A | Enthalpy Test Room | Single | R32 | Australia,New Zealand | 160032 | 2029-03-13 |  | Approved | Reverse Cycle | N/A | Yes | Class 11 | Yes | N/A | N/A | Yes | Yes | Yes | N/A | 3.2042 | Available | N/A | N/A | http://www.actronair.com.au/ | http://www.actronair.com.au | N/A |  |  | AAC8097 | Yes | Variable output compressor | Inverter | No | - | 15400 | 4.41 | - | 1556 | 7264 | No | - | - | - | 4030.74 | 16585.8 | No | 1422.184 | 7823.328 | No | - | - | 16740 | 4.72 | 1760 | 8282 | No | - | - | Yes | 4998 | 14190.72 | No | - | - | No | - | - | - | - | - | No | - | - | No | - | - | No | - | - | - | - | 4.549 | 4.393 | 4.678 | 5.454 | 5.108 | 4.996 | 931 | 1457 | 4292 | 2047 | 2579 | 5769 | 3 | 2.5 | 3 | 3.409 | 3.863 | 4.321 | 3.66 | 4.049 | 4.326 | 6432 | 2377 | 347 | 2035 | 1053 | 221 | 1.5 | 2 | 2.5 | No | - | - | - | - | N/A | N/A | N/A | 8.9184 | 3.4684 | 3.5241
[SEER Non Multi-Split <=65kW] GEMS (Air Conditioners up to 65kW) Determination 2019 | MEPS 2019 | AS/NZS 3823.1.2:2012 | CRS15AT / ECA15AS & EFA15AS | CRS15AT / EVA15AS | N/A | ACTRON AIR | 3.039 | Ducted | Single Split System | - | Air | Air | Australia,China | 4.43 | 11.931 | 15.2 | N/A | N/A | N/A | N/A | N/A | 4.64 | 16.7 | Calorimeter Room | 3.3452 | 3.5155 | N/A | - | N/A | 7 | 7 | N/A | N/A | N/A | N/A | N/A | 3.1876 | 3.5207 | N/A | N/A | N/A | N/A | N/A | N/A | Enthalpy Test Room | Three | R32 | Australia,New Zealand | 160035 | 2029-03-13 |  | Approved | Reverse Cycle | N/A | Yes | Class 11 | Yes | N/A | N/A | Yes | Yes | Yes | N/A | 3.2042 | Available | N/A | N/A | http://www.actronair.com.au/ | http://www.actronair.com.au | N/A |  |  | AAC8099 | Yes | Variable output compressor | Inverter | No | - | 15200 | 4.43 | - | 1528 | 7338 | No | - | - | - | 4049.02 | 16370.4 | No | 1396.592 | 7903.026 | No | - | - | 16700 | 4.64 | 1764 | 8275 | No | - | - | Yes | 5037 | 14239 | No | - | - | No | - | - | - | - | - | No | - | - | No | - | - | No | - | - | - | - | 4.606 | 4.426 | 4.722 | 5.554 | 5.187 | 5.059 | 906 | 1426 | 4195 | 1983 | 2506 | 5622 | 3 | 2.5 | 3 | 3.42 | 3.871 | 4.31 | 3.662 | 4.047 | 4.313 | 6397 | 2367 | 348 | 2030 | 1052 | 222 | 1.5 | 2 | 2.5 | No | - | - | - | - | N/A | N/A | N/A | 9.1053 | 3.4075 | 3.5754
[SEER Non Multi-Split <=65kW] GEMS (Air Conditioners up to 65kW) Determination 2019 | MEPS 2019 | AS/NZS 3823.1.2:2012 | CRS15AT / EVA15AS | CRS15AT / EVA15AS | N/A | ACTRON AIR | 3.039 | Ducted | Single Split System | - | Air | Air | Australia,China | 4.43 | 11.931 | 15.2 | N/A | N/A | N/A | N/A | N/A | 4.64 | 16.7 | Calorimeter Room | 3.3452 | 3.5155 | N/A | - | N/A | 7 | 7 | N/A | N/A | N/A | N/A | N/A | 3.1876 | 3.5207 | N/A | N/A | N/A | N/A | N/A | N/A | Enthalpy Test Room | Three | R32 | Australia,New Zealand | 160035 | 2029-03-13 |  | Approved | Reverse Cycle | N/A | Yes | Class 11 | Yes | N/A | N/A | Yes | Yes | Yes | N/A | 3.2042 | Available | N/A | N/A | http://www.actronair.com.au/ | http://www.actronair.com.au | N/A |  |  | AAC8099 | Yes | Variable output compressor | Inverter | No | - | 15200 | 4.43 | - | 1528 | 7338 | No | - | - | - | 4049.02 | 16370.4 | No | 1396.592 | 7903.026 | No | - | - | 16700 | 4.64 | 1764 | 8275 | No | - | - | Yes | 5037 | 14239 | No | - | - | No | - | - | - | - | - | No | - | - | No | - | - | No | - | - | - | - | 4.606 | 4.426 | 4.722 | 5.554 | 5.187 | 5.059 | 906 | 1426 | 4195 | 1983 | 2506 | 5622 | 3 | 2.5 | 3 | 3.42 | 3.871 | 4.31 | 3.662 | 4.047 | 4.313 | 6397 | 2367 | 348 | 2030 | 1052 | 222 | 1.5 | 2 | 2.5 | No | - | - | - | - | N/A | N/A | N/A | 9.1053 | 3.4075 | 3.5754
[SEER Non Multi-Split <=65kW] GEMS (Air Conditioners up to 65kW) Determination 2019 | MEPS 2019 | AS/NZS 3823.1.2:2012 | CRS17AS / ECA17AS & EFA17AS | CRS17AS / EVA17AS | N/A | ACTRON AIR | 3.039 | Ducted | Single Split System | - | Air | Air | Australia,China | 5.02 | 11.931 | 17 | N/A | N/A | N/A | N/A | N/A | 5.5 | 19.29 | Calorimeter Room | 3.3051 | 3.4216 | N/A | - | N/A | 7 | 7 | N/A | N/A | N/A | N/A | N/A | 3.1876 | 3.5207 | N/A | N/A | N/A | N/A | N/A | N/A | Enthalpy Test Room | Single | R32 | Australia,New Zealand | 162028 | 2029-05-26 |  | Approved | Reverse Cycle | N/A | Yes | Class 11 | Yes | N/A | N/A | Yes | Yes | Yes | N/A | 3.2042 | Available | N/A | N/A | http://www.actronair.com.au/ | http://www.actronair.com.au | N/A |  |  | AAC8268 | Yes | Variable output compressor | Inverter | No | - | 17000 | 5.02 | - | 1965 | 8562 | No | - | - | - | 4588.28 | 18309 | No | 1796.01 | 9221.274 | No | - | - | 19290 | 5.5 | 1922 | 9164 | No | - | - | Yes | 6125 | 17044 | No | - | - | No | - | - | - | - | - | No | - | - | No | - | - | No | - | - | - | - | 4.345 | 4.195 | 4.452 | 5.132 | 4.816 | 4.741 | 1080 | 1689 | 4983 | 2406 | 3024 | 6714 | 2.5 | 2.5 | 2.5 | 3.452 | 3.893 | 4.389 | 3.717 | 4.103 | 4.4 | 7316 | 2713 | 390 | 2305 | 1194 | 247 | 1.5 | 2 | 2.5 | No | - | - | - | - | N/A | N/A | N/A | 8.437 | 3.3673 | 3.4892
[SEER Non Multi-Split <=65kW] GEMS (Air Conditioners up to 65kW) Determination 2019 | MEPS 2019 | AS/NZS 3823.1.2:2012 | CRS17AS / EVA17AS | CRS17AS / EVA17AS | N/A | ACTRON AIR | 3.039 | Ducted | Single Split System | - | Air | Air | Australia,China | 5.02 | 11.931 | 17 | N/A | N/A | N/A | N/A | N/A | 5.5 | 19.29 | Calorimeter Room | 3.3051 | 3.4216 | N/A | - | N/A | 7 | 7 | N/A | N/A | N/A | N/A | N/A | 3.1876 | 3.5207 | N/A | N/A | N/A | N/A | N/A | N/A | Enthalpy Test Room | Single | R32 | Australia,New Zealand | 162028 | 2029-05-26 |  | Approved | Reverse Cycle | N/A | Yes | Class 11 | Yes | N/A | N/A | Yes | Yes | Yes | N/A | 3.2042 | Available | N/A | N/A | http://www.actronair.com.au/ | http://www.actronair.com.au | N/A |  |  | AAC8268 | Yes | Variable output compressor | Inverter | No | - | 17000 | 5.02 | - | 1965 | 8562 | No | - | - | - | 4588.28 | 18309 | No | 1796.01 | 9221.274 | No | - | - | 19290 | 5.5 | 1922 | 9164 | No | - | - | Yes | 6125 | 17044 | No | - | - | No | - | - | - | - | - | No | - | - | No | - | - | No | - | - | - | - | 4.345 | 4.195 | 4.452 | 5.132 | 4.816 | 4.741 | 1080 | 1689 | 4983 | 2406 | 3024 | 6714 | 2.5 | 2.5 | 2.5 | 3.452 | 3.893 | 4.389 | 3.717 | 4.103 | 4.4 | 7316 | 2713 | 390 | 2305 | 1194 | 247 | 1.5 | 2 | 2.5 | No | - | - | - | - | N/A | N/A | N/A | 8.437 | 3.3673 | 3.4892
[SEER Non Multi-Split <=65kW] GEMS (Air Conditioners up to 65kW) Determination 2019 | MEPS 2019 | AS/NZS 3823.1.2:2012 | CRS17AT / ECA17AS & EFA17AS | CRS17AT / EVA17AS | N/A | ACTRON AIR | 3.039 | Ducted | Single Split System | - | Air | Air | Australia,China | 5.02 | 11.931 | 17 | N/A | N/A | N/A | N/A | N/A | 5.42 | 19.08 | Calorimeter Room | 3.3037 | 3.4341 | N/A | - | N/A | 7 | 7 | N/A | N/A | N/A | N/A | N/A | 3.1876 | 3.5207 | N/A | N/A | N/A | N/A | N/A | N/A | Enthalpy Test Room | Three | R32 | Australia,New Zealand | 160034 | 2029-03-13 |  | Approved | Reverse Cycle | N/A | Yes | Class 11 | Yes | N/A | N/A | Yes | Yes | Yes | N/A | 3.2042 | Available | N/A | N/A | http://www.actronair.com.au/ | http://www.actronair.com.au | N/A |  |  | AAC8098 | Yes | Variable output compressor | Inverter | No | - | 17000 | 5.02 | - | 1954 | 8545 | No | - | - | - | 4588.28 | 18309 | No | 1785.956 | 9202.965 | No | - | - | 19080 | 5.42 | 1950 | 9371 | No | - | - | Yes | 5400.45 | 15681.48 | No | - | - | No | - | - | - | - | - | No | - | - | No | - | - | No | - | - | - | - | 4.347 | 4.197 | 4.459 | 5.143 | 4.826 | 4.751 | 1078 | 1687 | 4974 | 2400 | 3017 | 6700 | 2.5 | 2.5 | 2.5 | 3.414 | 3.898 | 4.41 | 3.692 | 4.111 | 4.419 | 7318 | 2682 | 385 | 2297 | 1180 | 245 | 1.5 | 2 | 2.5 | No | - | - | - | - | N/A | N/A | N/A | 8.8507 | 3.3664 | 3.501
[SEER Non Multi-Split <=65kW] GEMS (Air Conditioners up to 65kW) Determination 2019 | MEPS 2019 | AS/NZS 3823.1.2:2012 | CRS17AT / EVA17AS | CRS17AT / EVA17AS | N/A | ACTRON AIR | 3.039 | Ducted | Single Split System | - | Air | Air | Australia,China | 5.02 | 11.931 | 17 | N/A | N/A | N/A | N/A | N/A | 5.42 | 19.08 | Calorimeter Room | 3.3037 | 3.4341 | N/A | - | N/A | 7 | 7 | N/A | N/A | N/A | N/A | N/A | 3.1876 | 3.5207 | N/A | N/A | N/A | N/A | N/A | N/A | Enthalpy Test Room | Three | R32 | Australia,New Zealand | 160034 | 2029-03-13 |  | Approved | Reverse Cycle | N/A | Yes | Class 11 | Yes | N/A | N/A | Yes | Yes | Yes | N/A | 3.2042 | Available | N/A | N/A | http://www.actronair.com.au/ | http://www.actronair.com.au | N/A |  |  | AAC8098 | Yes | Variable output compressor | Inverter | No | - | 17000 | 5.02 | - | 1954 | 8545 | No | - | - | - | 4588.28 | 18309 | No | 1785.956 | 9202.965 | No | - | - | 19080 | 5.42 | 1950 | 9371 | No | - | - | Yes | 5400.45 | 15681.48 | No | - | - | No | - | - | - | - | - | No | - | - | No | - | - | No | - | - | - | - | 4.347 | 4.197 | 4.459 | 5.143 | 4.826 | 4.751 | 1078 | 1687 | 4974 | 2400 | 3017 | 6700 | 2.5 | 2.5 | 2.5 | 3.414 | 3.898 | 4.41 | 3.692 | 4.111 | 4.419 | 7318 | 2682 | 385 | 2297 | 1180 | 245 | 1.5 | 2 | 2.5 | No | - | - | - | - | N/A | N/A | N/A | 8.8507 | 3.3664 | 3.501
[SEER Non Multi-Split <=65kW] GEMS (Air Conditioners up to 65kW) Determination 2019 | MEPS 2019 | AS/NZS 3823.1.2:2012 | CRS20AT / ECA20AS & EFA20AS | CRS20AT / EVA20AS | N/A | ACTRON AIR | 3.039 | Ducted | Single Split System | - | Air | Air | Australia,China | 5.7 | 11.931 | 19.8 | N/A | N/A | N/A | N/A | N/A | 6.115 | 22 | Calorimeter Room | 3.4125 | 3.5323 | N/A | - | N/A | 7 | 7 | N/A | N/A | N/A | N/A | N/A | 3.1876 | 3.5207 | N/A | N/A | N/A | N/A | N/A | N/A | Enthalpy Test Room | Three | R32 | Australia,New Zealand | 160798 | 2029-05-08 |  | Approved | Reverse Cycle | N/A | Yes | Class 11 | Yes | N/A | N/A | Yes | Yes | Yes | N/A | 3.2042 | Available | N/A | N/A | http://www.actronair.com.au/ | http://www.actronair.com.au | N/A |  |  | AAC8212 | Yes | Variable output compressor | Inverter | No | - | 19800 | 5.7 | - | 2228 | 9950 | No | - | - | - | 5209.8 | 21324.6 | No | 2036.392 | 10716.15 | No | - | - | 22000 | 6.115 | 2375 | 11000 | No | - | - | Yes | 5461 | 17700 | No | - | - | No | - | - | - | - | - | No | - | - | No | - | - | No | - | - | - | - | 4.315 | 4.197 | 4.528 | 5.19 | 4.884 | 4.837 | 1251 | 1948 | 5688 | 2756 | 3458 | 7651 | 2.5 | 2.5 | 3 | 3.419 | 3.848 | 4.254 | 3.642 | 4.009 | 4.255 | 8440 | 3150 | 476 | 2698 | 1409 | 306 | 1.5 | 2 | 2.5 | No | - | - | - | - | N/A | N/A | N/A | 16.8517 | 3.4393 | 3.5645
[SEER Non Multi-Split <=65kW] GEMS (Air Conditioners up to 65kW) Determination 2019 | MEPS 2019 | AS/NZS 3823.1.2:2012 | CRS20AT / EVA20AS | CRS20AT / EVA20AS | N/A | ACTRON AIR | 3.039 | Ducted | Single Split System | - | Air | Air | Australia,China | 5.7 | 11.931 | 19.8 | N/A | N/A | N/A | N/A | N/A | 6.115 | 22 | Calorimeter Room | 3.4125 | 3.5323 | N/A | - | N/A | 7 | 7 | N/A | N/A | N/A | N/A | N/A | 3.1876 | 3.5207 | N/A | N/A | N/A | N/A | N/A | N/A | Enthalpy Test Room | Three | R32 | Australia,New Zealand | 160798 | 2029-05-08 |  | Approved | Reverse Cycle | N/A | Yes | Class 11 | Yes | N/A | N/A | Yes | Yes | Yes | N/A | 3.2042 | Available | N/A | N/A | http://www.actronair.com.au/ | http://www.actronair.com.au | N/A |  |  | AAC8212 | Yes | Variable output compressor | Inverter | No | - | 19800 | 5.7 | - | 2228 | 9950 | No | - | - | - | 5209.8 | 21324.6 | No | 2036.392 | 10716.15 | No | - | - | 22000 | 6.115 | 2375 | 11000 | No | - | - | Yes | 5461 | 17700 | No | - | - | No | - | - | - | - | - | No | - | - | No | - | - | No | - | - | - | - | 4.315 | 4.197 | 4.528 | 5.19 | 4.884 | 4.837 | 1251 | 1948 | 5688 | 2756 | 3458 | 7651 | 2.5 | 2.5 | 3 | 3.419 | 3.848 | 4.254 | 3.642 | 4.009 | 4.255 | 8440 | 3150 | 476 | 2698 | 1409 | 306 | 1.5 | 2 | 2.5 | No | - | - | - | - | N/A | N/A | N/A | 16.8517 | 3.4393 | 3.5645
[SEER Non Multi-Split <=65kW] GEMS (Air Conditioners up to 65kW) Determination 2019 | MEPS 2019 | AS/NZS 3823.1.2:2012 | CRS23AT / ECA23AS & EFA23AS | CRS23AT / EVA23AS | N/A | ACTRON AIR | 3.039 | Ducted | Single Split System | - | Air | Air | Australia,China | 6.444 | 11.931 | 22.6 | N/A | N/A | N/A | N/A | N/A | 6.623 | 24.5 | Calorimeter Room | 3.4261 | 3.6123 | N/A | - | N/A | 7 | 7 | N/A | N/A | N/A | N/A | N/A | 3.1876 | 3.5207 | N/A | N/A | N/A | N/A | N/A | N/A | Enthalpy Test Room | Three | R32 | Australia,New Zealand | 160756 | 2029-05-19 |  | Approved | Reverse Cycle | N/A | Yes | Class 11 | Yes | N/A | N/A | Yes | Yes | Yes | N/A | 3.2042 | Available | N/A | N/A | http://www.actronair.com.au/ | http://www.actronair.com.au | N/A |  |  | AAC8244 | Yes | Variable output compressor | Inverter | No | - | 22600 | 6.444 | - | 2612 | 11450 | No | - | - | - | 5889.816 | 24340.2 | No | 2387.368 | 12331.65 | No | - | - | 24500 | 6.623 | 2649 | 12400 | No | - | - | Yes | 6845 | 21100 | No | - | - | No | - | - | - | - | - | No | - | - | No | - | - | No | - | - | - | - | 4.34 | 4.216 | 4.514 | 5.152 | 4.85 | 4.805 | 1428 | 2223 | 6524 | 3178 | 3984 | 8799 | 2.5 | 2.5 | 3 | 3.513 | 3.923 | 4.298 | 3.718 | 4.067 | 4.295 | 9142 | 3431 | 516 | 2937 | 1539 | 330 | 2 | 2 | 2.5 | No | - | - | - | - | N/A | N/A | N/A | 15.2 | 3.4794 | 3.6708
[SEER Non Multi-Split <=65kW] GEMS (Air Conditioners up to 65kW) Determination 2019 | MEPS 2019 | AS/NZS 3823.1.2:2012 | CRS23AT / EVA23AS | CRS23AT / EVA23AS | N/A | ACTRON AIR | 3.039 | Ducted | Single Split System | - | Air | Air | Australia,China | 6.444 | 11.931 | 22.6 | N/A | N/A | N/A | N/A | N/A | 6.623 | 24.5 | Calorimeter Room | 3.4261 | 3.6123 | N/A | - | N/A | 7 | 7 | N/A | N/A | N/A | N/A | N/A | 3.1876 | 3.5207 | N/A | N/A | N/A | N/A | N/A | N/A | Enthalpy Test Room | Three | R32 | Australia,New Zealand | 160756 | 2029-05-19 |  | Approved | Reverse Cycle | N/A | Yes | Class 11 | Yes | N/A | N/A | Yes | Yes | Yes | N/A | 3.2042 | Available | N/A | N/A | http://www.actronair.com.au/ | http://www.actronair.com.au | N/A |  |  | AAC8244 | Yes | Variable output compressor | Inverter | No | - | 22600 | 6.444 | - | 2612 | 11450 | No | - | - | - | 5889.816 | 24340.2 | No | 2387.368 | 12331.65 | No | - | - | 24500 | 6.623 | 2649 | 12400 | No | - | - | Yes | 6845 | 21100 | No | - | - | No | - | - | - | - | - | No | - | - | No | - | - | No | - | - | - | - | 4.34 | 4.216 | 4.514 | 5.152 | 4.85 | 4.805 | 1428 | 2223 | 6524 | 3178 | 3984 | 8799 | 2.5 | 2.5 | 3 | 3.513 | 3.923 | 4.298 | 3.718 | 4.067 | 4.295 | 9142 | 3431 | 516 | 2937 | 1539 | 330 | 2 | 2 | 2.5 | No | - | - | - | - | N/A | N/A | N/A | 15.2 | 3.4794 | 3.6708
[SEER Non Multi-Split <=65kW] GEMS (Air Conditioners up to 65kW) Determination 2019 | MEPS 2019 | AS/NZS 3823.1.2:2012 | CRV13AS / EAA13AS & EFV13AS | CRV13AS / EVV13AS | N/A | ACTRON AIR | N/A | Ducted | Single Split System | - | Air | Air | Australia | 3.88 | N/A | 13.2 | N/A | N/A | N/A | N/A | N/A | 3.82 | 13.4 | Calorimeter Room | 3.4383 | 3.3492 | N/A | - | N/A | N/A | N/A | N/A | N/A | N/A | N/A | N/A | N/A | N/A | N/A | N/A | N/A | N/A | N/A | N/A | N/A | Single | R32 | Australia,New Zealand | 137418 | 2027-09-20 |  | Approved | Reverse Cycle | N/A | Yes | Class 11 | Yes | N/A | N/A | N/A | N/A | N/A | N/A | N/A | Available | N/A | N/A | http://www.actronair.com.au/ | http://www.actronair.com.au | N/A |  |  | AAC7025 | Yes | Variable output compressor | Inverter | No | - | 13200 | 3.88 | - | 1778 | 7200 | No | - | - | - | 3546.32 | 14216.4 | No | 1625.092 | 7754.4 | No | - | - | 13400 | 3.82 | 1515 | 6845 | No | - | - | Yes | 2920 | 6765 | No | - | - | No | - | - | - | - | - | - | - | - | No | - | - | No | - | - | - | - | 4.122 | 4.005 | 4.265 | 4.803 | 4.528 | 4.516 | 883 | 1373 | 4038 | 1995 | 2497 | 5473 | 2.5 | 2.5 | 2.5 | 1.879 | 2.078 | 3.472 | 2.461 | 2.846 | 3.894 | 9328 | 3520 | 342 | 2416 | 1193 | 195 | 0 | 0.5 | 1.5 | No | - | - | - | - | N/A | N/A | N/A | 7.1825 | 3.3809 | 3.4857
[SEER Non Multi-Split <=65kW] GEMS (Air Conditioners up to 65kW) Determination 2019 | MEPS 2019 | AS/NZS 3823.1.2:2012 | CRV13AS / EVV13AS | CRV13AS / EVV13AS | N/A | ACTRON AIR | N/A | Ducted | Single Split System | - | Air | Air | Australia | 3.88 | N/A | 13.2 | N/A | N/A | N/A | N/A | N/A | 3.82 | 13.4 | Calorimeter Room | 3.4383 | 3.3492 | N/A | - | N/A | N/A | N/A | N/A | N/A | N/A | N/A | N/A | N/A | N/A | N/A | N/A | N/A | N/A | N/A | N/A | N/A | Single | R32 | Australia,New Zealand | 137418 | 2027-09-20 |  | Approved | Reverse Cycle | N/A | Yes | Class 11 | Yes | N/A | N/A | N/A | N/A | N/A | N/A | N/A | Available | N/A | N/A | http://www.actronair.com.au/ | http://www.actronair.com.au | N/A |  |  | AAC7025 | Yes | Variable output compressor | Inverter | No | - | 13200 | 3.88 | - | 1778 | 7200 | No | - | - | - | 3546.32 | 14216.4 | No | 1625.092 | 7754.4 | No | - | - | 13400 | 3.82 | 1515 | 6845 | No | - | - | Yes | 2920 | 6765 | No | - | - | No | - | - | - | - | - | - | - | - | No | - | - | No | - | - | - | - | 4.122 | 4.005 | 4.265 | 4.803 | 4.528 | 4.516 | 883 | 1373 | 4038 | 1995 | 2497 | 5473 | 2.5 | 2.5 | 2.5 | 1.879 | 2.078 | 3.472 | 2.461 | 2.846 | 3.894 | 9328 | 3520 | 342 | 2416 | 1193 | 195 | 0 | 0.5 | 1.5 | No | - | - | - | - | N/A | N/A | N/A | 7.1825 | 3.3809 | 3.4857
[SEER Non Multi-Split <=65kW] GEMS (Air Conditioners up to 65kW) Determination 2019 | MEPS 2019 | AS/NZS 3823.1.2:2012 | CRV13AT / EAA13AS & EFV13AS | CRV13AT / EVV13AS | N/A | ACTRON AIR | N/A | Ducted | Single Split System | - | Air | Air | Australia | 3.68 | N/A | 12.8 | N/A | N/A | N/A | N/A | N/A | 3.88 | 13.65 | Calorimeter Room | 3.3947 | 3.346 | N/A | - | N/A | N/A | N/A | N/A | N/A | N/A | N/A | N/A | N/A | N/A | N/A | N/A | N/A | N/A | N/A | N/A | N/A | Three | R32 | Australia,New Zealand | 142127 | 2027-09-25 |  | Approved | Reverse Cycle | N/A | Yes | Class 11 | Yes | N/A | N/A | N/A | N/A | N/A | N/A | N/A | Available | N/A | N/A | https://www.actronair.com.au/ | http://www.actronair.com.au | N/A |  |  | AAC7031 | Yes | Variable output compressor | Inverter | No | - | 12800 | 3.68 | - | 1550 | 6710 | No | - | - | - | 3363.52 | 13785.6 | No | 1416.7 | 7226.67 | No | - | - | 13650 | 3.88 | 1402 | 6740 | No | - | - | Yes | 2880 | 7100 | No | - | - | No | - | - | - | - | - | - | - | - | No | - | - | No | - | - | - | - | 4.019 | 3.961 | 4.393 | 4.938 | 4.674 | 4.702 | 852 | 1314 | 3771 | 1857 | 2320 | 5072 | 2.5 | 2 | 2.5 | 2.126 | 2.407 | 4.1 | 2.591 | 3.017 | 4.162 | 8427 | 3130 | 327 | 2362 | 1172 | 211 | 0.5 | 0.5 | 2.5 | No | - | - | - | - | N/A | N/A | N/A | 19.0375 | 3.4185 | 3.4606
[SEER Non Multi-Split <=65kW] GEMS (Air Conditioners up to 65kW) Determination 2019 | MEPS 2019 | AS/NZS 3823.1.2:2012 | CRV13AT / EVV13AS | CRV13AT / EVV13AS | N/A | ACTRON AIR | N/A | Ducted | Single Split System | - | Air | Air | Australia | 3.68 | N/A | 12.8 | N/A | N/A | N/A | N/A | N/A | 3.88 | 13.65 | Calorimeter Room | 3.3947 | 3.346 | N/A | - | N/A | N/A | N/A | N/A | N/A | N/A | N/A | N/A | N/A | N/A | N/A | N/A | N/A | N/A | N/A | N/A | N/A | Three | R32 | Australia,New Zealand | 142127 | 2027-09-25 |  | Approved | Reverse Cycle | N/A | Yes | Class 11 | Yes | N/A | N/A | N/A | N/A | N/A | N/A | N/A | Available | N/A | N/A | https://www.actronair.com.au/ | http://www.actronair.com.au | N/A |  |  | AAC7031 | Yes | Variable output compressor | Inverter | No | - | 12800 | 3.68 | - | 1550 | 6710 | No | - | - | - | 3363.52 | 13785.6 | No | 1416.7 | 7226.67 | No | - | - | 13650 | 3.88 | 1402 | 6740 | No | - | - | Yes | 2880 | 7100 | No | - | - | No | - | - | - | - | - | - | - | - | No | - | - | No | - | - | - | - | 4.019 | 3.961 | 4.393 | 4.938 | 4.674 | 4.702 | 852 | 1314 | 3771 | 1857 | 2320 | 5072 | 2.5 | 2 | 2.5 | 2.126 | 2.407 | 4.1 | 2.591 | 3.017 | 4.162 | 8427 | 3130 | 327 | 2362 | 1172 | 211 | 0.5 | 0.5 | 2.5 | No | - | - | - | - | N/A | N/A | N/A | 19.0375 | 3.4185 | 3.4606
[SEER Non Multi-Split <=65kW] GEMS (Air Conditioners up to 65kW) Determination 2019 | MEPS Oct 2011 | AS/NZS 3823.1.2:2012 | CRV140S / EAA140S & EFV140S | CRV140S / EVA140S | N/A | ACTRON AIR | 2.04 | Ducted | Single Split System | - | Air | Air | Australia | 3.63 | 9.96 | 12 | - | 0 | 0 | 0 | - | 3.97 | 13 | Calorimeter Room | 3.2269 | 3.1986 | Yes | 0 | N/A | 10 | 10 | 0 | 0 | N/A | N/A | N/A | 3.1975 | 3.1717 | N/A | N/A | 0 | 0 | 0 | 0 | Calorimeter Room | Single | R410A | Australia,New Zealand | 127270 | 2025-03-11 |  | Approved | Reverse Cycle | - | Yes | Class 11 | Yes | - | - | Yes | Yes | Yes | - | 3.2269 | Unavailable | N/A | N/A | https://www.actronair.com.au/ | http://www.actronair.com.au | Yes |  |  | AAC4618 | N/A | Variable output compressor | Inverter | N/A | N/A | N/A | 3.63 | N/A | N/A | N/A | N/A | N/A | N/A | N/A | N/A | N/A | N/A | N/A | N/A | N/A | N/A | N/A | N/A | 3.97 | N/A | N/A | N/A | N/A | N/A | N/A | N/A | N/A | N/A | N/A | N/A | N/A | N/A | N/A | N/A | N/A | N/A | N/A | N/A | N/A | N/A | N/A | N/A | N/A | N/A | N/A | N/A | N/A | N/A | N/A | N/A | N/A | N/A | N/A | N/A | N/A | N/A | N/A | N/A | N/A | N/A | N/A | N/A | N/A | N/A | N/A | N/A | N/A | N/A | N/A | N/A | N/A | N/A | N/A | N/A | N/A | N/A | N/A | N/A | N/A | N/A | N/A | N/A | N/A | N/A | N/A | N/A | 3.2753 | 3.2469
[SEER Non Multi-Split <=65kW] GEMS (Air Conditioners up to 65kW) Determination 2019 | MEPS Oct 2011 | AS/NZS 3823.1.2:2012 | CRV140S / EVA140S | CRV140S / EVA140S | N/A | ACTRON AIR | 2.04 | Ducted | Single Split System | - | Air | Air | Australia | 3.63 | 9.96 | 12 | - | 0 | 0 | 0 | - | 3.97 | 13 | Calorimeter Room | 3.2269 | 3.1986 | Yes | 0 | N/A | 10 | 10 | 0 | 0 | N/A | N/A | N/A | 3.1975 | 3.1717 | N/A | N/A | 0 | 0 | 0 | 0 | Calorimeter Room | Single | R410A | Australia,New Zealand | 127270 | 2025-03-11 |  | Approved | Reverse Cycle | - | Yes | Class 11 | Yes | - | - | Yes | Yes | Yes | - | 3.2269 | Unavailable | N/A | N/A | https://www.actronair.com.au/ | http://www.actronair.com.au | Yes |  |  | AAC4618 | N/A | Variable output compressor | Inverter | N/A | N/A | N/A | 3.63 | N/A | N/A | N/A | N/A | N/A | N/A | N/A | N/A | N/A | N/A | N/A | N/A | N/A | N/A | N/A | N/A | 3.97 | N/A | N/A | N/A | N/A | N/A | N/A | N/A | N/A | N/A | N/A | N/A | N/A | N/A | N/A | N/A | N/A | N/A | N/A | N/A | N/A | N/A | N/A | N/A | N/A | N/A | N/A | N/A | N/A | N/A | N/A | N/A | N/A | N/A | N/A | N/A | N/A | N/A | N/A | N/A | N/A | N/A | N/A | N/A | N/A | N/A | N/A | N/A | N/A | N/A | N/A | N/A | N/A | N/A | N/A | N/A | N/A | N/A | N/A | N/A | N/A | N/A | N/A | N/A | N/A | N/A | N/A | N/A | 3.2753 | 3.2469
[SEER Non Multi-Split <=65kW] GEMS (Air Conditioners up to 65kW) Determination 2019 | MEPS Oct 2011 | AS/NZS 3823.1.2:2012 | CRV140S / EVV140S | CRV140S / EVA140S | N/A | ACTRON AIR | 2.04 | Ducted | Single Split System | - | Air | Air | Australia | 3.63 | 9.96 | 12 | - | 0 | 0 | 0 | - | 3.97 | 13 | Calorimeter Room | 3.2269 | 3.1986 | Yes | 0 | N/A | 10 | 10 | 0 | 0 | N/A | N/A | N/A | 3.1975 | 3.1717 | N/A | N/A | 0 | 0 | 0 | 0 | Calorimeter Room | Single | R410A | Australia,New Zealand | 127270 | 2025-03-11 |  | Approved | Reverse Cycle | - | Yes | Class 11 | Yes | - | - | Yes | Yes | Yes | - | 3.2269 | Unavailable | N/A | N/A | https://www.actronair.com.au/ | http://www.actronair.com.au | Yes |  |  | AAC4618 | N/A | Variable output compressor | Inverter | N/A | N/A | N/A | 3.63 | N/A | N/A | N/A | N/A | N/A | N/A | N/A | N/A | N/A | N/A | N/A | N/A | N/A | N/A | N/A | N/A | 3.97 | N/A | N/A | N/A | N/A | N/A | N/A | N/A | N/A | N/A | N/A | N/A | N/A | N/A | N/A | N/A | N/A | N/A | N/A | N/A | N/A | N/A | N/A | N/A | N/A | N/A | N/A | N/A | N/A | N/A | N/A | N/A | N/A | N/A | N/A | N/A | N/A | N/A | N/A | N/A | N/A | N/A | N/A | N/A | N/A | N/A | N/A | N/A | N/A | N/A | N/A | N/A | N/A | N/A | N/A | N/A | N/A | N/A | N/A | N/A | N/A | N/A | N/A | N/A | N/A | N/A | N/A | N/A | 3.2753 | 3.2469
[SEER Non Multi-Split <=65kW] GEMS (Air Conditioners up to 65kW) Determination 2019 | MEPS 2019 | AS/NZS 3823.1.2:2012 | CRV15AS / EAA15AS & EFV15AS | CRV15AS / EVV15AS - EXV SE | N/A | ACTRON AIR | N/A | Ducted | Single Split System | - | Air | Air | Australia | 4.34 | N/A | 14.4 | N/A | N/A | N/A | N/A | N/A | 4.43 | 15.53 | Calorimeter Room | 3.271 | 3.3648 | N/A | - | N/A | N/A | N/A | N/A | N/A | N/A | N/A | N/A | N/A | N/A | N/A | N/A | N/A | N/A | N/A | N/A | N/A | Single | R32 | Australia,New Zealand | 153656 | 2028-12-16 |  | Approved | Reverse Cycle | N/A | Yes | Class 11 | Yes | N/A | N/A | N/A | N/A | N/A | N/A | N/A | Available | N/A | N/A | http://www.actronair.com.au/ | http://www.actronair.com.au | N/A |  |  | AAC7971 | Yes | Variable output compressor | Inverter | No | - | 14400 | 4.34 | - | 1574 | 6744 | No | - | - | - | 3966.76 | 15508.8 | No | 1438.636 | 7263.288 | No | - | - | 15530 | 4.43 | 1634 | 7189 | No | - | - | Yes | 3851 | 10153 | No | - | - | No | - | - | - | - | - | No | - | - | No | - | - | No | - | - | - | - | 4.265 | 4.123 | 4.366 | 5.061 | 4.746 | 4.649 | 932 | 1456 | 4304 | 2067 | 2599 | 5800 | 2.5 | 2.5 | 2.5 | 2.7 | 3.174 | 4.077 | 2.979 | 3.35 | 4.077 | 7527 | 2676 | 338 | 2313 | 1175 | 215 | 1 | 1.5 | 2.5 | No | - | - | - | - | N/A | N/A | N/A | 7.1825 | 3.2995 | 3.4865
[SEER Non Multi-Split <=65kW] GEMS (Air Conditioners up to 65kW) Determination 2019 | MEPS 2019 | AS/NZS 3823.1.2:2012 | CRV15AS / EVV15AS | CRV15AS / EVV15AS - EXV SE | N/A | ACTRON AIR | N/A | Ducted | Single Split System | - | Air | Air | Australia | 4.34 | N/A | 14.4 | N/A | N/A | N/A | N/A | N/A | 4.43 | 15.53 | Calorimeter Room | 3.271 | 3.3648 | N/A | - | N/A | N/A | N/A | N/A | N/A | N/A | N/A | N/A | N/A | N/A | N/A | N/A | N/A | N/A | N/A | N/A | N/A | Single | R32 | Australia,New Zealand | 153656 | 2028-12-16 |  | Approved | Reverse Cycle | N/A | Yes | Class 11 | Yes | N/A | N/A | N/A | N/A | N/A | N/A | N/A | Available | N/A | N/A | http://www.actronair.com.au/ | http://www.actronair.com.au | N/A |  |  | AAC7971 | Yes | Variable output compressor | Inverter | No | - | 14400 | 4.34 | - | 1574 | 6744 | No | - | - | - | 3966.76 | 15508.8 | No | 1438.636 | 7263.288 | No | - | - | 15530 | 4.43 | 1634 | 7189 | No | - | - | Yes | 3851 | 10153 | No | - | - | No | - | - | - | - | - | No | - | - | No | - | - | No | - | - | - | - | 4.265 | 4.123 | 4.366 | 5.061 | 4.746 | 4.649 | 932 | 1456 | 4304 | 2067 | 2599 | 5800 | 2.5 | 2.5 | 2.5 | 2.7 | 3.174 | 4.077 | 2.979 | 3.35 | 4.077 | 7527 | 2676 | 338 | 2313 | 1175 | 215 | 1 | 1.5 | 2.5 | No | - | - | - | - | N/A | N/A | N/A | 7.1825 | 3.2995 | 3.4865
[SEER Non Multi-Split <=65kW] GEMS (Air Conditioners up to 65kW) Determination 2019 | MEPS 2019 | AS/NZS 3823.1.2:2012 | CRV15AS / EVV15AS - EXV SE | CRV15AS / EVV15AS - EXV SE | N/A | ACTRON AIR | N/A | Ducted | Single Split System | - | Air | Air | Australia | 4.34 | N/A | 14.4 | N/A | N/A | N/A | N/A | N/A | 4.43 | 15.53 | Calorimeter Room | 3.271 | 3.3648 | N/A | - | N/A | N/A | N/A | N/A | N/A | N/A | N/A | N/A | N/A | N/A | N/A | N/A | N/A | N/A | N/A | N/A | N/A | Single | R32 | Australia,New Zealand | 153656 | 2028-12-16 |  | Approved | Reverse Cycle | N/A | Yes | Class 11 | Yes | N/A | N/A | N/A | N/A | N/A | N/A | N/A | Available | N/A | N/A | http://www.actronair.com.au/ | http://www.actronair.com.au | N/A |  |  | AAC7971 | Yes | Variable output compressor | Inverter | No | - | 14400 | 4.34 | - | 1574 | 6744 | No | - | - | - | 3966.76 | 15508.8 | No | 1438.636 | 7263.288 | No | - | - | 15530 | 4.43 | 1634 | 7189 | No | - | - | Yes | 3851 | 10153 | No | - | - | No | - | - | - | - | - | No | - | - | No | - | - | No | - | - | - | - | 4.265 | 4.123 | 4.366 | 5.061 | 4.746 | 4.649 | 932 | 1456 | 4304 | 2067 | 2599 | 5800 | 2.5 | 2.5 | 2.5 | 2.7 | 3.174 | 4.077 | 2.979 | 3.35 | 4.077 | 7527 | 2676 | 338 | 2313 | 1175 | 215 | 1 | 1.5 | 2.5 | No | - | - | - | - | N/A | N/A | N/A | 7.1825 | 3.2995 | 3.4865
[SEER Non Multi-Split <=65kW] GEMS (Air Conditioners up to 65kW) Determination 2019 | MEPS 2019 | AS/NZS 3823.1.2:2012 | CRV15AT / EAA15AS & EFV15AS | CRV15AT / EVV15AS - EXV SE | N/A | ACTRON AIR | N/A | Ducted | Single Split System | - | Air | Air | Australia | 4.32 | N/A | 14.75 | N/A | N/A | N/A | N/A | N/A | 4.56 | 16 | Calorimeter Room | 3.3336 | 3.3906 | N/A | - | N/A | N/A | N/A | N/A | N/A | N/A | N/A | N/A | N/A | N/A | N/A | N/A | N/A | N/A | N/A | N/A | N/A | Three | R32 | Australia,New Zealand | 148885 | 2028-12-20 |  | Approved | Reverse Cycle | N/A | Yes | Class 11 | Yes | N/A | N/A | N/A | N/A | N/A | N/A | N/A | Available | N/A | N/A | https://www.actronair.com.au/ | http://www.actronair.com.au | N/A |  |  | AAC7983 | Yes | Variable output compressor | Inverter | No | - | 14750 | 4.32 | - | 1475 | 6705 | No | - | - | - | 3948.48 | 15885.75 | No | 1348.15 | 7221.285 | No | - | - | 16000 | 4.56 | 1670 | 7597 | No | - | - | Yes | 3025 | 8195 | No | - | - | No | - | - | - | - | - | No | - | - | No | - | - | No | - | - | - | - | 4.176 | 4.093 | 4.492 | 5.185 | 4.884 | 4.824 | 949 | 1472 | 4256 | 2042 | 2563 | 5702 | 2.5 | 2.5 | 2.5 | 1.993 | 2.206 | 3.596 | 2.565 | 2.958 | 3.982 | 10525 | 3990 | 421 | 2790 | 1393 | 250 | 0 | 0.5 | 2 | No | - | - | - | - | N/A | N/A | N/A | 19.0375 | 3.3642 | 3.4599
[SEER Non Multi-Split <=65kW] GEMS (Air Conditioners up to 65kW) Determination 2019 | MEPS 2019 | AS/NZS 3823.1.2:2012 | CRV15AT / EVV15AS | CRV15AT / EVV15AS - EXV SE | N/A | ACTRON AIR | N/A | Ducted | Single Split System | - | Air | Air | Australia | 4.32 | N/A | 14.75 | N/A | N/A | N/A | N/A | N/A | 4.56 | 16 | Calorimeter Room | 3.3336 | 3.3906 | N/A | - | N/A | N/A | N/A | N/A | N/A | N/A | N/A | N/A | N/A | N/A | N/A | N/A | N/A | N/A | N/A | N/A | N/A | Three | R32 | Australia,New Zealand | 148885 | 2028-12-20 |  | Approved | Reverse Cycle | N/A | Yes | Class 11 | Yes | N/A | N/A | N/A | N/A | N/A | N/A | N/A | Available | N/A | N/A | https://www.actronair.com.au/ | http://www.actronair.com.au | N/A |  |  | AAC7983 | Yes | Variable output compressor | Inverter | No | - | 14750 | 4.32 | - | 1475 | 6705 | No | - | - | - | 3948.48 | 15885.75 | No | 1348.15 | 7221.285 | No | - | - | 16000 | 4.56 | 1670 | 7597 | No | - | - | Yes | 3025 | 8195 | No | - | - | No | - | - | - | - | - | No | - | - | No | - | - | No | - | - | - | - | 4.176 | 4.093 | 4.492 | 5.185 | 4.884 | 4.824 | 949 | 1472 | 4256 | 2042 | 2563 | 5702 | 2.5 | 2.5 | 2.5 | 1.993 | 2.206 | 3.596 | 2.565 | 2.958 | 3.982 | 10525 | 3990 | 421 | 2790 | 1393 | 250 | 0 | 0.5 | 2 | No | - | - | - | - | N/A | N/A | N/A | 19.0375 | 3.3642 | 3.4599
[SEER Non Multi-Split <=65kW] GEMS (Air Conditioners up to 65kW) Determination 2019 | MEPS 2019 | AS/NZS 3823.1.2:2012 | CRV15AT / EVV15AS - EXV SE | CRV15AT / EVV15AS - EXV SE | N/A | ACTRON AIR | N/A | Ducted | Single Split System | - | Air | Air | Australia | 4.32 | N/A | 14.75 | N/A | N/A | N/A | N/A | N/A | 4.56 | 16 | Calorimeter Room | 3.3336 | 3.3906 | N/A | - | N/A | N/A | N/A | N/A | N/A | N/A | N/A | N/A | N/A | N/A | N/A | N/A | N/A | N/A | N/A | N/A | N/A | Three | R32 | Australia,New Zealand | 148885 | 2028-12-20 |  | Approved | Reverse Cycle | N/A | Yes | Class 11 | Yes | N/A | N/A | N/A | N/A | N/A | N/A | N/A | Available | N/A | N/A | https://www.actronair.com.au/ | http://www.actronair.com.au | N/A |  |  | AAC7983 | Yes | Variable output compressor | Inverter | No | - | 14750 | 4.32 | - | 1475 | 6705 | No | - | - | - | 3948.48 | 15885.75 | No | 1348.15 | 7221.285 | No | - | - | 16000 | 4.56 | 1670 | 7597 | No | - | - | Yes | 3025 | 8195 | No | - | - | No | - | - | - | - | - | No | - | - | No | - | - | No | - | - | - | - | 4.176 | 4.093 | 4.492 | 5.185 | 4.884 | 4.824 | 949 | 1472 | 4256 | 2042 | 2563 | 5702 | 2.5 | 2.5 | 2.5 | 1.993 | 2.206 | 3.596 | 2.565 | 2.958 | 3.982 | 10525 | 3990 | 421 | 2790 | 1393 | 250 | 0 | 0.5 | 2 | No | - | - | - | - | N/A | N/A | N/A | 19.0375 | 3.3642 | 3.4599
[SEER Non Multi-Split <=65kW] GEMS (Air Conditioners up to 65kW) Determination 2019 | MEPS Oct 2011 | AS/NZS 3823.1.2:2012 | CRV160S / EAA160S & EFV160S | CRV160S / EVA160S | N/A | ACTRON AIR | 2.24 | Ducted | Single Split System | - | Air | Air | Australia | 4.29 | 11.76 | 14 | - | 0 | 0 | 0 | - | 4.22 | 15 | Calorimeter Room | 3.1858 | 3.473 | Yes | 0 | N/A | 10 | 10 | 0 | 0 | N/A | N/A | N/A | 3.1611 | 3.4454 | N/A | N/A | 0 | 0 | 0 | 0 | Calorimeter Room | Single | R410A | Australia,New Zealand | 127275 | 2025-03-12 |  | Approved | Reverse Cycle | - | Yes | Class 11 | Yes | - | - | Yes | Yes | Yes | - | 3.1858 | Unavailable | N/A | N/A | https://www.actronair.com.au/ | http://www.actronair.com.au | Yes |  |  | AAC4628 | N/A | Variable output compressor | Inverter | N/A | N/A | N/A | 4.29 | N/A | N/A | N/A | N/A | N/A | N/A | N/A | N/A | N/A | N/A | N/A | N/A | N/A | N/A | N/A | N/A | 4.22 | N/A | N/A | N/A | N/A | N/A | N/A | N/A | N/A | N/A | N/A | N/A | N/A | N/A | N/A | N/A | N/A | N/A | N/A | N/A | N/A | N/A | N/A | N/A | N/A | N/A | N/A | N/A | N/A | N/A | N/A | N/A | N/A | N/A | N/A | N/A | N/A | N/A | N/A | N/A | N/A | N/A | N/A | N/A | N/A | N/A | N/A | N/A | N/A | N/A | N/A | N/A | N/A | N/A | N/A | N/A | N/A | N/A | N/A | N/A | N/A | N/A | N/A | N/A | N/A | N/A | N/A | N/A | 3.2379 | 3.5263
[SEER Non Multi-Split <=65kW] GEMS (Air Conditioners up to 65kW) Determination 2019 | MEPS Oct 2011 | AS/NZS 3823.1.2:2012 | CRV160S / EVA160S | CRV160S / EVA160S | N/A | ACTRON AIR | 2.24 | Ducted | Single Split System | - | Air | Air | Australia | 4.29 | 11.76 | 14 | - | 0 | 0 | 0 | - | 4.22 | 15 | Calorimeter Room | 3.1858 | 3.473 | Yes | 0 | N/A | 10 | 10 | 0 | 0 | N/A | N/A | N/A | 3.1611 | 3.4454 | N/A | N/A | 0 | 0 | 0 | 0 | Calorimeter Room | Single | R410A | Australia,New Zealand | 127275 | 2025-03-12 |  | Approved | Reverse Cycle | - | Yes | Class 11 | Yes | - | - | Yes | Yes | Yes | - | 3.1858 | Unavailable | N/A | N/A | https://www.actronair.com.au/ | http://www.actronair.com.au | Yes |  |  | AAC4628 | N/A | Variable output compressor | Inverter | N/A | N/A | N/A | 4.29 | N/A | N/A | N/A | N/A | N/A | N/A | N/A | N/A | N/A | N/A | N/A | N/A | N/A | N/A | N/A | N/A | 4.22 | N/A | N/A | N/A | N/A | N/A | N/A | N/A | N/A | N/A | N/A | N/A | N/A | N/A | N/A | N/A | N/A | N/A | N/A | N/A | N/A | N/A | N/A | N/A | N/A | N/A | N/A | N/A | N/A | N/A | N/A | N/A | N/A | N/A | N/A | N/A | N/A | N/A | N/A | N/A | N/A | N/A | N/A | N/A | N/A | N/A | N/A | N/A | N/A | N/A | N/A | N/A | N/A | N/A | N/A | N/A | N/A | N/A | N/A | N/A | N/A | N/A | N/A | N/A | N/A | N/A | N/A | N/A | 3.2379 | 3.5263
[SEER Non Multi-Split <=65kW] GEMS (Air Conditioners up to 65kW) Determination 2019 | MEPS Oct 2011 | AS/NZS 3823.1.2:2012 | CRV160S / EVV160S | CRV160S / EVA160S | N/A | ACTRON AIR | 2.24 | Ducted | Single Split System | - | Air | Air | Australia | 4.29 | 11.76 | 14 | - | 0 | 0 | 0 | - | 4.22 | 15 | Calorimeter Room | 3.1858 | 3.473 | Yes | 0 | N/A | 10 | 10 | 0 | 0 | N/A | N/A | N/A | 3.1611 | 3.4454 | N/A | N/A | 0 | 0 | 0 | 0 | Calorimeter Room | Single | R410A | Australia,New Zealand | 127275 | 2025-03-12 |  | Approved | Reverse Cycle | - | Yes | Class 11 | Yes | - | - | Yes | Yes | Yes | - | 3.1858 | Unavailable | N/A | N/A | https://www.actronair.com.au/ | http://www.actronair.com.au | Yes |  |  | AAC4628 | N/A | Variable output compressor | Inverter | N/A | N/A | N/A | 4.29 | N/A | N/A | N/A | N/A | N/A | N/A | N/A | N/A | N/A | N/A | N/A | N/A | N/A | N/A | N/A | N/A | 4.22 | N/A | N/A | N/A | N/A | N/A | N/A | N/A | N/A | N/A | N/A | N/A | N/A | N/A | N/A | N/A | N/A | N/A | N/A | N/A | N/A | N/A | N/A | N/A | N/A | N/A | N/A | N/A | N/A | N/A | N/A | N/A | N/A | N/A | N/A | N/A | N/A | N/A | N/A | N/A | N/A | N/A | N/A | N/A | N/A | N/A | N/A | N/A | N/A | N/A | N/A | N/A | N/A | N/A | N/A | N/A | N/A | N/A | N/A | N/A | N/A | N/A | N/A | N/A | N/A | N/A | N/A | N/A | 3.2379 | 3.5263
[SEER Non Multi-Split <=65kW] GEMS (Air Conditioners up to 65kW) Determination 2019 | MEPS Oct 2011 | AS/NZS 3823.1.2:2012 | CRV160T / EAA160S & EFV160S | CRV160T / EVA160S | N/A | ACTRON AIR | 2.66 | Ducted | Single Split System | - | Air | Air | Australia | 4.24 | 11.34 | 14 | - | 0 | 0 | 0 | - | 4.39 | 15 | Calorimeter Room | 3.2198 | 3.3357 | Yes | 0 | N/A | 16 | 16 | 0 | 0 | N/A | N/A | N/A | 3.1796 | 3.2956 | N/A | N/A | 0 | 0 | 0 | 0 | Calorimeter Room | Three | R410A | Australia,New Zealand | 127304 | 2025-03-11 |  | Approved | Reverse Cycle | - | Yes | Class 11 | Yes | - | - | Yes | Yes | Yes | - | 3.2198 | Unavailable | N/A | N/A | http://www.actronair.com.au/ | http://www.actronair.com.au | Yes |  |  | AAC4626 | N/A | Variable output compressor | Inverter | N/A | N/A | N/A | 4.24 | N/A | N/A | N/A | N/A | N/A | N/A | N/A | N/A | N/A | N/A | N/A | N/A | N/A | N/A | N/A | N/A | 4.39 | N/A | N/A | N/A | N/A | N/A | N/A | N/A | N/A | N/A | N/A | N/A | N/A | N/A | N/A | N/A | N/A | N/A | N/A | N/A | N/A | N/A | N/A | N/A | N/A | N/A | N/A | N/A | N/A | N/A | N/A | N/A | N/A | N/A | N/A | N/A | N/A | N/A | N/A | N/A | N/A | N/A | N/A | N/A | N/A | N/A | N/A | N/A | N/A | N/A | N/A | N/A | N/A | N/A | N/A | N/A | N/A | N/A | N/A | N/A | N/A | N/A | N/A | N/A | N/A | N/A | N/A | N/A | 3.2603 | 3.3753
[SEER Non Multi-Split <=65kW] GEMS (Air Conditioners up to 65kW) Determination 2019 | MEPS Oct 2011 | AS/NZS 3823.1.2:2012 | CRV160T / EVA160S | CRV160T / EVA160S | N/A | ACTRON AIR | 2.66 | Ducted | Single Split System | - | Air | Air | Australia | 4.24 | 11.34 | 14 | - | 0 | 0 | 0 | - | 4.39 | 15 | Calorimeter Room | 3.2198 | 3.3357 | Yes | 0 | N/A | 16 | 16 | 0 | 0 | N/A | N/A | N/A | 3.1796 | 3.2956 | N/A | N/A | 0 | 0 | 0 | 0 | Calorimeter Room | Three | R410A | Australia,New Zealand | 127304 | 2025-03-11 |  | Approved | Reverse Cycle | - | Yes | Class 11 | Yes | - | - | Yes | Yes | Yes | - | 3.2198 | Unavailable | N/A | N/A | http://www.actronair.com.au/ | http://www.actronair.com.au | Yes |  |  | AAC4626 | N/A | Variable output compressor | Inverter | N/A | N/A | N/A | 4.24 | N/A | N/A | N/A | N/A | N/A | N/A | N/A | N/A | N/A | N/A | N/A | N/A | N/A | N/A | N/A | N/A | 4.39 | N/A | N/A | N/A | N/A | N/A | N/A | N/A | N/A | N/A | N/A | N/A | N/A | N/A | N/A | N/A | N/A | N/A | N/A | N/A | N/A | N/A | N/A | N/A | N/A | N/A | N/A | N/A | N/A | N/A | N/A | N/A | N/A | N/A | N/A | N/A | N/A | N/A | N/A | N/A | N/A | N/A | N/A | N/A | N/A | N/A | N/A | N/A | N/A | N/A | N/A | N/A | N/A | N/A | N/A | N/A | N/A | N/A | N/A | N/A | N/A | N/A | N/A | N/A | N/A | N/A | N/A | N/A | 3.2603 | 3.3753
[SEER Non Multi-Split <=65kW] GEMS (Air Conditioners up to 65kW) Determination 2019 | MEPS Oct 2011 | AS/NZS 3823.1.2:2012 | CRV160T / EVV160S | CRV160T / EVA160S | N/A | ACTRON AIR | 2.66 | Ducted | Single Split System | - | Air | Air | Australia | 4.24 | 11.34 | 14 | - | 0 | 0 | 0 | - | 4.39 | 15 | Calorimeter Room | 3.2198 | 3.3357 | Yes | 0 | N/A | 16 | 16 | 0 | 0 | N/A | N/A | N/A | 3.1796 | 3.2956 | N/A | N/A | 0 | 0 | 0 | 0 | Calorimeter Room | Three | R410A | Australia,New Zealand | 127304 | 2025-03-11 |  | Approved | Reverse Cycle | - | Yes | Class 11 | Yes | - | - | Yes | Yes | Yes | - | 3.2198 | Unavailable | N/A | N/A | http://www.actronair.com.au/ | http://www.actronair.com.au | Yes |  |  | AAC4626 | N/A | Variable output compressor | Inverter | N/A | N/A | N/A | 4.24 | N/A | N/A | N/A | N/A | N/A | N/A | N/A | N/A | N/A | N/A | N/A | N/A | N/A | N/A | N/A | N/A | 4.39 | N/A | N/A | N/A | N/A | N/A | N/A | N/A | N/A | N/A | N/A | N/A | N/A | N/A | N/A | N/A | N/A | N/A | N/A | N/A | N/A | N/A | N/A | N/A | N/A | N/A | N/A | N/A | N/A | N/A | N/A | N/A | N/A | N/A | N/A | N/A | N/A | N/A | N/A | N/A | N/A | N/A | N/A | N/A | N/A | N/A | N/A | N/A | N/A | N/A | N/A | N/A | N/A | N/A | N/A | N/A | N/A | N/A | N/A | N/A | N/A | N/A | N/A | N/A | N/A | N/A | N/A | N/A | 3.2603 | 3.3753
[SEER Non Multi-Split <=65kW] GEMS (Air Conditioners up to 65kW) Determination 2019 | MEPS 2019 | AS/NZS 3823.1.2:2012 | CRV17AS / EAA17AS & EFV17AS | CRV17AS / EVV17AS - EXV SE | N/A | ACTRON AIR | N/A | Ducted | Single Split System | - | Air | Air | Australia | 5.02 | N/A | 16.8 | N/A | N/A | N/A | N/A | N/A | 5.13 | 18 | Calorimeter Room | 3.2667 | 3.3379 | N/A | - | N/A | N/A | N/A | N/A | N/A | N/A | N/A | N/A | N/A | N/A | N/A | N/A | N/A | N/A | N/A | N/A | N/A | Single | R32 | Australia,New Zealand | 151736 | 2028-12-16 |  | Approved | Reverse Cycle | N/A | Yes | Class 11 | Yes | N/A | N/A | N/A | N/A | N/A | N/A | N/A | Available | N/A | N/A | http://www.actronair.com.au/ | http://www.actronair.com.au | N/A |  |  | AAC7972 | Yes | Variable output compressor | Inverter | No | - | 16800 | 5.02 | - | 2033 | 8057 | Yes | 1360 | 5192 | - | 4588.28 | 18093.6 | Yes | 1590 | 8271 | - | 1028 | 5188 | 18000 | 5.13 | 1931 | 8622 | Yes | 1256 | 5619 | Yes | 4151 | 11410 | No | - | - | No | - | - | - | - | - | No | - | - | No | - | - | No | - | - | - | - | 4.571 | 4.407 | 4.672 | 6.549 | 5.655 | 5.245 | 1016 | 1591 | 4695 | 1862 | 2545 | 5999 | 3 | 2.5 | 3 | 2.539 | 2.977 | 4.275 | 3.072 | 3.482 | 4.325 | 9272 | 3303 | 371 | 2598 | 1309 | 233 | 1 | 1 | 2.5 | No | - | - | - | - | N/A | N/A | N/A | 7.1825 | 3.3305 | 3.4922
[SEER Non Multi-Split <=65kW] GEMS (Air Conditioners up to 65kW) Determination 2019 | MEPS 2019 | AS/NZS 3823.1.2:2012 | CRV17AS / EVV17AS | CRV17AS / EVV17AS - EXV SE | N/A | ACTRON AIR | N/A | Ducted | Single Split System | - | Air | Air | Australia | 5.02 | N/A | 16.8 | N/A | N/A | N/A | N/A | N/A | 5.13 | 18 | Calorimeter Room | 3.2667 | 3.3379 | N/A | - | N/A | N/A | N/A | N/A | N/A | N/A | N/A | N/A | N/A | N/A | N/A | N/A | N/A | N/A | N/A | N/A | N/A | Single | R32 | Australia,New Zealand | 151736 | 2028-12-16 |  | Approved | Reverse Cycle | N/A | Yes | Class 11 | Yes | N/A | N/A | N/A | N/A | N/A | N/A | N/A | Available | N/A | N/A | http://www.actronair.com.au/ | http://www.actronair.com.au | N/A |  |  | AAC7972 | Yes | Variable output compressor | Inverter | No | - | 16800 | 5.02 | - | 2033 | 8057 | Yes | 1360 | 5192 | - | 4588.28 | 18093.6 | Yes | 1590 | 8271 | - | 1028 | 5188 | 18000 | 5.13 | 1931 | 8622 | Yes | 1256 | 5619 | Yes | 4151 | 11410 | No | - | - | No | - | - | - | - | - | No | - | - | No | - | - | No | - | - | - | - | 4.571 | 4.407 | 4.672 | 6.549 | 5.655 | 5.245 | 1016 | 1591 | 4695 | 1862 | 2545 | 5999 | 3 | 2.5 | 3 | 2.539 | 2.977 | 4.275 | 3.072 | 3.482 | 4.325 | 9272 | 3303 | 371 | 2598 | 1309 | 233 | 1 | 1 | 2.5 | No | - | - | - | - | N/A | N/A | N/A | 7.1825 | 3.3305 | 3.4922
[SEER Non Multi-Split <=65kW] GEMS (Air Conditioners up to 65kW) Determination 2019 | MEPS 2019 | AS/NZS 3823.1.2:2012 | CRV17AS / EVV17AS - EXV SE | CRV17AS / EVV17AS - EXV SE | N/A | ACTRON AIR | N/A | Ducted | Single Split System | - | Air | Air | Australia | 5.02 | N/A | 16.8 | N/A | N/A | N/A | N/A | N/A | 5.13 | 18 | Calorimeter Room | 3.2667 | 3.3379 | N/A | - | N/A | N/A | N/A | N/A | N/A | N/A | N/A | N/A | N/A | N/A | N/A | N/A | N/A | N/A | N/A | N/A | N/A | Single | R32 | Australia,New Zealand | 151736 | 2028-12-16 |  | Approved | Reverse Cycle | N/A | Yes | Class 11 | Yes | N/A | N/A | N/A | N/A | N/A | N/A | N/A | Available | N/A | N/A | http://www.actronair.com.au/ | http://www.actronair.com.au | N/A |  |  | AAC7972 | Yes | Variable output compressor | Inverter | No | - | 16800 | 5.02 | - | 2033 | 8057 | Yes | 1360 | 5192 | - | 4588.28 | 18093.6 | Yes | 1590 | 8271 | - | 1028 | 5188 | 18000 | 5.13 | 1931 | 8622 | Yes | 1256 | 5619 | Yes | 4151 | 11410 | No | - | - | No | - | - | - | - | - | No | - | - | No | - | - | No | - | - | - | - | 4.571 | 4.407 | 4.672 | 6.549 | 5.655 | 5.245 | 1016 | 1591 | 4695 | 1862 | 2545 | 5999 | 3 | 2.5 | 3 | 2.539 | 2.977 | 4.275 | 3.072 | 3.482 | 4.325 | 9272 | 3303 | 371 | 2598 | 1309 | 233 | 1 | 1 | 2.5 | No | - | - | - | - | N/A | N/A | N/A | 7.1825 | 3.3305 | 3.4922
[SEER Non Multi-Split <=65kW] GEMS (Air Conditioners up to 65kW) Determination 2019 | MEPS 2019 | AS/NZS 3823.1.2:2012 | CRV17AT / EAA17AS & EFV17AS | CRV17AT / EVV17AS - EXV SE | N/A | ACTRON AIR | N/A | Ducted | Single Split System | - | Air | Air | Australia | 5 | N/A | 17 | N/A | N/A | N/A | N/A | N/A | 5.17 | 18.2 | Calorimeter Room | 3.3205 | 3.4039 | N/A | - | N/A | N/A | N/A | N/A | N/A | N/A | N/A | N/A | N/A | N/A | N/A | N/A | N/A | N/A | N/A | N/A | N/A | Three | R32 | Australia,New Zealand | 148704 | 2028-12-19 |  | Approved | Reverse Cycle | N/A | Yes | Class 11 | Yes | N/A | N/A | N/A | N/A | N/A | N/A | N/A | Available | N/A | N/A | https://www.actronair.com.au/ | http://www.actronair.com.au | N/A |  |  | AAC7978 | Yes | Variable output compressor | Inverter | No | - | 17000 | 5 | - | 1812 | 8282 | No | - | - | - | 4570 | 18309 | No | 1656.168 | 8919.714 | No | - | - | 18200 | 5.17 | 1952 | 8663 | No | - | - | Yes | 3295 | 8582 | No | - | - | No | - | - | - | - | - | No | - | - | No | - | - | No | - | - | - | - | 4.253 | 4.144 | 4.522 | 5.223 | 4.911 | 4.853 | 1080 | 1682 | 4880 | 2341 | 2943 | 6538 | 2.5 | 2.5 | 3 | 1.882 | 2.076 | 3.449 | 2.325 | 2.833 | 3.861 | 12673 | 4811 | 490 | 3490 | 1647 | 286 | 0 | 0.5 | 1.5 | No | - | - | - | - | N/A | N/A | N/A | 19.0375 | 3.3568 | 3.477
[SEER Non Multi-Split <=65kW] GEMS (Air Conditioners up to 65kW) Determination 2019 | MEPS 2019 | AS/NZS 3823.1.2:2012 | CRV17AT / EVV17AS | CRV17AT / EVV17AS - EXV SE | N/A | ACTRON AIR | N/A | Ducted | Single Split System | - | Air | Air | Australia | 5 | N/A | 17 | N/A | N/A | N/A | N/A | N/A | 5.17 | 18.2 | Calorimeter Room | 3.3205 | 3.4039 | N/A | - | N/A | N/A | N/A | N/A | N/A | N/A | N/A | N/A | N/A | N/A | N/A | N/A | N/A | N/A | N/A | N/A | N/A | Three | R32 | Australia,New Zealand | 148704 | 2028-12-19 |  | Approved | Reverse Cycle | N/A | Yes | Class 11 | Yes | N/A | N/A | N/A | N/A | N/A | N/A | N/A | Available | N/A | N/A | https://www.actronair.com.au/ | http://www.actronair.com.au | N/A |  |  | AAC7978 | Yes | Variable output compressor | Inverter | No | - | 17000 | 5 | - | 1812 | 8282 | No | - | - | - | 4570 | 18309 | No | 1656.168 | 8919.714 | No | - | - | 18200 | 5.17 | 1952 | 8663 | No | - | - | Yes | 3295 | 8582 | No | - | - | No | - | - | - | - | - | No | - | - | No | - | - | No | - | - | - | - | 4.253 | 4.144 | 4.522 | 5.223 | 4.911 | 4.853 | 1080 | 1682 | 4880 | 2341 | 2943 | 6538 | 2.5 | 2.5 | 3 | 1.882 | 2.076 | 3.449 | 2.325 | 2.833 | 3.861 | 12673 | 4811 | 490 | 3490 | 1647 | 286 | 0 | 0.5 | 1.5 | No | - | - | - | - | N/A | N/A | N/A | 19.0375 | 3.3568 | 3.477
[SEER Non Multi-Split <=65kW] GEMS (Air Conditioners up to 65kW) Determination 2019 | MEPS 2019 | AS/NZS 3823.1.2:2012 | CRV17AT / EVV17AS - EXV SE | CRV17AT / EVV17AS - EXV SE | N/A | ACTRON AIR | N/A | Ducted | Single Split System | - | Air | Air | Australia | 5 | N/A | 17 | N/A | N/A | N/A | N/A | N/A | 5.17 | 18.2 | Calorimeter Room | 3.3205 | 3.4039 | N/A | - | N/A | N/A | N/A | N/A | N/A | N/A | N/A | N/A | N/A | N/A | N/A | N/A | N/A | N/A | N/A | N/A | N/A | Three | R32 | Australia,New Zealand | 148704 | 2028-12-19 |  | Approved | Reverse Cycle | N/A | Yes | Class 11 | Yes | N/A | N/A | N/A | N/A | N/A | N/A | N/A | Available | N/A | N/A | https://www.actronair.com.au/ | http://www.actronair.com.au | N/A |  |  | AAC7978 | Yes | Variable output compressor | Inverter | No | - | 17000 | 5 | - | 1812 | 8282 | No | - | - | - | 4570 | 18309 | No | 1656.168 | 8919.714 | No | - | - | 18200 | 5.17 | 1952 | 8663 | No | - | - | Yes | 3295 | 8582 | No | - | - | No | - | - | - | - | - | No | - | - | No | - | - | No | - | - | - | - | 4.253 | 4.144 | 4.522 | 5.223 | 4.911 | 4.853 | 1080 | 1682 | 4880 | 2341 | 2943 | 6538 | 2.5 | 2.5 | 3 | 1.882 | 2.076 | 3.449 | 2.325 | 2.833 | 3.861 | 12673 | 4811 | 490 | 3490 | 1647 | 286 | 0 | 0.5 | 1.5 | No | - | - | - | - | N/A | N/A | N/A | 19.0375 | 3.3568 | 3.477
[SEER Non Multi-Split <=65kW] GEMS (Air Conditioners up to 65kW) Determination 2019 | MEPS Oct 2011 | AS/NZS 3823.1.2:2012 | CRV180S / EAA180S & EFV180S | CRV180S / EVA180S | N/A | ACTRON AIR | 2.88 | Ducted | Single Split System | - | Air | Air | Australia | 4.93 | 13.12 | 16 | - | 0 | 0 | 0 | - | 4.99 | 17 | Calorimeter Room | 3.1667 | 3.3267 | Yes | 0 | N/A | 10 | 10 | 0 | 0 | N/A | N/A | N/A | 3.1452 | 3.3045 | N/A | N/A | 0 | 0 | 0 | 0 | Calorimeter Room | Single | R410A | Australia,New Zealand | 127277 | 2025-03-10 |  | Approved | Reverse Cycle | - | Yes | Class 11 | Yes | - | - | Yes | Yes | Yes | - | 3.1667 | Unavailable | N/A | N/A | http://www.actronair.com.au/ | http://www.actronair.com.au | Yes |  |  | AAC4611 | N/A | Variable output compressor | Inverter | N/A | N/A | N/A | 4.93 | N/A | N/A | N/A | N/A | N/A | N/A | N/A | N/A | N/A | N/A | N/A | N/A | N/A | N/A | N/A | N/A | 4.99 | N/A | N/A | N/A | N/A | N/A | N/A | N/A | N/A | N/A | N/A | N/A | N/A | N/A | N/A | N/A | N/A | N/A | N/A | N/A | N/A | N/A | N/A | N/A | N/A | N/A | N/A | N/A | N/A | N/A | N/A | N/A | N/A | N/A | N/A | N/A | N/A | N/A | N/A | N/A | N/A | N/A | N/A | N/A | N/A | N/A | N/A | N/A | N/A | N/A | N/A | N/A | N/A | N/A | N/A | N/A | N/A | N/A | N/A | N/A | N/A | N/A | N/A | N/A | N/A | N/A | N/A | N/A | 3.2233 | 3.3839
[SEER Non Multi-Split <=65kW] GEMS (Air Conditioners up to 65kW) Determination 2019 | MEPS Oct 2011 | AS/NZS 3823.1.2:2012 | CRV180S / EVA180S | CRV180S / EVA180S | N/A | ACTRON AIR | 2.88 | Ducted | Single Split System | - | Air | Air | Australia | 4.93 | 13.12 | 16 | - | 0 | 0 | 0 | - | 4.99 | 17 | Calorimeter Room | 3.1667 | 3.3267 | Yes | 0 | N/A | 10 | 10 | 0 | 0 | N/A | N/A | N/A | 3.1452 | 3.3045 | N/A | N/A | 0 | 0 | 0 | 0 | Calorimeter Room | Single | R410A | Australia,New Zealand | 127277 | 2025-03-10 |  | Approved | Reverse Cycle | - | Yes | Class 11 | Yes | - | - | Yes | Yes | Yes | - | 3.1667 | Unavailable | N/A | N/A | http://www.actronair.com.au/ | http://www.actronair.com.au | Yes |  |  | AAC4611 | N/A | Variable output compressor | Inverter | N/A | N/A | N/A | 4.93 | N/A | N/A | N/A | N/A | N/A | N/A | N/A | N/A | N/A | N/A | N/A | N/A | N/A | N/A | N/A | N/A | 4.99 | N/A | N/A | N/A | N/A | N/A | N/A | N/A | N/A | N/A | N/A | N/A | N/A | N/A | N/A | N/A | N/A | N/A | N/A | N/A | N/A | N/A | N/A | N/A | N/A | N/A | N/A | N/A | N/A | N/A | N/A | N/A | N/A | N/A | N/A | N/A | N/A | N/A | N/A | N/A | N/A | N/A | N/A | N/A | N/A | N/A | N/A | N/A | N/A | N/A | N/A | N/A | N/A | N/A | N/A | N/A | N/A | N/A | N/A | N/A | N/A | N/A | N/A | N/A | N/A | N/A | N/A | N/A | 3.2233 | 3.3839
[SEER Non Multi-Split <=65kW] GEMS (Air Conditioners up to 65kW) Determination 2019 | MEPS Oct 2011 | AS/NZS 3823.1.2:2012 | CRV180S / EVV180S | CRV180S / EVA180S | N/A | ACTRON AIR | 2.88 | Ducted | Single Split System | - | Air | Air | Australia | 4.93 | 13.12 | 16 | - | 0 | 0 | 0 | - | 4.99 | 17 | Calorimeter Room | 3.1667 | 3.3267 | Yes | 0 | N/A | 10 | 10 | 0 | 0 | N/A | N/A | N/A | 3.1452 | 3.3045 | N/A | N/A | 0 | 0 | 0 | 0 | Calorimeter Room | Single | R410A | Australia,New Zealand | 127277 | 2025-03-10 |  | Approved | Reverse Cycle | - | Yes | Class 11 | Yes | - | - | Yes | Yes | Yes | - | 3.1667 | Unavailable | N/A | N/A | http://www.actronair.com.au/ | http://www.actronair.com.au | Yes |  |  | AAC4611 | N/A | Variable output compressor | Inverter | N/A | N/A | N/A | 4.93 | N/A | N/A | N/A | N/A | N/A | N/A | N/A | N/A | N/A | N/A | N/A | N/A | N/A | N/A | N/A | N/A | 4.99 | N/A | N/A | N/A | N/A | N/A | N/A | N/A | N/A | N/A | N/A | N/A | N/A | N/A | N/A | N/A | N/A | N/A | N/A | N/A | N/A | N/A | N/A | N/A | N/A | N/A | N/A | N/A | N/A | N/A | N/A | N/A | N/A | N/A | N/A | N/A | N/A | N/A | N/A | N/A | N/A | N/A | N/A | N/A | N/A | N/A | N/A | N/A | N/A | N/A | N/A | N/A | N/A | N/A | N/A | N/A | N/A | N/A | N/A | N/A | N/A | N/A | N/A | N/A | N/A | N/A | N/A | N/A | 3.2233 | 3.3839
[SEER Non Multi-Split <=65kW] GEMS (Air Conditioners up to 65kW) Determination 2019 | MEPS Oct 2011 | AS/NZS 3823.1.2:2012 | CRV180T / EAA180S & EFV180S | CRV180T / EVA180S | N/A | ACTRON AIR | 2.88 | Ducted | Single Split System | - | Air | Air | Australia | 4.86 | 13.12 | 16 | - | 0 | 0 | 0 | - | 4.91 | 17 | Calorimeter Room | 3.2132 | 3.3763 | Yes | 0 | N/A | 16 | 16 | 0 | 0 | N/A | N/A | N/A | 3.1782 | 3.34 | N/A | N/A | 0 | 0 | 0 | 0 | Calorimeter Room | Three | R410A | Australia,New Zealand | 127280 | 2025-03-11 |  | Approved | Reverse Cycle | - | Yes | Class 11 | Yes | - | - | Yes | Yes | Yes | - | 3.2132 | Unavailable | N/A | N/A | http://www.actronair.com.au/ | http://www.actronair.com.au | Yes |  |  | AAC4619 | N/A | Variable output compressor | Inverter | N/A | N/A | N/A | 4.86 | N/A | N/A | N/A | N/A | N/A | N/A | N/A | N/A | N/A | N/A | N/A | N/A | N/A | N/A | N/A | N/A | 4.91 | N/A | N/A | N/A | N/A | N/A | N/A | N/A | N/A | N/A | N/A | N/A | N/A | N/A | N/A | N/A | N/A | N/A | N/A | N/A | N/A | N/A | N/A | N/A | N/A | N/A | N/A | N/A | N/A | N/A | N/A | N/A | N/A | N/A | N/A | N/A | N/A | N/A | N/A | N/A | N/A | N/A | N/A | N/A | N/A | N/A | N/A | N/A | N/A | N/A | N/A | N/A | N/A | N/A | N/A | N/A | N/A | N/A | N/A | N/A | N/A | N/A | N/A | N/A | N/A | N/A | N/A | N/A | 3.256 | 3.4246
[SEER Non Multi-Split <=65kW] GEMS (Air Conditioners up to 65kW) Determination 2019 | MEPS Oct 2011 | AS/NZS 3823.1.2:2012 | CRV180T / EVA180S | CRV180T / EVA180S | N/A | ACTRON AIR | 2.88 | Ducted | Single Split System | - | Air | Air | Australia | 4.86 | 13.12 | 16 | - | 0 | 0 | 0 | - | 4.91 | 17 | Calorimeter Room | 3.2132 | 3.3763 | Yes | 0 | N/A | 16 | 16 | 0 | 0 | N/A | N/A | N/A | 3.1782 | 3.34 | N/A | N/A | 0 | 0 | 0 | 0 | Calorimeter Room | Three | R410A | Australia,New Zealand | 127280 | 2025-03-11 |  | Approved | Reverse Cycle | - | Yes | Class 11 | Yes | - | - | Yes | Yes | Yes | - | 3.2132 | Unavailable | N/A | N/A | http://www.actronair.com.au/ | http://www.actronair.com.au | Yes |  |  | AAC4619 | N/A | Variable output compressor | Inverter | N/A | N/A | N/A | 4.86 | N/A | N/A | N/A | N/A | N/A | N/A | N/A | N/A | N/A | N/A | N/A | N/A | N/A | N/A | N/A | N/A | 4.91 | N/A | N/A | N/A | N/A | N/A | N/A | N/A | N/A | N/A | N/A | N/A | N/A | N/A | N/A | N/A | N/A | N/A | N/A | N/A | N/A | N/A | N/A | N/A | N/A | N/A | N/A | N/A | N/A | N/A | N/A | N/A | N/A | N/A | N/A | N/A | N/A | N/A | N/A | N/A | N/A | N/A | N/A | N/A | N/A | N/A | N/A | N/A | N/A | N/A | N/A | N/A | N/A | N/A | N/A | N/A | N/A | N/A | N/A | N/A | N/A | N/A | N/A | N/A | N/A | N/A | N/A | N/A | 3.256 | 3.4246
[SEER Non Multi-Split <=65kW] GEMS (Air Conditioners up to 65kW) Determination 2019 | MEPS Oct 2011 | AS/NZS 3823.1.2:2012 | CRV180T / EVV180S | CRV180T / EVA180S | N/A | ACTRON AIR | 2.88 | Ducted | Single Split System | - | Air | Air | Australia | 4.86 | 13.12 | 16 | - | 0 | 0 | 0 | - | 4.91 | 17 | Calorimeter Room | 3.2132 | 3.3763 | Yes | 0 | N/A | 16 | 16 | 0 | 0 | N/A | N/A | N/A | 3.1782 | 3.34 | N/A | N/A | 0 | 0 | 0 | 0 | Calorimeter Room | Three | R410A | Australia,New Zealand | 127280 | 2025-03-11 |  | Approved | Reverse Cycle | - | Yes | Class 11 | Yes | - | - | Yes | Yes | Yes | - | 3.2132 | Unavailable | N/A | N/A | http://www.actronair.com.au/ | http://www.actronair.com.au | Yes |  |  | AAC4619 | N/A | Variable output compressor | Inverter | N/A | N/A | N/A | 4.86 | N/A | N/A | N/A | N/A | N/A | N/A | N/A | N/A | N/A | N/A | N/A | N/A | N/A | N/A | N/A | N/A | 4.91 | N/A | N/A | N/A | N/A | N/A | N/A | N/A | N/A | N/A | N/A | N/A | N/A | N/A | N/A | N/A | N/A | N/A | N/A | N/A | N/A | N/A | N/A | N/A | N/A | N/A | N/A | N/A | N/A | N/A | N/A | N/A | N/A | N/A | N/A | N/A | N/A | N/A | N/A | N/A | N/A | N/A | N/A | N/A | N/A | N/A | N/A | N/A | N/A | N/A | N/A | N/A | N/A | N/A | N/A | N/A | N/A | N/A | N/A | N/A | N/A | N/A | N/A | N/A | N/A | N/A | N/A | N/A | 3.256 | 3.4246
[SEER Non Multi-Split <=65kW] GEMS (Air Conditioners up to 65kW) Determination 2019 | MEPS Oct 2011 | AS/NZS 3823.1.2:2012 | CRV210T / EAA210S & EFV210S | CRV210T / EVA210S | N/A | ACTRON AIR | 3.42 | Ducted | Single Split System | - | Air | Air | Australia | 5.7 | 15.58 | 19 | - | 0 | 0 | 0 | - | 5.5 | 20 | Enthalpy Test Room | 3.2556 | 3.5497 | Yes | 0 | N/A | 16 | 16 | 0 | 0 | N/A | N/A | N/A | 3.2253 | 3.5153 | N/A | N/A | 0 | 0 | 0 | 0 | Enthalpy Test Room | Three | R410A | Australia,New Zealand | 127303 | 2025-03-13 |  | Approved | Reverse Cycle | - | Yes | Class 11 | Yes | - | - | Yes | Yes | Yes | - | 3.2556 | Unavailable | N/A | N/A | http://www.actronair.com.au/ | http://www.actronair.com.au | Yes |  |  | AAC4642 | N/A | Variable output compressor | Inverter | N/A | N/A | N/A | 5.7 | N/A | N/A | N/A | N/A | N/A | N/A | N/A | N/A | N/A | N/A | N/A | N/A | N/A | N/A | N/A | N/A | 5.5 | N/A | N/A | N/A | N/A | N/A | N/A | N/A | N/A | N/A | N/A | N/A | N/A | N/A | N/A | N/A | N/A | N/A | N/A | N/A | N/A | N/A | N/A | N/A | N/A | N/A | N/A | N/A | N/A | N/A | N/A | N/A | N/A | N/A | N/A | N/A | N/A | N/A | N/A | N/A | N/A | N/A | N/A | N/A | N/A | N/A | N/A | N/A | N/A | N/A | N/A | N/A | N/A | N/A | N/A | N/A | N/A | N/A | N/A | N/A | N/A | N/A | N/A | N/A | N/A | N/A | N/A | N/A | 3.302 | 3.601
[SEER Non Multi-Split <=65kW] GEMS (Air Conditioners up to 65kW) Determination 2019 | MEPS Oct 2011 | AS/NZS 3823.1.2:2012 | CRV210T / EVA210S | CRV210T / EVA210S | N/A | ACTRON AIR | 3.42 | Ducted | Single Split System | - | Air | Air | Australia | 5.7 | 15.58 | 19 | - | 0 | 0 | 0 | - | 5.5 | 20 | Enthalpy Test Room | 3.2556 | 3.5497 | Yes | 0 | N/A | 16 | 16 | 0 | 0 | N/A | N/A | N/A | 3.2253 | 3.5153 | N/A | N/A | 0 | 0 | 0 | 0 | Enthalpy Test Room | Three | R410A | Australia,New Zealand | 127303 | 2025-03-13 |  | Approved | Reverse Cycle | - | Yes | Class 11 | Yes | - | - | Yes | Yes | Yes | - | 3.2556 | Unavailable | N/A | N/A | http://www.actronair.com.au/ | http://www.actronair.com.au | Yes |  |  | AAC4642 | N/A | Variable output compressor | Inverter | N/A | N/A | N/A | 5.7 | N/A | N/A | N/A | N/A | N/A | N/A | N/A | N/A | N/A | N/A | N/A | N/A | N/A | N/A | N/A | N/A | 5.5 | N/A | N/A | N/A | N/A | N/A | N/A | N/A | N/A | N/A | N/A | N/A | N/A | N/A | N/A | N/A | N/A | N/A | N/A | N/A | N/A | N/A | N/A | N/A | N/A | N/A | N/A | N/A | N/A | N/A | N/A | N/A | N/A | N/A | N/A | N/A | N/A | N/A | N/A | N/A | N/A | N/A | N/A | N/A | N/A | N/A | N/A | N/A | N/A | N/A | N/A | N/A | N/A | N/A | N/A | N/A | N/A | N/A | N/A | N/A | N/A | N/A | N/A | N/A | N/A | N/A | N/A | N/A | 3.302 | 3.601
[SEER Non Multi-Split <=65kW] GEMS (Air Conditioners up to 65kW) Determination 2019 | MEPS Oct 2011 | AS/NZS 3823.1.2:2012 | CRV210T / EVV210S | CRV210T / EVA210S | N/A | ACTRON AIR | 3.42 | Ducted | Single Split System | - | Air | Air | Australia | 5.7 | 15.58 | 19 | - | 0 | 0 | 0 | - | 5.5 | 20 | Enthalpy Test Room | 3.2556 | 3.5497 | Yes | 0 | N/A | 16 | 16 | 0 | 0 | N/A | N/A | N/A | 3.2253 | 3.5153 | N/A | N/A | 0 | 0 | 0 | 0 | Enthalpy Test Room | Three | R410A | Australia,New Zealand | 127303 | 2025-03-13 |  | Approved | Reverse Cycle | - | Yes | Class 11 | Yes | - | - | Yes | Yes | Yes | - | 3.2556 | Unavailable | N/A | N/A | http://www.actronair.com.au/ | http://www.actronair.com.au | Yes |  |  | AAC4642 | N/A | Variable output compressor | Inverter | N/A | N/A | N/A | 5.7 | N/A | N/A | N/A | N/A | N/A | N/A | N/A | N/A | N/A | N/A | N/A | N/A | N/A | N/A | N/A | N/A | 5.5 | N/A | N/A | N/A | N/A | N/A | N/A | N/A | N/A | N/A | N/A | N/A | N/A | N/A | N/A | N/A | N/A | N/A | N/A | N/A | N/A | N/A | N/A | N/A | N/A | N/A | N/A | N/A | N/A | N/A | N/A | N/A | N/A | N/A | N/A | N/A | N/A | N/A | N/A | N/A | N/A | N/A | N/A | N/A | N/A | N/A | N/A | N/A | N/A | N/A | N/A | N/A | N/A | N/A | N/A | N/A | N/A | N/A | N/A | N/A | N/A | N/A | N/A | N/A | N/A | N/A | N/A | N/A | 3.302 | 3.601
[SEER Non Multi-Split <=65kW] GEMS (Air Conditioners up to 65kW) Determination 2019 | MEPS Oct 2011 | AS/NZS 3823.1.2:2012 | CRV240T / EAA240S & EFV240S | CRV240T / EVA240S | N/A | ACTRON AIR | 3.57 | Ducted | Single Split System | - | Air | Air | Australia | 6.1 | 17.43 | 21 | - | 0 | 0 | 0 | - | 6.57 | 23 | Calorimeter Room | 3.3813 | 3.4228 | Yes | 0 | N/A | 16 | 16 | 0 | 0 | N/A | N/A | N/A | 3.3515 | 3.395 | N/A | N/A | 0 | 0 | 0 | 0 | Calorimeter Room | Three | R410A | Australia,New Zealand | 127302 | 2025-03-11 |  | Approved | Reverse Cycle | - | Yes | Class 11 | Yes | - | - | Yes | Yes | Yes | - | 3.3813 | Unavailable | N/A | N/A | http://www.actronair.com.au/ | http://www.actronair.com.au | Yes |  |  | AAC4620 | N/A | Variable output compressor | Inverter | N/A | N/A | N/A | 6.1 | N/A | N/A | N/A | N/A | N/A | N/A | N/A | N/A | N/A | N/A | N/A | N/A | N/A | N/A | N/A | N/A | 6.57 | N/A | N/A | N/A | N/A | N/A | N/A | N/A | N/A | N/A | N/A | N/A | N/A | N/A | N/A | N/A | N/A | N/A | N/A | N/A | N/A | N/A | N/A | N/A | N/A | N/A | N/A | N/A | N/A | N/A | N/A | N/A | N/A | N/A | N/A | N/A | N/A | N/A | N/A | N/A | N/A | N/A | N/A | N/A | N/A | N/A | N/A | N/A | N/A | N/A | N/A | N/A | N/A | N/A | N/A | N/A | N/A | N/A | N/A | N/A | N/A | N/A | N/A | N/A | N/A | N/A | N/A | N/A | 3.4124 | 3.4722
[SEER Non Multi-Split <=65kW] GEMS (Air Conditioners up to 65kW) Determination 2019 | MEPS Oct 2011 | AS/NZS 3823.1.2:2012 | CRV240T / EVA240S | CRV240T / EVA240S | N/A | ACTRON AIR | 3.57 | Ducted | Single Split System | - | Air | Air | Australia | 6.1 | 17.43 | 21 | - | 0 | 0 | 0 | - | 6.57 | 23 | Calorimeter Room | 3.3813 | 3.4228 | Yes | 0 | N/A | 16 | 16 | 0 | 0 | N/A | N/A | N/A | 3.3515 | 3.395 | N/A | N/A | 0 | 0 | 0 | 0 | Calorimeter Room | Three | R410A | Australia,New Zealand | 127302 | 2025-03-11 |  | Approved | Reverse Cycle | - | Yes | Class 11 | Yes | - | - | Yes | Yes | Yes | - | 3.3813 | Unavailable | N/A | N/A | http://www.actronair.com.au/ | http://www.actronair.com.au | Yes |  |  | AAC4620 | N/A | Variable output compressor | Inverter | N/A | N/A | N/A | 6.1 | N/A | N/A | N/A | N/A | N/A | N/A | N/A | N/A | N/A | N/A | N/A | N/A | N/A | N/A | N/A | N/A | 6.57 | N/A | N/A | N/A | N/A | N/A | N/A | N/A | N/A | N/A | N/A | N/A | N/A | N/A | N/A | N/A | N/A | N/A | N/A | N/A | N/A | N/A | N/A | N/A | N/A | N/A | N/A | N/A | N/A | N/A | N/A | N/A | N/A | N/A | N/A | N/A | N/A | N/A | N/A | N/A | N/A | N/A | N/A | N/A | N/A | N/A | N/A | N/A | N/A | N/A | N/A | N/A | N/A | N/A | N/A | N/A | N/A | N/A | N/A | N/A | N/A | N/A | N/A | N/A | N/A | N/A | N/A | N/A | 3.4124 | 3.4722
[SEER Non Multi-Split <=65kW] GEMS (Air Conditioners up to 65kW) Determination 2019 | MEPS Oct 2011 | AS/NZS 3823.1.2:2012 | CRV240T / EVV240S | CRV240T / EVA240S | N/A | ACTRON AIR | 3.57 | Ducted | Single Split System | - | Air | Air | Australia | 6.1 | 17.43 | 21 | - | 0 | 0 | 0 | - | 6.57 | 23 | Calorimeter Room | 3.3813 | 3.4228 | Yes | 0 | N/A | 16 | 16 | 0 | 0 | N/A | N/A | N/A | 3.3515 | 3.395 | N/A | N/A | 0 | 0 | 0 | 0 | Calorimeter Room | Three | R410A | Australia,New Zealand | 127302 | 2025-03-11 |  | Approved | Reverse Cycle | - | Yes | Class 11 | Yes | - | - | Yes | Yes | Yes | - | 3.3813 | Unavailable | N/A | N/A | http://www.actronair.com.au/ | http://www.actronair.com.au | Yes |  |  | AAC4620 | N/A | Variable output compressor | Inverter | N/A | N/A | N/A | 6.1 | N/A | N/A | N/A | N/A | N/A | N/A | N/A | N/A | N/A | N/A | N/A | N/A | N/A | N/A | N/A | N/A | 6.57 | N/A | N/A | N/A | N/A | N/A | N/A | N/A | N/A | N/A | N/A | N/A | N/A | N/A | N/A | N/A | N/A | N/A | N/A | N/A | N/A | N/A | N/A | N/A | N/A | N/A | N/A | N/A | N/A | N/A | N/A | N/A | N/A | N/A | N/A | N/A | N/A | N/A | N/A | N/A | N/A | N/A | N/A | N/A | N/A | N/A | N/A | N/A | N/A | N/A | N/A | N/A | N/A | N/A | N/A | N/A | N/A | N/A | N/A | N/A | N/A | N/A | N/A | N/A | N/A | N/A | N/A | N/A | 3.4124 | 3.4722
[SEER Non Multi-Split <=65kW] GEMS (Air Conditioners up to 65kW) Determination 2019 | MEPS 2019 | AS/NZS 3823.1.2:2012 | CRV290T / EVA290T |  | N/A | ACTRON AIR | 5.08 | Ducted | Single Split System | - | Air | Air | Australia | 8.6276 | 24.82 | 29.6 | N/A | N/A | N/A | N/A | N/A | 7.9096 | 29.804 | Calorimeter Room | 3.3574 | 3.6783 | Yes | - | N/A | 59.2 | 59.2 | N/A | N/A | N/A | N/A | N/A | 3.3997 | 3.6276 | N/A | N/A | N/A | N/A | N/A | N/A | Calorimeter Room | Three | R410A | Australia,New Zealand | 158882 | 2029-02-06 |  | Approved | Reverse Cycle | N/A | Yes | Class 11 | Yes | N/A | N/A | Yes | Yes | Yes | N/A | 3.4806 | Available | N/A | N/A | http://www.actronair.com.au/ | http://www.actronair.com.au | Yes |  |  | AAC8049 | Yes | Variable output compressor | Digital Scroll | No | - | 29600 | 8.6276 | - | 4463 | 14394 | No | - | - | - | 7885.6173 | 31879.2 | No | 4079.182 | 15502.338 | No | - | - | 29804.02 | 7.9096 | 4096 | 14220 | No | - | - | No | - | - | - | 6860 | 23435 | No | - | - | - | - | - | - | - | - | No | - | - | No | - | - | - | - | 3.631 | 3.582 | 3.76 | 4.061 | 3.867 | 3.924 | 2273 | 3471 | 10299 | 5318 | 6581 | 14148 | 2 | 2 | 2 | 3.022 | 3.246 | 3.261 | 3.03 | 3.196 | 3.229 | 12894 | 5005 | 784 | 4351 | 2349 | 499 | 1.5 | 1.5 | 1.5 | No | - | - | - | - | N/A | N/A | N/A | 7.0005 | 3.4215 | 3.7568
[SEER Non Multi-Split <=65kW] GEMS (Air Conditioners up to 65kW) Determination 2019 | MEPS 2019 | AS/NZS 3823.1.2:2012 | CRV330T / EVA330T |  | N/A | ACTRON AIR | 5.61 | Ducted | Single Split System | - | Air | Air | Australia | 10.05 | 27.39 | 33 | N/A | N/A | N/A | N/A | N/A | 9.48 | 32.5 | Calorimeter Room | 3.2062 | 3.3452 | Yes | - | N/A | 59.2 | 59.2 | N/A | N/A | N/A | N/A | N/A | 3.1436 | 3.2759 | N/A | N/A | N/A | N/A | N/A | N/A | Calorimeter Room | Three | R410A | Australia,New Zealand | 158620 | 2029-02-03 |  | Approved | Reverse Cycle | N/A | Yes | Class 11 | Yes | N/A | N/A | Yes | Yes | Yes | N/A | 3.2061 | Available | N/A | N/A | http://www.actronair.com.au/ | http://www.actronair.com.au | Yes |  |  | AAC8044 | Yes | Variable output compressor | Digital Scroll | Yes | Yes | 33000 | 10.05 | - | - | - | - | - | - | No | - | - | - | - | - | - | - | - | 32500 | 9.48 | - | - | - | - | - | - | - | - | - | - | - | - | - | - | - | - | - | - | - | - | - | - | - | - | - | - | - | - | 3.028 | 3.068 | 3.382 | 3.604 | 3.466 | 3.554 | 2928 | 4385 | 12640 | 6575 | 8080 | 17313 | 1.5 | 1.5 | 1.5 | - | - | - | - | - | - | - | - | - | - | - | - | 0 | 0 | 0 | No | - | - | - | - | N/A | N/A | N/A | 59.2 | 3.2195 | 3.3574
[SEER Non Multi-Split >65kW] GEMS (Air Conditioners above 65kW) Determination 2022 | MEPS 2020 | AS/NZS 3823.1.2:2012 | CRV720T / EVA720T |  | N/A | ACTRON AIR | 12960 | Ducted | Single Split System | - | Air | Air | Australia | 21410 | 59040 | 72 | N/A | N/A | N/A | N/A | N/A | 21810 | 73 | Calorimeter Room | 3.2799 | 3.2644 | N/A | - | N/A | N/A | N/A | N/A | N/A | N/A | N/A | N/A | N/A | N/A | N/A | N/A | N/A | N/A | N/A | N/A | N/A | Three | R410A | Australia,New Zealand | 141817 | 2028-01-16 |  | Approved | Reverse Cycle | N/A | Yes | Class 25 | Yes | N/A | N/A | N/A | N/A | N/A | N/A | N/A | Available | N/A | N/A | http://www.actronair.com.au/ | http://www.actronair.com.au | N/A |  |  | AAC7225 | Yes | Variable output compressor | Inverter | No | No | 72000 | 21410 | - | 7900 | 36203 | No | - | - | - | - | - | No | - | - | No | - | - | 73000 | 21810 | 8128 | 34900 | No | - | - | Yes | 16645 | 40020 | No | - | - | No | - | - | - | - | - | - | - | - | No | - | - | No | - | - | N/A | N/A | 4.02 | 3.957 | 4.449 | 5.091 | 4.806 | 4.807 | 4739 | 7339 | 20887 | 10076 | 12638 | 27859 | 2.5 | 2 | 2.5 | 2.076 | 2.317 | 3.719 | 2.476 | 2.953 | 3.964 | 46205 | 17454 | 1971 | 13269 | 6457 | 1231 | 0.5 | 0.5 | 2 | N/A | - | - | - | - | N/A | N/A | N/A | 130 | 3.2953 | 3.281
[SEER Non Multi-Split >65kW] GEMS (Air Conditioners above 65kW) Determination 2022 | MEPS 2020 | AS/NZS 3823.1.2:2012 | CRV850T / EVA850T |  | N/A | ACTRON AIR | 15300 | Ducted | Single Split System | - | Air | Air | Australia | 25280 | 69700 | 85 | N/A | N/A | N/A | N/A | N/A | 24850 | 86 | Calorimeter Room | 3.2814 | 3.3761 | N/A | - | N/A | N/A | N/A | N/A | N/A | N/A | N/A | N/A | N/A | N/A | N/A | N/A | N/A | N/A | N/A | N/A | N/A | Three | R410A | Australia,New Zealand | 151797 | 2028-01-16 |  | Approved | Reverse Cycle | N/A | Yes | Class 25 | Yes | N/A | N/A | N/A | N/A | N/A | N/A | N/A | Available | N/A | N/A | http://www.actronair.com.au/ | http://www.actronair.com.au | N/A |  |  | AAC7226 | Yes | Variable output compressor | Inverter | No | No | 85000 | 25280 | - | 8640 | 40776 | No | - | - | - | - | - | No | - | - | No | - | - | 86000 | 24850 | 7922 | 40612 | No | - | - | Yes | 20500 | 52660 | No | - | - | No | - | - | - | - | - | No | - | - | No | - | - | No | - | - | N/A | N/A | 4.137 | 4.057 | 4.531 | 5.246 | 4.937 | 4.897 | 5457 | 8476 | 24236 | 11563 | 14542 | 32301 | 2.5 | 2.5 | 3 | 2.531 | 3.035 | 4.632 | 2.995 | 3.646 | 4.725 | 44685 | 15761 | 1907 | 12948 | 6195 | 1240 | 1 | 1.5 | 3 | N/A | - | - | - | - | N/A | N/A | N/A | 140 | 3.3006 | 3.3961
[SEER Non Multi-Split >65kW] GEMS (Air Conditioners above 65kW) Determination 2022 | MEPS 2020 | AS/NZS 3823.1.2:2012 | CRV960T / EVA960T |  | N/A | ACTRON AIR | 15360 | Ducted | Single Split System | - | Air | Air | Australia | 27920 | 80640 | 96 | N/A | N/A | N/A | N/A | N/A | 25840 | 97 | Calorimeter Room | 3.3533 | 3.662 | N/A | - | N/A | N/A | N/A | N/A | N/A | N/A | N/A | N/A | N/A | N/A | N/A | N/A | N/A | N/A | N/A | N/A | N/A | Three | R410A | Australia,New Zealand | 141941 | 2027-10-04 |  | Approved | Reverse Cycle | N/A | Yes | Class 25 | Yes | N/A | N/A | N/A | N/A | N/A | N/A | N/A | Available | N/A | N/A | http://www.actronair.com.au/ | http://www.actronair.com.au | N/A |  |  | AAC7072 | Yes | Variable output compressor | Inverter | No | No | 96000 | 27920 | - | 10838 | 47830 | No | - | - | - | - | - | No | - | - | No | - | - | 97000 | 25840 | 11328 | 48100 | No | - | - | Yes | 21779 | 50400 | No | - | - | No | - | - | - | - | - | No | - | - | No | - | - | No | - | - | N/A | N/A | 4.066 | 3.999 | 4.422 | 5.026 | 4.749 | 4.746 | 6321 | 9772 | 28103 | 13686 | 17129 | 37694 | 2.5 | 2 | 2.5 | 2.026 | 2.267 | 3.666 | 2.427 | 2.778 | 3.699 | 62842 | 23606 | 2565 | 17909 | 9027 | 1657 | 0.5 | 0.5 | 2 | N/A | - | - | - | - | N/A | N/A | N/A | 138.3525 | 3.3818 | 3.6871
[SEER Non Multi-Split <=65kW] GEMS (Air Conditioners up to 65kW) Determination 2019 | MEPS 2019 | AS/NZS 3823.1.2:2012 | LRC-071CS / LRE-071CS |  | N/A | ACTRON AIR | N/A | Ducted | Single Split System | - | Air | Air | China | 2.06 | N/A | 7.3 | N/A | N/A | N/A | N/A | N/A | 1.73 | 7.7 | Calorimeter Room | 3.4868 | 4.398 | N/A | - | N/A | N/A | N/A | N/A | N/A | N/A | N/A | N/A | N/A | N/A | N/A | N/A | N/A | N/A | N/A | N/A | N/A | Single | R32 | Australia,New Zealand | 146381 | 2027-08-30 |  | Approved | Reverse Cycle | N/A | Yes | Class 10 | Yes | N/A | N/A | N/A | N/A | N/A | N/A | N/A | Available | N/A | N/A | http://www.actronair.com.au/ | http://www.actronair.com.au | N/A |  |  | AAC6915 | Yes | Variable output compressor | Inverter | No | - | 7300 | 2.06 | - | 1113 | 3850 | Yes | 550 | 2800 | - | 1882.84 | 7862.1 | Yes | 598 | 3650 | - | 275 | 2200 | 7700 | 1.73 | 696 | 3710 | Yes | 366 | 1860 | Yes | 2691 | 7875 | - | - | - | - | - | - | - | - | - | - | - | - | - | - | - | - | - | - | - | - | 5.49 | 5.359 | 6.247 | 5.511 | 2.603 | 8.214 | 351 | 549 | 1506 | 948 | 2396 | 1648 | 3.5 | 3.5 | 4.5 | 4.155 | 4.626 | 5.119 | 4.419 | 4.814 | 5.098 | 2442 | 930 | 151 | 789 | 421 | 100 | 2.5 | 3 | 3.5 | No | - | - | - | - | N/A | N/A | N/A | 10 | 3.4865 | 4.3656
[SEER Non Multi-Split <=65kW] GEMS (Air Conditioners up to 65kW) Determination 2019 | MEPS 2019 | AS/NZS 3823.1.2:2012 | LRC-100CS / LRE-100CS |  | N/A | ACTRON AIR | N/A | Ducted | Single Split System | - | Air | Air | China | 3.09 | N/A | 10.5 | N/A | N/A | N/A | N/A | N/A | 2.7 | 11.5 | Calorimeter Room | 3.3136 | 4.1842 | N/A | - | N/A | N/A | N/A | N/A | N/A | N/A | N/A | N/A | N/A | N/A | N/A | N/A | N/A | N/A | N/A | N/A | N/A | Single | R32 | Australia,New Zealand | 146387 | 2027-08-30 |  | Approved | Reverse Cycle | N/A | Yes | Class 11 | Yes | N/A | N/A | N/A | N/A | N/A | N/A | N/A | Available | N/A | N/A | http://www.actronair.com.au/ | http://www.actronair.com.au | N/A |  |  | AAC6916 | Yes | Variable output compressor | Inverter | No | - | 10500 | 3.09 | - | 1838 | 5570 | Yes | 731 | 3110 | - | 2824.26 | 11308.5 | Yes | 819 | 5380 | - | 354 | 2660 | 11500 | 2.7 | 1126 | 5830 | Yes | 481 | 2570 | Yes | 3485 | 10230 | - | - | - | - | - | - | - | - | - | - | - | - | - | - | - | - | - | - | - | - | 6.291 | 5.962 | 7.297 | 20.369 | 9.483 | -173.472 | 446 | 717 | 1861 | 356 | 933 | -134 | 4.5 | 4 | 5.5 | 3.908 | 4.517 | 5.195 | 4.302 | 4.866 | 5.253 | 3865 | 1409 | 211 | 1199 | 612 | 135 | 2 | 3 | 3.5 | No | - | - | - | - | N/A | N/A | N/A | 10 | 3.3613 | 4.2066
[SEER Non Multi-Split <=65kW] GEMS (Air Conditioners up to 65kW) Determination 2019 | MEPS 2019 | AS/NZS 3823.1.2:2012 | LRC-170CS / LRE-170CS |  | N/A | ACTRON AIR | N/A | Ducted | Single Split System | - | Air | Air | China | 4.93 | N/A | 16.6 | N/A | N/A | N/A | N/A | N/A | 4.39 | 17.6 | Calorimeter Room | 3.2966 | 3.9192 | N/A | - | N/A | N/A | N/A | N/A | N/A | N/A | N/A | N/A | N/A | N/A | N/A | N/A | N/A | N/A | N/A | N/A | N/A | Single | R32 | Australia,New Zealand | 146414 | 2027-08-30 |  | Approved | Reverse Cycle | N/A | Yes | Class 11 | Yes | N/A | N/A | N/A | N/A | N/A | N/A | N/A | Available | N/A | N/A | http://www.actronair.com.au/ | http://www.actronair.com.au | N/A |  |  | AAC6912 | Yes | Variable output compressor | Inverter | No | - | 16600 | 4.93 | - | 2723 | 7990 | Yes | 1129 | 4660 | - | 4506.02 | 17878.2 | Yes | 1335 | 8190 | - | 661 | 4120 | 17600 | 4.39 | 1738 | 8685 | Yes | 772 | 4110 | Yes | 4870 | 14125 | - | - | - | - | - | - | - | - | - | - | - | - | - | - | - | - | - | - | - | - | 5.6 | 5.285 | 6.221 | 46.344 | 12.841 | 12.403 | 803 | 1292 | 3464 | 235 | 1087 | 2486 | 4 | 3.5 | 4.5 | 3.634 | 4.286 | 5.08 | 4.083 | 4.699 | 5.159 | 6353 | 2264 | 323 | 1927 | 964 | 205 | 2 | 2.5 | 3.5 | No | - | - | - | - | N/A | N/A | N/A | 13 | 3.3374 | 3.9694
[SEER Multi-Split <=65kW] GEMS (Air Conditioners up to 65kW) Determination 2019 | MEPS 2019 | AS/NZS 3823.1.4:2012 | MMV-080CS |  | N/A | ACTRON AIR | N/A | Non Ducted | vrf | N/A | Air | Air | China | 2.24 | N/A | 8 | N/A | N/A | N/A | N/A | N/A | 2.24 | 9 | Enthalpy Test Room | 3.6478 | 4.0638 | N/A | - | N/A | N/A | N/A | N/A | N/A | N/A | N/A | N/A | N/A | N/A | N/A | N/A | N/A | N/A | N/A | N/A | N/A | Single | R32 | Australia,New Zealand | 156814 | 2028-12-04 |  | Approved | Reverse Cycle | N/A | No | Class 19 | No | N/A | N/A | N/A | N/A | N/A | N/A | N/A | Available | N/A | N/A | http://www.actronair.com.au/ | http://www.actronair.com.au | N/A |  |  | AAC7937 | Yes | Variable output compressor | Inverter | No | - | 8000 | 2.24 | - | 880 | 4000 | No | - | - | - | 2047.36 | 8616 | No | 804.32 | 4308 | No | - | - | 9000 | 2.24 | 910 | 4500 | No | - | - | No | - | - | - | 2400 | 7600 | No | - | - | - | - | - | - | - | - | No | - | - | No | - | - | N/A | 71 | 3.959 | 3.946 | 4.499 | 5.048 | 4.797 | 4.856 | 530 | 811 | 2288 | 1124 | 1402 | 3059 | 2 | 2 | 2.5 | 3.612 | 4.095 | 4.541 | 3.86 | 4.272 | 4.543 | 3291 | 1239 | 209 | 1063 | 563 | 139 | 2 | 2.5 | 3 | N/A | N/A | N/A | N/A | N/A | N/A | N/A | N/A | 17 | 3.4821 | 3.9174
[SEER Multi-Split <=65kW] GEMS (Air Conditioners up to 65kW) Determination 2019 | MEPS 2019 | AS/NZS 3823.1.4:2012 | MMV-100CS |  | N/A | ACTRON AIR | N/A | Non Ducted | vrf | N/A | Air | Air | China | 3 | N/A | 10 | N/A | N/A | N/A | N/A | N/A | 3.26 | 12 | Enthalpy Test Room | 3.4255 | 3.6732 | N/A | - | N/A | N/A | N/A | N/A | N/A | N/A | N/A | N/A | N/A | N/A | N/A | N/A | N/A | N/A | N/A | N/A | N/A | Single | R32 | Australia,New Zealand | 156823 | 2028-11-28 |  | Approved | Reverse Cycle | N/A | No | Class 20 | No | N/A | N/A | N/A | N/A | N/A | N/A | N/A | Available | N/A | N/A | http://www.actronair.com.au/ | http://www.actronair.com.au | N/A |  |  | AAC7915 | Yes | Variable output compressor | Inverter | No | - | 10000 | 3 | - | 1140 | 5000 | No | - | - | - | 2742 | 10770 | No | 1041.96 | 5385 | No | - | - | 12000 | 3.26 | 1290 | 6000 | No | - | - | No | - | - | - | 3400 | 10200 | No | - | - | - | - | - | - | - | - | No | - | - | No | - | - | N/A | 71 | 3.937 | 3.879 | 4.331 | 4.932 | 4.661 | 4.664 | 675 | 1044 | 2983 | 1448 | 1813 | 3991 | 2 | 2 | 2.5 | 3.428 | 3.863 | 4.272 | 3.654 | 4.024 | 4.273 | 4609 | 1732 | 278 | 1483 | 782 | 182 | 1.5 | 2 | 2.5 | N/A | N/A | N/A | N/A | N/A | N/A | N/A | N/A | 17 | 3.2707 | 3.6172
[SEER Multi-Split <=65kW] GEMS (Air Conditioners up to 65kW) Determination 2019 | MEPS 2019 | AS/NZS 3823.1.4:2012 | MMV-120CS |  | N/A | ACTRON AIR | N/A | Non Ducted | vrf | N/A | Air | Air | China | 3.3 | N/A | 12 | N/A | N/A | N/A | N/A | N/A | 3.3 | 14 | Enthalpy Test Room | 3.636 | 4.273 | N/A | - | N/A | N/A | N/A | N/A | N/A | N/A | N/A | N/A | N/A | N/A | N/A | N/A | N/A | N/A | N/A | N/A | N/A | Single | R32 | Australia,New Zealand | 156752 | 2028-11-28 |  | Approved | Reverse Cycle | N/A | No | Class 20 | No | N/A | N/A | N/A | N/A | N/A | N/A | N/A | Available | N/A | N/A | http://www.actronair.com.au/ | http://www.actronair.com.au | N/A |  |  | AAC7912 | Yes | Variable output compressor | Inverter | No | - | 12000 | 3.3 | - | 1260 | 6150 | No | - | - | - | 3016.2 | 12924 | No | 1151.64 | 6623.55 | No | - | - | 14000 | 3.3 | 1380 | 7000 | No | - | - | No | - | - | - | 3180 | 10800 | No | - | - | - | - | - | - | - | - | No | - | - | No | - | - | N/A | 71 | 4.406 | 4.319 | 4.8 | 5.491 | 5.176 | 5.167 | 727 | 1128 | 3234 | 1563 | 1962 | 4326 | 2.5 | 2.5 | 3 | 3.618 | 4.148 | 4.656 | 3.9 | 4.351 | 4.659 | 5091 | 1878 | 295 | 1618 | 841 | 192 | 2 | 2.5 | 3 | N/A | N/A | N/A | N/A | N/A | N/A | N/A | N/A | 17 | 3.5741 | 4.1698
[SEER Multi-Split <=65kW] GEMS (Air Conditioners up to 65kW) Determination 2019 | MEPS 2019 | AS/NZS 3823.1.4:2012 | MMV-120CT |  | N/A | ACTRON AIR | N/A | Non Ducted | vrf | N/A | Air | Air | China | 3.3 | N/A | 12 | N/A | N/A | N/A | N/A | N/A | 3.3 | 14 | Enthalpy Test Room | 3.636 | 4.273 | N/A | - | N/A | N/A | N/A | N/A | N/A | N/A | N/A | N/A | N/A | N/A | N/A | N/A | N/A | N/A | N/A | N/A | N/A | Three | R32 | Australia,New Zealand | 156854 | 2028-11-27 |  | Approved | Reverse Cycle | N/A | No | Class 20 | No | N/A | N/A | N/A | N/A | N/A | N/A | N/A | Available | N/A | N/A | http://www.actronair.com.au/ | http://www.actronair.com.au | N/A |  |  | AAC7910 | Yes | Variable output compressor | Inverter | No | - | 12000 | 3.3 | - | 1260 | 6150 | No | - | - | - | 3016.2 | 12924 | No | 1151.64 | 6623.55 | No | - | - | 14000 | 3.3 | 1380 | 7000 | No | - | - | No | - | - | - | 3180 | 10800 | No | - | - | - | - | - | - | - | - | No | - | - | No | - | - | N/A | 71 | 4.406 | 4.319 | 4.8 | 5.491 | 5.176 | 5.167 | 727 | 1128 | 3234 | 1563 | 1962 | 4326 | 2.5 | 2.5 | 3 | 3.618 | 4.148 | 4.656 | 3.9 | 4.351 | 4.659 | 5091 | 1878 | 295 | 1618 | 841 | 192 | 2 | 2.5 | 3 | N/A | N/A | N/A | N/A | N/A | N/A | N/A | N/A | 17 | 3.5741 | 4.1698
[SEER Multi-Split <=65kW] GEMS (Air Conditioners up to 65kW) Determination 2019 | MEPS 2019 | AS/NZS 3823.1.4:2012 | MMV-140CS |  | N/A | ACTRON AIR | N/A | Non Ducted | vrf | N/A | Air | Air | China | 4.12 | N/A | 14 | N/A | N/A | N/A | N/A | N/A | 3.86 | 16 | Enthalpy Test Room | 3.3972 | 4.1585 | N/A | - | N/A | N/A | N/A | N/A | N/A | N/A | N/A | N/A | N/A | N/A | N/A | N/A | N/A | N/A | N/A | N/A | N/A | Single | R32 | Australia,New Zealand | 156822 | 2028-11-28 |  | Approved | Reverse Cycle | N/A | No | Class 20 | No | N/A | N/A | N/A | N/A | N/A | N/A | N/A | Available | N/A | N/A | http://www.actronair.com.au/ | http://www.actronair.com.au | N/A |  |  | AAC7914 | Yes | Variable output compressor | Inverter | No | - | 14000 | 4.12 | - | 1500 | 7000 | No | - | - | - | 3765.68 | 15078 | No | 1371 | 7539 | No | - | - | 16000 | 3.86 | 1600 | 8000 | No | - | - | No | - | - | - | 3650 | 12300 | No | - | - | - | - | - | - | - | - | No | - | - | No | - | - | N/A | 71 | 4.278 | 4.165 | 4.57 | 5.287 | 4.968 | 4.917 | 881 | 1374 | 3972 | 1902 | 2393 | 5311 | 2.5 | 2.5 | 3 | 3.573 | 4.092 | 4.59 | 3.849 | 4.291 | 4.593 | 5886 | 2168 | 335 | 1868 | 969 | 217 | 2 | 2.5 | 3 | N/A | N/A | N/A | N/A | N/A | N/A | N/A | N/A | 17 | 3.3513 | 4.0843
[SEER Multi-Split <=65kW] GEMS (Air Conditioners up to 65kW) Determination 2019 | MEPS 2019 | AS/NZS 3823.1.4:2012 | MMV-140CT |  | N/A | ACTRON AIR | N/A | Non Ducted | vrf | N/A | Air | Air | China | 4.12 | N/A | 14 | N/A | N/A | N/A | N/A | N/A | 3.86 | 16 | Enthalpy Test Room | 3.3972 | 4.1585 | N/A | - | N/A | N/A | N/A | N/A | N/A | N/A | N/A | N/A | N/A | N/A | N/A | N/A | N/A | N/A | N/A | N/A | N/A | Three | R32 | Australia,New Zealand | 156859 | 2028-11-28 |  | Approved | Reverse Cycle | N/A | No | Class 20 | No | N/A | N/A | N/A | N/A | N/A | N/A | N/A | Available | N/A | N/A | http://www.actronair.com.au/ | http://www.actronair.com.au | N/A |  |  | AAC7916 | Yes | Variable output compressor | Inverter | No | - | 14000 | 4.12 | - | 1500 | 7000 | No | - | - | - | 3765.68 | 15078 | No | 1371 | 7539 | No | - | - | 16000 | 3.86 | 1600 | 8000 | No | - | - | No | - | - | - | 3650 | 12300 | No | - | - | - | - | - | - | - | - | No | - | - | No | - | - | N/A | 71 | 4.278 | 4.165 | 4.57 | 5.287 | 4.968 | 4.917 | 881 | 1374 | 3972 | 1902 | 2393 | 5311 | 2.5 | 2.5 | 3 | 3.573 | 4.092 | 4.59 | 3.849 | 4.291 | 4.593 | 5886 | 2168 | 335 | 1868 | 969 | 217 | 2 | 2.5 | 3 | N/A | N/A | N/A | N/A | N/A | N/A | N/A | N/A | 17 | 3.3513 | 4.0843
[SEER Multi-Split <=65kW] GEMS (Air Conditioners up to 65kW) Determination 2019 | MEPS 2019 | AS/NZS 3823.1.4:2012 | MMV-160CS |  | N/A | ACTRON AIR | N/A | Non Ducted | vrf | N/A | Air | Air | China | 4.6 | N/A | 15.5 | N/A | N/A | N/A | N/A | N/A | 4.5 | 18 | Enthalpy Test Room | 3.4068 | 4.0409 | N/A | - | N/A | N/A | N/A | N/A | N/A | N/A | N/A | N/A | N/A | N/A | N/A | N/A | N/A | N/A | N/A | N/A | N/A | Single | R32 | Australia,New Zealand | 156818 | 2028-11-27 |  | Approved | Reverse Cycle | N/A | No | Class 20 | No | N/A | N/A | N/A | N/A | N/A | N/A | N/A | Available | N/A | N/A | http://www.actronair.com.au/ | http://www.actronair.com.au | N/A |  |  | AAC7909 | Yes | Variable output compressor | Inverter | No | - | 15500 | 4.6 | - | 1740 | 7750 | No | - | - | - | 4204.4 | 16693.5 | No | 1590.36 | 8346.75 | No | - | - | 18000 | 4.5 | 1820 | 9000 | No | - | - | No | - | - | - | 4160 | 13800 | No | - | - | - | - | - | - | - | - | No | - | - | No | - | - | N/A | 71 | 4.184 | 4.078 | 4.444 | 5.109 | 4.807 | 4.764 | 1002 | 1560 | 4528 | 2184 | 2743 | 6074 | 2.5 | 2.5 | 2.5 | 3.522 | 4.036 | 4.538 | 3.8 | 4.238 | 4.542 | 6711 | 2467 | 375 | 2123 | 1099 | 243 | 2 | 2.5 | 3 | N/A | N/A | N/A | N/A | N/A | N/A | N/A | N/A | 17 | 3.328 | 3.9496
[SEER Multi-Split <=65kW] GEMS (Air Conditioners up to 65kW) Determination 2019 | MEPS 2019 | AS/NZS 3823.1.4:2012 | MMV-160CT |  | N/A | ACTRON AIR | N/A | Non Ducted | vrf | N/A | Air | Air | China | 4.6 | N/A | 15.5 | N/A | N/A | N/A | N/A | N/A | 4.5 | 18 | Enthalpy Test Room | 3.4068 | 4.0409 | N/A | - | N/A | N/A | N/A | N/A | N/A | N/A | N/A | N/A | N/A | N/A | N/A | N/A | N/A | N/A | N/A | N/A | N/A | Three | R32 | Australia,New Zealand | 156867 | 2028-12-04 |  | Approved | Reverse Cycle | N/A | No | Class 20 | No | N/A | N/A | N/A | N/A | N/A | N/A | N/A | Available | N/A | N/A | http://www.actronair.com.au/ | http://www.actronair.com.au | N/A |  |  | AAC7936 | Yes | Variable output compressor | Inverter | No | - | 15500 | 4.6 | - | 1740 | 7750 | No | - | - | - | 4204.4 | 16693.5 | No | 1590.36 | 8346.75 | No | - | - | 18000 | 4.5 | 1820 | 9000 | No | - | - | No | - | - | - | 4160 | 13800 | No | - | - | - | - | - | - | - | - | No | - | - | No | - | - | N/A | 71 | 4.184 | 4.078 | 4.444 | 5.109 | 4.807 | 4.764 | 1002 | 1560 | 4528 | 2184 | 2743 | 6074 | 2.5 | 2.5 | 2.5 | 3.522 | 4.036 | 4.538 | 3.8 | 4.238 | 4.542 | 6711 | 2467 | 375 | 2123 | 1099 | 243 | 2 | 2.5 | 3 | N/A | N/A | N/A | N/A | N/A | N/A | N/A | N/A | 17 | 3.328 | 3.9496
[SEER Multi-Split <=65kW] GEMS (Air Conditioners up to 65kW) Determination 2019 | MEPS 2019 | AS/NZS 3823.1.4:2012 | MMV-180CS |  | N/A | ACTRON AIR | N/A | Non Ducted | vrf | N/A | Air | Air | China | 5.53 | N/A | 17.5 | N/A | N/A | N/A | N/A | N/A | 4.93 | 19.5 | Enthalpy Test Room | 3.1667 | 3.9546 | N/A | - | N/A | N/A | N/A | N/A | N/A | N/A | N/A | N/A | N/A | N/A | N/A | N/A | N/A | N/A | N/A | N/A | N/A | Single | R32 | Australia,New Zealand | 156817 | 2028-11-28 |  | Approved | Reverse Cycle | N/A | No | Class 20 | No | N/A | N/A | N/A | N/A | N/A | N/A | N/A | Available | N/A | N/A | http://www.actronair.com.au/ | http://www.actronair.com.au | N/A |  |  | AAC7913 | Yes | Variable output compressor | Inverter | No | - | 17500 | 5.53 | - | 2060 | 8750 | No | - | - | - | 5054.42 | 18847.5 | No | 1882.84 | 9423.75 | No | - | - | 19500 | 4.93 | 2010 | 9750 | No | - | - | No | - | - | - | 4730 | 14900 | No | - | - | - | - | - | - | - | - | No | - | - | No | - | - | N/A | 71 | 4.031 | 3.909 | 4.228 | 4.891 | 4.591 | 4.53 | 1181 | 1846 | 5382 | 2582 | 3249 | 7218 | 2.5 | 2 | 2.5 | 3.427 | 3.922 | 4.446 | 3.711 | 4.138 | 4.453 | 7468 | 2745 | 410 | 2352 | 1215 | 264 | 1.5 | 2 | 2.5 | N/A | N/A | N/A | N/A | N/A | N/A | N/A | N/A | 17 | 3.132 | 3.9098
[SEER Multi-Split <=65kW] GEMS (Air Conditioners up to 65kW) Determination 2019 | MEPS 2019 | AS/NZS 3823.1.4:2012 | MMV-180CT |  | N/A | ACTRON AIR | N/A | Non Ducted | vrf | N/A | Air | Air | China | 5.53 | N/A | 17.5 | N/A | N/A | N/A | N/A | N/A | 4.93 | 19.5 | Enthalpy Test Room | 3.1667 | 3.9546 | N/A | - | N/A | N/A | N/A | N/A | N/A | N/A | N/A | N/A | N/A | N/A | N/A | N/A | N/A | N/A | N/A | N/A | N/A | Three | R32 | Australia,New Zealand | 156873 | 2028-12-05 |  | Approved | Reverse Cycle | N/A | No | Class 20 | No | N/A | N/A | N/A | N/A | N/A | N/A | N/A | Available | N/A | N/A | http://www.actronair.com.au/ | http://www.actronair.com.au | N/A |  |  | AAC7940 | Yes | Variable output compressor | Inverter | No | - | 17500 | 5.53 | - | 2060 | 8750 | No | - | - | - | 5054.42 | 18847.5 | No | 1882.84 | 9423.75 | No | - | - | 19500 | 4.93 | 2010 | 9750 | No | - | - | No | - | - | - | 4730 | 14900 | No | - | - | - | - | - | - | - | - | No | - | - | No | - | - | N/A | 71 | 4.031 | 3.909 | 4.228 | 4.891 | 4.591 | 4.53 | 1181 | 1846 | 5382 | 2582 | 3249 | 7218 | 2.5 | 2 | 2.5 | 3.427 | 3.922 | 4.446 | 3.711 | 4.138 | 4.453 | 7468 | 2745 | 410 | 2352 | 1215 | 264 | 1.5 | 2 | 2.5 | N/A | N/A | N/A | N/A | N/A | N/A | N/A | N/A | 17 | 3.132 | 3.9098
[SEER Multi-Split <=65kW] GEMS (Air Conditioners up to 65kW) Determination 2019 | MEPS 2019 | AS/NZS 3823.1.4:2012 | MRC-071AS-3 |  | N/A | ACTRON AIR | N/A | Both | fixed | N/A | Air | Air | China | 1.99 | N/A | 7.1 | N/A | N/A | N/A | N/A | N/A | 1.92 | 7.75 | Calorimeter Room | 3.3212 | 3.9795 | N/A | - | N/A | N/A | N/A | N/A | N/A | N/A | N/A | N/A | N/A | N/A | N/A | N/A | N/A | N/A | N/A | N/A | N/A | Single | R410A | Australia,New Zealand | 153968 | 2028-04-26 |  | Approved | Reverse Cycle | N/A | Yes | Class 19 | Yes | N/A | N/A | N/A | N/A | N/A | N/A | N/A | Available | N/A | N/A | http://www.actronair.com.au/ | http://www.actronair.com.au | N/A |  |  | AAC7451 | Yes | Variable output compressor | Inverter | No | - | 7100 | 1.99 | - | 689 | 3400 | Yes | 462 | 2300 | - | 1818.86 | 7646.7 | Yes | 507 | 3460 | - | 376 | 2780 | 7750 | 1.92 | 681 | 3500 | Yes | 375 | 1906 | Yes | 2702 | 7330 | No | - | - | No | - | - | - | - | - | No | - | - | No | - | - | No | - | - | N/A | 69 | 4.768 | 4.685 | 5.466 | 7.737 | 6.744 | 6.417 | 385 | 600 | 1665 | 640 | 876 | 2047 | 3 | 3 | 3.5 | 3.821 | 4.361 | 5.003 | 4.171 | 4.654 | 5.018 | 2682 | 1005 | 167 | 850 | 448 | 112 | 2 | 2.5 | 3.5 | N/A | N/A | N/A | N/A | N/A | N/A | N/A | N/A | 15 | 3.4792 | 3.9326
[SEER Multi-Split <=65kW] GEMS (Air Conditioners up to 65kW) Determination 2019 | MEPS 2019 | AS/NZS 3823.1.4:2012 | MRC-075CS-3 |  | N/A | ACTRON AIR | N/A | Non Ducted | fixed | N/A | Air | Air | China | 1.9 | N/A | 7.5 | N/A | N/A | N/A | N/A | N/A | 1.6 | 7.6 | Calorimeter Room | 3.8908 | 4.6832 | N/A | - | N/A | N/A | N/A | N/A | N/A | N/A | N/A | N/A | N/A | N/A | N/A | N/A | N/A | N/A | N/A | N/A | N/A | Single | R32 | Australia,New Zealand | 143624 | 2027-03-21 |  | Approved | Reverse Cycle | N/A | Yes | Class 19 | Yes | N/A | N/A | N/A | N/A | N/A | N/A | N/A | Available | N/A | N/A | http://www.actronair.com.au/ | http://www.actronair.com.au | N/A |  |  | AAC6559 | Yes | Variable output compressor | Inverter | No | - | 7500 | 1.9 | - | 760 | 3670 | Yes | 670 | 3235 | - | 1736.6 | 8077.5 | Yes | 465 | 3460 | - | 380 | 2860 | 7600 | 1.6 | 680 | 3700 | Yes | 400 | 2200 | Yes | 2560 | 8000 | No | - | - | No | - | - | - | - | - | No | - | - | No | - | - | No | - | - | N/A | 65 | 5.717 | 5.57 | 6.532 | 22.393 | 10.713 | 9.178 | 342 | 537 | 1475 | 220 | 578 | 1510 | 4 | 4 | 5 | 4.4 | 4.852 | 5.355 | 4.67 | 5.064 | 5.348 | 2282 | 882 | 149 | 742 | 401 | 99 | 2.5 | 3 | 3.5 | N/A | N/A | N/A | N/A | N/A | N/A | N/A | N/A | 12 | 3.8649 | 4.6326
[SEER Multi-Split <=65kW] GEMS (Air Conditioners up to 65kW) Determination 2019 | MEPS 2019 | AS/NZS 3823.1.4:2012 | MRC-100AS-4 |  | N/A | ACTRON AIR | N/A | Non Ducted | fixed | N/A | Air | Air | China | 2.48 | N/A | 9.85 | N/A | N/A | N/A | N/A | N/A | 2.58 | 9.9 | Calorimeter Room | 3.8818 | 3.7477 | N/A | - | N/A | N/A | N/A | N/A | N/A | N/A | N/A | N/A | N/A | N/A | N/A | N/A | N/A | N/A | N/A | N/A | N/A | Single | R410A | Australia,New Zealand | 137530 | 2026-04-21 |  | Approved | Reverse Cycle | N/A | Yes | Class 19 | Yes | N/A | N/A | N/A | N/A | N/A | N/A | N/A | Available | N/A | N/A | http://www.actronair.com.au/ | http://www.actronair.com.au | N/A |  |  | AAC5909 | Yes | Variable output compressor | Inverter | No | - | 9850 | 2.48 | - | 914 | 4506 | Yes | 623 | 3279 | - | 2266.72 | 10608.45 | Yes | 562 | 4268 | - | 355 | 2866 | 9900 | 2.58 | 929 | 4513 | Yes | 488 | 2299 | Yes | 2763 | 8143 | No | - | - | No | - | - | - | - | - | No | - | - | No | - | - | No | - | - | N/A | 69 | 5.57 | 5.473 | 6.571 | 19.641 | 11.396 | 9.943 | 452 | 707 | 1915 | 325 | 703 | 1819 | 4 | 3.5 | 5 | 3.549 | 4.089 | 4.697 | 3.885 | 4.354 | 4.705 | 3687 | 1368 | 227 | 1165 | 611 | 151 | 2 | 2.5 | 3 | N/A | N/A | N/A | N/A | N/A | N/A | N/A | N/A | 20 | 3.8664 | 3.7392
[SEER Multi-Split <=65kW] GEMS (Air Conditioners up to 65kW) Determination 2019 | MEPS 2019 | AS/NZS 3823.1.4:2012 | MRC-100CS-4 |  | N/A | ACTRON AIR | N/A | Non Ducted | fixed | N/A | Air | Air | China | 2.11 | N/A | 9.4 | N/A | N/A | N/A | N/A | N/A | 1.98 | 9.5 | Calorimeter Room | 4.405 | 4.7253 | N/A | - | N/A | N/A | N/A | N/A | N/A | N/A | N/A | N/A | N/A | N/A | N/A | N/A | N/A | N/A | N/A | N/A | N/A | Single | R32 | Australia,New Zealand | 143620 | 2027-03-15 |  | Approved | Reverse Cycle | N/A | Yes | Class 19 | Yes | N/A | N/A | N/A | N/A | N/A | N/A | N/A | Available | N/A | N/A | http://www.actronair.com.au/ | http://www.actronair.com.au | N/A |  |  | AAC6557 | Yes | Variable output compressor | Inverter | No | - | 9400 | 2.11 | - | 915 | 4740 | Yes | 645 | 3270 | - | 1928.54 | 10123.8 | Yes | 615 | 4640 | - | 355 | 2930 | 9500 | 1.98 | 910 | 4950 | Yes | 480 | 2500 | Yes | 2640 | 8080 | No | - | - | No | - | - | - | - | - | No | - | - | No | - | - | No | - | - | N/A | 72 | 5.886 | 5.867 | 6.801 | 27.32 | 12.308 | 9.584 | 413 | 634 | 1771 | 219 | 625 | 1809 | 4 | 4 | 5 | 4.009 | 4.691 | 5.221 | 4.322 | 4.87 | 5.182 | 3130 | 1142 | 193 | 1002 | 522 | 129 | 2.5 | 3 | 3.5 | N/A | N/A | N/A | N/A | N/A | N/A | N/A | N/A | 16 | 4.3436 | 4.6704
[SEER Multi-Split <=65kW] GEMS (Air Conditioners up to 65kW) Determination 2019 | MEPS 2019 | AS/NZS 3823.1.4:2012 | MRC-110AS-5 |  | N/A | ACTRON AIR | N/A | Non Ducted | fixed | N/A | Air | Air | China | 3 | N/A | 10.95 | N/A | N/A | N/A | N/A | N/A | 2.8 | 11.2 | Calorimeter Room | 3.5619 | 3.9128 | N/A | - | N/A | N/A | N/A | N/A | N/A | N/A | N/A | N/A | N/A | N/A | N/A | N/A | N/A | N/A | N/A | N/A | N/A | Single | R410A | Australia,New Zealand | 137533 | 2026-04-22 |  | Approved | Reverse Cycle | N/A | Yes | Class 20 | Yes | N/A | N/A | N/A | N/A | N/A | N/A | N/A | Available | N/A | N/A | http://www.actronair.com.au/ | http://www.actronair.com.au | N/A |  |  | AAC5911 | Yes | Variable output compressor | Inverter | No | - | 10950 | 3 | - | 875 | 5190 | Yes | 607 | 3652 | - | 2742 | 11793.15 | Yes | 739 | 5426 | - | 504 | 4238 | 11200 | 2.8 | 1367 | 5737 | Yes | 794 | 3534 | Yes | 3339 | 8645 | No | - | - | No | - | - | - | - | - | No | - | - | No | - | - | No | - | - | N/A | 73 | 4.867 | 4.797 | 5.596 | 7.587 | 6.838 | 6.36 | 576 | 898 | 2502 | 1004 | 1328 | 3182 | 3 | 3 | 4 | 3.171 | 3.699 | 4.263 | 3.395 | 3.953 | 4.263 | 4668 | 1711 | 283 | 1506 | 761 | 189 | 1.5 | 2 | 2.5 | N/A | N/A | N/A | N/A | N/A | N/A | N/A | N/A | 25 | 3.55 | 3.8828
[SEER Multi-Split <=65kW] GEMS (Air Conditioners up to 65kW) Determination 2019 | MEPS 2019 | AS/NZS 3823.1.4:2012 | MRC-120CS-5 |  | N/A | ACTRON AIR | N/A | Non Ducted | fixed | N/A | Air | Air | China | 3.15 | N/A | 11.85 | N/A | N/A | N/A | N/A | N/A | 3.25 | 12.5 | Calorimeter Room | 3.7335 | 3.805 | N/A | - | N/A | N/A | N/A | N/A | N/A | N/A | N/A | N/A | N/A | N/A | N/A | N/A | N/A | N/A | N/A | N/A | N/A | Single | R32 | Australia,New Zealand | 143625 | 2027-03-29 |  | Approved | Reverse Cycle | N/A | Yes | Class 20 | Yes | N/A | N/A | N/A | N/A | N/A | N/A | N/A | Available | N/A | N/A | http://www.actronair.com.au/ | http://www.actronair.com.au | N/A |  |  | AAC6565 | Yes | Variable output compressor | Inverter | No | - | 11850 | 3.15 | - | 1160 | 5780 | Yes | 560 | 2880 | - | 2879.1 | 12762.45 | Yes | 755 | 5750 | - | 450 | 3950 | 12500 | 3.25 | 1280 | 6300 | Yes | 605 | 2660 | Yes | 3270 | 9940 | No | - | - | No | - | - | - | - | - | No | - | - | No | - | - | No | - | - | N/A | 73 | 5.564 | 5.379 | 6.259 | 10.111 | 8.217 | 7.806 | 556 | 880 | 2434 | 818 | 1203 | 2811 | 4 | 3.5 | 4.5 | 3.524 | 4.07 | 4.59 | 3.806 | 4.235 | 4.547 | 4674 | 1718 | 276 | 1487 | 778 | 183 | 2 | 2.5 | 3 | N/A | N/A | N/A | N/A | N/A | N/A | N/A | N/A | 19 | 3.6867 | 3.7716
[SEER Multi-Split <=65kW] GEMS (Air Conditioners up to 65kW) Determination 2019 | MEPS 2019 | AS/NZS 3823.1.4:2012 | MRC-135AS-5 |  | N/A | ACTRON AIR | N/A | Non Ducted | fixed | N/A | Air | Air | China | 3.82 | N/A | 13.5 | N/A | N/A | N/A | N/A | N/A | 4.17 | 14.8 | Calorimeter Room | 3.4169 | 3.5329 | N/A | - | N/A | N/A | N/A | N/A | N/A | N/A | N/A | N/A | N/A | N/A | N/A | N/A | N/A | N/A | N/A | N/A | N/A | Single | R410A | Australia,New Zealand | 137340 | 2026-04-13 |  | Approved | Reverse Cycle | N/A | Yes | Class 20 | Yes | N/A | N/A | N/A | N/A | N/A | N/A | N/A | Available | N/A | N/A | http://www.actronair.com.au/ | http://www.actronair.com.au | N/A |  |  | AAC5895 | Yes | Variable output compressor | Inverter | No | - | 13500 | 3.82 | - | 1205 | 6700 | Yes | 663 | 3860 | - | 3491.48 | 14539.5 | Yes | 890 | 6788 | - | 429 | 4918 | 14800 | 4.17 | 1522 | 7281 | Yes | 834 | 3872 | No | - | - | - | 4227 | 11858 | No | - | - | - | - | - | - | - | - | No | - | - | No | - | - | N/A | 73 | 5.489 | 5.333 | 6.113 | 11.167 | 8.968 | 7.412 | 635 | 1003 | 2832 | 833 | 1245 | 3369 | 3.5 | 3.5 | 4.5 | 3.36 | 3.875 | 4.58 | 3.721 | 4.18 | 4.587 | 5807 | 2140 | 334 | 1805 | 938 | 220 | 1.5 | 2 | 3 | N/A | N/A | N/A | N/A | N/A | N/A | N/A | N/A | 25 | 3.4575 | 3.4787
[SEER Non Multi-Split <=65kW] GEMS (Air Conditioners up to 65kW) Determination 2019 | MEPS 2019 | AS/NZS 3823.1.2:2012 | PCA330U |  | N/A | ACTRON AIR | 6.105 | Ducted | Packaged | - | Air | Air | Australia | 10.45 | 26.895 | 33 | 770 | N/A | N/A | N/A | 620 | 10.3 | 34.5 | Enthalpy Test Room | 3.2623 | 3.2916 | N/A | - | N/A | 55.2 | 55.2 | N/A | N/A | N/A | N/A | N/A | 3.2028 | 3.2342 | N/A | N/A | N/A | N/A | N/A | N/A | Enthalpy Test Room | Three | R410A | Australia,New Zealand | 139222 | 2026-08-13 |  | Approved | Reverse Cycle | 1735 | No | Class 6 | Yes | N/A | Yes | N/A | N/A | N/A | 2020-069 | 3.2623 | Unavailable | N/A | N/A | https://www.actronair.com.au/ | http://www.actronair.com.au | N/A |  |  | AAC6209 | No | - | - | - | Yes | 33000 | 10.45 | - | - | - | - | - | - | No | - | - | - | - | - | - | - | - | 34500 | 10.3 | - | - | - | - | - | - | - | - | - | - | - | - | - | - | - | - | - | - | - | - | - | - | - | - | - | - | - | - | 2.945 | 2.977 | 3.262 | 3.483 | 3.347 | 3.424 | 3023 | 4535 | 13119 | 6817 | 8382 | 17983 | 1 | 1 | 1.5 | - | - | - | - | - | - | - | - | - | - | - | - | 0 | 0 | 0 | - | - | - | - | - | N/A | N/A | N/A | 55.2 | 3.1025 | 3.2899
[SEER Non Multi-Split <=65kW] GEMS (Air Conditioners up to 65kW) Determination 2019 | MEPS 2019 | AS/NZS 3823.1.2:2012 | PCA340U |  | N/A | ACTRON AIR | 6.231 | Ducted | Packaged | - | Air | Air | Australia | 10.55 | 27.269 | 33.5 | N/A | N/A | N/A | N/A | N/A | 10.37 | 35.5 | Enthalpy Test Room | 3.1899 | 3.4098 | N/A | - | N/A | 65.2 | 65.2 | N/A | N/A | N/A | N/A | N/A | 3.1229 | 3.3389 | N/A | N/A | N/A | N/A | N/A | N/A | Enthalpy Test Room | Three | R410A | Australia,New Zealand | 139132 | 2026-06-11 |  | Approved | Reverse Cycle | N/A | Yes | Class 6 | Yes | N/A | Yes | N/A | N/A | N/A | 2020-069 | 3.1899 | Unavailable | N/A | N/A | https://www.actronair.com.au/ | http://www.actronair.com.au | N/A |  |  | AAC6086 | No | - | - | - | Yes | 33500 | 10.55 | - | - | - | - | - | - | No | - | - | - | - | - | - | - | - | 35500 | 10.37 | - | - | - | - | - | - | - | - | - | - | - | - | - | - | - | - | - | - | - | - | - | - | - | - | - | - | - | - | 2.913 | 2.954 | 3.266 | 3.478 | 3.346 | 3.434 | 3084 | 4616 | 13280 | 6912 | 8491 | 18184 | 1 | 1 | 1.5 | - | - | - | - | - | - | - | - | - | - | - | - | 0 | 0 | 0 | - | - | - | - | - | N/A | N/A | N/A | 65.2 | 3.1104 | 3.3521
[SEER Non Multi-Split <=65kW] GEMS (Air Conditioners up to 65kW) Determination 2019 | MEPS 2019 | AS/NZS 3823.1.2:2012 | PCG203U | PCG203U | N/A | ACTRON AIR | 2.85 | Ducted | Packaged | - | Air | Air | Australia | 5.86 | 16.21 | 19.06 | N/A | N/A | N/A | N/A | N/A | 5.63 | 19.9 | Calorimeter Room | 3.2298 | 3.4812 | N/A | - | N/A | 7.2 | 7.2 | N/A | N/A | N/A | N/A | N/A | 3.1597 | 3.5906 | N/A | N/A | N/A | N/A | N/A | N/A | Enthalpy Test Room | Three | R410A | Australia,New Zealand | 144278 | 2027-01-23 |  | Approved | Reverse Cycle | N/A | Yes | Class 6 | Yes | N/A | Yes | N/A | N/A | N/A | 2020-069 | 3.1728 | Unavailable | N/A | N/A | https://www.actronair.com.au/ | http://www.actronair.com.au | N/A |  |  | AAC6411 | No | - | - | - | - | 19060 | 5.86 | - | - | - | - | - | - | No | - | - | - | - | - | - | - | - | 19900 | 5.63 | - | - | - | - | - | - | - | - | - | 4766 | 15166 | - | - | - | - | - | - | - | - | - | No | - | - | - | - | - | - | 71 | 3.279 | 3.262 | 3.428 | 3.704 | 3.539 | 3.569 | 1616 | 2448 | 7268 | 3749 | 4626 | 10012 | 1.5 | 1.5 | 1.5 | 2.791 | 2.986 | 3.009 | 2.828 | 3.001 | 3.027 | 9328 | 3638 | 573 | 3118 | 1675 | 360 | 1 | 1 | 1.5 | - | - | - | - | - | N/A | N/A | N/A | 7.2 | 3.2391 | 3.5194
[SEER Non Multi-Split <=65kW] GEMS (Air Conditioners up to 65kW) Determination 2019 | MEPS 2019 | AS/NZS 3823.1.2:2012 | PCG203V | PCG203U | N/A | ACTRON AIR | 2.85 | Ducted | Packaged | - | Air | Air | Australia | 5.86 | 16.21 | 19.06 | N/A | N/A | N/A | N/A | N/A | 5.63 | 19.9 | Calorimeter Room | 3.2298 | 3.4812 | N/A | - | N/A | 7.2 | 7.2 | N/A | N/A | N/A | N/A | N/A | 3.1597 | 3.5906 | N/A | N/A | N/A | N/A | N/A | N/A | Enthalpy Test Room | Three | R410A | Australia,New Zealand | 144278 | 2027-01-23 |  | Approved | Reverse Cycle | N/A | Yes | Class 6 | Yes | N/A | Yes | N/A | N/A | N/A | 2020-069 | 3.1728 | Unavailable | N/A | N/A | https://www.actronair.com.au/ | http://www.actronair.com.au | N/A |  |  | AAC6411 | No | - | - | - | - | 19060 | 5.86 | - | - | - | - | - | - | No | - | - | - | - | - | - | - | - | 19900 | 5.63 | - | - | - | - | - | - | - | - | - | 4766 | 15166 | - | - | - | - | - | - | - | - | - | No | - | - | - | - | - | - | 71 | 3.279 | 3.262 | 3.428 | 3.704 | 3.539 | 3.569 | 1616 | 2448 | 7268 | 3749 | 4626 | 10012 | 1.5 | 1.5 | 1.5 | 2.791 | 2.986 | 3.009 | 2.828 | 3.001 | 3.027 | 9328 | 3638 | 573 | 3118 | 1675 | 360 | 1 | 1 | 1.5 | - | - | - | - | - | N/A | N/A | N/A | 7.2 | 3.2391 | 3.5194
[SEER Non Multi-Split <=65kW] GEMS (Air Conditioners up to 65kW) Determination 2019 | MEPS 2019 | AS/NZS 3823.1.2:2012 | PCG233 | PCG233 | N/A | ACTRON AIR | 4.157 | Ducted | Packaged | - | Air | Air | Australia | 6.76 | 18.193 | 22.9 | N/A | N/A | N/A | N/A | N/A | 6.15 | 23.56 | Calorimeter Room | 3.3078 | 3.7386 | N/A | - | N/A | 7 | 7 | N/A | N/A | N/A | N/A | N/A | 3.3004 | 3.6365 | N/A | N/A | N/A | N/A | N/A | N/A | Enthalpy Test Room | Three | R410A | Australia,New Zealand | 159733 | 2029-02-28 |  | Approved | Reverse Cycle | N/A | Yes | Class 6 | Yes | N/A | N/A | Yes | Yes | Yes | N/A | 3.3122 | Available | N/A | N/A | http://www.actronair.com.au/ | http://www.actronair.com.au | N/A |  |  | AAC8073 | No | - | - | - | - | 22900 | 6.76 | - | - | - | - | - | - | No | - | - | - | - | - | - | - | - | 23560 | 6.15 | - | - | - | - | - | - | - | - | - | 5423 | 17190 | - | - | - | - | - | - | - | - | - | No | - | - | - | - | - | - | - | 3.428 | 3.408 | 3.574 | 3.864 | 3.69 | 3.719 | 1860 | 2819 | 8379 | 4321 | 5332 | 11545 | 1.5 | 1.5 | 2 | 2.847 | 3.084 | 3.229 | 2.953 | 3.185 | 3.269 | 10820 | 4167 | 630 | 3532 | 1866 | 392 | 1 | 1.5 | 1.5 | - | - | - | - | - | N/A | N/A | N/A | 7 | 3.3758 | 3.8162
[SEER Non Multi-Split <=65kW] GEMS (Air Conditioners up to 65kW) Determination 2019 | MEPS 2019 | AS/NZS 3823.1.2:2012 | PCG233U | PCG233 | N/A | ACTRON AIR | 4.157 | Ducted | Packaged | - | Air | Air | Australia | 6.76 | 18.193 | 22.9 | N/A | N/A | N/A | N/A | N/A | 6.15 | 23.56 | Calorimeter Room | 3.3078 | 3.7386 | N/A | - | N/A | 7 | 7 | N/A | N/A | N/A | N/A | N/A | 3.3004 | 3.6365 | N/A | N/A | N/A | N/A | N/A | N/A | Enthalpy Test Room | Three | R410A | Australia,New Zealand | 159733 | 2029-02-28 |  | Approved | Reverse Cycle | N/A | Yes | Class 6 | Yes | N/A | N/A | Yes | Yes | Yes | N/A | 3.3122 | Available | N/A | N/A | http://www.actronair.com.au/ | http://www.actronair.com.au | N/A |  |  | AAC8073 | No | - | - | - | - | 22900 | 6.76 | - | - | - | - | - | - | No | - | - | - | - | - | - | - | - | 23560 | 6.15 | - | - | - | - | - | - | - | - | - | 5423 | 17190 | - | - | - | - | - | - | - | - | - | No | - | - | - | - | - | - | - | 3.428 | 3.408 | 3.574 | 3.864 | 3.69 | 3.719 | 1860 | 2819 | 8379 | 4321 | 5332 | 11545 | 1.5 | 1.5 | 2 | 2.847 | 3.084 | 3.229 | 2.953 | 3.185 | 3.269 | 10820 | 4167 | 630 | 3532 | 1866 | 392 | 1 | 1.5 | 1.5 | - | - | - | - | - | N/A | N/A | N/A | 7 | 3.3758 | 3.8162
[SEER Non Multi-Split <=65kW] GEMS (Air Conditioners up to 65kW) Determination 2019 | MEPS 2019 | AS/NZS 3823.1.2:2012 | PCG233V | PCG233 | N/A | ACTRON AIR | 4.157 | Ducted | Packaged | - | Air | Air | Australia | 6.76 | 18.193 | 22.9 | N/A | N/A | N/A | N/A | N/A | 6.15 | 23.56 | Calorimeter Room | 3.3078 | 3.7386 | N/A | - | N/A | 7 | 7 | N/A | N/A | N/A | N/A | N/A | 3.3004 | 3.6365 | N/A | N/A | N/A | N/A | N/A | N/A | Enthalpy Test Room | Three | R410A | Australia,New Zealand | 159733 | 2029-02-28 |  | Approved | Reverse Cycle | N/A | Yes | Class 6 | Yes | N/A | N/A | Yes | Yes | Yes | N/A | 3.3122 | Available | N/A | N/A | http://www.actronair.com.au/ | http://www.actronair.com.au | N/A |  |  | AAC8073 | No | - | - | - | - | 22900 | 6.76 | - | - | - | - | - | - | No | - | - | - | - | - | - | - | - | 23560 | 6.15 | - | - | - | - | - | - | - | - | - | 5423 | 17190 | - | - | - | - | - | - | - | - | - | No | - | - | - | - | - | - | - | 3.428 | 3.408 | 3.574 | 3.864 | 3.69 | 3.719 | 1860 | 2819 | 8379 | 4321 | 5332 | 11545 | 1.5 | 1.5 | 2 | 2.847 | 3.084 | 3.229 | 2.953 | 3.185 | 3.269 | 10820 | 4167 | 630 | 3532 | 1866 | 392 | 1 | 1.5 | 1.5 | - | - | - | - | - | N/A | N/A | N/A | 7 | 3.3758 | 3.8162
[SEER Non Multi-Split <=65kW] GEMS (Air Conditioners up to 65kW) Determination 2019 | MEPS 2019 | AS/NZS 3823.1.2:2012 | PCG260U |  | N/A | ACTRON AIR | N/A | Ducted | Packaged | - | Air | Air | Australia | 7.25 | N/A | 24.71 | N/A | N/A | N/A | N/A | N/A | 7.04 | 25.25 | Calorimeter Room | 3.2651 | 3.5102 | N/A | - | N/A | N/A | N/A | N/A | N/A | N/A | N/A | N/A | N/A | N/A | N/A | N/A | N/A | N/A | N/A | N/A | N/A | Three | R410A | Australia,New Zealand | 132389 | 2026-01-25 |  | Approved | Reverse Cycle | N/A | Yes | Class 6 | Yes | N/A | N/A | N/A | N/A | N/A | N/A | N/A | Available | N/A | N/A | http://www.actronair.com.au/ | http://www.actronair.com.au | N/A |  |  | AAC5727 | No | - | - | - | - | 24710 | 7.25 | - | - | - | - | - | - | Yes | 6392.47 | 25140.08 | - | - | - | - | - | - | 25250 | 7.04 | - | - | - | - | - | - | - | - | - | 6130.65 | 19476.34 | - | - | - | - | - | - | - | - | - | No | - | - | - | - | - | - | 76 | 3.015 | 3.08 | 3.445 | 3.647 | 3.515 | 3.63 | 2178 | 3252 | 9259 | 4840 | 5949 | 12665 | 1.5 | 1.5 | 1.5 | 2.813 | 3.007 | 3.046 | 2.856 | 3.036 | 3.069 | 11847 | 4708 | 835 | 4013 | 2198 | 546 | 1 | 1.5 | 1.5 | - | - | - | - | - | N/A | N/A | N/A | 56 | 3.3216 | 3.4927
[SEER Non Multi-Split <=65kW] GEMS (Air Conditioners up to 65kW) Determination 2019 | MEPS 2019 | AS/NZS 3823.1.2:2012 | PCG290 | PCG290 | N/A | ACTRON AIR | 4.075 | Ducted | Packaged | - | Air | Air | Australia | 8.45 | 24.225 | 28.3 | N/A | N/A | N/A | N/A | N/A | 7.97 | 28.6 | Calorimeter Room | 3.3124 | 3.6942 | N/A | - | N/A | 59.2 | 59.2 | N/A | N/A | N/A | N/A | N/A | 3.1675 | 3.3969 | N/A | N/A | N/A | N/A | N/A | N/A | Enthalpy Test Room | Three | R410A | Australia,New Zealand | 140493 | 2026-08-20 |  | Approved | Reverse Cycle | N/A | Yes | Class 6 | Yes | N/A | Yes | N/A | N/A | N/A | 2020-069 | 3.2417 | Available | N/A | N/A | https://www.actronair.com.au/ | http://www.actronair.com.au | N/A |  |  | AAC6227 | No | - | - | - | - | 28300 | 8.45 | - | - | - | - | - | - | No | - | - | - | - | - | - | - | - | 28600 | 7.97 | - | - | - | - | - | - | - | - | - | 6811 | 21853 | - | - | - | - | - | - | - | - | - | No | - | - | - | - | - | - | 76.9 | 3.054 | 3.101 | 3.439 | 3.659 | 3.522 | 3.618 | 2479 | 3708 | 10647 | 5545 | 6810 | 14573 | 1.5 | 1.5 | 1.5 | 2.82 | 3.02 | 3.052 | 2.862 | 3.042 | 3.072 | 13364 | 5288 | 923 | 4519 | 2468 | 600 | 1 | 1.5 | 1.5 | - | - | - | - | - | N/A | N/A | N/A | 55 | 3.277 | 3.5067
[SEER Non Multi-Split <=65kW] GEMS (Air Conditioners up to 65kW) Determination 2019 | MEPS 2019 | AS/NZS 3823.1.2:2012 | PCG290L | PCG290 | N/A | ACTRON AIR | 4.075 | Ducted | Packaged | - | Air | Air | Australia | 8.45 | 24.225 | 28.3 | N/A | N/A | N/A | N/A | N/A | 7.97 | 28.6 | Calorimeter Room | 3.3124 | 3.6942 | N/A | - | N/A | 59.2 | 59.2 | N/A | N/A | N/A | N/A | N/A | 3.1675 | 3.3969 | N/A | N/A | N/A | N/A | N/A | N/A | Enthalpy Test Room | Three | R410A | Australia,New Zealand | 140493 | 2026-08-20 |  | Approved | Reverse Cycle | N/A | Yes | Class 6 | Yes | N/A | Yes | N/A | N/A | N/A | 2020-069 | 3.2417 | Available | N/A | N/A | https://www.actronair.com.au/ | http://www.actronair.com.au | N/A |  |  | AAC6227 | No | - | - | - | - | 28300 | 8.45 | - | - | - | - | - | - | No | - | - | - | - | - | - | - | - | 28600 | 7.97 | - | - | - | - | - | - | - | - | - | 6811 | 21853 | - | - | - | - | - | - | - | - | - | No | - | - | - | - | - | - | 76.9 | 3.054 | 3.101 | 3.439 | 3.659 | 3.522 | 3.618 | 2479 | 3708 | 10647 | 5545 | 6810 | 14573 | 1.5 | 1.5 | 1.5 | 2.82 | 3.02 | 3.052 | 2.862 | 3.042 | 3.072 | 13364 | 5288 | 923 | 4519 | 2468 | 600 | 1 | 1.5 | 1.5 | - | - | - | - | - | N/A | N/A | N/A | 55 | 3.277 | 3.5067
[SEER Non Multi-Split <=65kW] GEMS (Air Conditioners up to 65kW) Determination 2019 | MEPS 2019 | AS/NZS 3823.1.2:2012 | PCG290R | PCG290 | N/A | ACTRON AIR | 4.075 | Ducted | Packaged | - | Air | Air | Australia | 8.45 | 24.225 | 28.3 | N/A | N/A | N/A | N/A | N/A | 7.97 | 28.6 | Calorimeter Room | 3.3124 | 3.6942 | N/A | - | N/A | 59.2 | 59.2 | N/A | N/A | N/A | N/A | N/A | 3.1675 | 3.3969 | N/A | N/A | N/A | N/A | N/A | N/A | Enthalpy Test Room | Three | R410A | Australia,New Zealand | 140493 | 2026-08-20 |  | Approved | Reverse Cycle | N/A | Yes | Class 6 | Yes | N/A | Yes | N/A | N/A | N/A | 2020-069 | 3.2417 | Available | N/A | N/A | https://www.actronair.com.au/ | http://www.actronair.com.au | N/A |  |  | AAC6227 | No | - | - | - | - | 28300 | 8.45 | - | - | - | - | - | - | No | - | - | - | - | - | - | - | - | 28600 | 7.97 | - | - | - | - | - | - | - | - | - | 6811 | 21853 | - | - | - | - | - | - | - | - | - | No | - | - | - | - | - | - | 76.9 | 3.054 | 3.101 | 3.439 | 3.659 | 3.522 | 3.618 | 2479 | 3708 | 10647 | 5545 | 6810 | 14573 | 1.5 | 1.5 | 1.5 | 2.82 | 3.02 | 3.052 | 2.862 | 3.042 | 3.072 | 13364 | 5288 | 923 | 4519 | 2468 | 600 | 1 | 1.5 | 1.5 | - | - | - | - | - | N/A | N/A | N/A | 55 | 3.277 | 3.5067
[SEER Non Multi-Split <=65kW] GEMS (Air Conditioners up to 65kW) Determination 2019 | MEPS 2019 | AS/NZS 3823.1.2:2012 | PCG290U | PCG290 | N/A | ACTRON AIR | 4.075 | Ducted | Packaged | - | Air | Air | Australia | 8.45 | 24.225 | 28.3 | N/A | N/A | N/A | N/A | N/A | 7.97 | 28.6 | Calorimeter Room | 3.3124 | 3.6942 | N/A | - | N/A | 59.2 | 59.2 | N/A | N/A | N/A | N/A | N/A | 3.1675 | 3.3969 | N/A | N/A | N/A | N/A | N/A | N/A | Enthalpy Test Room | Three | R410A | Australia,New Zealand | 140493 | 2026-08-20 |  | Approved | Reverse Cycle | N/A | Yes | Class 6 | Yes | N/A | Yes | N/A | N/A | N/A | 2020-069 | 3.2417 | Available | N/A | N/A | https://www.actronair.com.au/ | http://www.actronair.com.au | N/A |  |  | AAC6227 | No | - | - | - | - | 28300 | 8.45 | - | - | - | - | - | - | No | - | - | - | - | - | - | - | - | 28600 | 7.97 | - | - | - | - | - | - | - | - | - | 6811 | 21853 | - | - | - | - | - | - | - | - | - | No | - | - | - | - | - | - | 76.9 | 3.054 | 3.101 | 3.439 | 3.659 | 3.522 | 3.618 | 2479 | 3708 | 10647 | 5545 | 6810 | 14573 | 1.5 | 1.5 | 1.5 | 2.82 | 3.02 | 3.052 | 2.862 | 3.042 | 3.072 | 13364 | 5288 | 923 | 4519 | 2468 | 600 | 1 | 1.5 | 1.5 | - | - | - | - | - | N/A | N/A | N/A | 55 | 3.277 | 3.5067
[SEER Non Multi-Split <=65kW] GEMS (Air Conditioners up to 65kW) Determination 2019 | MEPS 2019 | AS/NZS 3823.1.2:2012 | PCG330L | PCG330L / PCG330R | N/A | ACTRON AIR | 4.19 | Ducted | Packaged | - | Air | Air | Australia | 9.94 | 28.31 | 32.5 | N/A | N/A | N/A | N/A | N/A | 10.13 | 32.9 | Enthalpy Test Room | 3.2068 | 3.1654 | N/A | - | N/A | 59.2 | 59.2 | N/A | N/A | N/A | N/A | N/A | 3.1435 | 3.1024 | N/A | N/A | N/A | N/A | N/A | N/A | Enthalpy Test Room | Three | R410A | Australia,New Zealand | 137587 | 2026-04-28 |  | Approved | Reverse Cycle | N/A | Yes | Class 6 | Yes | N/A | Yes | N/A | N/A | N/A | 2020-069 | 3.2068 | Available | N/A | N/A | https://www.actronair.com.au/ | http://www.actronair.com.au | N/A |  |  | AAC5927 | No | - | - | - | Yes | 32500 | 9.94 | - | - | - | - | - | - | No | - | - | - | - | - | - | - | - | 32900 | 10.13 | - | - | - | - | - | - | - | - | - | - | - | - | - | - | - | - | - | - | - | - | - | - | - | - | - | - | - | - | 3.012 | 3.052 | 3.367 | 3.587 | 3.45 | 3.538 | 2898 | 4340 | 12504 | 6505 | 7993 | 17126 | 1.5 | 1.5 | 1.5 | - | - | - | - | - | - | - | - | - | - | - | - | 0 | 0 | 0 | - | - | - | - | - | N/A | N/A | N/A | 59.2 | 3.2051 | 3.1849
[SEER Non Multi-Split <=65kW] GEMS (Air Conditioners up to 65kW) Determination 2019 | MEPS 2019 | AS/NZS 3823.1.2:2012 | PCG330L / PCG330R | PCG330L / PCG330R | N/A | ACTRON AIR | 4.19 | Ducted | Packaged | - | Air | Air | Australia | 9.94 | 28.31 | 32.5 | N/A | N/A | N/A | N/A | N/A | 10.13 | 32.9 | Enthalpy Test Room | 3.2068 | 3.1654 | N/A | - | N/A | 59.2 | 59.2 | N/A | N/A | N/A | N/A | N/A | 3.1435 | 3.1024 | N/A | N/A | N/A | N/A | N/A | N/A | Enthalpy Test Room | Three | R410A | Australia,New Zealand | 137587 | 2026-04-28 |  | Approved | Reverse Cycle | N/A | Yes | Class 6 | Yes | N/A | Yes | N/A | N/A | N/A | 2020-069 | 3.2068 | Available | N/A | N/A | https://www.actronair.com.au/ | http://www.actronair.com.au | N/A |  |  | AAC5927 | No | - | - | - | Yes | 32500 | 9.94 | - | - | - | - | - | - | No | - | - | - | - | - | - | - | - | 32900 | 10.13 | - | - | - | - | - | - | - | - | - | - | - | - | - | - | - | - | - | - | - | - | - | - | - | - | - | - | - | - | 3.012 | 3.052 | 3.367 | 3.587 | 3.45 | 3.538 | 2898 | 4340 | 12504 | 6505 | 7993 | 17126 | 1.5 | 1.5 | 1.5 | - | - | - | - | - | - | - | - | - | - | - | - | 0 | 0 | 0 | - | - | - | - | - | N/A | N/A | N/A | 59.2 | 3.2051 | 3.1849
[SEER Non Multi-Split <=65kW] GEMS (Air Conditioners up to 65kW) Determination 2019 | MEPS 2019 | AS/NZS 3823.1.2:2012 | PCG330R | PCG330L / PCG330R | N/A | ACTRON AIR | 4.19 | Ducted | Packaged | - | Air | Air | Australia | 9.94 | 28.31 | 32.5 | N/A | N/A | N/A | N/A | N/A | 10.13 | 32.9 | Enthalpy Test Room | 3.2068 | 3.1654 | N/A | - | N/A | 59.2 | 59.2 | N/A | N/A | N/A | N/A | N/A | 3.1435 | 3.1024 | N/A | N/A | N/A | N/A | N/A | N/A | Enthalpy Test Room | Three | R410A | Australia,New Zealand | 137587 | 2026-04-28 |  | Approved | Reverse Cycle | N/A | Yes | Class 6 | Yes | N/A | Yes | N/A | N/A | N/A | 2020-069 | 3.2068 | Available | N/A | N/A | https://www.actronair.com.au/ | http://www.actronair.com.au | N/A |  |  | AAC5927 | No | - | - | - | Yes | 32500 | 9.94 | - | - | - | - | - | - | No | - | - | - | - | - | - | - | - | 32900 | 10.13 | - | - | - | - | - | - | - | - | - | - | - | - | - | - | - | - | - | - | - | - | - | - | - | - | - | - | - | - | 3.012 | 3.052 | 3.367 | 3.587 | 3.45 | 3.538 | 2898 | 4340 | 12504 | 6505 | 7993 | 17126 | 1.5 | 1.5 | 1.5 | - | - | - | - | - | - | - | - | - | - | - | - | 0 | 0 | 0 | - | - | - | - | - | N/A | N/A | N/A | 59.2 | 3.2051 | 3.1849
[SEER Non Multi-Split <=65kW] GEMS (Air Conditioners up to 65kW) Determination 2019 | MEPS 2019 | AS/NZS 3823.1.2:2012 | PCG330U |  | N/A | ACTRON AIR | 4.075 | Ducted | Packaged | - | Air | Air | Australia | 9.55 | 24.225 | 32 | N/A | N/A | N/A | N/A | N/A | 9.25 | 33 | Calorimeter Room | 3.2389 | 3.5378 | N/A | - | N/A | 59.2 | 59.2 | N/A | N/A | N/A | N/A | N/A | 3.1675 | 3.3969 | N/A | N/A | N/A | N/A | N/A | N/A | Enthalpy Test Room | Three | R410A | Australia,New Zealand | 140593 | 2026-10-28 |  | Approved | Reverse Cycle | N/A | Yes | Class 6 | Yes | N/A | Yes | N/A | N/A | N/A | 2020-069 | 3.2417 | Available | N/A | N/A | https://www.actronair.com.au/ | http://www.actronair.com.au | N/A |  |  | AAC6323 | No | - | - | - | Yes | 32000 | 9.55 | - | - | - | - | - | - | No | - | - | - | - | - | - | - | - | 33000 | 9.25 | - | - | - | - | - | - | - | - | - | - | - | - | - | - | - | - | - | - | - | - | - | - | - | - | - | - | - | - | 3.097 | 3.136 | 3.453 | 3.681 | 3.54 | 3.628 | 2779 | 4163 | 12007 | 6245 | 7674 | 16449 | 1.5 | 1.5 | 1.5 | - | - | - | - | - | - | - | - | - | - | - | - | 0 | 0 | 0 | - | - | - | - | - | N/A | N/A | N/A | 55.2 | 3.2866 | 3.497
[SEER Non Multi-Split <=65kW] GEMS (Air Conditioners up to 65kW) Determination 2019 | MEPS 2019 | AS/NZS 3823.1.2:2012 | PCG340L | PCG340L / PCG340R | N/A | ACTRON AIR | 5.973 | Ducted | Packaged | - | Air | Air | Australia | 9.96 | 27.027 | 33 | 1590 | N/A | N/A | N/A | 1330 | 9.82 | 32.9 | Enthalpy Test Room | 3.2161 | 3.2694 | Yes | - | N/A | 65.2 | 65.2 | N/A | N/A | N/A | N/A | N/A | 3.1469 | 3.1957 | N/A | N/A | N/A | N/A | N/A | N/A | Enthalpy Test Room | Three | R410A | Australia,New Zealand | 137636 | 2026-04-26 |  | Approved | Reverse Cycle | 1875 | Yes | Class 6 | Yes | N/A | Yes | N/A | N/A | N/A | 2020-069 | 3.2162 | Available | N/A | N/A | https://www.actronair.com.au/ | http://www.actronair.com.au | N/A |  |  | AAC5926 | No | - | - | - | Yes | 33000 | 9.96 | - | - | - | - | - | - | No | - | - | - | - | - | - | - | - | 32900 | 9.82 | - | - | - | - | - | - | - | - | - | - | - | - | - | - | - | - | - | - | - | - | - | - | - | - | - | - | - | - | 3.02 | 3.066 | 3.402 | 3.618 | 3.483 | 3.579 | 2923 | 4372 | 12551 | 6537 | 8028 | 17178 | 1.5 | 1.5 | 1.5 | - | - | - | - | - | - | - | - | - | - | - | - | 0 | 0 | 0 | - | - | - | - | - | N/A | N/A | N/A | 65.2 | 3.2415 | 3.2768
[SEER Non Multi-Split <=65kW] GEMS (Air Conditioners up to 65kW) Determination 2019 | MEPS 2019 | AS/NZS 3823.1.2:2012 | PCG340L / PCG340R | PCG340L / PCG340R | N/A | ACTRON AIR | 5.973 | Ducted | Packaged | - | Air | Air | Australia | 9.96 | 27.027 | 33 | 1590 | N/A | N/A | N/A | 1330 | 9.82 | 32.9 | Enthalpy Test Room | 3.2161 | 3.2694 | Yes | - | N/A | 65.2 | 65.2 | N/A | N/A | N/A | N/A | N/A | 3.1469 | 3.1957 | N/A | N/A | N/A | N/A | N/A | N/A | Enthalpy Test Room | Three | R410A | Australia,New Zealand | 137636 | 2026-04-26 |  | Approved | Reverse Cycle | 1875 | Yes | Class 6 | Yes | N/A | Yes | N/A | N/A | N/A | 2020-069 | 3.2162 | Available | N/A | N/A | https://www.actronair.com.au/ | http://www.actronair.com.au | N/A |  |  | AAC5926 | No | - | - | - | Yes | 33000 | 9.96 | - | - | - | - | - | - | No | - | - | - | - | - | - | - | - | 32900 | 9.82 | - | - | - | - | - | - | - | - | - | - | - | - | - | - | - | - | - | - | - | - | - | - | - | - | - | - | - | - | 3.02 | 3.066 | 3.402 | 3.618 | 3.483 | 3.579 | 2923 | 4372 | 12551 | 6537 | 8028 | 17178 | 1.5 | 1.5 | 1.5 | - | - | - | - | - | - | - | - | - | - | - | - | 0 | 0 | 0 | - | - | - | - | - | N/A | N/A | N/A | 65.2 | 3.2415 | 3.2768
[SEER Non Multi-Split <=65kW] GEMS (Air Conditioners up to 65kW) Determination 2019 | MEPS 2019 | AS/NZS 3823.1.2:2012 | PCG340R | PCG340L / PCG340R | N/A | ACTRON AIR | 5.973 | Ducted | Packaged | - | Air | Air | Australia | 9.96 | 27.027 | 33 | 1590 | N/A | N/A | N/A | 1330 | 9.82 | 32.9 | Enthalpy Test Room | 3.2161 | 3.2694 | Yes | - | N/A | 65.2 | 65.2 | N/A | N/A | N/A | N/A | N/A | 3.1469 | 3.1957 | N/A | N/A | N/A | N/A | N/A | N/A | Enthalpy Test Room | Three | R410A | Australia,New Zealand | 137636 | 2026-04-26 |  | Approved | Reverse Cycle | 1875 | Yes | Class 6 | Yes | N/A | Yes | N/A | N/A | N/A | 2020-069 | 3.2162 | Available | N/A | N/A | https://www.actronair.com.au/ | http://www.actronair.com.au | N/A |  |  | AAC5926 | No | - | - | - | Yes | 33000 | 9.96 | - | - | - | - | - | - | No | - | - | - | - | - | - | - | - | 32900 | 9.82 | - | - | - | - | - | - | - | - | - | - | - | - | - | - | - | - | - | - | - | - | - | - | - | - | - | - | - | - | 3.02 | 3.066 | 3.402 | 3.618 | 3.483 | 3.579 | 2923 | 4372 | 12551 | 6537 | 8028 | 17178 | 1.5 | 1.5 | 1.5 | - | - | - | - | - | - | - | - | - | - | - | - | 0 | 0 | 0 | - | - | - | - | - | N/A | N/A | N/A | 65.2 | 3.2415 | 3.2768
[SEER Non Multi-Split <=65kW] GEMS (Air Conditioners up to 65kW) Determination 2019 | MEPS 2019 | AS/NZS 3823.1.2:2012 | PCG340U |  | N/A | ACTRON AIR | 4.075 | Ducted | Packaged | - | Air | Air | Australia | 9.85 | 24.225 | 32.5 | N/A | N/A | N/A | N/A | N/A | 9.94 | 35 | Calorimeter Room | 3.1998 | 3.4095 | N/A | - | N/A | 59.2 | 59.2 | N/A | N/A | N/A | N/A | N/A | 3.1675 | 3.3969 | N/A | N/A | N/A | N/A | N/A | N/A | Enthalpy Test Room | Three | R410A | Australia,New Zealand | 140597 | 2026-10-28 |  | Approved | Reverse Cycle | N/A | Yes | Class 6 | Yes | N/A | Yes | N/A | N/A | N/A | 2020-069 | 3.2417 | Available | N/A | N/A | https://www.actronair.com.au/ | http://www.actronair.com.au | N/A |  |  | AAC6324 | Yes | Two-stage | - | Yes | Yes | 32500 | 9.85 | - | - | - | - | - | - | No | - | - | - | - | - | - | - | - | 35000 | 9.94 | - | - | - | - | - | - | - | - | - | - | - | - | - | - | - | - | - | - | - | - | - | - | - | - | - | - | - | - | 3.003 | 3.05 | 3.386 | 3.601 | 3.467 | 3.563 | 2893 | 4327 | 12415 | 6467 | 7941 | 16990 | 1.5 | 1.5 | 1.5 | - | - | - | - | - | - | - | - | - | - | - | - | 0 | 0 | 0 | - | - | - | - | - | N/A | N/A | N/A | 65.2 | 3.2273 | 3.4448
[SEER Non Multi-Split <=65kW] GEMS (Air Conditioners up to 65kW) Determination 2019 | MEPS 2019 | AS/NZS 3823.1.2:2012 | PCG400 | PCG400 | N/A | ACTRON AIR | 7.134 | Ducted | Packaged | - | Air | Air | Australia | 12.76 | 32.066 | 39.2 | N/A | N/A | N/A | N/A | N/A | 11.97 | 39.5 | Simulation test | 2.9674 | 3.2552 | N/A | - | N/A | 69.2 | 69.2 | N/A | N/A | N/A | N/A | N/A | 2.9181 | 3.1071 | N/A | N/A | N/A | N/A | N/A | N/A | Enthalpy Test Room | Three | R410A | Australia,New Zealand | 140327 | 2026-08-26 |  | Approved | Reverse Cycle | N/A | No | Class 7 | Yes | N/A | Yes | N/A | N/A | N/A | 2020-069 | 2.9715 | Available | N/A | N/A | https://www.actronair.com.au/ | http://www.actronair.com.au | N/A |  |  | AAC6232 | Yes | Two-stage | - | Yes | Yes | 39200 | 12.76 | - | - | - | - | - | - | No | - | - | - | - | - | - | - | - | 39500 | 11.97 | - | - | - | - | - | - | - | - | - | - | - | - | - | - | - | - | - | - | - | - | - | - | - | - | - | - | - | - | 2.858 | 2.89 | 3.171 | 3.384 | 3.253 | 3.33 | 3697 | 5544 | 16026 | 8330 | 10240 | 21963 | 1 | 1 | 1.5 | - | - | - | - | - | - | - | - | - | - | - | - | 0 | 0 | 0 | - | - | - | - | - | N/A | N/A | N/A | 69.2 | 3.0168 | 3.2367
[SEER Non Multi-Split <=65kW] GEMS (Air Conditioners up to 65kW) Determination 2019 | MEPS 2019 | AS/NZS 3823.1.2:2012 | PCG400L | PCG400 | N/A | ACTRON AIR | 7.134 | Ducted | Packaged | - | Air | Air | Australia | 12.76 | 32.066 | 39.2 | N/A | N/A | N/A | N/A | N/A | 11.97 | 39.5 | Simulation test | 2.9674 | 3.2552 | N/A | - | N/A | 69.2 | 69.2 | N/A | N/A | N/A | N/A | N/A | 2.9181 | 3.1071 | N/A | N/A | N/A | N/A | N/A | N/A | Enthalpy Test Room | Three | R410A | Australia,New Zealand | 140327 | 2026-08-26 |  | Approved | Reverse Cycle | N/A | No | Class 7 | Yes | N/A | Yes | N/A | N/A | N/A | 2020-069 | 2.9715 | Available | N/A | N/A | https://www.actronair.com.au/ | http://www.actronair.com.au | N/A |  |  | AAC6232 | Yes | Two-stage | - | Yes | Yes | 39200 | 12.76 | - | - | - | - | - | - | No | - | - | - | - | - | - | - | - | 39500 | 11.97 | - | - | - | - | - | - | - | - | - | - | - | - | - | - | - | - | - | - | - | - | - | - | - | - | - | - | - | - | 2.858 | 2.89 | 3.171 | 3.384 | 3.253 | 3.33 | 3697 | 5544 | 16026 | 8330 | 10240 | 21963 | 1 | 1 | 1.5 | - | - | - | - | - | - | - | - | - | - | - | - | 0 | 0 | 0 | - | - | - | - | - | N/A | N/A | N/A | 69.2 | 3.0168 | 3.2367
[SEER Non Multi-Split <=65kW] GEMS (Air Conditioners up to 65kW) Determination 2019 | MEPS 2019 | AS/NZS 3823.1.2:2012 | PCG400R | PCG400 | N/A | ACTRON AIR | 7.134 | Ducted | Packaged | - | Air | Air | Australia | 12.76 | 32.066 | 39.2 | N/A | N/A | N/A | N/A | N/A | 11.97 | 39.5 | Simulation test | 2.9674 | 3.2552 | N/A | - | N/A | 69.2 | 69.2 | N/A | N/A | N/A | N/A | N/A | 2.9181 | 3.1071 | N/A | N/A | N/A | N/A | N/A | N/A | Enthalpy Test Room | Three | R410A | Australia,New Zealand | 140327 | 2026-08-26 |  | Approved | Reverse Cycle | N/A | No | Class 7 | Yes | N/A | Yes | N/A | N/A | N/A | 2020-069 | 2.9715 | Available | N/A | N/A | https://www.actronair.com.au/ | http://www.actronair.com.au | N/A |  |  | AAC6232 | Yes | Two-stage | - | Yes | Yes | 39200 | 12.76 | - | - | - | - | - | - | No | - | - | - | - | - | - | - | - | 39500 | 11.97 | - | - | - | - | - | - | - | - | - | - | - | - | - | - | - | - | - | - | - | - | - | - | - | - | - | - | - | - | 2.858 | 2.89 | 3.171 | 3.384 | 3.253 | 3.33 | 3697 | 5544 | 16026 | 8330 | 10240 | 21963 | 1 | 1 | 1.5 | - | - | - | - | - | - | - | - | - | - | - | - | 0 | 0 | 0 | - | - | - | - | - | N/A | N/A | N/A | 69.2 | 3.0168 | 3.2367
[SEER Non Multi-Split <=65kW] GEMS (Air Conditioners up to 65kW) Determination 2019 | MEPS 2019 | AS/NZS 3823.1.2:2012 | PCG400U | PCG400 | N/A | ACTRON AIR | 7.134 | Ducted | Packaged | - | Air | Air | Australia | 12.76 | 32.066 | 39.2 | N/A | N/A | N/A | N/A | N/A | 11.97 | 39.5 | Simulation test | 2.9674 | 3.2552 | N/A | - | N/A | 69.2 | 69.2 | N/A | N/A | N/A | N/A | N/A | 2.9181 | 3.1071 | N/A | N/A | N/A | N/A | N/A | N/A | Enthalpy Test Room | Three | R410A | Australia,New Zealand | 140327 | 2026-08-26 |  | Approved | Reverse Cycle | N/A | No | Class 7 | Yes | N/A | Yes | N/A | N/A | N/A | 2020-069 | 2.9715 | Available | N/A | N/A | https://www.actronair.com.au/ | http://www.actronair.com.au | N/A |  |  | AAC6232 | Yes | Two-stage | - | Yes | Yes | 39200 | 12.76 | - | - | - | - | - | - | No | - | - | - | - | - | - | - | - | 39500 | 11.97 | - | - | - | - | - | - | - | - | - | - | - | - | - | - | - | - | - | - | - | - | - | - | - | - | - | - | - | - | 2.858 | 2.89 | 3.171 | 3.384 | 3.253 | 3.33 | 3697 | 5544 | 16026 | 8330 | 10240 | 21963 | 1 | 1 | 1.5 | - | - | - | - | - | - | - | - | - | - | - | - | 0 | 0 | 0 | - | - | - | - | - | N/A | N/A | N/A | 69.2 | 3.0168 | 3.2367
[SEER Non Multi-Split <=65kW] GEMS (Air Conditioners up to 65kW) Determination 2019 | MEPS Oct 2011 | AS/NZS 3823.1.2:2012 | PKA150T-T |  | N/A | ACTRON AIR | 1.688 | Ducted | Packaged | - | Air | Air | Australia | 4.43 | 12.992 | 14.68 | - | 0 | 0 | 0 | - | 3.95 | 15 | Enthalpy Test Room | 3.2309 | 3.7042 | No | 0 | N/A | 5 | 5 | 0 | 0 | N/A | N/A | N/A | 3.2186 | 3.6884 | N/A | N/A | 0 | 0 | 0 | 0 | Enthalpy Test Room | Three | R410A | Australia,New Zealand | 127305 | 2025-03-26 |  | Approved | Reverse Cycle | - | Yes | Class 6 | Yes | - | - | Yes | Yes | Yes | - | 3.2309 | Unavailable | N/A | N/A | http://www.actronair.com.au/ | http://www.actronair.com.au | - |  |  | AAC4716 | N/A | - | - | N/A | N/A | N/A | 4.43 | N/A | N/A | N/A | N/A | N/A | N/A | N/A | N/A | N/A | N/A | N/A | N/A | N/A | N/A | N/A | N/A | 3.95 | N/A | N/A | N/A | N/A | N/A | N/A | N/A | N/A | N/A | N/A | N/A | N/A | N/A | N/A | N/A | N/A | N/A | N/A | N/A | N/A | N/A | N/A | N/A | N/A | N/A | N/A | N/A | N/A | N/A | N/A | N/A | N/A | N/A | N/A | N/A | N/A | N/A | N/A | N/A | N/A | N/A | N/A | N/A | N/A | N/A | N/A | N/A | N/A | N/A | N/A | N/A | N/A | N/A | N/A | N/A | N/A | N/A | N/A | N/A | N/A | N/A | N/A | N/A | N/A | N/A | N/A | N/A | 3.3012 | 3.7813
[SEER Non Multi-Split <=65kW] GEMS (Air Conditioners up to 65kW) Determination 2019 | MEPS Oct 2011 | AS/NZS 3823.1.2:2012 | PKA170T-T |  | N/A | ACTRON AIR | 2.99 | Ducted | Packaged | - | Air | Air | Australia | 5.04 | 14 | 16.99 | - | 0 | 0 | 0 | - | 4.58 | 17.92 | Enthalpy Test Room | 3.2867 | 3.8132 | No | 0 | N/A | 5 | 5 | 0 | 0 | N/A | N/A | N/A | 3.2757 | 3.7992 | N/A | N/A | 0 | 0 | 0 | 0 | Enthalpy Test Room | Three | R410A | Australia,New Zealand | 127310 | 2025-03-24 |  | Approved | Reverse Cycle | - | Yes | Class 6 | Yes | - | - | Yes | Yes | Yes | - | 3.2867 | Unavailable | N/A | N/A | https://www.actronair.com.au/ | http://www.actronair.com.au | - |  |  | AAC4687 | N/A | - | - | N/A | N/A | N/A | 5.04 | N/A | N/A | N/A | N/A | N/A | N/A | N/A | N/A | N/A | N/A | N/A | N/A | N/A | N/A | N/A | N/A | 4.58 | N/A | N/A | N/A | N/A | N/A | N/A | N/A | N/A | N/A | N/A | N/A | N/A | N/A | N/A | N/A | N/A | N/A | N/A | N/A | N/A | N/A | N/A | N/A | N/A | N/A | N/A | N/A | N/A | N/A | N/A | N/A | N/A | N/A | N/A | N/A | N/A | N/A | N/A | N/A | N/A | N/A | N/A | N/A | N/A | N/A | N/A | N/A | N/A | N/A | N/A | N/A | N/A | N/A | N/A | N/A | N/A | N/A | N/A | N/A | N/A | N/A | N/A | N/A | N/A | N/A | N/A | N/A | 3.3598 | 3.8983
[SEER Non Multi-Split <=65kW] GEMS (Air Conditioners up to 65kW) Determination 2019 | MEPS Oct 2011 | AS/NZS 3823.1.2:2012 | PKA260T-T | CRA260T / EVA260S | N/A | ACTRON AIR | 3.36 | Ducted | Single Split System | - | Air | Air | Australia | 7.06 | 20.64 | 24 | - | 0 | 0 | 0 | - | 6.79 | 25.7 | Calorimeter Room | 3.2333 | 3.5994 | No | 0 | N/A | 5 | 5 | 0 | 0 | N/A | N/A | N/A | 3.2256 | 3.5905 | N/A | N/A | 0 | 0 | 0 | 0 | Calorimeter Room | Three | R410A | Australia,New Zealand | 127704 | 2025-03-24 |  | Approved | Reverse Cycle | - | Yes | Class 11 | Yes | - | - | Yes | Yes | Yes | - | 3.2333 | Unavailable | N/A | N/A | http://www.actronair.com.au/ | http://www.actronair.com.au | - |  |  | AAC4681 | N/A | - | - | N/A | N/A | N/A | 7.06 | N/A | N/A | N/A | N/A | N/A | N/A | N/A | N/A | N/A | N/A | N/A | N/A | N/A | N/A | N/A | N/A | 6.79 | N/A | N/A | N/A | N/A | N/A | N/A | N/A | N/A | N/A | N/A | N/A | N/A | N/A | N/A | N/A | N/A | N/A | N/A | N/A | N/A | N/A | N/A | N/A | N/A | N/A | N/A | N/A | N/A | N/A | N/A | N/A | N/A | N/A | N/A | N/A | N/A | N/A | N/A | N/A | N/A | N/A | N/A | N/A | N/A | N/A | N/A | N/A | N/A | N/A | N/A | N/A | N/A | N/A | N/A | N/A | N/A | N/A | N/A | N/A | N/A | N/A | N/A | N/A | N/A | N/A | N/A | N/A | 3.3913 | 3.7756
[SEER Non Multi-Split <=65kW] GEMS (Air Conditioners up to 65kW) Determination 2019 | MEPS Oct 2011 | AS/NZS 3823.1.2:2012 | PKA290T-L | CRA290T / EVA290S | N/A | ACTRON AIR | 4.075 | Ducted | Single Split System | - | Air | Air | Australia | 8.45 | 24.225 | 28.3 | - | 0 | 0 | 0 | - | 7.97 | 28.6 | Enthalpy Test Room | 3.2417 | 3.482 | No | 0 | N/A | 55 | 55 | 0 | 0 | N/A | N/A | N/A | 3.1727 | 3.4032 | N/A | N/A | 0 | 0 | 0 | 0 | Enthalpy Test Room | Three | R410A | Australia,New Zealand | 127320 | 2025-03-23 |  | Approved | Reverse Cycle | - | Yes | Class 11 | Yes | - | - | Yes | Yes | Yes | - | 3.2417 | Available | N/A | N/A | https://www.actronair.com.au/ | http://www.actronair.com.au | - |  |  | AAC4677 | N/A | - | - | N/A | N/A | N/A | 8.45 | N/A | N/A | N/A | N/A | N/A | N/A | N/A | N/A | N/A | N/A | N/A | N/A | N/A | N/A | N/A | N/A | 7.97 | N/A | N/A | N/A | N/A | N/A | N/A | N/A | N/A | N/A | N/A | N/A | N/A | N/A | N/A | N/A | N/A | N/A | N/A | N/A | N/A | N/A | N/A | N/A | N/A | N/A | N/A | N/A | N/A | N/A | N/A | N/A | N/A | N/A | N/A | N/A | N/A | N/A | N/A | N/A | N/A | N/A | N/A | N/A | N/A | N/A | N/A | N/A | N/A | N/A | N/A | N/A | N/A | N/A | N/A | N/A | N/A | N/A | N/A | N/A | N/A | N/A | N/A | N/A | N/A | N/A | N/A | N/A | 3.277 | 3.5067
[SEER Non Multi-Split <=65kW] GEMS (Air Conditioners up to 65kW) Determination 2019 | MEPS Oct 2011 | AS/NZS 3823.1.2:2012 | PKA290T-R | CRA290T / EVA290S | N/A | ACTRON AIR | 4.075 | Ducted | Single Split System | - | Air | Air | Australia | 8.45 | 24.225 | 28.3 | - | 0 | 0 | 0 | - | 7.97 | 28.6 | Enthalpy Test Room | 3.2417 | 3.482 | No | 0 | N/A | 55 | 55 | 0 | 0 | N/A | N/A | N/A | 3.1727 | 3.4032 | N/A | N/A | 0 | 0 | 0 | 0 | Enthalpy Test Room | Three | R410A | Australia,New Zealand | 127320 | 2025-03-23 |  | Approved | Reverse Cycle | - | Yes | Class 11 | Yes | - | - | Yes | Yes | Yes | - | 3.2417 | Available | N/A | N/A | https://www.actronair.com.au/ | http://www.actronair.com.au | - |  |  | AAC4677 | N/A | - | - | N/A | N/A | N/A | 8.45 | N/A | N/A | N/A | N/A | N/A | N/A | N/A | N/A | N/A | N/A | N/A | N/A | N/A | N/A | N/A | N/A | 7.97 | N/A | N/A | N/A | N/A | N/A | N/A | N/A | N/A | N/A | N/A | N/A | N/A | N/A | N/A | N/A | N/A | N/A | N/A | N/A | N/A | N/A | N/A | N/A | N/A | N/A | N/A | N/A | N/A | N/A | N/A | N/A | N/A | N/A | N/A | N/A | N/A | N/A | N/A | N/A | N/A | N/A | N/A | N/A | N/A | N/A | N/A | N/A | N/A | N/A | N/A | N/A | N/A | N/A | N/A | N/A | N/A | N/A | N/A | N/A | N/A | N/A | N/A | N/A | N/A | N/A | N/A | N/A | 3.277 | 3.5067
[SEER Non Multi-Split <=65kW] GEMS (Air Conditioners up to 65kW) Determination 2019 | MEPS Oct 2011 | AS/NZS 3823.1.2:2012 | PKA290T-T | CRA290T / EVA290S | N/A | ACTRON AIR | 4.075 | Ducted | Single Split System | - | Air | Air | Australia | 8.45 | 24.225 | 28.3 | - | 0 | 0 | 0 | - | 7.97 | 28.6 | Enthalpy Test Room | 3.2417 | 3.482 | No | 0 | N/A | 55 | 55 | 0 | 0 | N/A | N/A | N/A | 3.1727 | 3.4032 | N/A | N/A | 0 | 0 | 0 | 0 | Enthalpy Test Room | Three | R410A | Australia,New Zealand | 127320 | 2025-03-23 |  | Approved | Reverse Cycle | - | Yes | Class 11 | Yes | - | - | Yes | Yes | Yes | - | 3.2417 | Available | N/A | N/A | https://www.actronair.com.au/ | http://www.actronair.com.au | - |  |  | AAC4677 | N/A | - | - | N/A | N/A | N/A | 8.45 | N/A | N/A | N/A | N/A | N/A | N/A | N/A | N/A | N/A | N/A | N/A | N/A | N/A | N/A | N/A | N/A | 7.97 | N/A | N/A | N/A | N/A | N/A | N/A | N/A | N/A | N/A | N/A | N/A | N/A | N/A | N/A | N/A | N/A | N/A | N/A | N/A | N/A | N/A | N/A | N/A | N/A | N/A | N/A | N/A | N/A | N/A | N/A | N/A | N/A | N/A | N/A | N/A | N/A | N/A | N/A | N/A | N/A | N/A | N/A | N/A | N/A | N/A | N/A | N/A | N/A | N/A | N/A | N/A | N/A | N/A | N/A | N/A | N/A | N/A | N/A | N/A | N/A | N/A | N/A | N/A | N/A | N/A | N/A | N/A | 3.277 | 3.5067
[SEER Non Multi-Split <=65kW] GEMS (Air Conditioners up to 65kW) Determination 2019 | MEPS Oct 2011 | AS/NZS 3823.1.2:2012 | PKA300T | PKA300T | N/A | ACTRON AIR | 5.838 | Ducted | Packaged | - | Air | Air | Australia | 8.47 | 21.962 | 27.8 | - | 0 | 0 | 0 | - | 8.56 | 29.5 | Calorimeter Room | 3.1969 | 3.3612 | Yes | 0 | N/A | 65 | 65 | 0 | 0 | N/A | N/A | N/A | 3.1162 | 3.2771 | N/A | N/A | 0 | 0 | 0 | 0 | Calorimeter Room | Three | R410A | Australia,New Zealand | 127951 | 2025-03-27 |  | Approved | Reverse Cycle | - | Yes | Class 6 | Yes | - | - | Yes | Yes | Yes | - | 3.1969 | Unavailable | N/A | N/A | http://www.actronair.com.au/ | http://www.actronair.com.au | No |  |  | AAC4741 | N/A | Multiple compressors | - | N/A | N/A | N/A | 8.47 | N/A | N/A | N/A | N/A | N/A | N/A | N/A | N/A | N/A | N/A | N/A | N/A | N/A | N/A | N/A | N/A | 8.56 | N/A | N/A | N/A | N/A | N/A | N/A | N/A | N/A | N/A | N/A | N/A | N/A | N/A | N/A | N/A | N/A | N/A | N/A | N/A | N/A | N/A | N/A | N/A | N/A | N/A | N/A | N/A | N/A | N/A | N/A | N/A | N/A | N/A | N/A | N/A | N/A | N/A | N/A | N/A | N/A | N/A | N/A | N/A | N/A | N/A | N/A | N/A | N/A | N/A | N/A | N/A | N/A | N/A | N/A | N/A | N/A | N/A | N/A | N/A | N/A | N/A | N/A | N/A | N/A | N/A | N/A | N/A | 3.1992 | 3.36
[SEER Non Multi-Split <=65kW] GEMS (Air Conditioners up to 65kW) Determination 2019 | MEPS Oct 2011 | AS/NZS 3823.1.2:2012 | PKA300T-L | PKA300T | N/A | ACTRON AIR | 5.838 | Ducted | Packaged | - | Air | Air | Australia | 8.47 | 21.962 | 27.8 | - | 0 | 0 | 0 | - | 8.56 | 29.5 | Calorimeter Room | 3.1969 | 3.3612 | Yes | 0 | N/A | 65 | 65 | 0 | 0 | N/A | N/A | N/A | 3.1162 | 3.2771 | N/A | N/A | 0 | 0 | 0 | 0 | Calorimeter Room | Three | R410A | Australia,New Zealand | 127951 | 2025-03-27 |  | Approved | Reverse Cycle | - | Yes | Class 6 | Yes | - | - | Yes | Yes | Yes | - | 3.1969 | Unavailable | N/A | N/A | http://www.actronair.com.au/ | http://www.actronair.com.au | No |  |  | AAC4741 | N/A | Multiple compressors | - | N/A | N/A | N/A | 8.47 | N/A | N/A | N/A | N/A | N/A | N/A | N/A | N/A | N/A | N/A | N/A | N/A | N/A | N/A | N/A | N/A | 8.56 | N/A | N/A | N/A | N/A | N/A | N/A | N/A | N/A | N/A | N/A | N/A | N/A | N/A | N/A | N/A | N/A | N/A | N/A | N/A | N/A | N/A | N/A | N/A | N/A | N/A | N/A | N/A | N/A | N/A | N/A | N/A | N/A | N/A | N/A | N/A | N/A | N/A | N/A | N/A | N/A | N/A | N/A | N/A | N/A | N/A | N/A | N/A | N/A | N/A | N/A | N/A | N/A | N/A | N/A | N/A | N/A | N/A | N/A | N/A | N/A | N/A | N/A | N/A | N/A | N/A | N/A | N/A | 3.1992 | 3.36
[SEER Non Multi-Split <=65kW] GEMS (Air Conditioners up to 65kW) Determination 2019 | MEPS Oct 2011 | AS/NZS 3823.1.2:2012 | PKA300T-R | PKA300T | N/A | ACTRON AIR | 5.838 | Ducted | Packaged | - | Air | Air | Australia | 8.47 | 21.962 | 27.8 | - | 0 | 0 | 0 | - | 8.56 | 29.5 | Calorimeter Room | 3.1969 | 3.3612 | Yes | 0 | N/A | 65 | 65 | 0 | 0 | N/A | N/A | N/A | 3.1162 | 3.2771 | N/A | N/A | 0 | 0 | 0 | 0 | Calorimeter Room | Three | R410A | Australia,New Zealand | 127951 | 2025-03-27 |  | Approved | Reverse Cycle | - | Yes | Class 6 | Yes | - | - | Yes | Yes | Yes | - | 3.1969 | Unavailable | N/A | N/A | http://www.actronair.com.au/ | http://www.actronair.com.au | No |  |  | AAC4741 | N/A | Multiple compressors | - | N/A | N/A | N/A | 8.47 | N/A | N/A | N/A | N/A | N/A | N/A | N/A | N/A | N/A | N/A | N/A | N/A | N/A | N/A | N/A | N/A | 8.56 | N/A | N/A | N/A | N/A | N/A | N/A | N/A | N/A | N/A | N/A | N/A | N/A | N/A | N/A | N/A | N/A | N/A | N/A | N/A | N/A | N/A | N/A | N/A | N/A | N/A | N/A | N/A | N/A | N/A | N/A | N/A | N/A | N/A | N/A | N/A | N/A | N/A | N/A | N/A | N/A | N/A | N/A | N/A | N/A | N/A | N/A | N/A | N/A | N/A | N/A | N/A | N/A | N/A | N/A | N/A | N/A | N/A | N/A | N/A | N/A | N/A | N/A | N/A | N/A | N/A | N/A | N/A | 3.1992 | 3.36
[SEER Non Multi-Split <=65kW] GEMS (Air Conditioners up to 65kW) Determination 2019 | MEPS Oct 2011 | AS/NZS 3823.1.2:2012 | PKA300T-T | PKA300T | N/A | ACTRON AIR | 5.838 | Ducted | Packaged | - | Air | Air | Australia | 8.47 | 21.962 | 27.8 | - | 0 | 0 | 0 | - | 8.56 | 29.5 | Calorimeter Room | 3.1969 | 3.3612 | Yes | 0 | N/A | 65 | 65 | 0 | 0 | N/A | N/A | N/A | 3.1162 | 3.2771 | N/A | N/A | 0 | 0 | 0 | 0 | Calorimeter Room | Three | R410A | Australia,New Zealand | 127951 | 2025-03-27 |  | Approved | Reverse Cycle | - | Yes | Class 6 | Yes | - | - | Yes | Yes | Yes | - | 3.1969 | Unavailable | N/A | N/A | http://www.actronair.com.au/ | http://www.actronair.com.au | No |  |  | AAC4741 | N/A | Multiple compressors | - | N/A | N/A | N/A | 8.47 | N/A | N/A | N/A | N/A | N/A | N/A | N/A | N/A | N/A | N/A | N/A | N/A | N/A | N/A | N/A | N/A | 8.56 | N/A | N/A | N/A | N/A | N/A | N/A | N/A | N/A | N/A | N/A | N/A | N/A | N/A | N/A | N/A | N/A | N/A | N/A | N/A | N/A | N/A | N/A | N/A | N/A | N/A | N/A | N/A | N/A | N/A | N/A | N/A | N/A | N/A | N/A | N/A | N/A | N/A | N/A | N/A | N/A | N/A | N/A | N/A | N/A | N/A | N/A | N/A | N/A | N/A | N/A | N/A | N/A | N/A | N/A | N/A | N/A | N/A | N/A | N/A | N/A | N/A | N/A | N/A | N/A | N/A | N/A | N/A | 3.1992 | 3.36
[SEER Non Multi-Split <=65kW] GEMS (Air Conditioners up to 65kW) Determination 2019 | MEPS Oct 2011 | AS/NZS 3823.1.2:2012 | PKA330T | PKA330T | N/A | ACTRON AIR | 4.8 | Ducted | Packaged | - | Air | Air | Australia | 9.4 | 27.2 | 32 | - | 0 | 0 | 0 | - | 8.9 | 33 | Calorimeter Room | 3.2391 | 3.5379 | No | 0 | N/A | 55 | 55 | 0 | 0 | N/A | N/A | N/A | 3.1765 | 3.4658 | N/A | N/A | 0 | 0 | 0 | 0 | Calorimeter Room | Three | R410A | Australia,New Zealand | 127950 | 2025-03-26 |  | Approved | Reverse Cycle | - | Yes | Class 6 | Yes | - | - | Yes | Yes | Yes | - | 3.2391 | Unavailable | N/A | N/A | http://www.actronair.com.au/ | http://www.actronair.com.au | - |  |  | AAC4738 | N/A | - | - | N/A | N/A | N/A | 9.4 | N/A | N/A | N/A | N/A | N/A | N/A | N/A | N/A | N/A | N/A | N/A | N/A | N/A | N/A | N/A | N/A | 8.9 | N/A | N/A | N/A | N/A | N/A | N/A | N/A | N/A | N/A | N/A | N/A | N/A | N/A | N/A | N/A | N/A | N/A | N/A | N/A | N/A | N/A | N/A | N/A | N/A | N/A | N/A | N/A | N/A | N/A | N/A | N/A | N/A | N/A | N/A | N/A | N/A | N/A | N/A | N/A | N/A | N/A | N/A | N/A | N/A | N/A | N/A | N/A | N/A | N/A | N/A | N/A | N/A | N/A | N/A | N/A | N/A | N/A | N/A | N/A | N/A | N/A | N/A | N/A | N/A | N/A | N/A | N/A | 3.3382 | 3.632
[SEER Non Multi-Split <=65kW] GEMS (Air Conditioners up to 65kW) Determination 2019 | MEPS Oct 2011 | AS/NZS 3823.1.2:2012 | PKA330T-L | PKA330T | N/A | ACTRON AIR | 4.8 | Ducted | Packaged | - | Air | Air | Australia | 9.4 | 27.2 | 32 | - | 0 | 0 | 0 | - | 8.9 | 33 | Calorimeter Room | 3.2391 | 3.5379 | No | 0 | N/A | 55 | 55 | 0 | 0 | N/A | N/A | N/A | 3.1765 | 3.4658 | N/A | N/A | 0 | 0 | 0 | 0 | Calorimeter Room | Three | R410A | Australia,New Zealand | 127950 | 2025-03-26 |  | Approved | Reverse Cycle | - | Yes | Class 6 | Yes | - | - | Yes | Yes | Yes | - | 3.2391 | Unavailable | N/A | N/A | http://www.actronair.com.au/ | http://www.actronair.com.au | - |  |  | AAC4738 | N/A | - | - | N/A | N/A | N/A | 9.4 | N/A | N/A | N/A | N/A | N/A | N/A | N/A | N/A | N/A | N/A | N/A | N/A | N/A | N/A | N/A | N/A | 8.9 | N/A | N/A | N/A | N/A | N/A | N/A | N/A | N/A | N/A | N/A | N/A | N/A | N/A | N/A | N/A | N/A | N/A | N/A | N/A | N/A | N/A | N/A | N/A | N/A | N/A | N/A | N/A | N/A | N/A | N/A | N/A | N/A | N/A | N/A | N/A | N/A | N/A | N/A | N/A | N/A | N/A | N/A | N/A | N/A | N/A | N/A | N/A | N/A | N/A | N/A | N/A | N/A | N/A | N/A | N/A | N/A | N/A | N/A | N/A | N/A | N/A | N/A | N/A | N/A | N/A | N/A | N/A | 3.3382 | 3.632
[SEER Non Multi-Split <=65kW] GEMS (Air Conditioners up to 65kW) Determination 2019 | MEPS Oct 2011 | AS/NZS 3823.1.2:2012 | PKA330T-R | PKA330T | N/A | ACTRON AIR | 4.8 | Ducted | Packaged | - | Air | Air | Australia | 9.4 | 27.2 | 32 | - | 0 | 0 | 0 | - | 8.9 | 33 | Calorimeter Room | 3.2391 | 3.5379 | No | 0 | N/A | 55 | 55 | 0 | 0 | N/A | N/A | N/A | 3.1765 | 3.4658 | N/A | N/A | 0 | 0 | 0 | 0 | Calorimeter Room | Three | R410A | Australia,New Zealand | 127950 | 2025-03-26 |  | Approved | Reverse Cycle | - | Yes | Class 6 | Yes | - | - | Yes | Yes | Yes | - | 3.2391 | Unavailable | N/A | N/A | http://www.actronair.com.au/ | http://www.actronair.com.au | - |  |  | AAC4738 | N/A | - | - | N/A | N/A | N/A | 9.4 | N/A | N/A | N/A | N/A | N/A | N/A | N/A | N/A | N/A | N/A | N/A | N/A | N/A | N/A | N/A | N/A | 8.9 | N/A | N/A | N/A | N/A | N/A | N/A | N/A | N/A | N/A | N/A | N/A | N/A | N/A | N/A | N/A | N/A | N/A | N/A | N/A | N/A | N/A | N/A | N/A | N/A | N/A | N/A | N/A | N/A | N/A | N/A | N/A | N/A | N/A | N/A | N/A | N/A | N/A | N/A | N/A | N/A | N/A | N/A | N/A | N/A | N/A | N/A | N/A | N/A | N/A | N/A | N/A | N/A | N/A | N/A | N/A | N/A | N/A | N/A | N/A | N/A | N/A | N/A | N/A | N/A | N/A | N/A | N/A | 3.3382 | 3.632
[SEER Non Multi-Split <=65kW] GEMS (Air Conditioners up to 65kW) Determination 2019 | MEPS Oct 2011 | AS/NZS 3823.1.2:2012 | PKA330T-T | PKA330T | N/A | ACTRON AIR | 4.8 | Ducted | Packaged | - | Air | Air | Australia | 9.4 | 27.2 | 32 | - | 0 | 0 | 0 | - | 8.9 | 33 | Calorimeter Room | 3.2391 | 3.5379 | No | 0 | N/A | 55 | 55 | 0 | 0 | N/A | N/A | N/A | 3.1765 | 3.4658 | N/A | N/A | 0 | 0 | 0 | 0 | Calorimeter Room | Three | R410A | Australia,New Zealand | 127950 | 2025-03-26 |  | Approved | Reverse Cycle | - | Yes | Class 6 | Yes | - | - | Yes | Yes | Yes | - | 3.2391 | Unavailable | N/A | N/A | http://www.actronair.com.au/ | http://www.actronair.com.au | - |  |  | AAC4738 | N/A | - | - | N/A | N/A | N/A | 9.4 | N/A | N/A | N/A | N/A | N/A | N/A | N/A | N/A | N/A | N/A | N/A | N/A | N/A | N/A | N/A | N/A | 8.9 | N/A | N/A | N/A | N/A | N/A | N/A | N/A | N/A | N/A | N/A | N/A | N/A | N/A | N/A | N/A | N/A | N/A | N/A | N/A | N/A | N/A | N/A | N/A | N/A | N/A | N/A | N/A | N/A | N/A | N/A | N/A | N/A | N/A | N/A | N/A | N/A | N/A | N/A | N/A | N/A | N/A | N/A | N/A | N/A | N/A | N/A | N/A | N/A | N/A | N/A | N/A | N/A | N/A | N/A | N/A | N/A | N/A | N/A | N/A | N/A | N/A | N/A | N/A | N/A | N/A | N/A | N/A | 3.3382 | 3.632
[SEER Non Multi-Split <=65kW] GEMS (Air Conditioners up to 65kW) Determination 2019 | MEPS Oct 2011 | AS/NZS 3823.1.2:2012 | PKA340T | PKA340T | N/A | ACTRON AIR | 5.2 | Ducted | Packaged | - | Air | Air | Australia | 9.7 | 27.3 | 32.5 | - | 0 | 0 | 0 | - | 9.9 | 35.5 | Calorimeter Room | 3.1999 | 3.4095 | Yes | 0 | N/A | 65 | 65 | 0 | 0 | N/A | N/A | N/A | 3.1291 | 3.3357 | N/A | N/A | 0 | 0 | 0 | 0 | Calorimeter Room | Three | R410A | Australia,New Zealand | 128053 | 2025-04-02 |  | Approved | Reverse Cycle | - | Yes | Class 6 | Yes | - | - | Yes | Yes | Yes | - | 3.1999 | Unavailable | N/A | N/A | http://www.actronair.com.au/ | http://www.actronair.com.au | No |  |  | AAC4776 | N/A | Multiple compressors | - | N/A | N/A | N/A | 9.7 | N/A | N/A | N/A | N/A | N/A | N/A | N/A | N/A | N/A | N/A | N/A | N/A | N/A | N/A | N/A | N/A | 9.9 | N/A | N/A | N/A | N/A | N/A | N/A | N/A | N/A | N/A | N/A | N/A | N/A | N/A | N/A | N/A | N/A | N/A | N/A | N/A | N/A | N/A | N/A | N/A | N/A | N/A | N/A | N/A | N/A | N/A | N/A | N/A | N/A | N/A | N/A | N/A | N/A | N/A | N/A | N/A | N/A | N/A | N/A | N/A | N/A | N/A | N/A | N/A | N/A | N/A | N/A | N/A | N/A | N/A | N/A | N/A | N/A | N/A | N/A | N/A | N/A | N/A | N/A | N/A | N/A | N/A | N/A | N/A | 3.2763 | 3.508
[SEER Non Multi-Split <=65kW] GEMS (Air Conditioners up to 65kW) Determination 2019 | MEPS Oct 2011 | AS/NZS 3823.1.2:2012 | PKA340T-L | PKA340T | N/A | ACTRON AIR | 5.2 | Ducted | Packaged | - | Air | Air | Australia | 9.7 | 27.3 | 32.5 | - | 0 | 0 | 0 | - | 9.9 | 35.5 | Calorimeter Room | 3.1999 | 3.4095 | Yes | 0 | N/A | 65 | 65 | 0 | 0 | N/A | N/A | N/A | 3.1291 | 3.3357 | N/A | N/A | 0 | 0 | 0 | 0 | Calorimeter Room | Three | R410A | Australia,New Zealand | 128053 | 2025-04-02 |  | Approved | Reverse Cycle | - | Yes | Class 6 | Yes | - | - | Yes | Yes | Yes | - | 3.1999 | Unavailable | N/A | N/A | http://www.actronair.com.au/ | http://www.actronair.com.au | No |  |  | AAC4776 | N/A | Multiple compressors | - | N/A | N/A | N/A | 9.7 | N/A | N/A | N/A | N/A | N/A | N/A | N/A | N/A | N/A | N/A | N/A | N/A | N/A | N/A | N/A | N/A | 9.9 | N/A | N/A | N/A | N/A | N/A | N/A | N/A | N/A | N/A | N/A | N/A | N/A | N/A | N/A | N/A | N/A | N/A | N/A | N/A | N/A | N/A | N/A | N/A | N/A | N/A | N/A | N/A | N/A | N/A | N/A | N/A | N/A | N/A | N/A | N/A | N/A | N/A | N/A | N/A | N/A | N/A | N/A | N/A | N/A | N/A | N/A | N/A | N/A | N/A | N/A | N/A | N/A | N/A | N/A | N/A | N/A | N/A | N/A | N/A | N/A | N/A | N/A | N/A | N/A | N/A | N/A | N/A | 3.2763 | 3.508
[SEER Non Multi-Split <=65kW] GEMS (Air Conditioners up to 65kW) Determination 2019 | MEPS Oct 2011 | AS/NZS 3823.1.2:2012 | PKA340T-R | PKA340T | N/A | ACTRON AIR | 5.2 | Ducted | Packaged | - | Air | Air | Australia | 9.7 | 27.3 | 32.5 | - | 0 | 0 | 0 | - | 9.9 | 35.5 | Calorimeter Room | 3.1999 | 3.4095 | Yes | 0 | N/A | 65 | 65 | 0 | 0 | N/A | N/A | N/A | 3.1291 | 3.3357 | N/A | N/A | 0 | 0 | 0 | 0 | Calorimeter Room | Three | R410A | Australia,New Zealand | 128053 | 2025-04-02 |  | Approved | Reverse Cycle | - | Yes | Class 6 | Yes | - | - | Yes | Yes | Yes | - | 3.1999 | Unavailable | N/A | N/A | http://www.actronair.com.au/ | http://www.actronair.com.au | No |  |  | AAC4776 | N/A | Multiple compressors | - | N/A | N/A | N/A | 9.7 | N/A | N/A | N/A | N/A | N/A | N/A | N/A | N/A | N/A | N/A | N/A | N/A | N/A | N/A | N/A | N/A | 9.9 | N/A | N/A | N/A | N/A | N/A | N/A | N/A | N/A | N/A | N/A | N/A | N/A | N/A | N/A | N/A | N/A | N/A | N/A | N/A | N/A | N/A | N/A | N/A | N/A | N/A | N/A | N/A | N/A | N/A | N/A | N/A | N/A | N/A | N/A | N/A | N/A | N/A | N/A | N/A | N/A | N/A | N/A | N/A | N/A | N/A | N/A | N/A | N/A | N/A | N/A | N/A | N/A | N/A | N/A | N/A | N/A | N/A | N/A | N/A | N/A | N/A | N/A | N/A | N/A | N/A | N/A | N/A | 3.2763 | 3.508
[SEER Non Multi-Split <=65kW] GEMS (Air Conditioners up to 65kW) Determination 2019 | MEPS Oct 2011 | AS/NZS 3823.1.2:2012 | PKA340T-T | PKA340T | N/A | ACTRON AIR | 5.2 | Ducted | Packaged | - | Air | Air | Australia | 9.7 | 27.3 | 32.5 | - | 0 | 0 | 0 | - | 9.9 | 35.5 | Calorimeter Room | 3.1999 | 3.4095 | Yes | 0 | N/A | 65 | 65 | 0 | 0 | N/A | N/A | N/A | 3.1291 | 3.3357 | N/A | N/A | 0 | 0 | 0 | 0 | Calorimeter Room | Three | R410A | Australia,New Zealand | 128053 | 2025-04-02 |  | Approved | Reverse Cycle | - | Yes | Class 6 | Yes | - | - | Yes | Yes | Yes | - | 3.1999 | Unavailable | N/A | N/A | http://www.actronair.com.au/ | http://www.actronair.com.au | No |  |  | AAC4776 | N/A | Multiple compressors | - | N/A | N/A | N/A | 9.7 | N/A | N/A | N/A | N/A | N/A | N/A | N/A | N/A | N/A | N/A | N/A | N/A | N/A | N/A | N/A | N/A | 9.9 | N/A | N/A | N/A | N/A | N/A | N/A | N/A | N/A | N/A | N/A | N/A | N/A | N/A | N/A | N/A | N/A | N/A | N/A | N/A | N/A | N/A | N/A | N/A | N/A | N/A | N/A | N/A | N/A | N/A | N/A | N/A | N/A | N/A | N/A | N/A | N/A | N/A | N/A | N/A | N/A | N/A | N/A | N/A | N/A | N/A | N/A | N/A | N/A | N/A | N/A | N/A | N/A | N/A | N/A | N/A | N/A | N/A | N/A | N/A | N/A | N/A | N/A | N/A | N/A | N/A | N/A | N/A | 3.2763 | 3.508
[SEER Non Multi-Split <=65kW] GEMS (Air Conditioners up to 65kW) Determination 2019 | MEPS Oct 2011 | AS/NZS 3823.1.2:2012 | PKA400T | PKA400T | N/A | ACTRON AIR | 7.134 | Ducted | Packaged | - | Air | Air | Australia | 12.76 | 32.066 | 39.2 | - | 0 | 0 | 0 | - | 11.97 | 39.5 | Enthalpy Test Room | 2.9715 | 3.1679 | Yes | 0 | N/A | 65 | 65 | 0 | 0 | N/A | N/A | N/A | 2.9212 | 3.1107 | N/A | N/A | 0 | 0 | 0 | 0 | Enthalpy Test Room | Three | R410A | Australia,New Zealand | 127952 | 2025-03-26 |  | Approved | Reverse Cycle | - | Yes | Class 7 | Yes | - | - | Yes | Yes | Yes | - | 2.9715 | Available | N/A | N/A | https://www.actronair.com.au/ | http://www.actronair.com.au | No |  |  | AAC4739 | N/A | Multiple compressors | - | N/A | N/A | N/A | 12.76 | N/A | N/A | N/A | N/A | N/A | N/A | N/A | N/A | N/A | N/A | N/A | N/A | N/A | N/A | N/A | N/A | 11.97 | N/A | N/A | N/A | N/A | N/A | N/A | N/A | N/A | N/A | N/A | N/A | N/A | N/A | N/A | N/A | N/A | N/A | N/A | N/A | N/A | N/A | N/A | N/A | N/A | N/A | N/A | N/A | N/A | N/A | N/A | N/A | N/A | N/A | N/A | N/A | N/A | N/A | N/A | N/A | N/A | N/A | N/A | N/A | N/A | N/A | N/A | N/A | N/A | N/A | N/A | N/A | N/A | N/A | N/A | N/A | N/A | N/A | N/A | N/A | N/A | N/A | N/A | N/A | N/A | N/A | N/A | N/A | 3.0201 | 3.2404
[SEER Non Multi-Split <=65kW] GEMS (Air Conditioners up to 65kW) Determination 2019 | MEPS Oct 2011 | AS/NZS 3823.1.2:2012 | PKA400T-L | PKA400T | N/A | ACTRON AIR | 7.134 | Ducted | Packaged | - | Air | Air | Australia | 12.76 | 32.066 | 39.2 | - | 0 | 0 | 0 | - | 11.97 | 39.5 | Enthalpy Test Room | 2.9715 | 3.1679 | Yes | 0 | N/A | 65 | 65 | 0 | 0 | N/A | N/A | N/A | 2.9212 | 3.1107 | N/A | N/A | 0 | 0 | 0 | 0 | Enthalpy Test Room | Three | R410A | Australia,New Zealand | 127952 | 2025-03-26 |  | Approved | Reverse Cycle | - | Yes | Class 7 | Yes | - | - | Yes | Yes | Yes | - | 2.9715 | Available | N/A | N/A | https://www.actronair.com.au/ | http://www.actronair.com.au | No |  |  | AAC4739 | N/A | Multiple compressors | - | N/A | N/A | N/A | 12.76 | N/A | N/A | N/A | N/A | N/A | N/A | N/A | N/A | N/A | N/A | N/A | N/A | N/A | N/A | N/A | N/A | 11.97 | N/A | N/A | N/A | N/A | N/A | N/A | N/A | N/A | N/A | N/A | N/A | N/A | N/A | N/A | N/A | N/A | N/A | N/A | N/A | N/A | N/A | N/A | N/A | N/A | N/A | N/A | N/A | N/A | N/A | N/A | N/A | N/A | N/A | N/A | N/A | N/A | N/A | N/A | N/A | N/A | N/A | N/A | N/A | N/A | N/A | N/A | N/A | N/A | N/A | N/A | N/A | N/A | N/A | N/A | N/A | N/A | N/A | N/A | N/A | N/A | N/A | N/A | N/A | N/A | N/A | N/A | N/A | 3.0201 | 3.2404
[SEER Non Multi-Split <=65kW] GEMS (Air Conditioners up to 65kW) Determination 2019 | MEPS Oct 2011 | AS/NZS 3823.1.2:2012 | PKA400T-R | PKA400T | N/A | ACTRON AIR | 7.134 | Ducted | Packaged | - | Air | Air | Australia | 12.76 | 32.066 | 39.2 | - | 0 | 0 | 0 | - | 11.97 | 39.5 | Enthalpy Test Room | 2.9715 | 3.1679 | Yes | 0 | N/A | 65 | 65 | 0 | 0 | N/A | N/A | N/A | 2.9212 | 3.1107 | N/A | N/A | 0 | 0 | 0 | 0 | Enthalpy Test Room | Three | R410A | Australia,New Zealand | 127952 | 2025-03-26 |  | Approved | Reverse Cycle | - | Yes | Class 7 | Yes | - | - | Yes | Yes | Yes | - | 2.9715 | Available | N/A | N/A | https://www.actronair.com.au/ | http://www.actronair.com.au | No |  |  | AAC4739 | N/A | Multiple compressors | - | N/A | N/A | N/A | 12.76 | N/A | N/A | N/A | N/A | N/A | N/A | N/A | N/A | N/A | N/A | N/A | N/A | N/A | N/A | N/A | N/A | 11.97 | N/A | N/A | N/A | N/A | N/A | N/A | N/A | N/A | N/A | N/A | N/A | N/A | N/A | N/A | N/A | N/A | N/A | N/A | N/A | N/A | N/A | N/A | N/A | N/A | N/A | N/A | N/A | N/A | N/A | N/A | N/A | N/A | N/A | N/A | N/A | N/A | N/A | N/A | N/A | N/A | N/A | N/A | N/A | N/A | N/A | N/A | N/A | N/A | N/A | N/A | N/A | N/A | N/A | N/A | N/A | N/A | N/A | N/A | N/A | N/A | N/A | N/A | N/A | N/A | N/A | N/A | N/A | 3.0201 | 3.2404
[SEER Non Multi-Split <=65kW] GEMS (Air Conditioners up to 65kW) Determination 2019 | MEPS Oct 2011 | AS/NZS 3823.1.2:2012 | PKA400T-T | PKA400T | N/A | ACTRON AIR | 7.134 | Ducted | Packaged | - | Air | Air | Australia | 12.76 | 32.066 | 39.2 | - | 0 | 0 | 0 | - | 11.97 | 39.5 | Enthalpy Test Room | 2.9715 | 3.1679 | Yes | 0 | N/A | 65 | 65 | 0 | 0 | N/A | N/A | N/A | 2.9212 | 3.1107 | N/A | N/A | 0 | 0 | 0 | 0 | Enthalpy Test Room | Three | R410A | Australia,New Zealand | 127952 | 2025-03-26 |  | Approved | Reverse Cycle | - | Yes | Class 7 | Yes | - | - | Yes | Yes | Yes | - | 2.9715 | Available | N/A | N/A | https://www.actronair.com.au/ | http://www.actronair.com.au | No |  |  | AAC4739 | N/A | Multiple compressors | - | N/A | N/A | N/A | 12.76 | N/A | N/A | N/A | N/A | N/A | N/A | N/A | N/A | N/A | N/A | N/A | N/A | N/A | N/A | N/A | N/A | 11.97 | N/A | N/A | N/A | N/A | N/A | N/A | N/A | N/A | N/A | N/A | N/A | N/A | N/A | N/A | N/A | N/A | N/A | N/A | N/A | N/A | N/A | N/A | N/A | N/A | N/A | N/A | N/A | N/A | N/A | N/A | N/A | N/A | N/A | N/A | N/A | N/A | N/A | N/A | N/A | N/A | N/A | N/A | N/A | N/A | N/A | N/A | N/A | N/A | N/A | N/A | N/A | N/A | N/A | N/A | N/A | N/A | N/A | N/A | N/A | N/A | N/A | N/A | N/A | N/A | N/A | N/A | N/A | 3.0201 | 3.2404
[SEER Non Multi-Split >65kW] GEMS (Air Conditioners above 65kW) Determination 2022 | MEPS 2020 | Simulation | PKV1400T |  | N/A | ACTRON AIR | 20250 | Ducted | Packaged | - | Air | Air | Australia | 44840 | 114750 | 135 | N/A | N/A | N/A | N/A | N/A | 40040 | 134 | Simulation test | 2.9739 | 3.2322 | N/A | - | N/A | N/A | N/A | N/A | N/A | N/A | N/A | N/A | N/A | N/A | N/A | N/A | N/A | N/A | N/A | N/A | N/A | Three | R410A | Australia,New Zealand | 140800 | 2027-09-30 |  | Approved | Reverse Cycle | N/A | Yes | Class 24 | Yes | N/A | N/A | N/A | N/A | N/A | N/A | N/A | Available | N/A | N/A | http://www.actronair.com.au/ | http://www.actronair.com.au | N/A |  |  | AAC6844 | Yes | Variable output compressor | Inverter | Yes | Yes | 135000 | 44840 | - | - | - | - | - | - | No | - | - | - | - | - | - | - | - | 134000 | 40040 | - | - | - | - | - | - | - | - | - | - | - | - | - | - | - | - | - | - | - | - | - | - | - | - | - | - | N/A | N/A | 2.9 | 2.912 | 3.137 | 3.365 | 3.226 | 3.281 | 12716 | 19152 | 56005 | 29014 | 35725 | 76928 | 1 | 1 | 1.5 | - | - | - | - | - | - | - | - | - | - | - | - | 0 | 0 | 0 | N/A | - | - | - | - | N/A | N/A | N/A | 160 | 2.9748 | 3.3021
[SEER Non Multi-Split <=65kW] GEMS (Air Conditioners up to 65kW) Determination 2019 | MEPS Oct 2011 | AS/NZS 3823.1.2:2012 | PKV160T-T |  | N/A | ACTRON AIR | 2.66 | Ducted | Packaged | - | Air | Air | Australia | 4.24 | 11.34 | 14 | - | 0 | 0 | 0 | - | 4.39 | 15 | Calorimeter Room | 3.2198 | 3.3357 | Yes | 0 | N/A | 19.64 | 18.17 | 0 | 0 | N/A | N/A | N/A | 3.1705 | 3.2902 | N/A | N/A | 0 | 0 | 0 | 0 | Calorimeter Room | Three | R410A | Australia,New Zealand | 124463 | 2024-12-04 |  | Approved | Reverse Cycle | - | Yes | Class 6 | Yes | - | - | Yes | Yes | Yes | - | 3.2198 | Available | N/A | N/A | http://www.actronair.com.au/ | http://www.actronair.com.au | Yes |  |  | AAC4333 | N/A | Variable output compressor | Inverter | N/A | N/A | N/A | 4.24 | N/A | N/A | N/A | N/A | N/A | N/A | N/A | N/A | N/A | N/A | N/A | N/A | N/A | N/A | N/A | N/A | 4.39 | N/A | N/A | N/A | N/A | N/A | N/A | N/A | N/A | N/A | N/A | N/A | N/A | N/A | N/A | N/A | N/A | N/A | N/A | N/A | N/A | N/A | N/A | N/A | N/A | N/A | N/A | N/A | N/A | N/A | N/A | N/A | N/A | N/A | N/A | N/A | N/A | N/A | N/A | N/A | N/A | N/A | N/A | N/A | N/A | N/A | N/A | N/A | N/A | N/A | N/A | N/A | N/A | N/A | N/A | N/A | N/A | N/A | N/A | N/A | N/A | N/A | N/A | N/A | N/A | N/A | N/A | N/A | 3.251 | 3.3697
[SEER Non Multi-Split <=65kW] GEMS (Air Conditioners up to 65kW) Determination 2019 | MEPS Oct 2011 | AS/NZS 3823.1.2:2012 | PKV180T-T |  | N/A | ACTRON AIR | 2.72 | Ducted | Packaged | - | Air | Air | Australia | 4.96 | 13.28 | 16 | - | 0 | 0 | 0 | - | 4.85 | 17 | Calorimeter Room | 3.1504 | 3.4179 | Yes | 0 | N/A | 19.64 | 18.17 | 0 | 0 | N/A | N/A | N/A | 3.1089 | 3.3755 | N/A | N/A | 0 | 0 | 0 | 0 | Calorimeter Room | Three | R410A | Australia,New Zealand | 124464 | 2024-12-03 |  | Approved | Reverse Cycle | - | Yes | Class 6 | Yes | - | - | Yes | Yes | Yes | - | 3.1504 | Available | N/A | N/A | http://www.actronair.com.au/ | http://www.actronair.com.au | Yes |  |  | AAC4331 | N/A | Variable output compressor | Inverter | N/A | N/A | N/A | 4.96 | N/A | N/A | N/A | N/A | N/A | N/A | N/A | N/A | N/A | N/A | N/A | N/A | N/A | N/A | N/A | N/A | 4.85 | N/A | N/A | N/A | N/A | N/A | N/A | N/A | N/A | N/A | N/A | N/A | N/A | N/A | N/A | N/A | N/A | N/A | N/A | N/A | N/A | N/A | N/A | N/A | N/A | N/A | N/A | N/A | N/A | N/A | N/A | N/A | N/A | N/A | N/A | N/A | N/A | N/A | N/A | N/A | N/A | N/A | N/A | N/A | N/A | N/A | N/A | N/A | N/A | N/A | N/A | N/A | N/A | N/A | N/A | N/A | N/A | N/A | N/A | N/A | N/A | N/A | N/A | N/A | N/A | N/A | N/A | N/A | 3.1832 | 3.4613
[SEER Non Multi-Split >65kW] GEMS (Air Conditioners above 65kW) Determination 2022 | MEPS 2020 | Simulation | PKV2000T |  | N/A | ACTRON AIR | 28125 | Ducted | Packaged | - | Air | Air | Australia | 61750 | 159375 | 187.5 | N/A | N/A | N/A | N/A | N/A | 59600 | 180.45 | Simulation test | 2.9948 | 2.9304 | N/A | - | N/A | N/A | N/A | N/A | N/A | N/A | N/A | N/A | N/A | N/A | N/A | N/A | N/A | N/A | N/A | N/A | N/A | Three | R410A | Australia,New Zealand | 148527 | 2027-09-30 |  | Approved | Reverse Cycle | N/A | Yes | Class 24 | Yes | N/A | N/A | N/A | N/A | N/A | N/A | N/A | Available | N/A | N/A | http://www.actronair.com.au/ | http://www.actronair.com.au | N/A |  |  | AAC6842 | Yes | Variable output compressor | Inverter | Yes | Yes | 187500 | 61750 | - | - | - | - | - | - | No | - | - | - | - | - | - | - | - | 180450 | 59600 | - | - | - | - | - | - | - | - | - | - | - | - | - | - | - | - | - | - | - | - | - | - | - | - | - | - | N/A | N/A | 2.98 | 2.982 | 3.179 | 3.421 | 3.274 | 3.318 | 17310 | 26135 | 76899 | 39767 | 49009 | 105755 | 1 | 1 | 1.5 | - | - | - | - | - | - | - | - | - | - | - | - | 0 | 0 | 0 | N/A | - | - | - | - | N/A | N/A | N/A | 160 | 3.0101 | 3.0005
[SEER Non Multi-Split <=65kW] GEMS (Air Conditioners up to 65kW) Determination 2019 | MEPS Oct 2011 | AS/NZS 3823.1.2:2012 | PKV210T-T |  | N/A | ACTRON AIR | 3.42 | Ducted | Packaged | - | Air | Air | Australia | 5.7 | 15.58 | 19 | - | 0 | 0 | 0 | - | 5.5 | 20 | Calorimeter Room | 3.2556 | 3.5497 | Yes | 0 | N/A | 19.64 | 18.17 | 0 | 0 | N/A | N/A | N/A | 3.2184 | 3.5107 | N/A | N/A | 0 | 0 | 0 | 0 | Calorimeter Room | Three | R410A | Australia,New Zealand | 124465 | 2024-12-04 |  | Approved | Reverse Cycle | - | Yes | Class 6 | Yes | - | - | Yes | Yes | Yes | - | 3.2556 | Available | N/A | N/A | http://www.actronair.com.au/ | http://www.actronair.com.au | Yes |  |  | AAC4334 | N/A | Variable output compressor | Inverter | N/A | N/A | N/A | 5.7 | N/A | N/A | N/A | N/A | N/A | N/A | N/A | N/A | N/A | N/A | N/A | N/A | N/A | N/A | N/A | N/A | 5.5 | N/A | N/A | N/A | N/A | N/A | N/A | N/A | N/A | N/A | N/A | N/A | N/A | N/A | N/A | N/A | N/A | N/A | N/A | N/A | N/A | N/A | N/A | N/A | N/A | N/A | N/A | N/A | N/A | N/A | N/A | N/A | N/A | N/A | N/A | N/A | N/A | N/A | N/A | N/A | N/A | N/A | N/A | N/A | N/A | N/A | N/A | N/A | N/A | N/A | N/A | N/A | N/A | N/A | N/A | N/A | N/A | N/A | N/A | N/A | N/A | N/A | N/A | N/A | N/A | N/A | N/A | N/A | 3.295 | 3.5962
[SEER Non Multi-Split <=65kW] GEMS (Air Conditioners up to 65kW) Determination 2019 | MEPS Oct 2011 | AS/NZS 3823.1.2:2012 | PKV240T-T |  | N/A | ACTRON AIR | 3.57 | Ducted | Packaged | - | Air | Air | Australia | 6.1 | 17.43 | 21 | - | 0 | 0 | 0 | - | 6.57 | 23 | Calorimeter Room | 3.3813 | 3.4228 | Yes | 0 | N/A | 19.64 | 18.17 | 0 | 0 | N/A | N/A | N/A | 3.3449 | 3.3912 | N/A | N/A | 0 | 0 | 0 | 0 | Calorimeter Room | Three | R410A | Australia,New Zealand | 124466 | 2024-12-03 |  | Approved | Reverse Cycle | - | Yes | Class 6 | Yes | - | - | Yes | Yes | Yes | - | 3.3813 | Available | N/A | N/A | http://www.actronair.com.au/ | http://www.actronair.com.au | Yes |  |  | AAC4332 | N/A | Variable output compressor | Inverter | N/A | N/A | N/A | 6.1 | N/A | N/A | N/A | N/A | N/A | N/A | N/A | N/A | N/A | N/A | N/A | N/A | N/A | N/A | N/A | N/A | 6.57 | N/A | N/A | N/A | N/A | N/A | N/A | N/A | N/A | N/A | N/A | N/A | N/A | N/A | N/A | N/A | N/A | N/A | N/A | N/A | N/A | N/A | N/A | N/A | N/A | N/A | N/A | N/A | N/A | N/A | N/A | N/A | N/A | N/A | N/A | N/A | N/A | N/A | N/A | N/A | N/A | N/A | N/A | N/A | N/A | N/A | N/A | N/A | N/A | N/A | N/A | N/A | N/A | N/A | N/A | N/A | N/A | N/A | N/A | N/A | N/A | N/A | N/A | N/A | N/A | N/A | N/A | N/A | 3.4056 | 3.4683
[SEER Non Multi-Split <=65kW] GEMS (Air Conditioners up to 65kW) Determination 2019 | MEPS 2019 | AS/NZS 3823.1.2:2012 | PKV290T-L | PKV290T-L/R | N/A | ACTRON AIR | 4.38 | Ducted | Packaged | - | Air | Air | Australia | 8.716 | 24.82 | 29.511 | N/A | N/A | N/A | N/A | N/A | 8.2383 | 30.1971 | Calorimeter Room | 3.3052 | 3.5782 | Yes | - | N/A | 59.2 | 59.2 | N/A | N/A | N/A | N/A | N/A | 3.1833 | 3.3359 | N/A | N/A | N/A | N/A | N/A | N/A | Calorimeter Room | Three | R410A | Australia,New Zealand | 158891 | 2029-02-05 |  | Approved | Reverse Cycle | N/A | Yes | Class 6 | Yes | N/A | N/A | Yes | Yes | Yes | N/A | 3.2561 | Available | N/A | N/A | http://www.actronair.com.au/ | http://www.actronair.com.au | Yes |  |  | AAC8047 | Yes | Variable output compressor | Digital Scroll | No | - | 29511 | 8.716 | - | 4650 | 14241 | No | - | - | - | 7966.424 | 31783.347 | No | 4250.1 | 15337.557 | No | - | - | 30197.12 | 8.2383 | 3970 | 14472 | No | - | - | No | - | - | - | 7435 | 23241 | No | - | - | - | - | - | - | - | - | No | - | - | No | - | - | - | - | 3.494 | 3.456 | 3.629 | 3.887 | 3.707 | 3.779 | 2356 | 3588 | 10641 | 5540 | 6845 | 14647 | 1.5 | 1.5 | 2 | 2.987 | 3.257 | 3.4 | 3.07 | 3.281 | 3.38 | 13216 | 5054 | 763 | 4350 | 2318 | 483 | 1 | 1.5 | 1.5 | - | - | - | - | - | N/A | N/A | N/A | 7 | 3.3767 | 3.655
[SEER Non Multi-Split <=65kW] GEMS (Air Conditioners up to 65kW) Determination 2019 | MEPS 2019 | AS/NZS 3823.1.2:2012 | PKV290T-L/R | PKV290T-L/R | N/A | ACTRON AIR | 4.38 | Ducted | Packaged | - | Air | Air | Australia | 8.716 | 24.82 | 29.511 | N/A | N/A | N/A | N/A | N/A | 8.2383 | 30.1971 | Calorimeter Room | 3.3052 | 3.5782 | Yes | - | N/A | 59.2 | 59.2 | N/A | N/A | N/A | N/A | N/A | 3.1833 | 3.3359 | N/A | N/A | N/A | N/A | N/A | N/A | Calorimeter Room | Three | R410A | Australia,New Zealand | 158891 | 2029-02-05 |  | Approved | Reverse Cycle | N/A | Yes | Class 6 | Yes | N/A | N/A | Yes | Yes | Yes | N/A | 3.2561 | Available | N/A | N/A | http://www.actronair.com.au/ | http://www.actronair.com.au | Yes |  |  | AAC8047 | Yes | Variable output compressor | Digital Scroll | No | - | 29511 | 8.716 | - | 4650 | 14241 | No | - | - | - | 7966.424 | 31783.347 | No | 4250.1 | 15337.557 | No | - | - | 30197.12 | 8.2383 | 3970 | 14472 | No | - | - | No | - | - | - | 7435 | 23241 | No | - | - | - | - | - | - | - | - | No | - | - | No | - | - | - | - | 3.494 | 3.456 | 3.629 | 3.887 | 3.707 | 3.779 | 2356 | 3588 | 10641 | 5540 | 6845 | 14647 | 1.5 | 1.5 | 2 | 2.987 | 3.257 | 3.4 | 3.07 | 3.281 | 3.38 | 13216 | 5054 | 763 | 4350 | 2318 | 483 | 1 | 1.5 | 1.5 | - | - | - | - | - | N/A | N/A | N/A | 7 | 3.3767 | 3.655
[SEER Non Multi-Split <=65kW] GEMS (Air Conditioners up to 65kW) Determination 2019 | MEPS 2019 | AS/NZS 3823.1.2:2012 | PKV290T-R | PKV290T-L/R | N/A | ACTRON AIR | 4.38 | Ducted | Packaged | - | Air | Air | Australia | 8.716 | 24.82 | 29.511 | N/A | N/A | N/A | N/A | N/A | 8.2383 | 30.1971 | Calorimeter Room | 3.3052 | 3.5782 | Yes | - | N/A | 59.2 | 59.2 | N/A | N/A | N/A | N/A | N/A | 3.1833 | 3.3359 | N/A | N/A | N/A | N/A | N/A | N/A | Calorimeter Room | Three | R410A | Australia,New Zealand | 158891 | 2029-02-05 |  | Approved | Reverse Cycle | N/A | Yes | Class 6 | Yes | N/A | N/A | Yes | Yes | Yes | N/A | 3.2561 | Available | N/A | N/A | http://www.actronair.com.au/ | http://www.actronair.com.au | Yes |  |  | AAC8047 | Yes | Variable output compressor | Digital Scroll | No | - | 29511 | 8.716 | - | 4650 | 14241 | No | - | - | - | 7966.424 | 31783.347 | No | 4250.1 | 15337.557 | No | - | - | 30197.12 | 8.2383 | 3970 | 14472 | No | - | - | No | - | - | - | 7435 | 23241 | No | - | - | - | - | - | - | - | - | No | - | - | No | - | - | - | - | 3.494 | 3.456 | 3.629 | 3.887 | 3.707 | 3.779 | 2356 | 3588 | 10641 | 5540 | 6845 | 14647 | 1.5 | 1.5 | 2 | 2.987 | 3.257 | 3.4 | 3.07 | 3.281 | 3.38 | 13216 | 5054 | 763 | 4350 | 2318 | 483 | 1 | 1.5 | 1.5 | - | - | - | - | - | N/A | N/A | N/A | 7 | 3.3767 | 3.655
[SEER Non Multi-Split <=65kW] GEMS (Air Conditioners up to 65kW) Determination 2019 | MEPS 2019 | AS/NZS 3823.1.2:2012 | PKV290T-T |  | N/A | ACTRON AIR | 5.08 | Ducted | Packaged | - | Air | Air | Australia | 8.6276 | 24.82 | 29.6 | N/A | N/A | N/A | N/A | N/A | 7.9096 | 29.804 | Calorimeter Room | 3.3574 | 3.6783 | Yes | - | N/A | 59.2 | 59.2 | N/A | N/A | N/A | N/A | N/A | 3.3997 | 3.6276 | N/A | N/A | N/A | N/A | N/A | N/A | Calorimeter Room | Three | R410A | Australia,New Zealand | 158876 | 2029-02-07 |  | Approved | Reverse Cycle | N/A | Yes | Class 6 | Yes | N/A | N/A | Yes | Yes | Yes | N/A | 3.4806 | Available | N/A | N/A | http://www.actronair.com.au/ | http://www.actronair.com.au | Yes |  |  | AAC8050 | Yes | Variable output compressor | Digital Scroll | No | - | 29600 | 8.6276 | - | 4463 | 14394 | No | - | - | - | 7885.6173 | 31879.2 | No | 4079.182 | 15502.338 | No | - | - | 29804.02 | 7.9096 | 4096 | 14220 | No | - | - | No | - | - | - | 6860 | 23435 | No | - | - | - | - | - | - | - | - | No | - | - | No | - | - | - | - | 3.631 | 3.582 | 3.76 | 4.061 | 3.867 | 3.924 | 2273 | 3471 | 10299 | 5318 | 6581 | 14148 | 2 | 2 | 2 | 3.022 | 3.246 | 3.261 | 3.03 | 3.196 | 3.229 | 12894 | 5005 | 784 | 4351 | 2349 | 499 | 1.5 | 1.5 | 1.5 | - | - | - | - | - | N/A | N/A | N/A | 7.0005 | 3.4215 | 3.7568
[SEER Non Multi-Split <=65kW] GEMS (Air Conditioners up to 65kW) Determination 2019 | MEPS 2019 | AS/NZS 3823.1.2:2012 | PKV330T-L | PKV330T-L/R | N/A | ACTRON AIR | 6.48 | Ducted | Packaged | - | Air | Air | Australia | 9.99 | 25.92 | 32.4 | N/A | N/A | N/A | N/A | N/A | 10 | 33.5 | Calorimeter Room | 3.1629 | 3.2727 | Yes | - | N/A | 59.2 | 59.2 | N/A | N/A | N/A | N/A | N/A | 3.101 | 3.2084 | N/A | N/A | N/A | N/A | N/A | N/A | Calorimeter Room | Three | R410A | Australia,New Zealand | 158685 | 2029-01-31 |  | Approved | Reverse Cycle | N/A | Yes | Class 6 | Yes | N/A | N/A | Yes | Yes | Yes | N/A | 3.163 | Available | N/A | N/A | http://www.actronair.com.au/ | http://www.actronair.com.au | Yes |  |  | AAC8037 | Yes | Variable output compressor | Digital Scroll | Yes | Yes | 32400 | 9.99 | - | - | - | - | - | - | No | - | - | - | - | - | - | - | - | 33500 | 10 | - | - | - | - | - | - | - | - | - | - | - | - | - | - | - | - | - | - | - | - | - | - | - | - | - | - | - | - | 2.989 | 3.029 | 3.34 | 3.559 | 3.423 | 3.51 | 2912 | 4361 | 12566 | 6537 | 8033 | 17211 | 1 | 1.5 | 1.5 | - | - | - | - | - | - | - | - | - | - | - | - | 0 | 0 | 0 | - | - | - | - | - | N/A | N/A | N/A | 59.2 | 3.1796 | 3.2843
[SEER Non Multi-Split <=65kW] GEMS (Air Conditioners up to 65kW) Determination 2019 | MEPS 2019 | AS/NZS 3823.1.2:2012 | PKV330T-L/R | PKV330T-L/R | N/A | ACTRON AIR | 6.48 | Ducted | Packaged | - | Air | Air | Australia | 9.99 | 25.92 | 32.4 | N/A | N/A | N/A | N/A | N/A | 10 | 33.5 | Calorimeter Room | 3.1629 | 3.2727 | Yes | - | N/A | 59.2 | 59.2 | N/A | N/A | N/A | N/A | N/A | 3.101 | 3.2084 | N/A | N/A | N/A | N/A | N/A | N/A | Calorimeter Room | Three | R410A | Australia,New Zealand | 158685 | 2029-01-31 |  | Approved | Reverse Cycle | N/A | Yes | Class 6 | Yes | N/A | N/A | Yes | Yes | Yes | N/A | 3.163 | Available | N/A | N/A | http://www.actronair.com.au/ | http://www.actronair.com.au | Yes |  |  | AAC8037 | Yes | Variable output compressor | Digital Scroll | Yes | Yes | 32400 | 9.99 | - | - | - | - | - | - | No | - | - | - | - | - | - | - | - | 33500 | 10 | - | - | - | - | - | - | - | - | - | - | - | - | - | - | - | - | - | - | - | - | - | - | - | - | - | - | - | - | 2.989 | 3.029 | 3.34 | 3.559 | 3.423 | 3.51 | 2912 | 4361 | 12566 | 6537 | 8033 | 17211 | 1 | 1.5 | 1.5 | - | - | - | - | - | - | - | - | - | - | - | - | 0 | 0 | 0 | - | - | - | - | - | N/A | N/A | N/A | 59.2 | 3.1796 | 3.2843
[SEER Non Multi-Split <=65kW] GEMS (Air Conditioners up to 65kW) Determination 2019 | MEPS 2019 | AS/NZS 3823.1.2:2012 | PKV330T-R | PKV330T-L/R | N/A | ACTRON AIR | 6.48 | Ducted | Packaged | - | Air | Air | Australia | 9.99 | 25.92 | 32.4 | N/A | N/A | N/A | N/A | N/A | 10 | 33.5 | Calorimeter Room | 3.1629 | 3.2727 | Yes | - | N/A | 59.2 | 59.2 | N/A | N/A | N/A | N/A | N/A | 3.101 | 3.2084 | N/A | N/A | N/A | N/A | N/A | N/A | Calorimeter Room | Three | R410A | Australia,New Zealand | 158685 | 2029-01-31 |  | Approved | Reverse Cycle | N/A | Yes | Class 6 | Yes | N/A | N/A | Yes | Yes | Yes | N/A | 3.163 | Available | N/A | N/A | http://www.actronair.com.au/ | http://www.actronair.com.au | Yes |  |  | AAC8037 | Yes | Variable output compressor | Digital Scroll | Yes | Yes | 32400 | 9.99 | - | - | - | - | - | - | No | - | - | - | - | - | - | - | - | 33500 | 10 | - | - | - | - | - | - | - | - | - | - | - | - | - | - | - | - | - | - | - | - | - | - | - | - | - | - | - | - | 2.989 | 3.029 | 3.34 | 3.559 | 3.423 | 3.51 | 2912 | 4361 | 12566 | 6537 | 8033 | 17211 | 1 | 1.5 | 1.5 | - | - | - | - | - | - | - | - | - | - | - | - | 0 | 0 | 0 | - | - | - | - | - | N/A | N/A | N/A | 59.2 | 3.1796 | 3.2843
[SEER Non Multi-Split <=65kW] GEMS (Air Conditioners up to 65kW) Determination 2019 | MEPS 2019 | AS/NZS 3823.1.2:2012 | PKV330T-T |  | N/A | ACTRON AIR | 5.61 | Ducted | Packaged | - | Air | Air | Australia | 10.05 | 27.39 | 33 | N/A | N/A | N/A | N/A | N/A | 9.48 | 32.5 | Calorimeter Room | 3.2062 | 3.3452 | Yes | - | N/A | 59.2 | 59.2 | N/A | N/A | N/A | N/A | N/A | 3.1436 | 3.2759 | N/A | N/A | N/A | N/A | N/A | N/A | Calorimeter Room | Three | R410A | Australia,New Zealand | 158699 | 2029-01-31 |  | Approved | Reverse Cycle | N/A | Yes | Class 6 | Yes | N/A | N/A | Yes | Yes | Yes | N/A | 3.2061 | Available | N/A | N/A | http://www.actronair.com.au/ | http://www.actronair.com.au | Yes |  |  | AAC8038 | Yes | Variable output compressor | Digital Scroll | Yes | Yes | 33000 | 10.05 | - | - | - | - | - | - | No | - | - | - | - | - | - | - | - | 32500 | 9.48 | - | - | - | - | - | - | - | - | - | - | - | - | - | - | - | - | - | - | - | - | - | - | - | - | - | - | - | - | 3.028 | 3.068 | 3.382 | 3.604 | 3.466 | 3.554 | 2928 | 4385 | 12640 | 6575 | 8080 | 17313 | 1.5 | 1.5 | 1.5 | - | - | - | - | - | - | - | - | - | - | - | - | 0 | 0 | 0 | - | - | - | - | - | N/A | N/A | N/A | 59.2 | 3.2195 | 3.3574
[SEER Non Multi-Split >65kW] GEMS (Air Conditioners above 65kW) Determination 2022 | MEPS 2020 | Simulation | PKV720T |  | N/A | ACTRON AIR | 12155 | Ducted | Packaged | - | Air | Air | Australia | 21250 | 59345 | 71.5 | N/A | N/A | N/A | N/A | N/A | 22000 | 73 | Simulation test | 3.3612 | 3.2371 | N/A | - | N/A | N/A | N/A | N/A | N/A | N/A | N/A | N/A | N/A | N/A | N/A | N/A | N/A | N/A | N/A | N/A | N/A | Three | R410A | Australia,New Zealand | 155975 | 2028-08-09 |  | Approved | Reverse Cycle | N/A | Yes | Class 24 | Yes | N/A | N/A | N/A | N/A | N/A | N/A | N/A | Unavailable | N/A | N/A | http://www.actronair.com.au/ | http://www.actronair.com.au | N/A |  |  | AAC7696 | Yes | Variable output compressor | Inverter | No | Yes | 71500 | 21250 | - | 8002 | 36110 | No | - | - | - | - | - | No | - | - | No | - | - | 73000 | 22000 | - | - | - | - | - | - | - | - | - | - | - | - | - | - | - | - | - | - | - | - | - | - | - | - | - | - | N/A | N/A | 3.98 | 3.923 | 4.41 | 5.028 | 4.751 | 4.76 | 4755 | 7353 | 20925 | 10134 | 12698 | 27940 | 2 | 2 | 2.5 | - | - | - | - | - | - | - | - | - | - | - | - | 0 | 0 | 0 | N/A | - | - | - | - | N/A | N/A | N/A | 130 | 3.2965 | 3.2532
[SEER Non Multi-Split >65kW] GEMS (Air Conditioners above 65kW) Determination 2022 | MEPS 2020 | Simulation | PKV850T |  | N/A | ACTRON AIR | 16055 | Ducted | Packaged | - | Air | Air | Australia | 25600 | 68445 | 84.5 | N/A | N/A | N/A | N/A | N/A | 24900 | 85.5 | Simulation test | 3.2475 | 3.3756 | N/A | - | N/A | N/A | N/A | N/A | N/A | N/A | N/A | N/A | N/A | N/A | N/A | N/A | N/A | N/A | N/A | N/A | N/A | Three | R410A | Australia,New Zealand | 155971 | 2028-08-09 |  | Approved | Reverse Cycle | N/A | Yes | Class 24 | Yes | N/A | N/A | N/A | N/A | N/A | N/A | N/A | Unavailable | N/A | N/A | http://www.actronair.com.au/ | http://www.actronair.com.au | N/A |  |  | AAC7695 | Yes | Variable output compressor | Inverter | No | Yes | 84500 | 25600 | - | 8870 | 40380 | No | - | - | - | - | - | No | - | - | No | - | - | 85500 | 24900 | - | - | - | - | - | - | - | - | - | - | - | - | - | - | - | - | - | - | - | - | - | - | - | - | - | - | N/A | N/A | 4.025 | 3.952 | 4.405 | 5.085 | 4.79 | 4.755 | 5583 | 8659 | 24789 | 11867 | 14910 | 33078 | 2.5 | 2 | 2.5 | - | - | - | - | - | - | - | - | - | - | - | - | 0 | 0 | 0 | N/A | - | - | - | - | N/A | N/A | N/A | 140 | 3.2409 | 3.3697
[SEER Non Multi-Split >65kW] GEMS (Air Conditioners above 65kW) Determination 2022 | MEPS 2020 | AS/NZS 3823.1.2:2012 | PKV960T |  | N/A | ACTRON AIR | 16320 | Ducted | Packaged | - | Air | Air | Australia | 28450 | 79680 | 96 | N/A | N/A | N/A | N/A | N/A | 28150 | 97 | Calorimeter Room | 3.2912 | 3.3626 | N/A | - | N/A | N/A | N/A | N/A | N/A | N/A | N/A | N/A | N/A | N/A | N/A | N/A | N/A | N/A | N/A | N/A | N/A | Three | R410A | Australia,New Zealand | 155957 | 2028-08-09 |  | Approved | Reverse Cycle | N/A | Yes | Class 24 | Yes | N/A | N/A | N/A | N/A | N/A | N/A | N/A | Unavailable | N/A | N/A | http://www.actronair.com.au/ | http://www.actronair.com.au | N/A |  |  | AAC7694 | Yes | Variable output compressor | Inverter | No | No | 96000 | 28450 | - | 10650 | 47240 | Yes | 8720 | 39400 | - | - | - | No | - | - | - | 7443 | 41000 | 97000 | 28150 | 10412 | 48390 | Yes | 7458 | 37040 | Yes | 25655 | 55880 | No | - | - | No | - | - | - | - | - | No | - | - | No | - | - | No | - | - | N/A | N/A | 4.154 | 4.09 | 4.499 | 5.464 | 5.077 | 4.879 | 6177 | 9542 | 27612 | 12564 | 16000 | 36660 | 2.5 | 2.5 | 2.5 | 2.139 | 2.43 | 4.286 | 2.807 | 3.246 | 4.654 | 59525 | 22047 | 2249 | 15526 | 7771 | 1379 | 0.5 | 0.5 | 2.5 | N/A | - | - | - | - | N/A | N/A | N/A | 140 | 3.3191 | 3.3889
[SEER Non Multi-Split <=65kW] GEMS (Air Conditioners up to 65kW) Determination 2019 | MEPS 2019 | Simulation | PKY500T |  | N/A | ACTRON AIR | N/A | Ducted | Packaged | - | Air | Air | Australia | 15.34 | N/A | 49.1 | N/A | N/A | N/A | N/A | N/A | 15.36 | 51.8 | Simulation test | 3.1124 | 3.2752 | N/A | - | N/A | N/A | N/A | N/A | N/A | N/A | N/A | N/A | N/A | N/A | N/A | N/A | N/A | N/A | N/A | N/A | N/A | Three | R410A | Australia,New Zealand | 135532 | 2026-04-14 |  | Approved | Reverse Cycle | N/A | Yes | Class 7 | Yes | N/A | N/A | N/A | N/A | N/A | N/A | N/A | Available | N/A | N/A | http://www.actronair.com.au/ | http://www.actronair.com.au | N/A |  |  | AAC5897 | Yes | Multi-stage | - | Yes | - | 49100 | 15.34 | - | - | - | - | - | - | No | - | - | - | - | - | - | - | - | 51800 | 15.36 | - | - | - | - | - | - | - | - | - | - | - | - | - | - | - | - | - | - | - | - | - | - | - | - | - | - | - | - | 2.946 | 2.986 | 3.295 | 3.51 | 3.377 | 3.463 | 4474 | 6700 | 19299 | 10042 | 12338 | 26431 | 1 | 1 | 1.5 | - | - | - | - | - | - | - | - | - | - | - | - | 0 | 0 | 0 | - | - | - | - | - | N/A | N/A | N/A | 92 | 3.1372 | 3.3055
[SEER Non Multi-Split <=65kW] GEMS (Air Conditioners up to 65kW) Determination 2019 | MEPS 2019 | Simulation | PKY620T |  | N/A | ACTRON AIR | 11.773 | Ducted | Packaged | - | Air | Air | Australia | 20.5 | 49.227 | 60.8 | N/A | N/A | N/A | N/A | N/A | 20.15 | 62.47 | Simulation test | 3.0036 | 3.1818 | Yes | - | N/A | 125.9 | 125.9 | N/A | N/A | N/A | N/A | N/A | 2.9129 | 3.5424 | N/A | N/A | N/A | N/A | N/A | N/A | Calorimeter Room | Three | R410A | Australia,New Zealand | 142205 | 2026-10-14 |  | Approved | Reverse Cycle | N/A | Yes | Class 7 | Yes | N/A | N/A | Yes | Yes | Yes | N/A | 2.9729 | Unavailable | N/A | N/A | https://www.actronair.com.au/ | http://www.actronair.com.au | N/A |  |  | AAC6286 | Yes | Multi-stage | - | Yes | - | 60800 | 20.5 | - | - | - | - | - | - | No | - | - | - | - | - | - | - | - | 62470 | 20.15 | - | - | - | - | - | - | - | - | - | - | - | - | - | - | - | - | - | - | - | - | - | - | - | - | - | - | - | - | 2.723 | 2.761 | 3.051 | 3.249 | 3.126 | 3.208 | 5989 | 8966 | 25802 | 13428 | 16497 | 35331 | 1 | 1 | 1.5 | - | - | - | - | - | - | - | - | - | - | - | - | 0 | 0 | 0 | - | - | - | - | - | N/A | N/A | N/A | 125.9 | 2.9055 | 3.0361
[SEER Non Multi-Split >65kW] GEMS (Air Conditioners above 65kW) Determination 2022 | MEPS 2020 | Simulation | PKY700T |  | N/A | ACTRON AIR | 15224 | Ducted | Packaged | - | Air | Air | Australia | 23200 | 53976 | 69.2 | N/A | N/A | N/A | N/A | N/A | 23500 | 71.5 | Simulation test | 2.9892 | 3.0217 | N/A | - | N/A | N/A | N/A | N/A | N/A | N/A | N/A | N/A | N/A | N/A | N/A | N/A | N/A | N/A | N/A | N/A | N/A | Three | R410A | Australia,New Zealand | 148588 | 2027-09-30 |  | Approved | Reverse Cycle | N/A | Yes | Class 24 | Yes | N/A | N/A | N/A | N/A | N/A | N/A | N/A | Unavailable | N/A | N/A | http://www.actronair.com.au/ | http://www.actronair.com.au | N/A |  |  | AAC6850 | Yes | Multi-stage | - | Yes | Yes | 69200 | 23200 | - | - | - | - | - | - | No | - | - | - | - | - | - | - | - | 71500 | 23500 | - | - | - | - | - | - | - | - | - | - | - | - | - | - | - | - | - | - | - | - | - | - | - | - | - | - | N/A | N/A | 2.722 | 2.764 | 3.064 | 3.259 | 3.137 | 3.223 | 6803 | 10177 | 29228 | 15221 | 18693 | 40007 | 1 | 1 | 1.5 | - | - | - | - | - | - | - | - | - | - | - | - | 0 | 0 | 0 | N/A | - | - | - | - | N/A | N/A | N/A | 150 | 2.919 | 2.9783
[SEER Non Multi-Split >65kW] GEMS (Air Conditioners above 65kW) Determination 2022 | MEPS 2020 | Simulation | PKY820T |  | N/A | ACTRON AIR | 9605 | Ducted | Packaged | - | Air | Air | Australia | 26500 | 70435 | 80.04 | N/A | N/A | N/A | N/A | N/A | 26500 | 81.95 | Simulation test | 3.0099 | 2.9851 | N/A | - | N/A | N/A | N/A | N/A | N/A | N/A | N/A | N/A | N/A | N/A | N/A | N/A | N/A | N/A | N/A | N/A | N/A | Three | R410A | Australia,New Zealand | 148608 | 2027-09-30 |  | Approved | Reverse Cycle | N/A | Yes | Class 24 | Yes | N/A | N/A | N/A | N/A | N/A | N/A | N/A | Unavailable | N/A | N/A | http://www.actronair.com.au/ | http://www.actronair.com.au | N/A |  |  | AAC6848 | Yes | Multi-stage | - | Yes | Yes | 80040 | 26500 | - | - | - | - | - | - | No | - | - | - | - | - | - | - | - | 81950 | 26500 | - | - | - | - | - | - | - | - | - | - | - | - | - | - | - | - | - | - | - | - | - | - | - | - | - | - | N/A | N/A | 2.778 | 2.816 | 3.109 | 3.311 | 3.186 | 3.268 | 7733 | 11579 | 33343 | 17350 | 21317 | 45663 | 1 | 1 | 1.5 | - | - | - | - | - | - | - | - | - | - | - | - | 0 | 0 | 0 | N/A | - | - | - | - | N/A | N/A | N/A | 160 | 2.96 | 3.0306
[SEER Non Multi-Split >65kW] GEMS (Air Conditioners above 65kW) Determination 2022 | MEPS 2020 | Simulation | PKY960T |  | N/A | ACTRON AIR | 17460 | Ducted | Packaged | - | Air | Air | Australia | 32540 | 79540 | 97 | N/A | N/A | N/A | N/A | N/A | 27200 | 95.5 | Simulation test | 3.0998 | 3.4303 | N/A | - | N/A | N/A | N/A | N/A | N/A | N/A | N/A | N/A | N/A | N/A | N/A | N/A | N/A | N/A | N/A | N/A | N/A | Three | R410A | Australia,New Zealand | 148610 | 2027-09-30 |  | Approved | Reverse Cycle | N/A | Yes | Class 24 | Yes | N/A | N/A | N/A | N/A | N/A | N/A | N/A | Unavailable | N/A | N/A | http://www.actronair.com.au/ | http://www.actronair.com.au | N/A |  |  | AAC6849 | Yes | Multi-stage | - | Yes | Yes | 97000 | 32540 | - | - | - | - | - | - | No | - | - | - | - | - | - | - | - | 95500 | 27200 | - | - | - | - | - | - | - | - | - | - | - | - | - | - | - | - | - | - | - | - | - | - | - | - | - | - | N/A | N/A | 2.799 | 2.826 | 3.085 | 3.297 | 3.167 | 3.236 | 9374 | 14073 | 40806 | 21191 | 26062 | 55960 | 1 | 1 | 1.5 | - | - | - | - | - | - | - | - | - | - | - | - | 0 | 0 | 0 | N/A | - | - | - | - | N/A | N/A | N/A | 160 | 2.9322 | 3.4426
[SEER Non Multi-Split <=65kW] GEMS (Air Conditioners up to 65kW) Determination 2019 | MEPS 2019 | AS/NZS 3823.1.2:2012 | PRV15AT-T |  | N/A | ACTRON AIR | N/A | Ducted | Packaged | - | Air | Air | Australia | 4.37 | N/A | 14.65 | N/A | N/A | N/A | N/A | N/A | 4.56 | 16 | Calorimeter Room | 3.269 | 3.3451 | N/A | - | N/A | N/A | N/A | N/A | N/A | N/A | N/A | N/A | N/A | N/A | N/A | N/A | N/A | N/A | N/A | N/A | N/A | Three | R32 | Australia,New Zealand | 148031 | 2027-08-29 |  | Approved | Reverse Cycle | N/A | Yes | Class 6 | Yes | N/A | N/A | N/A | N/A | N/A | N/A | N/A | Available | N/A | N/A | https://www.actronair.com.au/ | http://www.actronair.com.au | N/A |  |  | AAC6909 | Yes | Variable output compressor | Inverter | No | - | 14650 | 4.37 | - | 1690 | 7350 | No | - | - | - | 3994.18 | 15778.05 | No | 1544.66 | 7915.95 | No | - | - | 16000 | 4.56 | 1640 | 7895 | No | - | - | Yes | 3747 | 9320 | - | - | - | No | - | - | - | - | - | - | - | - | No | - | - | No | - | - | - | - | 3.463 | 3.504 | 4.173 | 4.627 | 4.425 | 4.549 | 1077 | 1633 | 4476 | 2212 | 2749 | 5944 | 1.5 | 2 | 2.5 | 2.408 | 2.878 | 4.347 | 2.84 | 3.254 | 4.424 | 8789 | 3151 | 434 | 2587 | 1335 | 291 | 0.5 | 1 | 2.5 | - | - | - | - | - | N/A | N/A | N/A | 50 | 3.2276 | 3.3834
[SEER Non Multi-Split <=65kW] GEMS (Air Conditioners up to 65kW) Determination 2019 | MEPS 2019 | AS/NZS 3823.1.2:2012 | PRV17AT-T |  | N/A | ACTRON AIR | N/A | Ducted | Packaged | - | Air | Air | Australia | 5.09 | N/A | 17 | N/A | N/A | N/A | N/A | N/A | 5.25 | 18.4 | Calorimeter Room | 3.2626 | 3.414 | N/A | - | N/A | N/A | N/A | N/A | N/A | N/A | N/A | N/A | N/A | N/A | N/A | N/A | N/A | N/A | N/A | N/A | N/A | Three | R32 | Australia,New Zealand | 149833 | 2027-09-11 |  | Approved | Reverse Cycle | N/A | Yes | Class 6 | Yes | N/A | N/A | N/A | N/A | N/A | N/A | N/A | Available | N/A | N/A | https://www.actronair.com.au/ | http://www.actronair.com.au | N/A |  |  | AAC6987 | Yes | Variable output compressor | Inverter | No | - | 17000 | 5.09 | - | 1912 | 8220 | No | - | - | - | 4652.26 | 18309 | No | 1747.568 | 8852.94 | No | - | - | 18400 | 5.25 | 2018 | 9210 | No | - | - | Yes | 3459 | 10555 | No | - | - | No | - | - | - | - | - | - | - | - | No | - | - | No | - | - | - | - | 3.55 | 3.573 | 4.176 | 4.663 | 4.447 | 4.533 | 1233 | 1877 | 5210 | 2563 | 3190 | 6940 | 2 | 2 | 2.5 | 2.332 | 2.613 | 3.982 | 2.852 | 3.23 | 4.191 | 10415 | 3956 | 512 | 2948 | 1530 | 332 | 0.5 | 1 | 2 | - | - | - | - | - | N/A | N/A | N/A | 50 | 3.2326 | 3.3955
[SEER Non Multi-Split <=65kW] GEMS (Air Conditioners up to 65kW) Determination 2019 | MEPS 2019 | AS/NZS 3823.1.2:2012 | SCA260C/SCG260E |  | N/A | ACTRON AIR | N/A | Ducted | Single Split System | - | Air | Air | Australia | 7.25 | N/A | 24.71 | N/A | N/A | N/A | N/A | N/A | 7.04 | 25.25 | Calorimeter Room | 3.2651 | 3.5102 | N/A | - | N/A | N/A | N/A | N/A | N/A | N/A | N/A | N/A | N/A | N/A | N/A | N/A | N/A | N/A | N/A | N/A | N/A | Three | R410A | Australia,New Zealand | 132365 | 2026-01-22 |  | Approved | Reverse Cycle | N/A | Yes | Class 11 | Yes | N/A | N/A | N/A | N/A | N/A | N/A | N/A | Available | N/A | N/A | http://www.actronair.com.au/ | http://www.actronair.com.au | N/A |  |  | AAC5664 | No | - | - | - | - | 24710 | 7.25 | - | - | - | - | - | - | Yes | 6392.47 | 25140.08 | - | - | - | - | - | - | 25250 | 7.04 | - | - | - | - | - | - | - | - | - | 6130.65 | 19476.34 | - | - | - | - | - | - | - | - | - | No | - | - | - | - | - | - | 75 | 3.022 | 3.086 | 3.448 | 3.651 | 3.518 | 3.632 | 2175 | 3248 | 9255 | 4837 | 5946 | 12662 | 1.5 | 1.5 | 1.5 | 2.813 | 3.007 | 3.046 | 2.856 | 3.036 | 3.069 | 11844 | 4705 | 833 | 4011 | 2196 | 544 | 1 | 1.5 | 1.5 | No | - | - | - | - | N/A | N/A | N/A | 55 | 3.3231 | 3.4944
[SEER Non Multi-Split <=65kW] GEMS (Air Conditioners up to 65kW) Determination 2019 | MEPS 2019 | AS/NZS 3823.1.2:2012 | SCA290C / SCG290E |  | N/A | ACTRON AIR | 4.075 | Ducted | Single Split System | - | Air | Air | Australia | 8.45 | 24.225 | 28.3 | N/A | N/A | N/A | N/A | N/A | 7.97 | 28.6 | Calorimeter Room | 3.3124 | 3.6942 | N/A | - | N/A | 59.2 | 59.2 | N/A | N/A | N/A | N/A | N/A | 3.1675 | 3.3969 | N/A | N/A | N/A | N/A | N/A | N/A | Enthalpy Test Room | Three | R410A | Australia,New Zealand | 140482 | 2026-08-13 |  | Approved | Reverse Cycle | N/A | Yes | Class 11 | Yes | N/A | Yes | N/A | N/A | N/A | 2020-069 | 3.2417 | Available | N/A | N/A | https://www.actronair.com.au/ | http://www.actronair.com.au | N/A |  |  | AAC6211 | No | - | - | - | - | 28300 | 8.45 | - | - | - | - | - | - | No | - | - | - | - | - | - | - | - | 28600 | 7.97 | - | - | - | - | - | - | - | - | - | 6811 | 21853 | - | - | - | - | - | - | - | - | - | No | - | - | - | - | - | - | 76.9 | 3.054 | 3.101 | 3.439 | 3.659 | 3.522 | 3.618 | 2479 | 3708 | 10647 | 5545 | 6810 | 14573 | 1.5 | 1.5 | 1.5 | 2.82 | 3.02 | 3.052 | 2.862 | 3.042 | 3.072 | 13364 | 5288 | 923 | 4519 | 2468 | 600 | 1 | 1.5 | 1.5 | No | - | - | - | - | N/A | N/A | N/A | 55 | 3.277 | 3.5067
[SEER Non Multi-Split <=65kW] GEMS (Air Conditioners up to 65kW) Determination 2019 | MEPS 2019 | AS/NZS 3823.1.2:2012 | SCA330C / SCA330E |  | N/A | ACTRON AIR | 6.105 | Ducted | Single Split System | - | Air | Air | Australia | 10.45 | 26.895 | 33 | 770 | N/A | N/A | N/A | 620 | 10.3 | 34.5 | Enthalpy Test Room | 3.2623 | 3.2916 | N/A | - | N/A | 55.2 | 55.2 | N/A | N/A | N/A | N/A | N/A | 3.2028 | 3.2342 | N/A | N/A | N/A | N/A | N/A | N/A | Enthalpy Test Room | Three | R410A | Australia,New Zealand | 137572 | 2026-08-13 |  | Approved | Reverse Cycle | 1735 | No | Class 11 | Yes | N/A | Yes | N/A | N/A | N/A | 2020-069 | 3.2623 | Unavailable | N/A | N/A | https://www.actronair.com.au/ | http://www.actronair.com.au | N/A |  |  | AAC6210 | No | - | - | - | Yes | 33000 | 10.45 | - | - | - | - | - | - | No | - | - | - | - | - | - | - | - | 34500 | 10.3 | - | - | - | - | - | - | - | - | - | - | - | - | - | - | - | - | - | - | - | - | - | - | - | - | - | - | - | - | 2.945 | 2.977 | 3.262 | 3.483 | 3.347 | 3.424 | 3023 | 4535 | 13119 | 6817 | 8382 | 17983 | 1 | 1 | 1.5 | - | - | - | - | - | - | - | - | - | - | - | - | 0 | 0 | 0 | No | - | - | - | - | N/A | N/A | N/A | 55.2 | 3.1025 | 3.2899
[SEER Non Multi-Split <=65kW] GEMS (Air Conditioners up to 65kW) Determination 2019 | MEPS 2019 | AS/NZS 3823.1.2:2012 | SCA330C / SCG330E |  | N/A | ACTRON AIR | 4.075 | Ducted | Single Split System | - | Air | Air | Australia | 9.55 | 24.225 | 32 | N/A | N/A | N/A | N/A | N/A | 9.25 | 33 | Calorimeter Room | 3.2389 | 3.5378 | N/A | - | N/A | 59.2 | 59.2 | N/A | N/A | N/A | N/A | N/A | 3.1675 | 3.3969 | N/A | N/A | N/A | N/A | N/A | N/A | Enthalpy Test Room | Three | R410A | Australia,New Zealand | 140583 | 2026-10-28 |  | Approved | Reverse Cycle | N/A | Yes | Class 11 | Yes | N/A | Yes | N/A | N/A | N/A | 2020-069 | 3.2417 | Available | N/A | N/A | https://www.actronair.com.au/ | http://www.actronair.com.au | N/A |  |  | AAC6322 | No | - | - | - | Yes | 32000 | 9.55 | - | - | - | - | - | - | No | - | - | - | - | - | - | - | - | 33000 | 9.25 | - | - | - | - | - | - | - | - | - | - | - | - | - | - | - | - | - | - | - | - | - | - | - | - | - | - | - | - | 3.097 | 3.136 | 3.453 | 3.681 | 3.54 | 3.628 | 2779 | 4163 | 12007 | 6245 | 7674 | 16449 | 1.5 | 1.5 | 1.5 | - | - | - | - | - | - | - | - | - | - | - | - | 0 | 0 | 0 | No | - | - | - | - | N/A | N/A | N/A | 55.2 | 3.2866 | 3.497
[SEER Non Multi-Split <=65kW] GEMS (Air Conditioners up to 65kW) Determination 2019 | MEPS 2019 | AS/NZS 3823.1.2:2012 | SCA340C / SCA340E |  | N/A | ACTRON AIR | 6.231 | Ducted | Single Split System | - | Air | Air | Australia | 10.55 | 27.269 | 33.5 | N/A | N/A | N/A | N/A | N/A | 10.37 | 35.5 | Enthalpy Test Room | 3.1899 | 3.4098 | N/A | - | N/A | 65.2 | 65.2 | N/A | N/A | N/A | N/A | N/A | 3.1229 | 3.3389 | N/A | N/A | N/A | N/A | N/A | N/A | Enthalpy Test Room | Three | R410A | Australia,New Zealand | 137582 | 2026-06-11 |  | Approved | Reverse Cycle | N/A | Yes | Class 11 | Yes | N/A | Yes | N/A | N/A | N/A | 2020-069 | 3.1899 | Unavailable | N/A | N/A | https://www.actronair.com.au/ | http://www.actronair.com.au | N/A |  |  | AAC6088 | No | - | - | - | Yes | 33500 | 10.55 | - | - | - | - | - | - | No | - | - | - | - | - | - | - | - | 35500 | 10.37 | - | - | - | - | - | - | - | - | - | - | - | - | - | - | - | - | - | - | - | - | - | - | - | - | - | - | - | - | 2.913 | 2.954 | 3.266 | 3.478 | 3.346 | 3.434 | 3084 | 4616 | 13280 | 6912 | 8491 | 18184 | 1 | 1 | 1.5 | - | - | - | - | - | - | - | - | - | - | - | - | 0 | 0 | 0 | No | - | - | - | - | N/A | N/A | N/A | 65.2 | 3.1104 | 3.3521
[SEER Non Multi-Split <=65kW] GEMS (Air Conditioners up to 65kW) Determination 2019 | MEPS 2019 | AS/NZS 3823.1.2:2012 | SCA340C / SCG340E |  | N/A | ACTRON AIR | 4.075 | Ducted | Single Split System | - | Air | Air | Australia | 9.85 | 24.225 | 32.5 | N/A | N/A | N/A | N/A | N/A | 9.94 | 35 | Calorimeter Room | 3.1998 | 3.4095 | N/A | - | N/A | 59.2 | 59.2 | N/A | N/A | N/A | N/A | N/A | 3.1675 | 3.3969 | N/A | N/A | N/A | N/A | N/A | N/A | Enthalpy Test Room | Three | R410A | Australia,New Zealand | 140594 | 2026-10-28 |  | Approved | Reverse Cycle | N/A | Yes | Class 11 | Yes | N/A | Yes | N/A | N/A | N/A | 2020-069 | 3.2417 | Available | N/A | N/A | https://www.actronair.com.au/ | http://www.actronair.com.au | N/A |  |  | AAC6321 | Yes | Two-stage | - | Yes | Yes | 32500 | 9.85 | - | - | - | - | - | - | No | - | - | - | - | - | - | - | - | 35000 | 9.94 | - | - | - | - | - | - | - | - | - | - | - | - | - | - | - | - | - | - | - | - | - | - | - | - | - | - | - | - | 3.003 | 3.05 | 3.386 | 3.601 | 3.467 | 3.563 | 2893 | 4327 | 12415 | 6467 | 7941 | 16990 | 1.5 | 1.5 | 1.5 | - | - | - | - | - | - | - | - | - | - | - | - | 0 | 0 | 0 | No | - | - | - | - | N/A | N/A | N/A | 65.2 | 3.2273 | 3.4448
[SEER Non Multi-Split <=65kW] GEMS (Air Conditioners up to 65kW) Determination 2019 | MEPS 2019 | AS/NZS 3823.1.2:2012 | SCA400C / SCG400E |  | N/A | ACTRON AIR | 7.134 | Ducted | Single Split System | - | Air | Air | Australia | 12.76 | 32.066 | 39.2 | N/A | N/A | N/A | N/A | N/A | 11.97 | 39.5 | Simulation test | 2.9674 | 3.2552 | N/A | - | N/A | 69.2 | 69.2 | N/A | N/A | N/A | N/A | N/A | 2.9181 | 3.1071 | N/A | N/A | N/A | N/A | N/A | N/A | Enthalpy Test Room | Three | R410A | Australia,New Zealand | 140301 | 2026-08-26 |  | Approved | Reverse Cycle | N/A | No | Class 12 | Yes | N/A | Yes | N/A | N/A | N/A | 2020-069 | 2.9715 | Available | N/A | N/A | https://www.actronair.com.au/ | http://www.actronair.com.au | N/A |  |  | AAC6233 | Yes | Two-stage | - | Yes | Yes | 39200 | 12.76 | - | - | - | - | - | - | No | - | - | - | - | - | - | - | - | 39500 | 11.97 | - | - | - | - | - | - | - | - | - | - | - | - | - | - | - | - | - | - | - | - | - | - | - | - | - | - | - | - | 2.858 | 2.89 | 3.171 | 3.384 | 3.253 | 3.33 | 3697 | 5544 | 16026 | 8330 | 10240 | 21963 | 1 | 1 | 1.5 | - | - | - | - | - | - | - | - | - | - | - | - | 0 | 0 | 0 | No | - | - | - | - | N/A | N/A | N/A | 69.2 | 3.0168 | 3.2367
[SEER Non Multi-Split <=65kW] GEMS (Air Conditioners up to 65kW) Determination 2019 | MEPS 2019 | AS/NZS 3823.1.1:2012 | URC-071AS / CRE-071AS |  | N/A | ACTRON AIR | 1.288 | Non Ducted | Single Split System | Cassette | Air | Air | China | 2.11 | 5.812 | 7.1 | N/A | N/A | N/A | N/A | N/A | 2.25 | 7.85 | Calorimeter Room | 3.5161 | 3.8943 | Yes | - | N/A | 10 | 10 | N/A | N/A | N/A | N/A | N/A | 3.257 | 3.3567 | N/A | N/A | 2.0141 | 2.2134 | 2 | 2 | Calorimeter Room | Single | R410A | Australia,New Zealand | 134805 | 2026-04-13 |  | Approved | Reverse Cycle | N/A | Yes | Class 9 | Yes | Yes | N/A | Yes | Yes | Yes | N/A | 3.3091 | Available | N/A | N/A | http://www.actronair.com.au/ | http://www.actronair.com.au | Yes |  | https://reg.energyrating.gov.au/static/common/images/star_ratings_2014/aircon_rating_2_2.png | AAC5889 | Yes | Variable output compressor | Inverter | No | - | 7100 | 2.11 | - | 981 | 3469 | Yes | 429 | 2114 | - | 1928.54 | 7646.7 | Yes | 461 | 3257 | - | 259 | 2143 | 7850 | 2.25 | 694 | 3818 | Yes | 331 | 1833 | Yes | 2677 | 6165 | No | - | - | No | - | - | - | - | - | No | - | - | No | - | - | No | - | - | 60 | 69 | 5.969 | 5.574 | 7.06 | -44.024 | 14.004 | 24.01 | 312 | 511 | 1293 | -139 | 416 | 535 | 4 | 4 | 5.5 | 3.407 | 4.204 | 5.37 | 3.988 | 4.715 | 5.443 | 3031 | 1041 | 148 | 889 | 437 | 96 | 1.5 | 2.5 | 3.5 | No | - | - | - | - | N/A | N/A | N/A | 10 | 3.3119 | 3.4373
[SEER Non Multi-Split <=65kW] GEMS (Air Conditioners up to 65kW) Determination 2019 | MEPS 2019 | AS/NZS 3823.1.2:2012 | URC-071AS / LRE-071AS |  | N/A | ACTRON AIR | N/A | Ducted | Single Split System | - | Air | Air | China | 2.07 | N/A | 7.1 | N/A | N/A | N/A | N/A | N/A | 2.38 | 8.4 | Calorimeter Room | 3.3135 | 3.4494 | N/A | - | N/A | N/A | N/A | N/A | N/A | N/A | N/A | N/A | N/A | N/A | N/A | N/A | N/A | N/A | N/A | N/A | N/A | Single | R410A | Australia,New Zealand | 137483 | 2026-04-21 |  | Approved | Reverse Cycle | N/A | Yes | Class 10 | Yes | N/A | N/A | N/A | N/A | N/A | N/A | N/A | Available | N/A | N/A | http://www.actronair.com.au/ | http://www.actronair.com.au | N/A |  |  | AAC5906 | Yes | Variable output compressor | Inverter | No | - | 7100 | 2.07 | - | 868 | 3596 | Yes | 475 | 1742 | - | 1891.98 | 7646.7 | Yes | 663 | 3600 | - | 380 | 1811 | 8400 | 2.38 | 779 | 3800 | Yes | 377 | 1820 | Yes | 2500 | 6000 | No | - | - | No | - | - | - | - | - | No | - | - | No | - | - | No | - | - | - | 69 | 4.28 | 4.196 | 4.685 | 6.102 | 5.413 | 5.285 | 444 | 688 | 1961 | 831 | 1109 | 2502 | 2.5 | 2.5 | 3 | 3.109 | 3.779 | 4.747 | 3.482 | 4.052 | 4.8 | 3550 | 1234 | 173 | 1084 | 540 | 112 | 1.5 | 2 | 3 | No | - | - | - | - | N/A | N/A | N/A | 10 | 3.3748 | 3.48
[SEER Non Multi-Split <=65kW] GEMS (Air Conditioners up to 65kW) Determination 2019 | MEPS 2019 | AS/NZS 3823.1.1:2012 | URC-100AS / CRE-100AS |  | N/A | ACTRON AIR | 1.87 | Non Ducted | Single Split System | Cassette | Air | Air | China | 3.11 | 8.63 | 10.5 | N/A | N/A | N/A | N/A | N/A | 2.88 | 10.7 | Calorimeter Room | 3.321 | 3.8211 | Yes | - | N/A | 10 | 10 | N/A | N/A | N/A | N/A | N/A | 3.2604 | 3.5819 | N/A | N/A | 2.0208 | 2.6638 | 2 | 2.5 | Calorimeter Room | Single | R410A | Australia,New Zealand | 134811 | 2026-04-14 |  | Approved | Reverse Cycle | N/A | Yes | Class 11 | Yes | Yes | N/A | Yes | Yes | Yes | N/A | 3.2958 | Available | N/A | N/A | http://www.actronair.com.au/ | http://www.actronair.com.au | Yes |  | https://reg.energyrating.gov.au/static/common/images/star_ratings_2014/aircon_rating_2_2.5.png | AAC5896 | Yes | Variable output compressor | Inverter | No | - | 10500 | 3.11 | - | 1319 | 5153 | Yes | 631 | 2029 | - | 2842.54 | 11308.5 | No | 1205.566 | 5549.781 | - | 451 | 2984 | 10700 | 2.88 | 995 | 4823 | Yes | 422 | 1973 | Yes | 3691 | 8179 | No | - | - | No | - | - | - | - | - | No | - | - | No | - | - | No | - | - | 66 | 70 | 4.394 | 4.382 | 4.588 | 7.268 | 6.304 | 5.111 | 649 | 986 | 2974 | 1036 | 1414 | 3836 | 2.5 | 2.5 | 3 | 3.124 | 3.799 | 4.704 | 3.482 | 4.23 | 4.746 | 4495 | 1556 | 216 | 1375 | 654 | 139 | 1.5 | 2 | 3 | No | - | - | - | - | N/A | N/A | N/A | 10 | 3.3399 | 3.6722
[SEER Non Multi-Split <=65kW] GEMS (Air Conditioners up to 65kW) Determination 2019 | MEPS 2019 | AS/NZS 3823.1.2:2012 | URC-100AS / LRE-100AS |  | N/A | ACTRON AIR | N/A | Ducted | Single Split System | - | Air | Air | China | 3.02 | N/A | 10 | N/A | N/A | N/A | N/A | N/A | 3.05 | 10.9 | Calorimeter Room | 3.228 | 3.5232 | N/A | - | N/A | N/A | N/A | N/A | N/A | N/A | N/A | N/A | N/A | N/A | N/A | N/A | N/A | N/A | N/A | N/A | N/A | Single | R410A | Australia,New Zealand | 137514 | 2026-04-21 |  | Approved | Reverse Cycle | N/A | Yes | Class 11 | Yes | N/A | N/A | N/A | N/A | N/A | N/A | N/A | Available | N/A | N/A | http://www.actronair.com.au/ | http://www.actronair.com.au | N/A |  |  | AAC5905 | Yes | Variable output compressor | Inverter | No | - | 10000 | 3.02 | - | 1191 | 5075 | Yes | 636 | 1997 | - | 2760.28 | 10770 | Yes | 1200 | 5483 | - | 513 | 2143 | 10900 | 3.05 | 973 | 5114 | Yes | 460 | 1546 | Yes | 3937 | 9879 | No | - | - | No | - | - | - | - | - | No | - | - | No | - | - | No | - | - | - | 70 | 3.939 | 3.882 | 4.132 | 5.127 | 4.717 | 4.406 | 691 | 1062 | 3146 | 1406 | 1806 | 4241 | 2 | 2 | 2.5 | 3.494 | 3.99 | 4.393 | 3.634 | 3.887 | 4.148 | 4096 | 1510 | 233 | 1343 | 723 | 158 | 1.5 | 2 | 2.5 | No | - | - | - | - | N/A | N/A | N/A | 10 | 3.2746 | 3.5346
[SEER Non Multi-Split <=65kW] GEMS (Air Conditioners up to 65kW) Determination 2019 | MEPS 2019 | AS/NZS 3823.1.1:2012 | URC-125AS / CRE-125AS |  | N/A | ACTRON AIR | 1.87 | Non Ducted | Single Split System | Cassette | Air | Air | China | 3.7 | 8.63 | 12.5 | N/A | N/A | N/A | N/A | N/A | 4.03 | 14.5 | Calorimeter Room | 3.3254 | 3.4979 | Yes | - | N/A | 10 | 10 | N/A | N/A | N/A | N/A | N/A | 3.2604 | 3.5819 | N/A | N/A | 2.0208 | 2.6638 | 2 | 2.5 | Calorimeter Room | Single | R410A | Australia,New Zealand | 137086 | 2026-04-21 |  | Approved | Reverse Cycle | N/A | Yes | Class 11 | Yes | Yes | N/A | Yes | Yes | Yes | N/A | 3.2958 | Available | N/A | N/A | http://www.actronair.com.au/ | http://www.actronair.com.au | Yes |  | https://reg.energyrating.gov.au/static/common/images/star_ratings_2014/aircon_rating_2_2.5.png | AAC5908 | Yes | Variable output compressor | Inverter | No | - | 12500 | 3.7 | - | 1378 | 6270 | Yes | 739 | 2166 | - | 3381.8 | 13462.5 | Yes | 1006 | 6274 | - | 536 | 3597 | 14500 | 4.03 | 1330 | 6530 | Yes | 530 | 2616 | Yes | 4955 | 13586 | No | - | - | No | - | - | - | - | - | No | - | - | No | - | - | - | - | - | 65 | 71 | 5.214 | 4.994 | 5.385 | 9.074 | 7.413 | 6.349 | 651 | 1031 | 3017 | 987 | 1432 | 3676 | 3.5 | 3 | 3.5 | 3.631 | 4.112 | 4.832 | 4.03 | 4.513 | 4.923 | 5237 | 1941 | 277 | 1607 | 825 | 175 | 2 | 2.5 | 3 | No | - | - | - | - | N/A | N/A | N/A | 10 | 3.3478 | 3.5681
[SEER Non Multi-Split <=65kW] GEMS (Air Conditioners up to 65kW) Determination 2019 | MEPS Oct 2011 | AS/NZS 3823.1.2:2012 | URC-125AS / LRE-130AS |  | N/A | ACTRON AIR | 1.75 | Ducted | Single Split System | - | Air | Air | China | 3.62 | 10.75 | 12.5 | - | 0 | 0 | 0 | - | 3.72 | 14.5 | Calorimeter Room | 3.3728 | 3.9227 | Yes | 0 | N/A | 12 | 12 | 0 | 0 | N/A | N/A | N/A | 3.3351 | 3.8805 | N/A | N/A | 0 | 0 | 0 | 0 | Calorimeter Room | Single | R410A | Australia,New Zealand | 127708 | 2025-03-31 |  | Approved | Reverse Cycle | - | Yes | Class 11 | Yes | - | - | Yes | Yes | Yes | - | 3.3728 | Unavailable | N/A | N/A | http://www.actronair.com.au/ | http://www.actronair.com.au | Yes |  |  | AAC4766 | N/A | Variable output compressor | Inverter | N/A | N/A | N/A | 3.62 | N/A | N/A | N/A | N/A | N/A | N/A | N/A | N/A | N/A | N/A | N/A | N/A | N/A | N/A | N/A | N/A | 3.72 | N/A | N/A | N/A | N/A | N/A | N/A | N/A | N/A | N/A | N/A | N/A | N/A | N/A | N/A | N/A | N/A | N/A | N/A | N/A | N/A | N/A | N/A | N/A | N/A | N/A | N/A | N/A | N/A | N/A | N/A | N/A | N/A | N/A | N/A | N/A | N/A | N/A | N/A | N/A | N/A | N/A | N/A | N/A | N/A | N/A | N/A | N/A | N/A | N/A | N/A | N/A | N/A | N/A | N/A | N/A | N/A | N/A | N/A | N/A | N/A | N/A | N/A | N/A | N/A | N/A | N/A | N/A | 3.4148 | 3.8558
[SEER Non Multi-Split <=65kW] GEMS (Air Conditioners up to 65kW) Determination 2019 | MEPS 2019 | AS/NZS 3823.1.1:2012 | URC-125CS / CRE-125CS |  | N/A | ACTRON AIR | N/A | Non Ducted | Single Split System | Cassette | Air | Air | China | 3.25 | N/A | 12.3 | N/A | N/A | N/A | N/A | N/A | 3.46 | 13.5 | Calorimeter Room | 3.6958 | 3.8072 | N/A | - | N/A | N/A | N/A | N/A | N/A | N/A | N/A | N/A | N/A | N/A | N/A | N/A | N/A | N/A | N/A | N/A | N/A | Single | R32 | Australia,New Zealand | 146420 | 2027-05-02 |  | Approved | Reverse Cycle | N/A | Yes | Class 11 | Yes | N/A | N/A | N/A | N/A | N/A | N/A | N/A | Available | N/A | N/A | http://www.actronair.com.au/ | http://www.actronair.com.au | N/A |  |  | AAC6648 | Yes | Variable output compressor | Inverter | No | - | 12300 | 3.25 | - | 1672 | 6065 | Yes | 752 | 3580 | - | 2970.5 | 13247.1 | Yes | 955 | 6365 | - | 475 | 3520 | 13500 | 3.46 | 1250 | 6400 | Yes | 546 | 3070 | Yes | 4268 | 12520 | No | - | - | No | - | - | - | - | - | No | - | - | No | - | - | No | - | - | 65 | 71 | 5.802 | 5.569 | 6.31 | 15.332 | 9.553 | 8.598 | 573 | 906 | 2530 | 566 | 1089 | 2665 | 4 | 4 | 4.5 | 3.875 | 4.424 | 5.254 | 4.342 | 4.912 | 5.382 | 4571 | 1684 | 241 | 1391 | 709 | 152 | 2 | 2.5 | 3.5 | No | - | - | - | - | N/A | N/A | N/A | 10 | 3.7457 | 3.864
[SEER Non Multi-Split <=65kW] GEMS (Air Conditioners up to 65kW) Determination 2019 | MEPS 2019 | AS/NZS 3823.1.2:2012 | URC-125CS / LRE-125CS |  | N/A | ACTRON AIR | N/A | Ducted | Single Split System | - | Air | Air | China | 3.63 | N/A | 12.9 | N/A | N/A | N/A | N/A | N/A | 3.19 | 13.4 | Calorimeter Room | 3.4895 | 4.1209 | N/A | - | N/A | N/A | N/A | N/A | N/A | N/A | N/A | N/A | N/A | N/A | N/A | N/A | N/A | N/A | N/A | N/A | N/A | Single | R32 | Australia,New Zealand | 146394 | 2027-08-30 |  | Approved | Reverse Cycle | N/A | Yes | Class 11 | Yes | N/A | N/A | N/A | N/A | N/A | N/A | N/A | Available | N/A | N/A | http://www.actronair.com.au/ | http://www.actronair.com.au | N/A |  |  | AAC6913 | Yes | Variable output compressor | Inverter | No | - | 12900 | 3.63 | - | 1267 | 5810 | Yes | 1011 | 3790 | - | 3317.82 | 13893.3 | Yes | 1064 | 6510 | - | 528 | 3460 | 13400 | 3.19 | 1234 | 6335 | Yes | 577 | 2963 | Yes | 5741 | 16121 | - | - | - | - | - | - | - | - | - | - | - | - | - | - | - | - | - | - | - | - | 5.367 | 5.246 | 5.658 | 31.794 | 15.081 | 8.692 | 646 | 1004 | 2956 | 270 | 710 | 2760 | 3.5 | 3.5 | 4 | 4.137 | 4.499 | 5.059 | 4.439 | 4.786 | 5.099 | 4259 | 1652 | 255 | 1358 | 728 | 164 | 2.5 | 2.5 | 3.5 | No | - | - | - | - | N/A | N/A | N/A | 13 | 3.5112 | 4.1436
[SEER Non Multi-Split <=65kW] GEMS (Air Conditioners up to 65kW) Determination 2019 | MEPS 2019 | AS/NZS 3823.1.1:2012 | URC-140AS / CRE-140AS |  | N/A | ACTRON AIR | 1.87 | Non Ducted | Single Split System | Cassette | Air | Air | China | 4.08 | 8.63 | 13.75 | N/A | N/A | N/A | N/A | N/A | 4.41 | 15.3 | Calorimeter Room | 3.3827 | 3.32 | Yes | - | N/A | 10 | 10 | N/A | N/A | N/A | N/A | N/A | 3.2604 | 3.5819 | N/A | N/A | 2.0208 | 2.6638 | 2 | 2.5 | Calorimeter Room | Single | R410A | Australia,New Zealand | 137292 | 2026-04-23 |  | Approved | Reverse Cycle | N/A | Yes | Class 11 | Yes | Yes | N/A | Yes | Yes | Yes | N/A | 3.2958 | Available | N/A | N/A | http://www.actronair.com.au/ | http://www.actronair.com.au | Yes |  | https://reg.energyrating.gov.au/static/common/images/star_ratings_2014/aircon_rating_2_2.5.png | AAC5918 | Yes | Variable output compressor | Inverter | No | - | 13750 | 4.08 | - | 1597 | 6706 | Yes | 899 | 3202 | - | 3729.12 | 14808.75 | Yes | 1301 | 7552 | - | 616 | 4197 | 15300 | 4.41 | 1416 | 6930 | Yes | 600 | 2938 | Yes | 4562 | 11571 | No | - | - | No | - | - | - | - | - | No | - | - | No | - | - | No | - | - | 66 | 71 | 5.114 | 4.935 | 5.273 | 9.155 | 7.439 | 6.176 | 733 | 1150 | 3392 | 1078 | 1572 | 4159 | 3.5 | 3 | 3.5 | 3.229 | 3.865 | 4.796 | 3.585 | 4.337 | 4.876 | 6209 | 2176 | 293 | 1902 | 904 | 185 | 1.5 | 2 | 3 | No | - | - | - | - | N/A | N/A | N/A | 10 | 3.3424 | 3.443
[SEER Non Multi-Split <=65kW] GEMS (Air Conditioners up to 65kW) Determination 2019 | MEPS Oct 2011 | AS/NZS 3823.1.2:2012 | URC-140AS / LRE-130AS |  | N/A | ACTRON AIR | 2.1 | Ducted | Single Split System | - | Air | Air | China | 4.22 | 11.9 | 14 | - | 0 | 0 | 0 | - | 4.27 | 16 | Calorimeter Room | 3.2421 | 3.7652 | Yes | 0 | N/A | 12 | 12 | 0 | 0 | N/A | N/A | N/A | 3.2113 | 3.73 | N/A | N/A | 0 | 0 | 0 | 0 | Calorimeter Room | Single | R410A | Australia,New Zealand | 127767 | 2025-04-01 |  | Approved | Reverse Cycle | - | Yes | Class 11 | Yes | - | - | Yes | Yes | Yes | - | 3.2421 | Unavailable | N/A | N/A | http://www.actronair.com.au/ | http://www.actronair.com.au | Yes |  |  | AAC4773 | N/A | Variable output compressor | Inverter | N/A | N/A | N/A | 4.22 | N/A | N/A | N/A | N/A | N/A | N/A | N/A | N/A | N/A | N/A | N/A | N/A | N/A | N/A | N/A | N/A | 4.27 | N/A | N/A | N/A | N/A | N/A | N/A | N/A | N/A | N/A | N/A | N/A | N/A | N/A | N/A | N/A | N/A | N/A | N/A | N/A | N/A | N/A | N/A | N/A | N/A | N/A | N/A | N/A | N/A | N/A | N/A | N/A | N/A | N/A | N/A | N/A | N/A | N/A | N/A | N/A | N/A | N/A | N/A | N/A | N/A | N/A | N/A | N/A | N/A | N/A | N/A | N/A | N/A | N/A | N/A | N/A | N/A | N/A | N/A | N/A | N/A | N/A | N/A | N/A | N/A | N/A | N/A | N/A | 3.286 | 3.7118
[SEER Non Multi-Split <=65kW] GEMS (Air Conditioners up to 65kW) Determination 2019 | MEPS 2019 | AS/NZS 3823.1.1:2012 | URC-140CS / CRE-140CS |  | N/A | ACTRON AIR | N/A | Non Ducted | Single Split System | Cassette | Air | Air | China | 4.08 | N/A | 13.95 | N/A | N/A | N/A | N/A | N/A | 3.79 | 14.5 | Calorimeter Room | 3.3395 | 3.7367 | N/A | - | N/A | N/A | N/A | N/A | N/A | N/A | N/A | N/A | N/A | N/A | N/A | N/A | N/A | N/A | N/A | N/A | N/A | Single | R32 | Australia,New Zealand | 146422 | 2027-05-02 |  | Approved | Reverse Cycle | N/A | Yes | Class 11 | Yes | N/A | N/A | N/A | N/A | N/A | N/A | N/A | Available | N/A | N/A | http://www.actronair.com.au/ | http://www.actronair.com.au | N/A |  |  | AAC6647 | Yes | Variable output compressor | Inverter | No | - | 13950 | 4.08 | - | 1778 | 6990 | Yes | 726 | 3760 | - | 3729.12 | 15024.15 | Yes | 1072 | 7045 | - | 461 | 3720 | 14500 | 3.79 | 1366 | 6790 | Yes | 542 | 2760 | Yes | 5779 | 14800 | No | - | - | No | - | - | - | - | - | No | - | - | No | - | - | No | - | - | 65 | 71 | 5.659 | 5.358 | 5.939 | 14.311 | 9.104 | 7.895 | 670 | 1073 | 3053 | 692 | 1300 | 3297 | 4 | 3.5 | 4 | 3.771 | 4.258 | 4.95 | 4.162 | 4.649 | 5.04 | 5044 | 1876 | 271 | 1557 | 802 | 171 | 2 | 2.5 | 3 | No | - | - | - | - | N/A | N/A | N/A | 10 | 3.391 | 3.792
[SEER Non Multi-Split <=65kW] GEMS (Air Conditioners up to 65kW) Determination 2019 | MEPS 2019 | AS/NZS 3823.1.2:2012 | URC-140CS / LRE-140CS |  | N/A | ACTRON AIR | N/A | Ducted | Single Split System | - | Air | Air | China | 4.11 | N/A | 14 | N/A | N/A | N/A | N/A | N/A | 3.46 | 14.35 | Calorimeter Room | 3.324 | 4.0445 | N/A | - | N/A | N/A | N/A | N/A | N/A | N/A | N/A | N/A | N/A | N/A | N/A | N/A | N/A | N/A | N/A | N/A | N/A | Single | R32 | Australia,New Zealand | 146395 | 2027-08-30 |  | Approved | Reverse Cycle | N/A | Yes | Class 11 | Yes | N/A | N/A | N/A | N/A | N/A | N/A | N/A | Available | N/A | N/A | http://www.actronair.com.au/ | http://www.actronair.com.au | N/A |  |  | AAC6917 | Yes | Variable output compressor | Inverter | No | - | 14000 | 4.11 | - | 1733 | 6560 | Yes | 893 | 3215 | - | 3756.54 | 15078 | Yes | 1094 | 7100 | - | 531 | 3770 | 14350 | 3.46 | 1299 | 6490 | Yes | 562 | 2800 | Yes | 5061 | 14140 | - | - | - | - | - | - | - | - | - | - | - | - | - | - | - | - | - | - | - | - | 5.662 | 5.375 | 5.928 | 15.487 | 9.632 | 7.841 | 672 | 1073 | 3070 | 641 | 1232 | 3332 | 4 | 3.5 | 4 | 3.888 | 4.364 | 4.933 | 4.217 | 4.664 | 4.984 | 4841 | 1812 | 269 | 1521 | 791 | 171 | 2 | 2.5 | 3 | No | - | - | - | - | N/A | N/A | N/A | 10 | 3.3785 | 4.1073
[SEER Non Multi-Split <=65kW] GEMS (Air Conditioners up to 65kW) Determination 2019 | MEPS 2019 | AS/NZS 3823.1.2:2012 | URC-170AS / LRE-170AS |  | N/A | ACTRON AIR | N/A | Ducted | Single Split System | - | Air | Air | China | 4.96 | N/A | 17 | N/A | N/A | N/A | N/A | N/A | 4.49 | 17.5 | Calorimeter Room | 3.3236 | 3.8033 | N/A | - | N/A | N/A | N/A | N/A | N/A | N/A | N/A | N/A | N/A | N/A | N/A | N/A | N/A | N/A | N/A | N/A | N/A | Single | R410A | Australia,New Zealand | 138647 | 2026-06-09 |  | Approved | Reverse Cycle | N/A | Yes | Class 11 | Yes | N/A | N/A | N/A | N/A | N/A | N/A | N/A | Available | N/A | N/A | http://www.actronair.com.au/ | http://www.actronair.com.au | N/A |  |  | AAC6063 | Yes | Variable output compressor | Inverter | No | - | 17000 | 4.96 | - | 1716 | 8129 | Yes | 1006 | 2732 | - | 4533.44 | 18309 | Yes | 1288 | 8558 | - | 492 | 3295 | 17500 | 4.49 | 1666 | 8371 | Yes | 584 | 2931 | Yes | 4663 | 12387 | No | - | - | No | - | - | - | - | - | No | - | - | No | - | - | No | - | - | - | 69 | 6.158 | 5.876 | 6.25 | 20.741 | 0.38 | 3.64 | 753 | 1195 | 3539 | 579 | 38545 | 8748 | 4.5 | 4 | 4.5 | 3.033 | 3.66 | 4.965 | 3.676 | 4.305 | 5.055 | 7557 | 2623 | 321 | 2119 | 1038 | 202 | 1.5 | 2 | 3 | No | - | - | - | - | N/A | N/A | N/A | 10 | 3.4042 | 3.8684
[SEER Non Multi-Split <=65kW] GEMS (Air Conditioners up to 65kW) Determination 2019 | MEPS 2019 | AS/NZS 3823.1.1:2012 | WRC-026AS / WRE-026AS |  | N/A | ACTRON AIR | 0.097 | Non Ducted | Single Split System | Wall Hung | Air | Air | China | 0.59 | 2.553 | 2.65 | N/A | N/A | N/A | N/A | N/A | 0.63 | 2.85 | Calorimeter Room | 4.8151 | 4.4455 | Yes | - | N/A | 1 | 1 | N/A | N/A | N/A | N/A | N/A | 4.3697 | 4.4257 | N/A | N/A | 4.2394 | 4.3513 | 4 | 4 | Calorimeter Room | Single | R410A | Australia,New Zealand | 135799 | 2026-04-08 |  | Approved | Reverse Cycle | N/A | Yes | Class 8 | Yes | Yes | N/A | Yes | Yes | Yes | N/A | 4.3946 | Unavailable | N/A | N/A | http://www.actronair.com.au/ | http://www.actronair.com.au | Yes |  | https://reg.energyrating.gov.au/static/common/images/star_ratings_2014/aircon_rating_4_4.png | AAC5879 | Yes | Variable output compressor | Inverter | No | - | 2650 | 0.59 | - | 233 | 1280 | Yes | 167 | 760 | - | 539.26 | 2854.05 | Yes | 166 | 1255 | - | 134 | 987 | 2850 | 0.63 | 276 | 1397 | Yes | 206 | 918 | Yes | 987 | 3195 | No | - | - | No | - | - | - | - | - | No | - | - | No | - | - | No | - | - | 58 | 60 | 6.496 | 6.215 | 6.673 | 9.862 | 8.309 | 7.763 | 112 | 177 | 518 | 195 | 273 | 639 | 4.5 | 4.5 | 5 | 4.139 | 4.38 | 4.528 | 4.157 | 4.319 | 4.436 | 901 | 356 | 55 | 304 | 167 | 36 | 2.5 | 2.5 | 3 | No | - | - | - | - | N/A | N/A | N/A | 1 | 4.4659 | 4.4997
[SEER Non Multi-Split <=65kW] GEMS (Air Conditioners up to 65kW) Determination 2019 | MEPS 2019 | AS/NZS 3823.1.1:2012 | WRC-026CS / WRE-026CS |  | N/A | ACTRON AIR | N/A | Non Ducted | Single Split System | Wall Hung | Air | Air | China | 0.45 | N/A | 2.65 | N/A | N/A | N/A | N/A | N/A | 0.49 | 2.75 | Calorimeter Room | 5.7633 | 5.5102 | N/A | - | N/A | N/A | N/A | N/A | N/A | N/A | N/A | N/A | N/A | N/A | N/A | N/A | N/A | N/A | N/A | N/A | N/A | Single | R32 | Australia,New Zealand | 130975 | 2025-08-10 |  | Approved | Reverse Cycle | N/A | Yes | Class 8 | Yes | N/A | N/A | N/A | N/A | N/A | N/A | N/A | Available | N/A | N/A | http://www.actronair.com.au/ | http://www.actronair.com.au | N/A |  |  | AAC5121 | Yes | Variable output compressor | Inverter | No | - | 2650 | 0.45 | - | 180 | 1300 | Yes | 160 | 1070 | - | 411.3 | 2854.05 | Yes | 140 | 1330 | - | 105 | 1200 | 2750 | 0.49 | 235 | 1400 | Yes | 170 | 1000 | Yes | 1000 | 3250 | No | - | - | No | - | - | - | - | - | No | - | - | No | - | - | No | - | - | 50 | 57 | 8.7 | 8.406 | 8.81 | 15.657 | 12.496 | 10.272 | 84 | 131 | 392 | 122 | 181 | 483 | 7 | 6.5 | 7 | 4.999 | 5.385 | 5.688 | 5.134 | 5.45 | 5.642 | 720 | 279 | 42 | 238 | 128 | 27 | 3 | 3.5 | 4 | No | - | - | - | - | N/A | N/A | N/A | 0.7 | 5.8581 | 5.5853
[SEER Non Multi-Split <=65kW] GEMS (Air Conditioners up to 65kW) Determination 2019 | MEPS 2019 | AS/NZS 3823.1.1:2012 | WRC-035AS / WRE-035AS |  | N/A | ACTRON AIR | 0.265 | Non Ducted | Single Split System | Wall Hung | Air | Air | China | 0.86 | 3.285 | 3.55 | N/A | N/A | N/A | N/A | N/A | 0.84 | 3.75 | Calorimeter Room | 4.2262 | 4.4764 | Yes | - | N/A | 1 | 1 | N/A | N/A | N/A | N/A | N/A | 4.0644 | 4.3369 | N/A | N/A | 3.6288 | 4.1738 | 3.5 | 4 | Calorimeter Room | Single | R410A | Australia,New Zealand | 135894 | 2026-04-21 |  | Approved | Reverse Cycle | N/A | Yes | Class 8 | Yes | Yes | N/A | Yes | Yes | Yes | N/A | 4.0804 | Available | N/A | N/A | http://www.actronair.com.au/ | http://www.actronair.com.au | Yes |  | https://reg.energyrating.gov.au/static/common/images/star_ratings_2014/aircon_rating_3.5_4.png | AAC5907 | Yes | Variable output compressor | Inverter | No | - | 3550 | 0.86 | - | 322 | 1777 | Yes | 240 | 1285 | - | 786.04 | 3823.35 | Yes | 219 | 1743 | - | 194 | 1518 | 3750 | 0.84 | 344 | 1930 | Yes | 199 | 994 | Yes | 952 | 3192 | No | - | - | No | - | - | - | - | - | No | - | - | No | - | - | No | - | - | 58 | 60 | 6.598 | 6.183 | 6.667 | 10.006 | 8.307 | 7.906 | 149 | 240 | 695 | 257 | 366 | 841 | 5 | 4.5 | 5 | 4.04 | 4.653 | 5.136 | 4.299 | 4.764 | 5.058 | 1214 | 440 | 64 | 387 | 199 | 41 | 2.5 | 3 | 3.5 | No | - | - | - | - | N/A | N/A | N/A | 1 | 4.1117 | 4.4464
[SEER Non Multi-Split <=65kW] GEMS (Air Conditioners up to 65kW) Determination 2019 | MEPS 2019 | AS/NZS 3823.1.1:2012 | WRC-035CS / WRE-035CS |  | N/A | ACTRON AIR | N/A | Non Ducted | Single Split System | Wall Hung | Air | Air | China | 0.73 | N/A | 3.5 | N/A | N/A | N/A | N/A | N/A | 0.77 | 3.7 | Calorimeter Room | 4.7705 | 4.7686 | N/A | - | N/A | N/A | N/A | N/A | N/A | N/A | N/A | N/A | N/A | N/A | N/A | N/A | N/A | N/A | N/A | N/A | N/A | Single | R32 | Australia,New Zealand | 130978 | 2025-08-07 |  | Approved | Reverse Cycle | N/A | Yes | Class 8 | Yes | N/A | N/A | N/A | N/A | N/A | N/A | N/A | Available | N/A | N/A | http://www.actronair.com.au/ | http://www.actronair.com.au | N/A |  |  | AAC5108 | Yes | Variable output compressor | Inverter | No | - | 3500 | 0.73 | - | 260 | 1700 | Yes | 160 | 1080 | - | 667.22 | 3769.5 | Yes | 220 | 1780 | - | 140 | 1360 | 3700 | 0.77 | 290 | 1800 | Yes | 215 | 1250 | Yes | 1000 | 3300 | No | - | - | No | - | - | - | - | - | No | - | - | No | - | - | No | - | - | 55 | 58 | 7.157 | 6.841 | 7.11 | 9.773 | 8.778 | 7.828 | 136 | 214 | 643 | 261 | 342 | 838 | 5.5 | 5 | 5.5 | 4.383 | 5.102 | 5.712 | 4.715 | 5.291 | 5.662 | 1104 | 396 | 56 | 347 | 177 | 36 | 2.5 | 3.5 | 4 | No | - | - | - | - | N/A | N/A | N/A | 0.7 | 4.779 | 4.7905
[SEER Non Multi-Split <=65kW] GEMS (Air Conditioners up to 65kW) Determination 2019 | MEPS 2019 | AS/NZS 3823.1.1:2012 | WRC-050AS / WRE-050AS |  | N/A | ACTRON AIR | 0.932 | Non Ducted | Single Split System | Wall Hung | Air | Air | China | 1.32 | 4.068 | 5 | N/A | N/A | N/A | N/A | N/A | 1.32 | 5.15 | Calorimeter Room | 3.6674 | 3.7546 | Yes | - | N/A | 1 | 1 | N/A | N/A | N/A | N/A | N/A | 3.7287 | 3.811 | N/A | N/A | 2.9575 | 3.122 | 2.5 | 3 | Calorimeter Room | Single | R410A | Australia,New Zealand | 135906 | 2026-04-08 |  | Approved | Reverse Cycle | N/A | Yes | Class 9 | Yes | Yes | N/A | Yes | Yes | Yes | N/A | 3.7383 | Unavailable | N/A | N/A | http://www.actronair.com.au/ | http://www.actronair.com.au | Yes |  | https://reg.energyrating.gov.au/static/common/images/star_ratings_2014/aircon_rating_2.5_3.png | AAC5876 | Yes | Variable output compressor | Inverter | No | - | 5000 | 1.32 | - | 554 | 2496 | Yes | 416 | 1639 | - | 1206.48 | 5385 | No | 506.356 | 2688.192 | - | 284 | 1860 | 5150 | 1.32 | 530 | 2711 | Yes | 267 | 1353 | Yes | 1292 | 4509 | No | - | - | No | - | - | - | - | - | No | - | - | No | - | - | No | - | - | 62 | 63 | 5.231 | 5.116 | 5.224 | 8.482 | 7.112 | 5.803 | 266 | 410 | 1252 | 429 | 604 | 1616 | 3.5 | 3.5 | 3.5 | 3.896 | 4.378 | 4.982 | 4.216 | 4.647 | 4.987 | 1729 | 641 | 89 | 541 | 279 | 56 | 2 | 2.5 | 3 | No | - | - | - | - | N/A | N/A | N/A | 1 | 3.7782 | 3.8916
[SEER Non Multi-Split <=65kW] GEMS (Air Conditioners up to 65kW) Determination 2019 | MEPS 2019 | AS/NZS 3823.1.1:2012 | WRC-050CS / WRE-050CS |  | N/A | ACTRON AIR | N/A | Non Ducted | Single Split System | Wall Hung | Air | Air | China | 1.17 | N/A | 5 | N/A | N/A | N/A | N/A | N/A | 1.16 | 5 | Calorimeter Room | 4.225 | 4.219 | N/A | - | N/A | N/A | N/A | N/A | N/A | N/A | N/A | N/A | N/A | N/A | N/A | N/A | N/A | N/A | N/A | N/A | N/A | Single | R32 | Australia,New Zealand | 130993 | 2025-08-21 |  | Approved | Reverse Cycle | N/A | Yes | Class 9 | Yes | N/A | N/A | N/A | N/A | N/A | N/A | N/A | Available | N/A | N/A | http://www.actronair.com.au/ | http://www.actronair.com.au | N/A |  |  | AAC5177 | Yes | Variable output compressor | Inverter | No | - | 5000 | 1.17 | - | 510 | 2550 | Yes | 445 | 2150 | - | 1069.38 | 5385 | Yes | 410 | 2960 | - | 300 | 2360 | 5000 | 1.16 | 480 | 2580 | Yes | 290 | 1500 | Yes | 1560 | 4260 | No | - | - | No | - | - | - | - | - | No | - | - | No | - | - | No | - | - | 58 | 67 | 6.598 | 6.291 | 6.65 | 11.52 | 9.148 | 7.787 | 211 | 333 | 983 | 315 | 469 | 1204 | 5 | 4.5 | 5 | 3.79 | 4.476 | 5.106 | 4.137 | 4.697 | 5.071 | 1725 | 609 | 85 | 535 | 269 | 54 | 2 | 2.5 | 3.5 | No | - | - | - | - | N/A | N/A | N/A | 1 | 4.2612 | 4.2978
[SEER Non Multi-Split <=65kW] GEMS (Air Conditioners up to 65kW) Determination 2019 | MEPS 2019 | AS/NZS 3823.1.1:2012 | WRC-071AS / WRE-071AS |  | N/A | ACTRON AIR | 1.298 | Non Ducted | Single Split System | Wall Hung | Air | Air | China | 1.98 | 5.802 | 7.1 | N/A | N/A | N/A | N/A | N/A | 2.06 | 7.65 | Calorimeter Room | 3.4532 | 3.5162 | Yes | - | N/A | 1 | 1 | N/A | N/A | N/A | N/A | N/A | 3.5016 | 3.6323 | N/A | N/A | 2.5032 | 2.7645 | 2.5 | 2.5 | Calorimeter Room | Single | R410A | Australia,New Zealand | 135909 | 2026-04-08 |  | Approved | Reverse Cycle | N/A | Yes | Class 9 | Yes | Yes | N/A | Yes | Yes | Yes | N/A | 3.5076 | Unavailable | N/A | N/A | http://www.actronair.com.au/ | http://www.actronair.com.au | Yes |  | https://reg.energyrating.gov.au/static/common/images/star_ratings_2014/aircon_rating_2.5_2.5.png | AAC5880 | Yes | Variable output compressor | Inverter | No | - | 7100 | 1.98 | - | 846 | 3664 | Yes | 708 | 2667 | - | 1809.72 | 7646.7 | Yes | 670 | 3853 | - | 387 | 2338 | 7650 | 2.06 | 825 | 3874 | Yes | 424 | 1912 | Yes | 3038 | 6781 | No | - | - | No | - | - | - | - | - | No | - | - | No | - | - | No | - | - | 63 | 64 | 5.584 | 5.374 | 5.539 | 17.632 | 11.572 | 7.997 | 355 | 555 | 1677 | 293 | 527 | 1665 | 4 | 3.5 | 4 | 3.354 | 3.933 | 4.511 | 3.674 | 4.159 | 4.495 | 2980 | 1059 | 145 | 920 | 462 | 91 | 1.5 | 2 | 3 | No | - | - | - | - | N/A | N/A | N/A | 1 | 3.5797 | 3.7075
[SEER Non Multi-Split <=65kW] GEMS (Air Conditioners up to 65kW) Determination 2019 | MEPS 2019 | AS/NZS 3823.1.1:2012 | WRC-072CS / WRE-072CS |  | N/A | ACTRON AIR | N/A | Non Ducted | Single Split System | Wall Hung | Air | Air | China | 1.9 | N/A | 7.2 | N/A | N/A | N/A | N/A | N/A | 2.05 | 8 | Calorimeter Room | 3.8051 | 3.9416 | N/A | - | N/A | N/A | N/A | N/A | N/A | N/A | N/A | N/A | N/A | N/A | N/A | N/A | N/A | N/A | N/A | N/A | N/A | Single | R32 | Australia,New Zealand | 130979 | 2025-08-10 |  | Approved | Reverse Cycle | N/A | Yes | Class 9 | Yes | N/A | N/A | N/A | N/A | N/A | N/A | N/A | Available | N/A | N/A | http://www.actronair.com.au/ | http://www.actronair.com.au | N/A |  |  | AAC5122 | Yes | Variable output compressor | Inverter | No | - | 7200 | 1.9 | - | 800 | 3900 | Yes | 715 | 3450 | - | 1736.6 | 7754.4 | Yes | 630 | 3950 | - | 510 | 3350 | 8000 | 2.05 | 740 | 4000 | Yes | 430 | 2250 | Yes | 2450 | 5980 | No | - | - | No | - | - | - | - | - | No | - | - | No | - | - | No | - | - | 65 | 69 | 5.619 | 5.353 | 5.591 | 8.476 | 7.096 | 6.303 | 358 | 565 | 1685 | 619 | 872 | 2142 | 4 | 3.5 | 4 | 3.355 | 4.136 | 5.154 | 3.736 | 4.56 | 5.144 | 3116 | 1053 | 133 | 946 | 441 | 84 | 1.5 | 2.5 | 3.5 | No | - | - | - | - | N/A | N/A | N/A | 1 | 3.7827 | 3.896
[SEER Non Multi-Split <=65kW] GEMS (Air Conditioners up to 65kW) Determination 2019 | MEPS 2019 | AS/NZS 3823.1.1:2012 | WRC-080AS / WRE-080AS |  | N/A | ACTRON AIR | 1.926 | Non Ducted | Single Split System | Wall Hung | Air | Air | China | 2.3 | 6.074 | 8 | N/A | N/A | N/A | N/A | N/A | 2.37 | 8.15 | Calorimeter Room | 3.2695 | 3.2986 | Yes | - | N/A | 1 | 1 | N/A | N/A | N/A | N/A | N/A | 3.3974 | 3.3735 | N/A | N/A | 2.2949 | 2.2469 | 2 | 2 | Calorimeter Room | Single | R410A | Australia,New Zealand | 135910 | 2026-04-08 |  | Approved | Reverse Cycle | N/A | Yes | Class 9 | Yes | Yes | N/A | Yes | Yes | Yes | N/A | 3.4024 | Unavailable | N/A | N/A | http://www.actronair.com.au/ | http://www.actronair.com.au | Yes |  | https://reg.energyrating.gov.au/static/common/images/star_ratings_2014/aircon_rating_2_2.png | AAC5877 | Yes | Variable output compressor | Inverter | No | - | 8000 | 2.3 | - | 909 | 3970 | Yes | 756 | 3124 | - | 2102.2 | 8616 | No | 830.826 | 4275.69 | - | 506 | 3061 | 8150 | 2.37 | 979 | 4033 | Yes | 496 | 2279 | Yes | 2971 | 7018 | No | - | - | No | - | - | - | - | - | No | - | - | No | - | - | No | - | - | 65 | 70 | 4.942 | 4.788 | 4.884 | 8.027 | 6.597 | 5.435 | 452 | 703 | 2144 | 727 | 1043 | 2762 | 3 | 3 | 3 | 3.177 | 3.654 | 4.293 | 3.542 | 3.998 | 4.355 | 3352 | 1214 | 162 | 1017 | 512 | 100 | 1.5 | 2 | 2.5 | No | - | - | - | - | N/A | N/A | N/A | 1 | 3.4732 | 3.4339
[SEER Non Multi-Split <=65kW] GEMS (Air Conditioners up to 65kW) Determination 2019 | MEPS 2019 | AS/NZS 3823.1.1:2012 | WRC-085CS / WRE-085CS |  | N/A | ACTRON AIR | N/A | Non Ducted | Single Split System | Wall Hung | Air | Air | China | 2.4 | N/A | 8.5 | N/A | N/A | N/A | N/A | N/A | 2.52 | 9.45 | Calorimeter Room | 3.4869 | 3.6607 | N/A | - | N/A | N/A | N/A | N/A | N/A | N/A | N/A | N/A | N/A | N/A | N/A | N/A | N/A | N/A | N/A | N/A | N/A | Single | R32 | Australia,New Zealand | 131176 | 2025-08-07 |  | Approved | Reverse Cycle | N/A | Yes | Class 9 | Yes | N/A | N/A | N/A | N/A | N/A | N/A | N/A | Available | N/A | N/A | http://www.actronair.com.au/ | http://www.actronair.com.au | N/A |  |  | AAC5109 | Yes | Variable output compressor | Inverter | No | - | 8500 | 2.4 | - | 910 | 4250 | Yes | 800 | 3870 | - | 2193.6 | 9154.5 | Yes | 765 | 4500 | - | 510 | 3350 | 9450 | 2.52 | 880 | 4500 | Yes | 480 | 2559 | Yes | 2270 | 5760 | No | - | - | No | - | - | - | - | - | No | - | - | No | - | - | No | - | - | 67 | 69 | 5.399 | 5.152 | 5.308 | 10.086 | 7.426 | 6.086 | 440 | 694 | 2096 | 614 | 984 | 2620 | 3.5 | 3.5 | 3.5 | 2.573 | 3.125 | 5.003 | 3.121 | 3.861 | 5.141 | 4799 | 1645 | 161 | 1337 | 615 | 99 | 1 | 1.5 | 3.5 | No | - | - | - | - | N/A | N/A | N/A | 1 | 3.5367 | 3.745
[SEER Non Multi-Split <=65kW] GEMS (Air Conditioners up to 65kW) Determination 2019 | MEPS 2019 | AS/NZS 3823.1.2:2012 | RPA-020S-R410A |  | N/A | aggreko | N/A | Ducted | Packaged | - | Air | Air | China | 6.626 | N/A | 20.96 | N/A | N/A | N/A | N/A | N/A | 7.26 | 23.39 | Enthalpy Test Room | 3.1096 | 3.1831 | N/A | - | N/A | N/A | N/A | N/A | N/A | N/A | N/A | N/A | N/A | N/A | N/A | N/A | N/A | N/A | N/A | N/A | N/A | Three | R410A | Australia,Fiji,New Zealand | 156653 | 2028-09-11 |  | Approved | Reverse Cycle | N/A | No | Class 6 | No | N/A | N/A | N/A | N/A | N/A | N/A | N/A | Available | N/A | N/A | https://www.coldmagic.com.cn/ |  | N/A |  |  | AAC7770 | No | - | - | - | - | 20960 | 6.626 | - | - | - | - | - | - | No | - | - | - | - | - | - | - | - | 23390 | 7.26 | - | - | - | - | - | - | - | - | - | 6380 | 17840 | - | - | - | - | - | - | - | - | - | No | - | - | - | - | - | - | - | 3.219 | 3.197 | 3.342 | 3.617 | 3.452 | 3.476 | 1817 | 2756 | 8206 | 4229 | 5221 | 11311 | 1.5 | 1.5 | 1.5 | 2.528 | 2.68 | 2.73 | 2.57 | 2.719 | 2.754 | 12094 | 4753 | 731 | 4023 | 2163 | 456 | 1 | 1 | 1 | - | - | - | - | - | N/A | N/A | N/A | 5 | 3.1552 | 3.2143
[SEER Non Multi-Split <=65kW] GEMS (Air Conditioners up to 65kW) Determination 2019 | MEPS 2019 | AS/NZS 3823.1.2:2012 | RPA-050D-R410A |  | N/A | aggreko | N/A | Ducted | Packaged | - | Air | Air | China | 17.27 | N/A | 51.6 | N/A | N/A | N/A | N/A | N/A | 17.266 | 52.76 | Enthalpy Test Room | 2.9609 | 2.9505 | N/A | - | N/A | N/A | N/A | N/A | N/A | N/A | N/A | N/A | N/A | N/A | N/A | N/A | N/A | N/A | N/A | N/A | N/A | Three | R410A | Australia,Fiji,New Zealand | 156654 | 2028-09-11 |  | Approved | Reverse Cycle | N/A | No | Class 7 | No | N/A | N/A | N/A | N/A | N/A | N/A | N/A | Available | N/A | N/A | https://www.coldmagic.com.cn/ |  | N/A |  |  | AAC7771 | No | - | - | - | Yes | 51600 | 17.27 | - | - | - | - | - | - | No | - | - | - | - | - | - | - | - | 52760 | 17.266 | - | - | - | - | - | - | - | - | - | - | - | - | - | - | - | - | - | - | - | - | - | - | - | - | - | - | - | - | 3.051 | 3.028 | 3.16 | 3.421 | 3.265 | 3.285 | 4725 | 7171 | 21377 | 11014 | 13598 | 29471 | 1.5 | 1.5 | 1.5 | - | - | - | - | - | - | - | - | - | - | - | - | 0 | 0 | 0 | - | - | - | - | - | N/A | N/A | N/A | 10 | 2.982 | 3.0497
[SEER Non Multi-Split >65kW] GEMS (Air Conditioners above 65kW) Determination 2022 | MEPS 2020 | AS/NZS 3823.1.2:2012 | RPA-100D-R410A |  | N/A | aggreko | 8000 | Ducted | Packaged | - | Air | Air | China | 32500 | 92000 | 100 | N/A | N/A | N/A | N/A | N/A | 31140 | 95 | Enthalpy Test Room | 2.9942 | 2.9636 | N/A | - | N/A | N/A | N/A | N/A | N/A | N/A | N/A | N/A | N/A | N/A | N/A | N/A | N/A | N/A | N/A | N/A | N/A | Three | R410A | Australia,Fiji,New Zealand | 158496 | 2028-12-16 |  | Approved | Reverse Cycle | N/A | No | Class 24 | No | N/A | N/A | N/A | N/A | N/A | N/A | N/A | Available | N/A | N/A | https://www.coldmagic.com.cn/ |  | N/A |  |  | AAC7969 | No | - | - | - | No | 100000 | 32500 | - | - | - | - | - | - | No | - | - | - | - | - | - | - | - | 95000 | 31140 | - | - | - | - | - | - | - | - | - | 26980 | 63500 | - | - | - | - | - | - | - | - | - | No | - | - | - | - | - | N/A | N/A | 3.178 | 3.145 | 3.263 | 3.539 | 3.374 | 3.388 | 8833 | 13424 | 40162 | 20671 | 25534 | 55407 | 1.5 | 1.5 | 1.5 | 1.353 | 1.414 | 2.14 | 1.656 | 1.93 | 2.436 | 91702 | 36486 | 3728 | 25299 | 12324 | 2049 | 0 | 0 | 0.5 | N/A | - | - | - | - | N/A | N/A | N/A | 1 | 3.0766 | 3.0504
Greenhouse and Energy Minimum Standards (Air Conditioners and Heat Pumps) Determination 2012 | 2007 | AS/NZS 3823.1.1:1998/Amdt 3:2006 | WZ-28 |  | N/A | Air Conditioning Systems | 0.75 | Non Ducted | Window Wall | Wall Hung | Air | Air | China | 0.91 | 1.8 | 2.55 | - | - | - | - | - | 0.87 | 2.6 | Calorimeter Room | 2.78 | 3.07 | No | - | N/A | - | - | - | - | 2.78 | N/A | N/A | - | - | N/A | N/A | - | - | - | - | Calorimeter Room | Single | R410A | Australia,Fiji,New Zealand | 47232 |  | 2014-10-16 | Superseded | Reverse Cycle | - | N/A | Class 1 | - | - | - | - | - | - | - | 2.78 | Unavailable | 3.5 | 3.5 |  |  | No |  |  | NAC3036 | N/A | - | single speed | N/A | N/A | N/A | 0.91 | N/A | N/A | N/A | N/A | N/A | N/A | N/A | N/A | N/A | N/A | N/A | N/A | N/A | N/A | N/A | N/A | 0.87 | N/A | N/A | N/A | N/A | N/A | N/A | N/A | N/A | N/A | N/A | N/A | N/A | N/A | N/A | N/A | N/A | N/A | N/A | N/A | N/A | N/A | N/A | N/A | N/A | N/A | N/A | N/A | N/A | N/A | N/A | N/A | N/A | N/A | N/A | N/A | N/A | N/A | N/A | N/A | N/A | N/A | N/A | N/A | N/A | N/A | N/A | N/A | N/A | N/A | N/A | N/A | N/A | N/A | N/A | N/A | N/A | N/A | N/A | N/A | N/A | N/A | N/A | N/A | N/A | N/A | N/A | N/A | - | -
[SEER Multi-Split <=65kW] GEMS (Air Conditioners up to 65kW) Determination 2019 | MEPS 2019 | AS/NZS 3823.1.4:2012 | AR-VI160WV2R |  | N/A | Airion | N/A | Non Ducted | vrf | N/A | Air | Air | China | 4.67 | N/A | 15.5 | N/A | N/A | N/A | N/A | N/A | 4.78 | 18 | Enthalpy Test Room | 3.2209 | 3.6457 | N/A | - | N/A | N/A | N/A | N/A | N/A | N/A | N/A | N/A | N/A | N/A | N/A | N/A | N/A | N/A | N/A | N/A | N/A | Single | R410A | Australia,Fiji,New Zealand | 147513 | 2027-06-09 |  | Approved | Reverse Cycle | N/A | No | Class 20 | No | N/A | N/A | N/A | N/A | N/A | N/A | N/A | Available | N/A | N/A |  |  | N/A |  |  | AAC6768 | Yes | Variable output compressor | Inverter | No | - | 15500 | 4.67 | - | 1940 | 7750 | No | - | - | - | 4268.38 | 16693.5 | No | 1773.16 | 8346.75 | No | - | - | 18000 | 4.78 | 2260 | 9000 | No | - | - | Yes | 4830 | 13600 | No | - | - | No | - | - | - | - | - | No | - | - | No | - | - | No | - | - | N/A | 71 | 3.886 | 3.814 | 4.144 | 4.67 | 4.417 | 4.415 | 1082 | 1671 | 4859 | 2393 | 2988 | 6556 | 2 | 2 | 2.5 | 3.027 | 3.42 | 3.688 | 3.106 | 3.507 | 3.67 | 7802 | 2903 | 452 | 2590 | 1320 | 292 | 1.5 | 1.5 | 2 | N/A | N/A | N/A | N/A | N/A | N/A | N/A | N/A | 17 | 3.2787 | 3.721
[SEER Multi-Split <=65kW] GEMS (Air Conditioners up to 65kW) Determination 2019 | MEPS 2019 | AS/NZS 3823.1.4:2012 | AR-VI200WV2R |  | N/A | Airion | N/A | Non Ducted | vrf | N/A | Air | Air | China | 6 | N/A | 20 | N/A | N/A | N/A | N/A | N/A | 5.6 | 22 | Enthalpy Test Room | 3.316 | 3.8313 | N/A | - | N/A | N/A | N/A | N/A | N/A | N/A | N/A | N/A | N/A | N/A | N/A | N/A | N/A | N/A | N/A | N/A | N/A | Three | R410A | Australia,Fiji,New Zealand | 147514 | 2027-06-09 |  | Approved | Reverse Cycle | N/A | No | Class 20 | No | N/A | N/A | N/A | N/A | N/A | N/A | N/A | Available | N/A | N/A |  |  | N/A |  |  | AAC6771 | Yes | Variable output compressor | Inverter | No | - | 20000 | 6 | - | 2500 | 10000 | No | - | - | - | 5484 | 21540 | No | 2285 | 10770 | No | - | - | 22000 | 5.6 | 2200 | 11000 | No | - | - | Yes | 7000 | 15500 | No | - | - | No | - | - | - | - | - | No | - | - | No | - | - | - | - | - | N/A | 77 | 3.707 | 3.679 | 4.101 | 4.579 | 4.35 | 4.391 | 1437 | 2203 | 6304 | 3123 | 3889 | 8480 | 2 | 2 | 2.5 | 2.806 | 3.417 | 4.595 | 3.39 | 3.929 | 4.594 | 10314 | 3589 | 489 | 2933 | 1474 | 322 | 1 | 1.5 | 3 | N/A | N/A | N/A | N/A | N/A | N/A | N/A | N/A | 35 | 3.2689 | 3.8473
[SEER Multi-Split <=65kW] GEMS (Air Conditioners up to 65kW) Determination 2019 | MEPS 2019 | AS/NZS 3823.1.4:2012 | AR-VI224WV2R |  | N/A | Airion | N/A | Non Ducted | vrf | N/A | Air | Air | China | 6.5 | N/A | 22.4 | N/A | N/A | N/A | N/A | N/A | 6.5 | 24 | Enthalpy Test Room | 3.3478 | 3.6588 | N/A | - | N/A | N/A | N/A | N/A | N/A | N/A | N/A | N/A | N/A | N/A | N/A | N/A | N/A | N/A | N/A | N/A | N/A | Three | R410A | Australia,Fiji,New Zealand | 147516 | 2027-06-09 |  | Approved | Reverse Cycle | N/A | No | Class 20 | No | N/A | N/A | N/A | N/A | N/A | N/A | N/A | Available | N/A | N/A |  |  | N/A |  |  | AAC6770 | Yes | Variable output compressor | Inverter | No | - | 22400 | 6.5 | - | 2700 | 12100 | No | - | - | - | 5941 | 24124.8 | No | 2467.8 | 13031.7 | No | - | - | 24000 | 6.5 | 2600 | 12000 | No | - | - | Yes | 7500 | 16000 | No | - | - | No | - | - | - | - | - | No | - | - | No | - | - | No | - | - | N/A | 77 | 4.076 | 4.005 | 4.466 | 5.05 | 4.77 | 4.794 | 1465 | 2269 | 6486 | 3172 | 3974 | 8701 | 2.5 | 2.5 | 2.5 | 2.62 | 3.167 | 4.245 | 2.955 | 3.638 | 4.242 | 12041 | 4208 | 562 | 3653 | 1724 | 368 | 1 | 1.5 | 2.5 | N/A | N/A | N/A | N/A | N/A | N/A | N/A | N/A | 35 | 3.3846 | 3.6263
[SEER Multi-Split <=65kW] GEMS (Air Conditioners up to 65kW) Determination 2019 | MEPS 2019 | AS/NZS 3823.1.4:2012 | AR-VI260WV2R |  | N/A | Airion | N/A | Non Ducted | vrf | N/A | Air | Air | China | 7.26 | N/A | 26 | N/A | N/A | N/A | N/A | N/A | 7.5 | 28 | Enthalpy Test Room | 3.5772 | 3.7859 | N/A | - | N/A | N/A | N/A | N/A | N/A | N/A | N/A | N/A | N/A | N/A | N/A | N/A | N/A | N/A | N/A | N/A | N/A | Three | R410A | Australia,Fiji,New Zealand | 147517 | 2027-06-09 |  | Approved | Reverse Cycle | N/A | No | Class 20 | No | N/A | N/A | N/A | N/A | N/A | N/A | N/A | Available | N/A | N/A |  |  | N/A |  |  | AAC6772 | Yes | Variable output compressor | Inverter | No | - | 26000 | 7.26 | - | 2770 | 12800 | No | - | - | - | 6635.64 | 28002 | No | 2531.78 | 13785.6 | No | - | - | 28000 | 7.5 | 3000 | 13700 | No | - | - | Yes | 8200 | 18500 | No | - | - | No | - | - | - | - | - | No | - | - | No | - | - | No | - | - | N/A | 77 | 4.261 | 4.188 | 4.623 | 5.267 | 4.974 | 4.961 | 1635 | 2529 | 7283 | 3539 | 4431 | 9768 | 2.5 | 2.5 | 3 | 2.651 | 3.186 | 4.213 | 2.974 | 3.374 | 4.209 | 13870 | 4866 | 645 | 4223 | 2150 | 420 | 1 | 1.5 | 2.5 | N/A | N/A | N/A | N/A | N/A | N/A | N/A | N/A | 35 | 3.5238 | 3.6754
[Unitary Single-Duct] GEMS (Air Conditioners up to 65kW) Determination 2019 | MEPS 2019 | AS/NZS 3823.1.5:2015 | APC20RW |  | N/A | AIRO | N/A | Non Ducted | Portable | N/A | N/A | N/A | China | 0.785 | N/A | 2.05 | N/A | N/A | N/A | N/A | N/A | 0 | 0 | Calorimeter Room | 2.6281 | 0 | N/A | N/A | N/A | N/A | N/A | N/A | N/A | N/A | N/A | N/A | N/A | N/A | N/A | N/A | N/A | N/A | N/A | N/A | Calorimeter Room | Single | R290 | Australia | 133087 | 2025-10-28 |  | Approved | Cooling Only | N/A | N/A | Class 4 | N/A | N/A | N/A | N/A | N/A | N/A | N/A | N/A | Available | N/A | N/A | http://rinnai.com.au |  | N/A |  |  | AAC5449 | No | N/A | N/A | N/A | N/A | 2050 | 0.785 | N/A | N/A | N/A | N/A | N/A | N/A | N/A | N/A | N/A | N/A | N/A | N/A | N/A | N/A | N/A | 0 | 0 | N/A | N/A | N/A | N/A | N/A | N/A | N/A | N/A | N/A | N/A | N/A | N/A | N/A | N/A | N/A | N/A | N/A | N/A | N/A | N/A | N/A | N/A | N/A | N/A | N/A | N/A | 63.2 | N/A | N/A | N/A | N/A | N/A | N/A | N/A | 428 | 659 | 1764 | N/A | N/A | N/A | 0 | 0 | 0 | N/A | N/A | N/A | N/A | N/A | N/A | 0 | 0 | 0 | N/A | N/A | N/A | 0 | 0 | 0 | N/A | No | 0 | 0 | 0 | 0 | 0 | 0 | N/A | 2.6115 | 0
[Unitary Single-Duct] GEMS (Air Conditioners up to 65kW) Determination 2019 | MEPS 2019 | AS/NZS 3823.1.5:2015 | APC33HP |  | N/A | AIRO | N/A | Non Ducted | Portable | N/A | N/A | N/A | China | 1.25 | N/A | 3.3 | N/A | N/A | N/A | N/A | N/A | 0 | 0 | Calorimeter Room | 2.7109 | 0 | N/A | N/A | N/A | N/A | N/A | N/A | N/A | N/A | N/A | N/A | N/A | N/A | N/A | N/A | N/A | N/A | N/A | N/A | Calorimeter Room | Single | R290 | Australia | 133099 | 2025-10-28 |  | Approved | Cooling Only | N/A | N/A | Class 4 | N/A | N/A | N/A | N/A | N/A | N/A | N/A | N/A | Available | N/A | N/A | http://rinnai.com.au |  | N/A |  |  | AAC5450 | No | N/A | N/A | N/A | N/A | 3300 | 1.25 | N/A | N/A | N/A | N/A | N/A | N/A | N/A | N/A | N/A | N/A | N/A | N/A | N/A | N/A | N/A | 0 | 0 | N/A | N/A | N/A | N/A | N/A | N/A | N/A | N/A | N/A | N/A | N/A | N/A | N/A | N/A | N/A | N/A | N/A | N/A | N/A | N/A | N/A | N/A | N/A | N/A | N/A | N/A | 62.5 | N/A | N/A | N/A | N/A | N/A | N/A | N/A | 681 | 1050 | 2809 | N/A | N/A | N/A | 0 | 0 | 0 | N/A | N/A | N/A | N/A | N/A | N/A | 0 | 0 | 0 | N/A | N/A | N/A | 0 | 0 | 0 | N/A | No | 0 | 0 | 0 | 0 | 0 | 0 | N/A | 2.64 | 0
[SEER Non Multi-Split <=65kW] GEMS (Air Conditioners up to 65kW) Determination 2019 | MEPS 2019 | AS/NZS 3823.1.2:2012 | IES-*** | IES-*** | N/A | AirSmart | N/A | Ducted | Single Split System | - | Air | Air | China,Canada,Australia | 3.05 | N/A | 10 | N/A | N/A | N/A | N/A | N/A | 3.18 | 10.5 | Calorimeter Room | 3.228 | 3.5232 | N/A | - | N/A | N/A | N/A | N/A | N/A | N/A | N/A | N/A | N/A | N/A | N/A | N/A | N/A | N/A | N/A | N/A | N/A | Single | R410A | Australia | 139794 | 2027-01-23 |  | Approved | Reverse Cycle | N/A | Yes | Class 11 | Yes | N/A | N/A | N/A | N/A | N/A | N/A | N/A | Available | N/A | N/A | http://www.airsmart.com | http://www.airsmart.com/ | N/A |  |  | AAC6408 | Yes | Variable output compressor | Rotary | No | - | 10000 | 3.05 | - | 1200 | 5000 | Yes | 650 | 2000 | - | 2787.7 | 10770 | Yes | 1200 | 5500 | - | 520 | 2150 | 10500 | 3.18 | 1000 | 5200 | Yes | 460 | 1550 | Yes | 3950 | 9850 | No | - | - | No | - | - | - | - | - | No | - | - | No | - | - | No | - | - | - | 69 | 3.939 | 3.876 | 4.136 | 5.203 | 4.751 | 4.439 | 691 | 1063 | 3143 | 1385 | 1793 | 4209 | 2 | 2 | 2.5 | 3.436 | 3.887 | 4.304 | 3.58 | 3.816 | 4.081 | 4013 | 1494 | 230 | 1314 | 710 | 155 | 1.5 | 2 | 2.5 | No | - | - | - | - | N/A | N/A | N/A | 10 | 3.2428 | 3.2672
[SEER Non Multi-Split <=65kW] GEMS (Air Conditioners up to 65kW) Determination 2019 | MEPS 2019 | AS/NZS 3823.1.2:2012 | IES-*** | IES-*** | N/A | AirSmart | N/A | Ducted | Single Split System | - | Air | Air | Australia,Canada,China | 4.95 | N/A | 17 | N/A | N/A | N/A | N/A | N/A | 3.4 | 15.8 | Enthalpy Test Room | 3.2964 | 4.3206 | N/A | - | N/A | N/A | N/A | N/A | N/A | N/A | N/A | N/A | N/A | N/A | N/A | N/A | N/A | N/A | N/A | N/A | N/A | Single | R410A | Australia | 162158 | 2029-06-23 |  | Approved | Reverse Cycle | N/A | Yes | Class 11 | Yes | N/A | N/A | N/A | N/A | N/A | N/A | N/A | Available | N/A | N/A | http://www.airsmart.com | http://www.airsmart.com/ | N/A |  |  | AAC8309 | Yes | Variable output compressor | Inverter | No | - | 17000 | 4.95 | - | 2040 | 8700 | Yes | 1080 | 5400 | - | 4524.3 | 18309 | Yes | 1330 | 8700 | - | 700 | 4300 | 15800 | 3.4 | 1560 | 8000 | Yes | 720 | 3700 | Yes | 4600 | 12800 | No | - | - | No | - | - | - | - | - | No | - | - | No | - | - | No | - | - | - | 70.9 | 5.264 | 5.005 | 5.579 | -1.606 | 8.079 | 7.149 | 875 | 1397 | 3958 | -7776 | 1783 | 4436 | 3.5 | 3.5 | 4 | 3.745 | 4.461 | 5.083 | 4.121 | 4.726 | 5.092 | 5541 | 1961 | 297 | 1720 | 867 | 192 | 2 | 2.5 | 3.5 | No | - | - | - | - | N/A | N/A | N/A | 14.3 | 3.4011 | 4.5819
[SEER Non Multi-Split <=65kW] GEMS (Air Conditioners up to 65kW) Determination 2019 | MEPS 2019 | AS/NZS 3823.1.2:2012 | IES-500 | IES-*** | N/A | AirSmart | N/A | Ducted | Single Split System | - | Air | Air | China,Canada,Australia | 3.05 | N/A | 10 | N/A | N/A | N/A | N/A | N/A | 3.18 | 10.5 | Calorimeter Room | 3.228 | 3.5232 | N/A | - | N/A | N/A | N/A | N/A | N/A | N/A | N/A | N/A | N/A | N/A | N/A | N/A | N/A | N/A | N/A | N/A | N/A | Single | R410A | Australia | 139794 | 2027-01-23 |  | Approved | Reverse Cycle | N/A | Yes | Class 11 | Yes | N/A | N/A | N/A | N/A | N/A | N/A | N/A | Available | N/A | N/A | http://www.airsmart.com | http://www.airsmart.com/ | N/A |  |  | AAC6408 | Yes | Variable output compressor | Rotary | No | - | 10000 | 3.05 | - | 1200 | 5000 | Yes | 650 | 2000 | - | 2787.7 | 10770 | Yes | 1200 | 5500 | - | 520 | 2150 | 10500 | 3.18 | 1000 | 5200 | Yes | 460 | 1550 | Yes | 3950 | 9850 | No | - | - | No | - | - | - | - | - | No | - | - | No | - | - | No | - | - | - | 69 | 3.939 | 3.876 | 4.136 | 5.203 | 4.751 | 4.439 | 691 | 1063 | 3143 | 1385 | 1793 | 4209 | 2 | 2 | 2.5 | 3.436 | 3.887 | 4.304 | 3.58 | 3.816 | 4.081 | 4013 | 1494 | 230 | 1314 | 710 | 155 | 1.5 | 2 | 2.5 | No | - | - | - | - | N/A | N/A | N/A | 10 | 3.2428 | 3.2672
[SEER Non Multi-Split <=65kW] GEMS (Air Conditioners up to 65kW) Determination 2019 | MEPS 2019 | AS/NZS 3823.1.2:2012 | IES-500-AC | IES-*** | N/A | AirSmart | N/A | Ducted | Single Split System | - | Air | Air | China,Canada,Australia | 3.05 | N/A | 10 | N/A | N/A | N/A | N/A | N/A | 3.18 | 10.5 | Calorimeter Room | 3.228 | 3.5232 | N/A | - | N/A | N/A | N/A | N/A | N/A | N/A | N/A | N/A | N/A | N/A | N/A | N/A | N/A | N/A | N/A | N/A | N/A | Single | R410A | Australia | 139794 | 2027-01-23 |  | Approved | Reverse Cycle | N/A | Yes | Class 11 | Yes | N/A | N/A | N/A | N/A | N/A | N/A | N/A | Available | N/A | N/A | http://www.airsmart.com | http://www.airsmart.com/ | N/A |  |  | AAC6408 | Yes | Variable output compressor | Rotary | No | - | 10000 | 3.05 | - | 1200 | 5000 | Yes | 650 | 2000 | - | 2787.7 | 10770 | Yes | 1200 | 5500 | - | 520 | 2150 | 10500 | 3.18 | 1000 | 5200 | Yes | 460 | 1550 | Yes | 3950 | 9850 | No | - | - | No | - | - | - | - | - | No | - | - | No | - | - | No | - | - | - | 69 | 3.939 | 3.876 | 4.136 | 5.203 | 4.751 | 4.439 | 691 | 1063 | 3143 | 1385 | 1793 | 4209 | 2 | 2 | 2.5 | 3.436 | 3.887 | 4.304 | 3.58 | 3.816 | 4.081 | 4013 | 1494 | 230 | 1314 | 710 | 155 | 1.5 | 2 | 2.5 | No | - | - | - | - | N/A | N/A | N/A | 10 | 3.2428 | 3.2672
[SEER Non Multi-Split <=65kW] GEMS (Air Conditioners up to 65kW) Determination 2019 | MEPS 2019 | AS/NZS 3823.1.2:2012 | IES-700 | IES-*** | N/A | AirSmart | N/A | Ducted | Single Split System | - | Air | Air | Australia,Canada,China | 4.95 | N/A | 17 | N/A | N/A | N/A | N/A | N/A | 3.4 | 15.8 | Enthalpy Test Room | 3.2964 | 4.3206 | N/A | - | N/A | N/A | N/A | N/A | N/A | N/A | N/A | N/A | N/A | N/A | N/A | N/A | N/A | N/A | N/A | N/A | N/A | Single | R410A | Australia | 162158 | 2029-06-23 |  | Approved | Reverse Cycle | N/A | Yes | Class 11 | Yes | N/A | N/A | N/A | N/A | N/A | N/A | N/A | Available | N/A | N/A | http://www.airsmart.com | http://www.airsmart.com/ | N/A |  |  | AAC8309 | Yes | Variable output compressor | Inverter | No | - | 17000 | 4.95 | - | 2040 | 8700 | Yes | 1080 | 5400 | - | 4524.3 | 18309 | Yes | 1330 | 8700 | - | 700 | 4300 | 15800 | 3.4 | 1560 | 8000 | Yes | 720 | 3700 | Yes | 4600 | 12800 | No | - | - | No | - | - | - | - | - | No | - | - | No | - | - | No | - | - | - | 70.9 | 5.264 | 5.005 | 5.579 | -1.606 | 8.079 | 7.149 | 875 | 1397 | 3958 | -7776 | 1783 | 4436 | 3.5 | 3.5 | 4 | 3.745 | 4.461 | 5.083 | 4.121 | 4.726 | 5.092 | 5541 | 1961 | 297 | 1720 | 867 | 192 | 2 | 2.5 | 3.5 | No | - | - | - | - | N/A | N/A | N/A | 14.3 | 3.4011 | 4.5819
[SEER Non Multi-Split <=65kW] GEMS (Air Conditioners up to 65kW) Determination 2019 | MEPS 2019 | AS/NZS 3823.1.2:2012 | IES-700-AC | IES-*** | N/A | AirSmart | N/A | Ducted | Single Split System | - | Air | Air | Australia,Canada,China | 4.95 | N/A | 17 | N/A | N/A | N/A | N/A | N/A | 3.4 | 15.8 | Enthalpy Test Room | 3.2964 | 4.3206 | N/A | - | N/A | N/A | N/A | N/A | N/A | N/A | N/A | N/A | N/A | N/A | N/A | N/A | N/A | N/A | N/A | N/A | N/A | Single | R410A | Australia | 162158 | 2029-06-23 |  | Approved | Reverse Cycle | N/A | Yes | Class 11 | Yes | N/A | N/A | N/A | N/A | N/A | N/A | N/A | Available | N/A | N/A | http://www.airsmart.com | http://www.airsmart.com/ | N/A |  |  | AAC8309 | Yes | Variable output compressor | Inverter | No | - | 17000 | 4.95 | - | 2040 | 8700 | Yes | 1080 | 5400 | - | 4524.3 | 18309 | Yes | 1330 | 8700 | - | 700 | 4300 | 15800 | 3.4 | 1560 | 8000 | Yes | 720 | 3700 | Yes | 4600 | 12800 | No | - | - | No | - | - | - | - | - | No | - | - | No | - | - | No | - | - | - | 70.9 | 5.264 | 5.005 | 5.579 | -1.606 | 8.079 | 7.149 | 875 | 1397 | 3958 | -7776 | 1783 | 4436 | 3.5 | 3.5 | 4 | 3.745 | 4.461 | 5.083 | 4.121 | 4.726 | 5.092 | 5541 | 1961 | 297 | 1720 | 867 | 192 | 2 | 2.5 | 3.5 | No | - | - | - | - | N/A | N/A | N/A | 14.3 | 3.4011 | 4.5819
[SEER Non Multi-Split <=65kW] GEMS (Air Conditioners up to 65kW) Determination 2019 | MEPS 2019 | AS/NZS 3823.1.2:2012 | RAQ/K/EC/WP/*110 | RAQ/K/EC/WP/*110 | N/A | AIRSTAGE | N/A | Ducted | Packaged | - | Air | Air | Malaysia | 7.7 | N/A | 24.5 | N/A | N/A | N/A | N/A | N/A | 7.6 | 24.9 | Enthalpy Test Room | 3.1948 | 3.3333 | N/A | - | N/A | N/A | N/A | N/A | N/A | N/A | N/A | N/A | N/A | N/A | N/A | N/A | N/A | N/A | N/A | N/A | N/A | Three | R410A | Australia,New Zealand | 145920 | 2027-04-06 |  | Approved | Reverse Cycle | N/A | No | Class 6 | No | N/A | N/A | N/A | N/A | N/A | N/A | N/A | Available | N/A | N/A | http://www.fujitsugeneral.com.au/ |  | N/A |  |  | AAC6601 | No | - | - | - | - | 24500 | 7.7 | - | - | - | - | - | - | No | - | - | - | - | - | - | - | - | 24900 | 7.6 | - | - | - | - | - | - | - | - | - | 7110 | 21690 | - | - | - | - | - | - | - | - | - | No | - | - | - | - | - | - | - | 3.122 | 3.124 | 3.331 | 3.584 | 3.431 | 3.477 | 2159 | 3259 | 9589 | 4959 | 6111 | 13187 | 1.5 | 1.5 | 1.5 | 2.696 | 2.818 | 2.791 | 2.689 | 2.808 | 2.806 | 12103 | 4851 | 798 | 4125 | 2261 | 506 | 1 | 1 | 1 | - | - | - | - | - | N/A | N/A | N/A | 19.973 | 3.1542 | 3.2475
[SEER Non Multi-Split <=65kW] GEMS (Air Conditioners up to 65kW) Determination 2019 | MEPS 2019 | AS/NZS 3823.1.2:2012 | RAQ/K/EC/WP/*112 | RAQ/K/EC/WP/*112 | N/A | AIRSTAGE | N/A | Ducted | Packaged | - | Air | Air | Malaysia | 10 | N/A | 31.8 | N/A | N/A | N/A | N/A | N/A | 9.7 | 32.2 | Enthalpy Test Room | 3.23 | 3.3646 | N/A | - | N/A | N/A | N/A | N/A | N/A | N/A | N/A | N/A | N/A | N/A | N/A | N/A | N/A | N/A | N/A | N/A | N/A | Three | R410A | Australia,New Zealand | 145921 | 2027-04-06 |  | Approved | Reverse Cycle | N/A | No | Class 6 | No | N/A | N/A | N/A | N/A | N/A | N/A | N/A | Available | N/A | N/A | http://www.fujitsugeneral.com.au/ |  | N/A |  |  | AAC6597 | No | - | - | - | No | 31800 | 10 | - | - | - | - | - | - | No | - | - | - | - | - | - | - | - | 32200 | 9.7 | - | - | - | - | - | - | - | - | - | 9080 | 28050 | - | - | - | - | - | - | - | - | - | No | - | - | - | - | - | - | - | 3.157 | 3.151 | 3.339 | 3.599 | 3.442 | 3.481 | 2784 | 4209 | 12431 | 6422 | 7918 | 17108 | 1.5 | 1.5 | 1.5 | 2.728 | 2.854 | 2.828 | 2.722 | 2.845 | 2.843 | 15455 | 6179 | 1005 | 5257 | 2875 | 635 | 1 | 1 | 1 | - | - | - | - | - | N/A | N/A | N/A | 19.973 | 3.1587 | 3.2966
[SEER Non Multi-Split <=65kW] GEMS (Air Conditioners up to 65kW) Determination 2019 | MEPS 2019 | AS/NZS 3823.1.2:2012 | RAQ/K/EC/WP/*115 | RAQ/K/EC/WP/*115 | N/A | AIRSTAGE | N/A | Ducted | Packaged | - | Air | Air | Malaysia | 11.4 | N/A | 36.2 | N/A | N/A | N/A | N/A | N/A | 10.9 | 36.3 | Enthalpy Test Room | 3.2124 | 3.2703 | N/A | - | N/A | N/A | N/A | N/A | N/A | N/A | N/A | N/A | N/A | N/A | N/A | N/A | N/A | N/A | N/A | N/A | N/A | Three | R410A | Australia,New Zealand | 145925 | 2027-04-07 |  | Approved | Reverse Cycle | N/A | No | Class 6 | No | N/A | N/A | N/A | N/A | N/A | N/A | N/A | Available | N/A | N/A | http://www.fujitsugeneral.com.au/ |  | N/A |  |  | AAC6606 | No | - | - | - | No | 36200 | 11.4 | - | - | - | - | - | - | No | - | - | - | - | - | - | - | - | 36300 | 10.9 | - | - | - | - | - | - | - | - | - | 10200 | 31520 | - | - | - | - | - | - | - | - | - | No | - | - | - | - | - | - | - | 3.168 | 3.159 | 3.338 | 3.601 | 3.443 | 3.479 | 3164 | 4787 | 14161 | 7312 | 9018 | 19495 | 1.5 | 1.5 | 1.5 | 2.732 | 2.859 | 2.836 | 2.727 | 2.852 | 2.852 | 17397 | 6947 | 1124 | 5910 | 3227 | 709 | 1 | 1 | 1 | - | - | - | - | - | N/A | N/A | N/A | 19.973 | 3.1567 | 3.3098
[SEER Non Multi-Split <=65kW] GEMS (Air Conditioners up to 65kW) Determination 2019 | MEPS 2019 | AS/NZS 3823.1.2:2012 | RAQ/K/EC/WP/*118 | RAQ/K/EC/WP/*118 | N/A | AIRSTAGE | N/A | Ducted | Packaged | - | Air | Air | Malaysia | 14.7 | N/A | 43.4 | N/A | N/A | N/A | N/A | N/A | 13.3 | 43.7 | Enthalpy Test Room | 2.9864 | 3.3258 | N/A | - | N/A | N/A | N/A | N/A | N/A | N/A | N/A | N/A | N/A | N/A | N/A | N/A | N/A | N/A | N/A | N/A | N/A | Three | R410A | Australia,New Zealand | 145926 | 2027-04-07 |  | Approved | Reverse Cycle | N/A | No | Class 7 | No | N/A | N/A | N/A | N/A | N/A | N/A | N/A | Available | N/A | N/A | http://www.fujitsugeneral.com.au/ |  | N/A |  |  | AAC6604 | No | - | - | - | No | 43400 | 14.7 | - | - | - | - | - | - | No | - | - | - | - | - | - | - | - | 43700 | 13.3 | - | - | - | - | - | - | - | - | - | 12450 | 38060 | - | - | - | - | - | - | - | - | - | No | - | - | - | - | - | - | - | 2.968 | 2.955 | 3.11 | 3.359 | 3.209 | 3.238 | 4060 | 6150 | 18239 | 9411 | 11610 | 25120 | 1 | 1 | 1.5 | 2.703 | 2.825 | 2.799 | 2.695 | 2.816 | 2.814 | 21160 | 8453 | 1360 | 7190 | 3926 | 856 | 1 | 1 | 1 | - | - | - | - | - | N/A | N/A | N/A | 19.973 | 2.9389 | 3.2691
[SEER Non Multi-Split <=65kW] GEMS (Air Conditioners up to 65kW) Determination 2019 | MEPS 2019 | AS/NZS 3823.1.2:2012 | RAQ/K/EC/WP/*15 | RAQ/K/EC/WP/*15 | N/A | AIRSTAGE | N/A | Ducted | Packaged | - | Air | Air | Malaysia | 3.9 | N/A | 13.6 | N/A | N/A | N/A | N/A | N/A | 3.9 | 13.8 | Enthalpy Test Room | 3.5128 | 3.5844 | N/A | - | N/A | N/A | N/A | N/A | N/A | N/A | N/A | N/A | N/A | N/A | N/A | N/A | N/A | N/A | N/A | N/A | N/A | Three | R410A | Australia,New Zealand | 145914 | 2027-04-06 |  | Approved | Reverse Cycle | N/A | No | Class 6 | No | N/A | N/A | N/A | N/A | N/A | N/A | N/A | Available | N/A | N/A | http://www.fujitsugeneral.com.au/ |  | N/A |  |  | AAC6602 | No | - | - | - | - | 13600 | 3.9 | - | - | - | - | - | - | No | - | - | - | - | - | - | - | - | 13800 | 3.9 | - | - | - | - | - | - | - | - | - | 3931 | 11759 | - | - | - | - | - | - | - | - | - | No | - | - | - | - | - | - | - | 3.262 | 3.296 | 3.605 | 3.851 | 3.699 | 3.783 | 1126 | 1690 | 4894 | 2542 | 3126 | 6709 | 1.5 | 1.5 | 2 | 2.75 | 2.897 | 2.979 | 2.802 | 2.969 | 3.019 | 6598 | 2640 | 439 | 2213 | 1205 | 281 | 1 | 1 | 1 | - | - | - | - | - | N/A | N/A | N/A | 19.973 | 3.4278 | 3.4783
[SEER Non Multi-Split <=65kW] GEMS (Air Conditioners up to 65kW) Determination 2019 | MEPS 2019 | AS/NZS 3823.1.2:2012 | RAQ/K/EC/WP/*17 | RAQ/K/EC/WP/*17 | N/A | AIRSTAGE | N/A | Ducted | Packaged | - | Air | Air | Malaysia | 5.4 | N/A | 18.1 | N/A | N/A | N/A | N/A | N/A | 5.3 | 18.7 | Enthalpy Test Room | 3.3704 | 3.5962 | N/A | - | N/A | N/A | N/A | N/A | N/A | N/A | N/A | N/A | N/A | N/A | N/A | N/A | N/A | N/A | N/A | N/A | N/A | Three | R410A | Australia,New Zealand | 145915 | 2027-04-06 |  | Approved | Reverse Cycle | N/A | No | Class 6 | No | N/A | N/A | N/A | N/A | N/A | N/A | N/A | Available | N/A | N/A | http://www.fujitsugeneral.com.au/ |  | N/A |  |  | AAC6598 | No | - | - | - | - | 18100 | 5.4 | - | - | - | - | - | - | No | - | - | - | - | - | - | - | - | 18700 | 5.3 | - | - | - | - | - | - | - | - | - | 4960 | 16290 | - | - | - | - | - | - | - | - | - | No | - | - | - | - | - | - | - | 3.22 | 3.236 | 3.49 | 3.743 | 3.589 | 3.651 | 1534 | 2309 | 6747 | 3496 | 4304 | 9266 | 1.5 | 1.5 | 1.5 | 2.886 | 3.032 | 3.006 | 2.882 | 3.022 | 3.022 | 8506 | 3402 | 572 | 2902 | 1590 | 365 | 1 | 1.5 | 1.5 | - | - | - | - | - | N/A | N/A | N/A | 19.973 | 3.3105 | 3.4839
[SEER Non Multi-Split <=65kW] GEMS (Air Conditioners up to 65kW) Determination 2019 | MEPS 2019 | AS/NZS 3823.1.2:2012 | RAQ/K/EC/WP/*224 | RAQ/K/EC/WP/*224 | N/A | AIRSTAGE | N/A | Ducted | Packaged | - | Air | Air | Malaysia | 20.6 | N/A | 60.6 | N/A | N/A | N/A | N/A | N/A | 20 | 63.1 | Enthalpy Test Room | 2.9709 | 3.165 | N/A | - | N/A | N/A | N/A | N/A | N/A | N/A | N/A | N/A | N/A | N/A | N/A | N/A | N/A | N/A | N/A | N/A | N/A | Three | R410A | Australia,New Zealand | 145930 | 2027-04-06 |  | Approved | Reverse Cycle | N/A | No | Class 7 | No | N/A | N/A | N/A | N/A | N/A | N/A | N/A | Available | N/A | N/A | http://www.fujitsugeneral.com.au/ |  | N/A |  |  | AAC6600 | No | - | - | - | No | 60600 | 20.6 | - | - | - | - | - | - | No | - | - | - | - | - | - | - | - | 63100 | 20 | - | - | - | - | - | - | - | - | - | 18720 | 54960 | - | - | - | - | - | - | - | - | - | No | - | - | - | - | - | - | - | 2.952 | 2.94 | 3.097 | 3.344 | 3.196 | 3.226 | 5697 | 8626 | 25566 | 13194 | 16276 | 35209 | 1 | 1 | 1.5 | 2.604 | 2.714 | 2.688 | 2.594 | 2.704 | 2.702 | 31715 | 12705 | 2045 | 10786 | 5902 | 1286 | 1 | 1 | 1 | - | - | - | - | - | N/A | N/A | N/A | 29.973 | 2.9274 | 3.1391
[SEER Non Multi-Split >65kW] GEMS (Air Conditioners above 65kW) Determination 2022 | MEPS 2020 | AS/NZS 3823.1.2:2012 | RAQ/K/EC/WP/*230 | RAQ/K/EC/WP/*230 | N/A | AIRSTAGE | 20200 | Ducted | Packaged | - | Air | Air | Malaysia | 23300 | 48700 | 68.9 | N/A | N/A | N/A | N/A | N/A | 22200 | 71.7 | Enthalpy Test Room | 2.9679 | 3.2545 | N/A | - | N/A | N/A | N/A | N/A | N/A | N/A | N/A | N/A | N/A | N/A | N/A | N/A | N/A | N/A | N/A | N/A | N/A | Three | R410A | Australia,New Zealand | 145931 | 2027-09-30 |  | Approved | Reverse Cycle | N/A | No | Class 24 | No | N/A | N/A | N/A | N/A | N/A | N/A | N/A | Available | N/A | N/A | http://www.fujitsugeneral.com.au/ |  | N/A |  |  | AAC6596 | No | - | - | - | No | 68900 | 23300 | - | - | - | - | - | - | No | - | - | - | - | - | - | - | - | 71700 | 22200 | - | - | - | - | - | - | - | - | - | 20780 | 62450 | - | - | - | - | - | - | - | - | - | No | - | - | - | - | - | N/A | N/A | 2.977 | 2.963 | 3.116 | 3.366 | 3.216 | 3.244 | 6430 | 9741 | 28903 | 14911 | 18398 | 39812 | 1 | 1 | 1.5 | 2.66 | 2.778 | 2.751 | 2.652 | 2.768 | 2.766 | 35261 | 14098 | 2261 | 11982 | 6546 | 1421 | 1 | 1 | 1 | N/A | - | - | - | - | N/A | N/A | N/A | 29.973 | 2.9443 | 3.2151
[SEER Non Multi-Split >65kW] GEMS (Air Conditioners above 65kW) Determination 2022 | MEPS 2020 | AS/NZS 3823.1.2:2012 | RAQ/K/EC/WP/*236 | RAQ/K/EC/WP/*236 | N/A | AIRSTAGE | 28400 | Ducted | Packaged | - | Air | Air | Malaysia | 29700 | 62000 | 90.4 | N/A | N/A | N/A | N/A | N/A | 27300 | 92.6 | Enthalpy Test Room | 3.0235 | 3.3818 | N/A | - | N/A | N/A | N/A | N/A | N/A | N/A | N/A | N/A | N/A | N/A | N/A | N/A | N/A | N/A | N/A | N/A | N/A | Three | R410A | Australia,New Zealand | 145932 | 2027-09-30 |  | Approved | Reverse Cycle | N/A | No | Class 24 | No | N/A | N/A | N/A | N/A | N/A | N/A | N/A | Available | N/A | N/A | http://www.fujitsugeneral.com.au/ |  | N/A |  |  | AAC6599 | No | - | - | - | No | 90400 | 29700 | - | - | - | - | - | - | No | - | - | - | - | - | - | - | - | 92600 | 27300 | - | - | - | - | - | - | - | - | - | 26500 | 80650 | - | - | - | - | - | - | - | - | - | No | - | - | - | - | - | N/A | N/A | 3.082 | 3.063 | 3.212 | 3.473 | 3.316 | 3.342 | 8169 | 12383 | 36811 | 18981 | 23425 | 50722 | 1.5 | 1.5 | 1.5 | 2.733 | 2.863 | 2.877 | 2.747 | 2.884 | 2.901 | 44308 | 17642 | 2776 | 14922 | 8098 | 1736 | 1 | 1 | 1 | N/A | - | - | - | - | N/A | N/A | N/A | 29.973 | 3.0334 | 3.3794
[SEER Non Multi-Split <=65kW] GEMS (Air Conditioners up to 65kW) Determination 2019 | MEPS 2019 | AS/NZS 3823.1.2:2012 | RAQ/K/EC/WP/110 | RAQ/K/EC/WP/*110 | N/A | AIRSTAGE | N/A | Ducted | Packaged | - | Air | Air | Malaysia | 7.7 | N/A | 24.5 | N/A | N/A | N/A | N/A | N/A | 7.6 | 24.9 | Enthalpy Test Room | 3.1948 | 3.3333 | N/A | - | N/A | N/A | N/A | N/A | N/A | N/A | N/A | N/A | N/A | N/A | N/A | N/A | N/A | N/A | N/A | N/A | N/A | Three | R410A | Australia,New Zealand | 145920 | 2027-04-06 |  | Approved | Reverse Cycle | N/A | No | Class 6 | No | N/A | N/A | N/A | N/A | N/A | N/A | N/A | Available | N/A | N/A | http://www.fujitsugeneral.com.au/ |  | N/A |  |  | AAC6601 | No | - | - | - | - | 24500 | 7.7 | - | - | - | - | - | - | No | - | - | - | - | - | - | - | - | 24900 | 7.6 | - | - | - | - | - | - | - | - | - | 7110 | 21690 | - | - | - | - | - | - | - | - | - | No | - | - | - | - | - | - | - | 3.122 | 3.124 | 3.331 | 3.584 | 3.431 | 3.477 | 2159 | 3259 | 9589 | 4959 | 6111 | 13187 | 1.5 | 1.5 | 1.5 | 2.696 | 2.818 | 2.791 | 2.689 | 2.808 | 2.806 | 12103 | 4851 | 798 | 4125 | 2261 | 506 | 1 | 1 | 1 | - | - | - | - | - | N/A | N/A | N/A | 19.973 | 3.1542 | 3.2475
[SEER Non Multi-Split <=65kW] GEMS (Air Conditioners up to 65kW) Determination 2019 | MEPS 2019 | AS/NZS 3823.1.2:2012 | RAQ/K/EC/WP/112 | RAQ/K/EC/WP/*112 | N/A | AIRSTAGE | N/A | Ducted | Packaged | - | Air | Air | Malaysia | 10 | N/A | 31.8 | N/A | N/A | N/A | N/A | N/A | 9.7 | 32.2 | Enthalpy Test Room | 3.23 | 3.3646 | N/A | - | N/A | N/A | N/A | N/A | N/A | N/A | N/A | N/A | N/A | N/A | N/A | N/A | N/A | N/A | N/A | N/A | N/A | Three | R410A | Australia,New Zealand | 145921 | 2027-04-06 |  | Approved | Reverse Cycle | N/A | No | Class 6 | No | N/A | N/A | N/A | N/A | N/A | N/A | N/A | Available | N/A | N/A | http://www.fujitsugeneral.com.au/ |  | N/A |  |  | AAC6597 | No | - | - | - | No | 31800 | 10 | - | - | - | - | - | - | No | - | - | - | - | - | - | - | - | 32200 | 9.7 | - | - | - | - | - | - | - | - | - | 9080 | 28050 | - | - | - | - | - | - | - | - | - | No | - | - | - | - | - | - | - | 3.157 | 3.151 | 3.339 | 3.599 | 3.442 | 3.481 | 2784 | 4209 | 12431 | 6422 | 7918 | 17108 | 1.5 | 1.5 | 1.5 | 2.728 | 2.854 | 2.828 | 2.722 | 2.845 | 2.843 | 15455 | 6179 | 1005 | 5257 | 2875 | 635 | 1 | 1 | 1 | - | - | - | - | - | N/A | N/A | N/A | 19.973 | 3.1587 | 3.2966
[SEER Non Multi-Split <=65kW] GEMS (Air Conditioners up to 65kW) Determination 2019 | MEPS 2019 | AS/NZS 3823.1.2:2012 | RAQ/K/EC/WP/115 | RAQ/K/EC/WP/*115 | N/A | AIRSTAGE | N/A | Ducted | Packaged | - | Air | Air | Malaysia | 11.4 | N/A | 36.2 | N/A | N/A | N/A | N/A | N/A | 10.9 | 36.3 | Enthalpy Test Room | 3.2124 | 3.2703 | N/A | - | N/A | N/A | N/A | N/A | N/A | N/A | N/A | N/A | N/A | N/A | N/A | N/A | N/A | N/A | N/A | N/A | N/A | Three | R410A | Australia,New Zealand | 145925 | 2027-04-07 |  | Approved | Reverse Cycle | N/A | No | Class 6 | No | N/A | N/A | N/A | N/A | N/A | N/A | N/A | Available | N/A | N/A | http://www.fujitsugeneral.com.au/ |  | N/A |  |  | AAC6606 | No | - | - | - | No | 36200 | 11.4 | - | - | - | - | - | - | No | - | - | - | - | - | - | - | - | 36300 | 10.9 | - | - | - | - | - | - | - | - | - | 10200 | 31520 | - | - | - | - | - | - | - | - | - | No | - | - | - | - | - | - | - | 3.168 | 3.159 | 3.338 | 3.601 | 3.443 | 3.479 | 3164 | 4787 | 14161 | 7312 | 9018 | 19495 | 1.5 | 1.5 | 1.5 | 2.732 | 2.859 | 2.836 | 2.727 | 2.852 | 2.852 | 17397 | 6947 | 1124 | 5910 | 3227 | 709 | 1 | 1 | 1 | - | - | - | - | - | N/A | N/A | N/A | 19.973 | 3.1567 | 3.3098
[SEER Non Multi-Split <=65kW] GEMS (Air Conditioners up to 65kW) Determination 2019 | MEPS 2019 | AS/NZS 3823.1.2:2012 | RAQ/K/EC/WP/118 | RAQ/K/EC/WP/*118 | N/A | AIRSTAGE | N/A | Ducted | Packaged | - | Air | Air | Malaysia | 14.7 | N/A | 43.4 | N/A | N/A | N/A | N/A | N/A | 13.3 | 43.7 | Enthalpy Test Room | 2.9864 | 3.3258 | N/A | - | N/A | N/A | N/A | N/A | N/A | N/A | N/A | N/A | N/A | N/A | N/A | N/A | N/A | N/A | N/A | N/A | N/A | Three | R410A | Australia,New Zealand | 145926 | 2027-04-07 |  | Approved | Reverse Cycle | N/A | No | Class 7 | No | N/A | N/A | N/A | N/A | N/A | N/A | N/A | Available | N/A | N/A | http://www.fujitsugeneral.com.au/ |  | N/A |  |  | AAC6604 | No | - | - | - | No | 43400 | 14.7 | - | - | - | - | - | - | No | - | - | - | - | - | - | - | - | 43700 | 13.3 | - | - | - | - | - | - | - | - | - | 12450 | 38060 | - | - | - | - | - | - | - | - | - | No | - | - | - | - | - | - | - | 2.968 | 2.955 | 3.11 | 3.359 | 3.209 | 3.238 | 4060 | 6150 | 18239 | 9411 | 11610 | 25120 | 1 | 1 | 1.5 | 2.703 | 2.825 | 2.799 | 2.695 | 2.816 | 2.814 | 21160 | 8453 | 1360 | 7190 | 3926 | 856 | 1 | 1 | 1 | - | - | - | - | - | N/A | N/A | N/A | 19.973 | 2.9389 | 3.2691
[SEER Non Multi-Split <=65kW] GEMS (Air Conditioners up to 65kW) Determination 2019 | MEPS 2019 | AS/NZS 3823.1.2:2012 | RAQ/K/EC/WP/15 | RAQ/K/EC/WP/*15 | N/A | AIRSTAGE | N/A | Ducted | Packaged | - | Air | Air | Malaysia | 3.9 | N/A | 13.6 | N/A | N/A | N/A | N/A | N/A | 3.9 | 13.8 | Enthalpy Test Room | 3.5128 | 3.5844 | N/A | - | N/A | N/A | N/A | N/A | N/A | N/A | N/A | N/A | N/A | N/A | N/A | N/A | N/A | N/A | N/A | N/A | N/A | Three | R410A | Australia,New Zealand | 145914 | 2027-04-06 |  | Approved | Reverse Cycle | N/A | No | Class 6 | No | N/A | N/A | N/A | N/A | N/A | N/A | N/A | Available | N/A | N/A | http://www.fujitsugeneral.com.au/ |  | N/A |  |  | AAC6602 | No | - | - | - | - | 13600 | 3.9 | - | - | - | - | - | - | No | - | - | - | - | - | - | - | - | 13800 | 3.9 | - | - | - | - | - | - | - | - | - | 3931 | 11759 | - | - | - | - | - | - | - | - | - | No | - | - | - | - | - | - | - | 3.262 | 3.296 | 3.605 | 3.851 | 3.699 | 3.783 | 1126 | 1690 | 4894 | 2542 | 3126 | 6709 | 1.5 | 1.5 | 2 | 2.75 | 2.897 | 2.979 | 2.802 | 2.969 | 3.019 | 6598 | 2640 | 439 | 2213 | 1205 | 281 | 1 | 1 | 1 | - | - | - | - | - | N/A | N/A | N/A | 19.973 | 3.4278 | 3.4783
[SEER Non Multi-Split <=65kW] GEMS (Air Conditioners up to 65kW) Determination 2019 | MEPS 2019 | AS/NZS 3823.1.2:2012 | RAQ/K/EC/WP/17 | RAQ/K/EC/WP/*17 | N/A | AIRSTAGE | N/A | Ducted | Packaged | - | Air | Air | Malaysia | 5.4 | N/A | 18.1 | N/A | N/A | N/A | N/A | N/A | 5.3 | 18.7 | Enthalpy Test Room | 3.3704 | 3.5962 | N/A | - | N/A | N/A | N/A | N/A | N/A | N/A | N/A | N/A | N/A | N/A | N/A | N/A | N/A | N/A | N/A | N/A | N/A | Three | R410A | Australia,New Zealand | 145915 | 2027-04-06 |  | Approved | Reverse Cycle | N/A | No | Class 6 | No | N/A | N/A | N/A | N/A | N/A | N/A | N/A | Available | N/A | N/A | http://www.fujitsugeneral.com.au/ |  | N/A |  |  | AAC6598 | No | - | - | - | - | 18100 | 5.4 | - | - | - | - | - | - | No | - | - | - | - | - | - | - | - | 18700 | 5.3 | - | - | - | - | - | - | - | - | - | 4960 | 16290 | - | - | - | - | - | - | - | - | - | No | - | - | - | - | - | - | - | 3.22 | 3.236 | 3.49 | 3.743 | 3.589 | 3.651 | 1534 | 2309 | 6747 | 3496 | 4304 | 9266 | 1.5 | 1.5 | 1.5 | 2.886 | 3.032 | 3.006 | 2.882 | 3.022 | 3.022 | 8506 | 3402 | 572 | 2902 | 1590 | 365 | 1 | 1.5 | 1.5 | - | - | - | - | - | N/A | N/A | N/A | 19.973 | 3.3105 | 3.4839
[SEER Non Multi-Split <=65kW] GEMS (Air Conditioners up to 65kW) Determination 2019 | MEPS 2019 | AS/NZS 3823.1.2:2012 | RAQ/K/EC/WP/224 | RAQ/K/EC/WP/*224 | N/A | AIRSTAGE | N/A | Ducted | Packaged | - | Air | Air | Malaysia | 20.6 | N/A | 60.6 | N/A | N/A | N/A | N/A | N/A | 20 | 63.1 | Enthalpy Test Room | 2.9709 | 3.165 | N/A | - | N/A | N/A | N/A | N/A | N/A | N/A | N/A | N/A | N/A | N/A | N/A | N/A | N/A | N/A | N/A | N/A | N/A | Three | R410A | Australia,New Zealand | 145930 | 2027-04-06 |  | Approved | Reverse Cycle | N/A | No | Class 7 | No | N/A | N/A | N/A | N/A | N/A | N/A | N/A | Available | N/A | N/A | http://www.fujitsugeneral.com.au/ |  | N/A |  |  | AAC6600 | No | - | - | - | No | 60600 | 20.6 | - | - | - | - | - | - | No | - | - | - | - | - | - | - | - | 63100 | 20 | - | - | - | - | - | - | - | - | - | 18720 | 54960 | - | - | - | - | - | - | - | - | - | No | - | - | - | - | - | - | - | 2.952 | 2.94 | 3.097 | 3.344 | 3.196 | 3.226 | 5697 | 8626 | 25566 | 13194 | 16276 | 35209 | 1 | 1 | 1.5 | 2.604 | 2.714 | 2.688 | 2.594 | 2.704 | 2.702 | 31715 | 12705 | 2045 | 10786 | 5902 | 1286 | 1 | 1 | 1 | - | - | - | - | - | N/A | N/A | N/A | 29.973 | 2.9274 | 3.1391
[SEER Non Multi-Split >65kW] GEMS (Air Conditioners above 65kW) Determination 2022 | MEPS 2020 | AS/NZS 3823.1.2:2012 | RAQ/K/EC/WP/230 | RAQ/K/EC/WP/*230 | N/A | AIRSTAGE | 20200 | Ducted | Packaged | - | Air | Air | Malaysia | 23300 | 48700 | 68.9 | N/A | N/A | N/A | N/A | N/A | 22200 | 71.7 | Enthalpy Test Room | 2.9679 | 3.2545 | N/A | - | N/A | N/A | N/A | N/A | N/A | N/A | N/A | N/A | N/A | N/A | N/A | N/A | N/A | N/A | N/A | N/A | N/A | Three | R410A | Australia,New Zealand | 145931 | 2027-09-30 |  | Approved | Reverse Cycle | N/A | No | Class 24 | No | N/A | N/A | N/A | N/A | N/A | N/A | N/A | Available | N/A | N/A | http://www.fujitsugeneral.com.au/ |  | N/A |  |  | AAC6596 | No | - | - | - | No | 68900 | 23300 | - | - | - | - | - | - | No | - | - | - | - | - | - | - | - | 71700 | 22200 | - | - | - | - | - | - | - | - | - | 20780 | 62450 | - | - | - | - | - | - | - | - | - | No | - | - | - | - | - | N/A | N/A | 2.977 | 2.963 | 3.116 | 3.366 | 3.216 | 3.244 | 6430 | 9741 | 28903 | 14911 | 18398 | 39812 | 1 | 1 | 1.5 | 2.66 | 2.778 | 2.751 | 2.652 | 2.768 | 2.766 | 35261 | 14098 | 2261 | 11982 | 6546 | 1421 | 1 | 1 | 1 | N/A | - | - | - | - | N/A | N/A | N/A | 29.973 | 2.9443 | 3.2151
[SEER Non Multi-Split >65kW] GEMS (Air Conditioners above 65kW) Determination 2022 | MEPS 2020 | AS/NZS 3823.1.2:2012 | RAQ/K/EC/WP/236 | RAQ/K/EC/WP/*236 | N/A | AIRSTAGE | 28400 | Ducted | Packaged | - | Air | Air | Malaysia | 29700 | 62000 | 90.4 | N/A | N/A | N/A | N/A | N/A | 27300 | 92.6 | Enthalpy Test Room | 3.0235 | 3.3818 | N/A | - | N/A | N/A | N/A | N/A | N/A | N/A | N/A | N/A | N/A | N/A | N/A | N/A | N/A | N/A | N/A | N/A | N/A | Three | R410A | Australia,New Zealand | 145932 | 2027-09-30 |  | Approved | Reverse Cycle | N/A | No | Class 24 | No | N/A | N/A | N/A | N/A | N/A | N/A | N/A | Available | N/A | N/A | http://www.fujitsugeneral.com.au/ |  | N/A |  |  | AAC6599 | No | - | - | - | No | 90400 | 29700 | - | - | - | - | - | - | No | - | - | - | - | - | - | - | - | 92600 | 27300 | - | - | - | - | - | - | - | - | - | 26500 | 80650 | - | - | - | - | - | - | - | - | - | No | - | - | - | - | - | N/A | N/A | 3.082 | 3.063 | 3.212 | 3.473 | 3.316 | 3.342 | 8169 | 12383 | 36811 | 18981 | 23425 | 50722 | 1.5 | 1.5 | 1.5 | 2.733 | 2.863 | 2.877 | 2.747 | 2.884 | 2.901 | 44308 | 17642 | 2776 | 14922 | 8098 | 1736 | 1 | 1 | 1 | N/A | - | - | - | - | N/A | N/A | N/A | 29.973 | 3.0334 | 3.3794
[SEER Non Multi-Split <=65kW] GEMS (Air Conditioners up to 65kW) Determination 2019 | MEPS 2019 | AS/NZS 3823.1.2:2012 | RAQ/K/EC/WP/ECO/110 | RAQ/K/EC/WP/*110 | N/A | AIRSTAGE | N/A | Ducted | Packaged | - | Air | Air | Malaysia | 7.7 | N/A | 24.5 | N/A | N/A | N/A | N/A | N/A | 7.6 | 24.9 | Enthalpy Test Room | 3.1948 | 3.3333 | N/A | - | N/A | N/A | N/A | N/A | N/A | N/A | N/A | N/A | N/A | N/A | N/A | N/A | N/A | N/A | N/A | N/A | N/A | Three | R410A | Australia,New Zealand | 145920 | 2027-04-06 |  | Approved | Reverse Cycle | N/A | No | Class 6 | No | N/A | N/A | N/A | N/A | N/A | N/A | N/A | Available | N/A | N/A | http://www.fujitsugeneral.com.au/ |  | N/A |  |  | AAC6601 | No | - | - | - | - | 24500 | 7.7 | - | - | - | - | - | - | No | - | - | - | - | - | - | - | - | 24900 | 7.6 | - | - | - | - | - | - | - | - | - | 7110 | 21690 | - | - | - | - | - | - | - | - | - | No | - | - | - | - | - | - | - | 3.122 | 3.124 | 3.331 | 3.584 | 3.431 | 3.477 | 2159 | 3259 | 9589 | 4959 | 6111 | 13187 | 1.5 | 1.5 | 1.5 | 2.696 | 2.818 | 2.791 | 2.689 | 2.808 | 2.806 | 12103 | 4851 | 798 | 4125 | 2261 | 506 | 1 | 1 | 1 | - | - | - | - | - | N/A | N/A | N/A | 19.973 | 3.1542 | 3.2475
[SEER Non Multi-Split <=65kW] GEMS (Air Conditioners up to 65kW) Determination 2019 | MEPS 2019 | AS/NZS 3823.1.2:2012 | RAQ/K/EC/WP/ECO/112 | RAQ/K/EC/WP/*112 | N/A | AIRSTAGE | N/A | Ducted | Packaged | - | Air | Air | Malaysia | 10 | N/A | 31.8 | N/A | N/A | N/A | N/A | N/A | 9.7 | 32.2 | Enthalpy Test Room | 3.23 | 3.3646 | N/A | - | N/A | N/A | N/A | N/A | N/A | N/A | N/A | N/A | N/A | N/A | N/A | N/A | N/A | N/A | N/A | N/A | N/A | Three | R410A | Australia,New Zealand | 145921 | 2027-04-06 |  | Approved | Reverse Cycle | N/A | No | Class 6 | No | N/A | N/A | N/A | N/A | N/A | N/A | N/A | Available | N/A | N/A | http://www.fujitsugeneral.com.au/ |  | N/A |  |  | AAC6597 | No | - | - | - | No | 31800 | 10 | - | - | - | - | - | - | No | - | - | - | - | - | - | - | - | 32200 | 9.7 | - | - | - | - | - | - | - | - | - | 9080 | 28050 | - | - | - | - | - | - | - | - | - | No | - | - | - | - | - | - | - | 3.157 | 3.151 | 3.339 | 3.599 | 3.442 | 3.481 | 2784 | 4209 | 12431 | 6422 | 7918 | 17108 | 1.5 | 1.5 | 1.5 | 2.728 | 2.854 | 2.828 | 2.722 | 2.845 | 2.843 | 15455 | 6179 | 1005 | 5257 | 2875 | 635 | 1 | 1 | 1 | - | - | - | - | - | N/A | N/A | N/A | 19.973 | 3.1587 | 3.2966
[SEER Non Multi-Split <=65kW] GEMS (Air Conditioners up to 65kW) Determination 2019 | MEPS 2019 | AS/NZS 3823.1.2:2012 | RAQ/K/EC/WP/ECO/115 | RAQ/K/EC/WP/*115 | N/A | AIRSTAGE | N/A | Ducted | Packaged | - | Air | Air | Malaysia | 11.4 | N/A | 36.2 | N/A | N/A | N/A | N/A | N/A | 10.9 | 36.3 | Enthalpy Test Room | 3.2124 | 3.2703 | N/A | - | N/A | N/A | N/A | N/A | N/A | N/A | N/A | N/A | N/A | N/A | N/A | N/A | N/A | N/A | N/A | N/A | N/A | Three | R410A | Australia,New Zealand | 145925 | 2027-04-07 |  | Approved | Reverse Cycle | N/A | No | Class 6 | No | N/A | N/A | N/A | N/A | N/A | N/A | N/A | Available | N/A | N/A | http://www.fujitsugeneral.com.au/ |  | N/A |  |  | AAC6606 | No | - | - | - | No | 36200 | 11.4 | - | - | - | - | - | - | No | - | - | - | - | - | - | - | - | 36300 | 10.9 | - | - | - | - | - | - | - | - | - | 10200 | 31520 | - | - | - | - | - | - | - | - | - | No | - | - | - | - | - | - | - | 3.168 | 3.159 | 3.338 | 3.601 | 3.443 | 3.479 | 3164 | 4787 | 14161 | 7312 | 9018 | 19495 | 1.5 | 1.5 | 1.5 | 2.732 | 2.859 | 2.836 | 2.727 | 2.852 | 2.852 | 17397 | 6947 | 1124 | 5910 | 3227 | 709 | 1 | 1 | 1 | - | - | - | - | - | N/A | N/A | N/A | 19.973 | 3.1567 | 3.3098
[SEER Non Multi-Split <=65kW] GEMS (Air Conditioners up to 65kW) Determination 2019 | MEPS 2019 | AS/NZS 3823.1.2:2012 | RAQ/K/EC/WP/ECO/118 | RAQ/K/EC/WP/*118 | N/A | AIRSTAGE | N/A | Ducted | Packaged | - | Air | Air | Malaysia | 14.7 | N/A | 43.4 | N/A | N/A | N/A | N/A | N/A | 13.3 | 43.7 | Enthalpy Test Room | 2.9864 | 3.3258 | N/A | - | N/A | N/A | N/A | N/A | N/A | N/A | N/A | N/A | N/A | N/A | N/A | N/A | N/A | N/A | N/A | N/A | N/A | Three | R410A | Australia,New Zealand | 145926 | 2027-04-07 |  | Approved | Reverse Cycle | N/A | No | Class 7 | No | N/A | N/A | N/A | N/A | N/A | N/A | N/A | Available | N/A | N/A | http://www.fujitsugeneral.com.au/ |  | N/A |  |  | AAC6604 | No | - | - | - | No | 43400 | 14.7 | - | - | - | - | - | - | No | - | - | - | - | - | - | - | - | 43700 | 13.3 | - | - | - | - | - | - | - | - | - | 12450 | 38060 | - | - | - | - | - | - | - | - | - | No | - | - | - | - | - | - | - | 2.968 | 2.955 | 3.11 | 3.359 | 3.209 | 3.238 | 4060 | 6150 | 18239 | 9411 | 11610 | 25120 | 1 | 1 | 1.5 | 2.703 | 2.825 | 2.799 | 2.695 | 2.816 | 2.814 | 21160 | 8453 | 1360 | 7190 | 3926 | 856 | 1 | 1 | 1 | - | - | - | - | - | N/A | N/A | N/A | 19.973 | 2.9389 | 3.2691
[SEER Non Multi-Split <=65kW] GEMS (Air Conditioners up to 65kW) Determination 2019 | MEPS 2019 | AS/NZS 3823.1.2:2012 | RAQ/K/EC/WP/ECO/15 | RAQ/K/EC/WP/*15 | N/A | AIRSTAGE | N/A | Ducted | Packaged | - | Air | Air | Malaysia | 3.9 | N/A | 13.6 | N/A | N/A | N/A | N/A | N/A | 3.9 | 13.8 | Enthalpy Test Room | 3.5128 | 3.5844 | N/A | - | N/A | N/A | N/A | N/A | N/A | N/A | N/A | N/A | N/A | N/A | N/A | N/A | N/A | N/A | N/A | N/A | N/A | Three | R410A | Australia,New Zealand | 145914 | 2027-04-06 |  | Approved | Reverse Cycle | N/A | No | Class 6 | No | N/A | N/A | N/A | N/A | N/A | N/A | N/A | Available | N/A | N/A | http://www.fujitsugeneral.com.au/ |  | N/A |  |  | AAC6602 | No | - | - | - | - | 13600 | 3.9 | - | - | - | - | - | - | No | - | - | - | - | - | - | - | - | 13800 | 3.9 | - | - | - | - | - | - | - | - | - | 3931 | 11759 | - | - | - | - | - | - | - | - | - | No | - | - | - | - | - | - | - | 3.262 | 3.296 | 3.605 | 3.851 | 3.699 | 3.783 | 1126 | 1690 | 4894 | 2542 | 3126 | 6709 | 1.5 | 1.5 | 2 | 2.75 | 2.897 | 2.979 | 2.802 | 2.969 | 3.019 | 6598 | 2640 | 439 | 2213 | 1205 | 281 | 1 | 1 | 1 | - | - | - | - | - | N/A | N/A | N/A | 19.973 | 3.4278 | 3.4783
[SEER Non Multi-Split <=65kW] GEMS (Air Conditioners up to 65kW) Determination 2019 | MEPS 2019 | AS/NZS 3823.1.2:2012 | RAQ/K/EC/WP/ECO/17 | RAQ/K/EC/WP/*17 | N/A | AIRSTAGE | N/A | Ducted | Packaged | - | Air | Air | Malaysia | 5.4 | N/A | 18.1 | N/A | N/A | N/A | N/A | N/A | 5.3 | 18.7 | Enthalpy Test Room | 3.3704 | 3.5962 | N/A | - | N/A | N/A | N/A | N/A | N/A | N/A | N/A | N/A | N/A | N/A | N/A | N/A | N/A | N/A | N/A | N/A | N/A | Three | R410A | Australia,New Zealand | 145915 | 2027-04-06 |  | Approved | Reverse Cycle | N/A | No | Class 6 | No | N/A | N/A | N/A | N/A | N/A | N/A | N/A | Available | N/A | N/A | http://www.fujitsugeneral.com.au/ |  | N/A |  |  | AAC6598 | No | - | - | - | - | 18100 | 5.4 | - | - | - | - | - | - | No | - | - | - | - | - | - | - | - | 18700 | 5.3 | - | - | - | - | - | - | - | - | - | 4960 | 16290 | - | - | - | - | - | - | - | - | - | No | - | - | - | - | - | - | - | 3.22 | 3.236 | 3.49 | 3.743 | 3.589 | 3.651 | 1534 | 2309 | 6747 | 3496 | 4304 | 9266 | 1.5 | 1.5 | 1.5 | 2.886 | 3.032 | 3.006 | 2.882 | 3.022 | 3.022 | 8506 | 3402 | 572 | 2902 | 1590 | 365 | 1 | 1.5 | 1.5 | - | - | - | - | - | N/A | N/A | N/A | 19.973 | 3.3105 | 3.4839
[SEER Non Multi-Split <=65kW] GEMS (Air Conditioners up to 65kW) Determination 2019 | MEPS 2019 | AS/NZS 3823.1.2:2012 | RAQ/K/EC/WP/ECO/224 | RAQ/K/EC/WP/*224 | N/A | AIRSTAGE | N/A | Ducted | Packaged | - | Air | Air | Malaysia | 20.6 | N/A | 60.6 | N/A | N/A | N/A | N/A | N/A | 20 | 63.1 | Enthalpy Test Room | 2.9709 | 3.165 | N/A | - | N/A | N/A | N/A | N/A | N/A | N/A | N/A | N/A | N/A | N/A | N/A | N/A | N/A | N/A | N/A | N/A | N/A | Three | R410A | Australia,New Zealand | 145930 | 2027-04-06 |  | Approved | Reverse Cycle | N/A | No | Class 7 | No | N/A | N/A | N/A | N/A | N/A | N/A | N/A | Available | N/A | N/A | http://www.fujitsugeneral.com.au/ |  | N/A |  |  | AAC6600 | No | - | - | - | No | 60600 | 20.6 | - | - | - | - | - | - | No | - | - | - | - | - | - | - | - | 63100 | 20 | - | - | - | - | - | - | - | - | - | 18720 | 54960 | - | - | - | - | - | - | - | - | - | No | - | - | - | - | - | - | - | 2.952 | 2.94 | 3.097 | 3.344 | 3.196 | 3.226 | 5697 | 8626 | 25566 | 13194 | 16276 | 35209 | 1 | 1 | 1.5 | 2.604 | 2.714 | 2.688 | 2.594 | 2.704 | 2.702 | 31715 | 12705 | 2045 | 10786 | 5902 | 1286 | 1 | 1 | 1 | - | - | - | - | - | N/A | N/A | N/A | 29.973 | 2.9274 | 3.1391
[SEER Non Multi-Split >65kW] GEMS (Air Conditioners above 65kW) Determination 2022 | MEPS 2020 | AS/NZS 3823.1.2:2012 | RAQ/K/EC/WP/ECO/230 | RAQ/K/EC/WP/*230 | N/A | AIRSTAGE | 20200 | Ducted | Packaged | - | Air | Air | Malaysia | 23300 | 48700 | 68.9 | N/A | N/A | N/A | N/A | N/A | 22200 | 71.7 | Enthalpy Test Room | 2.9679 | 3.2545 | N/A | - | N/A | N/A | N/A | N/A | N/A | N/A | N/A | N/A | N/A | N/A | N/A | N/A | N/A | N/A | N/A | N/A | N/A | Three | R410A | Australia,New Zealand | 145931 | 2027-09-30 |  | Approved | Reverse Cycle | N/A | No | Class 24 | No | N/A | N/A | N/A | N/A | N/A | N/A | N/A | Available | N/A | N/A | http://www.fujitsugeneral.com.au/ |  | N/A |  |  | AAC6596 | No | - | - | - | No | 68900 | 23300 | - | - | - | - | - | - | No | - | - | - | - | - | - | - | - | 71700 | 22200 | - | - | - | - | - | - | - | - | - | 20780 | 62450 | - | - | - | - | - | - | - | - | - | No | - | - | - | - | - | N/A | N/A | 2.977 | 2.963 | 3.116 | 3.366 | 3.216 | 3.244 | 6430 | 9741 | 28903 | 14911 | 18398 | 39812 | 1 | 1 | 1.5 | 2.66 | 2.778 | 2.751 | 2.652 | 2.768 | 2.766 | 35261 | 14098 | 2261 | 11982 | 6546 | 1421 | 1 | 1 | 1 | N/A | - | - | - | - | N/A | N/A | N/A | 29.973 | 2.9443 | 3.2151
[SEER Non Multi-Split >65kW] GEMS (Air Conditioners above 65kW) Determination 2022 | MEPS 2020 | AS/NZS 3823.1.2:2012 | RAQ/K/EC/WP/ECO/236 | RAQ/K/EC/WP/*236 | N/A | AIRSTAGE | 28400 | Ducted | Packaged | - | Air | Air | Malaysia | 29700 | 62000 | 90.4 | N/A | N/A | N/A | N/A | N/A | 27300 | 92.6 | Enthalpy Test Room | 3.0235 | 3.3818 | N/A | - | N/A | N/A | N/A | N/A | N/A | N/A | N/A | N/A | N/A | N/A | N/A | N/A | N/A | N/A | N/A | N/A | N/A | Three | R410A | Australia,New Zealand | 145932 | 2027-09-30 |  | Approved | Reverse Cycle | N/A | No | Class 24 | No | N/A | N/A | N/A | N/A | N/A | N/A | N/A | Available | N/A | N/A | http://www.fujitsugeneral.com.au/ |  | N/A |  |  | AAC6599 | No | - | - | - | No | 90400 | 29700 | - | - | - | - | - | - | No | - | - | - | - | - | - | - | - | 92600 | 27300 | - | - | - | - | - | - | - | - | - | 26500 | 80650 | - | - | - | - | - | - | - | - | - | No | - | - | - | - | - | N/A | N/A | 3.082 | 3.063 | 3.212 | 3.473 | 3.316 | 3.342 | 8169 | 12383 | 36811 | 18981 | 23425 | 50722 | 1.5 | 1.5 | 1.5 | 2.733 | 2.863 | 2.877 | 2.747 | 2.884 | 2.901 | 44308 | 17642 | 2776 | 14922 | 8098 | 1736 | 1 | 1 | 1 | N/A | - | - | - | - | N/A | N/A | N/A | 29.973 | 3.0334 | 3.3794
[SEER Non Multi-Split <=65kW] GEMS (Air Conditioners up to 65kW) Determination 2019 | MEPS 2019 | AS/NZS 3823.1.2:2012 | RAQ/K/WP/* 110 | RAQ/K/WP/* 110 | N/A | AIRSTAGE | N/A | Ducted | Packaged | - | Air | Air | Malaysia | 7.8 | N/A | 24.4 | N/A | N/A | N/A | N/A | N/A | 7.7 | 24.8 | Enthalpy Test Room | 3.141 | 3.25 | N/A | - | N/A | N/A | N/A | N/A | N/A | N/A | N/A | N/A | N/A | N/A | N/A | N/A | N/A | N/A | N/A | N/A | N/A | Three | R410A | Australia,New Zealand | 145012 | 2027-03-06 |  | Approved | Reverse Cycle | N/A | No | Class 6 | No | N/A | N/A | N/A | N/A | N/A | N/A | N/A | Available | N/A | N/A | http://www.fujitsugeneral.com.au/ |  | N/A |  |  | AAC6549 | No | - | - | - | - | 24400 | 7.8 | - | - | - | - | - | - | No | - | - | - | - | - | - | - | - | 24800 | 7.7 | - | - | - | - | - | - | - | - | - | 7114 | 21601 | - | - | - | - | - | - | - | - | - | No | - | - | - | - | - | - | 60 | 3.072 | 3.073 | 3.275 | 3.525 | 3.374 | 3.419 | 2186 | 3300 | 9713 | 5023 | 6190 | 13358 | 1.5 | 1.5 | 1.5 | 2.671 | 2.788 | 2.748 | 2.655 | 2.768 | 2.76 | 12171 | 4884 | 807 | 4159 | 2284 | 512 | 1 | 1 | 1 | - | - | - | - | - | N/A | N/A | N/A | 19.973 | 3.1014 | 3.1928
[SEER Non Multi-Split <=65kW] GEMS (Air Conditioners up to 65kW) Determination 2019 | MEPS 2019 | AS/NZS 3823.1.2:2012 | RAQ/K/WP/* 112 | RAQ/K/WP/* 112 | N/A | AIRSTAGE | N/A | Ducted | Packaged | - | Air | Air | Malaysia | 10.1 | N/A | 31.7 | N/A | N/A | N/A | N/A | N/A | 9.8 | 32.1 | Enthalpy Test Room | 3.1667 | 3.2626 | N/A | - | N/A | N/A | N/A | N/A | N/A | N/A | N/A | N/A | N/A | N/A | N/A | N/A | N/A | N/A | N/A | N/A | N/A | Three | R410A | Australia,New Zealand | 145013 | 2027-03-07 |  | Approved | Reverse Cycle | N/A | No | Class 6 | No | N/A | N/A | N/A | N/A | N/A | N/A | N/A | Available | N/A | N/A | http://www.fujitsugeneral.com.au/ |  | N/A |  |  | AAC6550 | No | - | - | - | No | 31700 | 10.1 | - | - | - | - | - | - | No | - | - | - | - | - | - | - | - | 32100 | 9.8 | - | - | - | - | - | - | - | - | - | 9173 | 27959 | - | - | - | - | - | - | - | - | - | No | - | - | - | - | - | - | - | 3.117 | 3.111 | 3.296 | 3.553 | 3.398 | 3.436 | 2811 | 4250 | 12555 | 6485 | 7997 | 17279 | 1.5 | 1.5 | 1.5 | 2.695 | 2.817 | 2.79 | 2.687 | 2.807 | 2.805 | 15598 | 6242 | 1015 | 5307 | 2904 | 641 | 1 | 1 | 1 | - | - | - | - | - | N/A | N/A | N/A | 19.973 | 3.1178 | 3.2531
[SEER Non Multi-Split <=65kW] GEMS (Air Conditioners up to 65kW) Determination 2019 | MEPS 2019 | AS/NZS 3823.1.2:2012 | RAQ/K/WP/* 115 | RAQ/K/WP/* 115 | N/A | AIRSTAGE | N/A | Ducted | Packaged | - | Air | Air | Malaysia | 11.5 | N/A | 36.1 | N/A | N/A | N/A | N/A | N/A | 11 | 36.2 | Enthalpy Test Room | 3.2035 | 3.2703 | N/A | - | N/A | N/A | N/A | N/A | N/A | N/A | N/A | N/A | N/A | N/A | N/A | N/A | N/A | N/A | N/A | N/A | N/A | Three | R410A | Australia,New Zealand | 144358 | 2027-02-08 |  | Approved | Reverse Cycle | N/A | No | Class 6 | No | N/A | N/A | N/A | N/A | N/A | N/A | N/A | Available | N/A | N/A | http://www.fujitsugeneral.com.au/ |  | N/A |  |  | AAC6482 | No | - | - | - | No | 36100 | 11.5 | - | - | - | - | - | - | No | - | - | - | - | - | - | - | - | 36200 | 11 | - | - | - | - | - | - | - | - | - | 10296 | 31530 | - | - | - | - | - | - | - | - | - | No | - | - | - | - | - | - | - | 3.103 | 3.1 | 3.293 | 3.547 | 3.393 | 3.435 | 3209 | 4850 | 14305 | 7393 | 9114 | 19682 | 1.5 | 1.5 | 1.5 | 2.707 | 2.83 | 2.804 | 2.699 | 2.82 | 2.819 | 17521 | 7015 | 1147 | 5965 | 3266 | 726 | 1 | 1 | 1 | - | - | - | - | - | N/A | N/A | N/A | 25.473 | 3.1158 | 3.2654
[SEER Non Multi-Split <=65kW] GEMS (Air Conditioners up to 65kW) Determination 2019 | MEPS 2019 | AS/NZS 3823.1.2:2012 | RAQ/K/WP/* 118 | RAQ/K/WP/* 118 | N/A | AIRSTAGE | N/A | Ducted | Packaged | - | Air | Air | Malaysia | 14.8 | N/A | 43.3 | N/A | N/A | N/A | N/A | N/A | 13.6 | 43.6 | Enthalpy Test Room | 2.96 | 3.2302 | N/A | - | N/A | N/A | N/A | N/A | N/A | N/A | N/A | N/A | N/A | N/A | N/A | N/A | N/A | N/A | N/A | N/A | N/A | Three | R410A | Australia,New Zealand | 145014 | 2027-03-06 |  | Approved | Reverse Cycle | N/A | No | Class 7 | No | N/A | N/A | N/A | N/A | N/A | N/A | N/A | Available | N/A | N/A | http://www.fujitsugeneral.com.au/ |  | N/A |  |  | AAC6548 | No | - | - | - | No | 43300 | 14.8 | - | - | - | - | - | - | No | - | - | - | - | - | - | - | - | 43600 | 13.6 | - | - | - | - | - | - | - | - | - | 12730 | 37976 | - | - | - | - | - | - | - | - | - | No | - | - | - | - | - | - | - | 2.942 | 2.929 | 3.082 | 3.329 | 3.181 | 3.209 | 4088 | 6191 | 18362 | 9474 | 11689 | 25291 | 1 | 1 | 1.5 | 2.642 | 2.757 | 2.731 | 2.633 | 2.748 | 2.746 | 21592 | 8640 | 1389 | 7340 | 4013 | 874 | 1 | 1 | 1 | - | - | - | - | - | N/A | N/A | N/A | 19.973 | 2.9124 | 3.19
[SEER Non Multi-Split <=65kW] GEMS (Air Conditioners up to 65kW) Determination 2019 | MEPS 2019 | AS/NZS 3823.1.2:2012 | RAQ/K/WP/* 15 | RAQ/K/WP/* 15 | N/A | AIRSTAGE | N/A | Ducted | Packaged | - | Air | Air | Malaysia | 4.2 | N/A | 13.3 | N/A | N/A | N/A | N/A | N/A | 4.2 | 13.5 | Enthalpy Test Room | 3.2195 | 3.3171 | N/A | - | N/A | N/A | N/A | N/A | N/A | N/A | N/A | N/A | N/A | N/A | N/A | N/A | N/A | N/A | N/A | N/A | N/A | Three | R410A | Australia,New Zealand | 145010 | 2027-03-08 |  | Approved | Reverse Cycle | N/A | No | Class 6 | No | N/A | N/A | N/A | N/A | N/A | N/A | N/A | Available | N/A | N/A | http://www.fujitsugeneral.com.au/ |  | N/A |  |  | AAC6551 | No | - | - | - | - | 13300 | 4.2 | - | - | - | - | - | - | No | - | - | - | - | - | - | - | - | 13500 | 4.2 | - | - | - | - | - | - | - | - | - | 3931 | 11759 | - | - | - | - | - | - | - | - | - | No | - | - | - | - | - | - | - | 2.982 | 3.009 | 3.28 | 3.507 | 3.367 | 3.439 | 1208 | 1814 | 5264 | 2733 | 3362 | 7221 | 1 | 1.5 | 1.5 | 2.649 | 2.765 | 2.738 | 2.64 | 2.755 | 2.753 | 6700 | 2705 | 464 | 2296 | 1268 | 298 | 1 | 1 | 1 | - | - | - | - | - | N/A | N/A | N/A | 19.973 | 3.1166 | 3.1634
[SEER Non Multi-Split <=65kW] GEMS (Air Conditioners up to 65kW) Determination 2019 | MEPS 2019 | AS/NZS 3823.1.2:2012 | RAQ/K/WP/* 17 | RAQ/K/WP/* 17 | N/A | AIRSTAGE | N/A | Ducted | Packaged | - | Air | Air | Malaysia | 5.6 | N/A | 17.9 | N/A | N/A | N/A | N/A | N/A | 5.5 | 18.5 | Enthalpy Test Room | 3.2014 | 3.2679 | N/A | - | N/A | N/A | N/A | N/A | N/A | N/A | N/A | N/A | N/A | N/A | N/A | N/A | N/A | N/A | N/A | N/A | N/A | Three | R410A | Australia,New Zealand | 145011 | 2027-03-10 |  | Approved | Reverse Cycle | N/A | No | Class 6 | No | N/A | N/A | N/A | N/A | N/A | N/A | N/A | Available | N/A | N/A | http://www.fujitsugeneral.com.au/ |  | N/A |  |  | AAC6555 | No | - | - | - | - | 17900 | 5.6 | - | - | - | - | - | - | No | - | - | - | - | - | - | - | - | 18500 | 5.5 | - | - | - | - | - | - | - | - | - | 5148 | 16114 | - | - | - | - | - | - | - | - | - | No | - | - | - | - | - | - | - | 3.079 | 3.092 | 3.33 | 3.573 | 3.425 | 3.483 | 1588 | 2392 | 6994 | 3623 | 4462 | 9607 | 1.5 | 1.5 | 1.5 | 2.762 | 2.892 | 2.866 | 2.756 | 2.882 | 2.881 | 8792 | 3527 | 592 | 3001 | 1648 | 378 | 1 | 1 | 1 | - | - | - | - | - | N/A | N/A | N/A | 19.973 | 3.1584 | 3.3229
[SEER Non Multi-Split <=65kW] GEMS (Air Conditioners up to 65kW) Determination 2019 | MEPS 2019 | AS/NZS 3823.1.2:2012 | RAQ/K/WP/* 224 | RAQ/K/WP/* 224 | N/A | AIRSTAGE | N/A | Ducted | Packaged | - | Air | Air | Malaysia | 20.7 | N/A | 60.5 | N/A | N/A | N/A | N/A | N/A | 20.1 | 63 | Enthalpy Test Room | 2.9786 | 3.0634 | N/A | - | N/A | N/A | N/A | N/A | N/A | N/A | N/A | N/A | N/A | N/A | N/A | N/A | N/A | N/A | N/A | N/A | N/A | Three | R410A | Australia,New Zealand | 145015 | 2027-03-02 |  | Approved | Reverse Cycle | N/A | No | Class 7 | No | N/A | N/A | N/A | N/A | N/A | N/A | N/A | Available | N/A | N/A | http://www.fujitsugeneral.com.au/ |  | N/A |  |  | AAC6544 | No | - | - | - | No | 60500 | 20.7 | - | - | - | - | - | - | No | - | - | - | - | - | - | - | - | 63000 | 20.1 | - | - | - | - | - | - | - | - | - | 18800 | 54700 | - | - | - | - | - | - | - | - | - | No | - | - | - | - | - | - | - | 2.933 | 2.921 | 3.077 | 3.323 | 3.175 | 3.205 | 5724 | 8667 | 25690 | 13257 | 16355 | 35379 | 1 | 1 | 1.5 | 2.584 | 2.693 | 2.67 | 2.576 | 2.685 | 2.684 | 31906 | 12782 | 2055 | 10846 | 5934 | 1293 | 1 | 1 | 1 | - | - | - | - | - | N/A | N/A | N/A | 29.973 | 2.9085 | 3.1186
[SEER Non Multi-Split >65kW] GEMS (Air Conditioners above 65kW) Determination 2022 | MEPS 2020 | AS/NZS 3823.1.2:2012 | RAQ/K/WP/* 230 | RAQ/K/WP/* 230 | N/A | AIRSTAGE | 20150 | Ducted | Packaged | - | Air | Air | Malaysia | 23400 | 48650 | 68.8 | N/A | N/A | N/A | N/A | N/A | 22300 | 71.6 | Enthalpy Test Room | 2.9511 | 3.1839 | N/A | - | N/A | N/A | N/A | N/A | N/A | N/A | N/A | N/A | N/A | N/A | N/A | N/A | N/A | N/A | N/A | N/A | N/A | Three | R410A | Australia,New Zealand | 145016 | 2027-09-30 |  | Approved | Reverse Cycle | N/A | No | Class 24 | No | N/A | N/A | N/A | N/A | N/A | N/A | N/A | Available | N/A | N/A | http://www.fujitsugeneral.com.au/ |  | N/A |  |  | AAC6518 | No | - | - | - | No | 68800 | 23400 | - | - | - | - | - | - | No | - | - | - | - | - | - | - | - | 71600 | 22300 | - | - | - | - | - | - | - | - | - | 22300 | 62363 | - | - | - | - | - | - | - | - | - | No | - | - | - | - | - | N/A | N/A | 2.961 | 2.946 | 3.098 | 3.347 | 3.198 | 3.226 | 6458 | 9782 | 29026 | 14974 | 18476 | 39982 | 1 | 1 | 1.5 | 2.56 | 2.671 | 2.712 | 2.585 | 2.714 | 2.742 | 36593 | 14635 | 2290 | 12273 | 6665 | 1431 | 1 | 1 | 1 | N/A | - | - | - | - | N/A | N/A | N/A | 29.973 | 2.9275 | 3.1962
[SEER Non Multi-Split >65kW] GEMS (Air Conditioners above 65kW) Determination 2022 | MEPS 2020 | AS/NZS 3823.1.2:2012 | RAQ/K/WP/* 236 | RAQ/K/WP/* 236 | N/A | AIRSTAGE | 28800 | Ducted | Packaged | - | Air | Air | Malaysia | 30700 | 60600 | 89.4 | N/A | N/A | N/A | N/A | N/A | 28300 | 91.6 | Enthalpy Test Room | 2.9404 | 3.2281 | N/A | - | N/A | N/A | N/A | N/A | N/A | N/A | N/A | N/A | N/A | N/A | N/A | N/A | N/A | N/A | N/A | N/A | N/A | Three | R410A | Australia,New Zealand | 145017 | 2027-09-30 |  | Approved | Reverse Cycle | N/A | No | Class 24 | No | N/A | N/A | N/A | N/A | N/A | N/A | N/A | Available | N/A | N/A | http://www.fujitsugeneral.com.au/ |  | N/A |  |  | AAC6545 | No | - | - | - | No | 89400 | 30700 | - | - | - | - | - | - | No | - | - | - | - | - | - | - | - | 91600 | 28300 | - | - | - | - | - | - | - | - | - | 26489 | 78794 | - | - | - | - | - | - | - | - | - | No | - | - | - | - | - | N/A | N/A | 2.95 | 2.932 | 3.073 | 3.323 | 3.174 | 3.198 | 8441 | 12796 | 38046 | 19617 | 24211 | 52427 | 1 | 1 | 1.5 | 2.646 | 2.767 | 2.754 | 2.645 | 2.767 | 2.771 | 45279 | 18057 | 2866 | 15328 | 8349 | 1796 | 1 | 1 | 1 | N/A | - | - | - | - | N/A | N/A | N/A | 29.973 | 2.9025 | 3.2252
[SEER Non Multi-Split <=65kW] GEMS (Air Conditioners up to 65kW) Determination 2019 | MEPS 2019 | AS/NZS 3823.1.2:2012 | RAQ/K/WP/110 | RAQ/K/WP/* 110 | N/A | AIRSTAGE | N/A | Ducted | Packaged | - | Air | Air | Malaysia | 7.8 | N/A | 24.4 | N/A | N/A | N/A | N/A | N/A | 7.7 | 24.8 | Enthalpy Test Room | 3.141 | 3.25 | N/A | - | N/A | N/A | N/A | N/A | N/A | N/A | N/A | N/A | N/A | N/A | N/A | N/A | N/A | N/A | N/A | N/A | N/A | Three | R410A | Australia,New Zealand | 145012 | 2027-03-06 |  | Approved | Reverse Cycle | N/A | No | Class 6 | No | N/A | N/A | N/A | N/A | N/A | N/A | N/A | Available | N/A | N/A | http://www.fujitsugeneral.com.au/ |  | N/A |  |  | AAC6549 | No | - | - | - | - | 24400 | 7.8 | - | - | - | - | - | - | No | - | - | - | - | - | - | - | - | 24800 | 7.7 | - | - | - | - | - | - | - | - | - | 7114 | 21601 | - | - | - | - | - | - | - | - | - | No | - | - | - | - | - | - | 60 | 3.072 | 3.073 | 3.275 | 3.525 | 3.374 | 3.419 | 2186 | 3300 | 9713 | 5023 | 6190 | 13358 | 1.5 | 1.5 | 1.5 | 2.671 | 2.788 | 2.748 | 2.655 | 2.768 | 2.76 | 12171 | 4884 | 807 | 4159 | 2284 | 512 | 1 | 1 | 1 | - | - | - | - | - | N/A | N/A | N/A | 19.973 | 3.1014 | 3.1928
[SEER Non Multi-Split <=65kW] GEMS (Air Conditioners up to 65kW) Determination 2019 | MEPS 2019 | AS/NZS 3823.1.2:2012 | RAQ/K/WP/112 | RAQ/K/WP/* 112 | N/A | AIRSTAGE | N/A | Ducted | Packaged | - | Air | Air | Malaysia | 10.1 | N/A | 31.7 | N/A | N/A | N/A | N/A | N/A | 9.8 | 32.1 | Enthalpy Test Room | 3.1667 | 3.2626 | N/A | - | N/A | N/A | N/A | N/A | N/A | N/A | N/A | N/A | N/A | N/A | N/A | N/A | N/A | N/A | N/A | N/A | N/A | Three | R410A | Australia,New Zealand | 145013 | 2027-03-07 |  | Approved | Reverse Cycle | N/A | No | Class 6 | No | N/A | N/A | N/A | N/A | N/A | N/A | N/A | Available | N/A | N/A | http://www.fujitsugeneral.com.au/ |  | N/A |  |  | AAC6550 | No | - | - | - | No | 31700 | 10.1 | - | - | - | - | - | - | No | - | - | - | - | - | - | - | - | 32100 | 9.8 | - | - | - | - | - | - | - | - | - | 9173 | 27959 | - | - | - | - | - | - | - | - | - | No | - | - | - | - | - | - | - | 3.117 | 3.111 | 3.296 | 3.553 | 3.398 | 3.436 | 2811 | 4250 | 12555 | 6485 | 7997 | 17279 | 1.5 | 1.5 | 1.5 | 2.695 | 2.817 | 2.79 | 2.687 | 2.807 | 2.805 | 15598 | 6242 | 1015 | 5307 | 2904 | 641 | 1 | 1 | 1 | - | - | - | - | - | N/A | N/A | N/A | 19.973 | 3.1178 | 3.2531
[SEER Non Multi-Split <=65kW] GEMS (Air Conditioners up to 65kW) Determination 2019 | MEPS 2019 | AS/NZS 3823.1.2:2012 | RAQ/K/WP/115 | RAQ/K/WP/* 115 | N/A | AIRSTAGE | N/A | Ducted | Packaged | - | Air | Air | Malaysia | 11.5 | N/A | 36.1 | N/A | N/A | N/A | N/A | N/A | 11 | 36.2 | Enthalpy Test Room | 3.2035 | 3.2703 | N/A | - | N/A | N/A | N/A | N/A | N/A | N/A | N/A | N/A | N/A | N/A | N/A | N/A | N/A | N/A | N/A | N/A | N/A | Three | R410A | Australia,New Zealand | 144358 | 2027-02-08 |  | Approved | Reverse Cycle | N/A | No | Class 6 | No | N/A | N/A | N/A | N/A | N/A | N/A | N/A | Available | N/A | N/A | http://www.fujitsugeneral.com.au/ |  | N/A |  |  | AAC6482 | No | - | - | - | No | 36100 | 11.5 | - | - | - | - | - | - | No | - | - | - | - | - | - | - | - | 36200 | 11 | - | - | - | - | - | - | - | - | - | 10296 | 31530 | - | - | - | - | - | - | - | - | - | No | - | - | - | - | - | - | - | 3.103 | 3.1 | 3.293 | 3.547 | 3.393 | 3.435 | 3209 | 4850 | 14305 | 7393 | 9114 | 19682 | 1.5 | 1.5 | 1.5 | 2.707 | 2.83 | 2.804 | 2.699 | 2.82 | 2.819 | 17521 | 7015 | 1147 | 5965 | 3266 | 726 | 1 | 1 | 1 | - | - | - | - | - | N/A | N/A | N/A | 25.473 | 3.1158 | 3.2654
[SEER Non Multi-Split <=65kW] GEMS (Air Conditioners up to 65kW) Determination 2019 | MEPS 2019 | AS/NZS 3823.1.2:2012 | RAQ/K/WP/118 | RAQ/K/WP/* 118 | N/A | AIRSTAGE | N/A | Ducted | Packaged | - | Air | Air | Malaysia | 14.8 | N/A | 43.3 | N/A | N/A | N/A | N/A | N/A | 13.6 | 43.6 | Enthalpy Test Room | 2.96 | 3.2302 | N/A | - | N/A | N/A | N/A | N/A | N/A | N/A | N/A | N/A | N/A | N/A | N/A | N/A | N/A | N/A | N/A | N/A | N/A | Three | R410A | Australia,New Zealand | 145014 | 2027-03-06 |  | Approved | Reverse Cycle | N/A | No | Class 7 | No | N/A | N/A | N/A | N/A | N/A | N/A | N/A | Available | N/A | N/A | http://www.fujitsugeneral.com.au/ |  | N/A |  |  | AAC6548 | No | - | - | - | No | 43300 | 14.8 | - | - | - | - | - | - | No | - | - | - | - | - | - | - | - | 43600 | 13.6 | - | - | - | - | - | - | - | - | - | 12730 | 37976 | - | - | - | - | - | - | - | - | - | No | - | - | - | - | - | - | - | 2.942 | 2.929 | 3.082 | 3.329 | 3.181 | 3.209 | 4088 | 6191 | 18362 | 9474 | 11689 | 25291 | 1 | 1 | 1.5 | 2.642 | 2.757 | 2.731 | 2.633 | 2.748 | 2.746 | 21592 | 8640 | 1389 | 7340 | 4013 | 874 | 1 | 1 | 1 | - | - | - | - | - | N/A | N/A | N/A | 19.973 | 2.9124 | 3.19
[SEER Non Multi-Split <=65kW] GEMS (Air Conditioners up to 65kW) Determination 2019 | MEPS 2019 | AS/NZS 3823.1.2:2012 | RAQ/K/WP/15 | RAQ/K/WP/* 15 | N/A | AIRSTAGE | N/A | Ducted | Packaged | - | Air | Air | Malaysia | 4.2 | N/A | 13.3 | N/A | N/A | N/A | N/A | N/A | 4.2 | 13.5 | Enthalpy Test Room | 3.2195 | 3.3171 | N/A | - | N/A | N/A | N/A | N/A | N/A | N/A | N/A | N/A | N/A | N/A | N/A | N/A | N/A | N/A | N/A | N/A | N/A | Three | R410A | Australia,New Zealand | 145010 | 2027-03-08 |  | Approved | Reverse Cycle | N/A | No | Class 6 | No | N/A | N/A | N/A | N/A | N/A | N/A | N/A | Available | N/A | N/A | http://www.fujitsugeneral.com.au/ |  | N/A |  |  | AAC6551 | No | - | - | - | - | 13300 | 4.2 | - | - | - | - | - | - | No | - | - | - | - | - | - | - | - | 13500 | 4.2 | - | - | - | - | - | - | - | - | - | 3931 | 11759 | - | - | - | - | - | - | - | - | - | No | - | - | - | - | - | - | - | 2.982 | 3.009 | 3.28 | 3.507 | 3.367 | 3.439 | 1208 | 1814 | 5264 | 2733 | 3362 | 7221 | 1 | 1.5 | 1.5 | 2.649 | 2.765 | 2.738 | 2.64 | 2.755 | 2.753 | 6700 | 2705 | 464 | 2296 | 1268 | 298 | 1 | 1 | 1 | - | - | - | - | - | N/A | N/A | N/A | 19.973 | 3.1166 | 3.1634
[SEER Non Multi-Split <=65kW] GEMS (Air Conditioners up to 65kW) Determination 2019 | MEPS 2019 | AS/NZS 3823.1.2:2012 | RAQ/K/WP/17 | RAQ/K/WP/* 17 | N/A | AIRSTAGE | N/A | Ducted | Packaged | - | Air | Air | Malaysia | 5.6 | N/A | 17.9 | N/A | N/A | N/A | N/A | N/A | 5.5 | 18.5 | Enthalpy Test Room | 3.2014 | 3.2679 | N/A | - | N/A | N/A | N/A | N/A | N/A | N/A | N/A | N/A | N/A | N/A | N/A | N/A | N/A | N/A | N/A | N/A | N/A | Three | R410A | Australia,New Zealand | 145011 | 2027-03-10 |  | Approved | Reverse Cycle | N/A | No | Class 6 | No | N/A | N/A | N/A | N/A | N/A | N/A | N/A | Available | N/A | N/A | http://www.fujitsugeneral.com.au/ |  | N/A |  |  | AAC6555 | No | - | - | - | - | 17900 | 5.6 | - | - | - | - | - | - | No | - | - | - | - | - | - | - | - | 18500 | 5.5 | - | - | - | - | - | - | - | - | - | 5148 | 16114 | - | - | - | - | - | - | - | - | - | No | - | - | - | - | - | - | - | 3.079 | 3.092 | 3.33 | 3.573 | 3.425 | 3.483 | 1588 | 2392 | 6994 | 3623 | 4462 | 9607 | 1.5 | 1.5 | 1.5 | 2.762 | 2.892 | 2.866 | 2.756 | 2.882 | 2.881 | 8792 | 3527 | 592 | 3001 | 1648 | 378 | 1 | 1 | 1 | - | - | - | - | - | N/A | N/A | N/A | 19.973 | 3.1584 | 3.3229
[SEER Non Multi-Split <=65kW] GEMS (Air Conditioners up to 65kW) Determination 2019 | MEPS 2019 | AS/NZS 3823.1.2:2012 | RAQ/K/WP/224 | RAQ/K/WP/* 224 | N/A | AIRSTAGE | N/A | Ducted | Packaged | - | Air | Air | Malaysia | 20.7 | N/A | 60.5 | N/A | N/A | N/A | N/A | N/A | 20.1 | 63 | Enthalpy Test Room | 2.9786 | 3.0634 | N/A | - | N/A | N/A | N/A | N/A | N/A | N/A | N/A | N/A | N/A | N/A | N/A | N/A | N/A | N/A | N/A | N/A | N/A | Three | R410A | Australia,New Zealand | 145015 | 2027-03-02 |  | Approved | Reverse Cycle | N/A | No | Class 7 | No | N/A | N/A | N/A | N/A | N/A | N/A | N/A | Available | N/A | N/A | http://www.fujitsugeneral.com.au/ |  | N/A |  |  | AAC6544 | No | - | - | - | No | 60500 | 20.7 | - | - | - | - | - | - | No | - | - | - | - | - | - | - | - | 63000 | 20.1 | - | - | - | - | - | - | - | - | - | 18800 | 54700 | - | - | - | - | - | - | - | - | - | No | - | - | - | - | - | - | - | 2.933 | 2.921 | 3.077 | 3.323 | 3.175 | 3.205 | 5724 | 8667 | 25690 | 13257 | 16355 | 35379 | 1 | 1 | 1.5 | 2.584 | 2.693 | 2.67 | 2.576 | 2.685 | 2.684 | 31906 | 12782 | 2055 | 10846 | 5934 | 1293 | 1 | 1 | 1 | - | - | - | - | - | N/A | N/A | N/A | 29.973 | 2.9085 | 3.1186
[SEER Non Multi-Split >65kW] GEMS (Air Conditioners above 65kW) Determination 2022 | MEPS 2020 | AS/NZS 3823.1.2:2012 | RAQ/K/WP/230 | RAQ/K/WP/* 230 | N/A | AIRSTAGE | 20150 | Ducted | Packaged | - | Air | Air | Malaysia | 23400 | 48650 | 68.8 | N/A | N/A | N/A | N/A | N/A | 22300 | 71.6 | Enthalpy Test Room | 2.9511 | 3.1839 | N/A | - | N/A | N/A | N/A | N/A | N/A | N/A | N/A | N/A | N/A | N/A | N/A | N/A | N/A | N/A | N/A | N/A | N/A | Three | R410A | Australia,New Zealand | 145016 | 2027-09-30 |  | Approved | Reverse Cycle | N/A | No | Class 24 | No | N/A | N/A | N/A | N/A | N/A | N/A | N/A | Available | N/A | N/A | http://www.fujitsugeneral.com.au/ |  | N/A |  |  | AAC6518 | No | - | - | - | No | 68800 | 23400 | - | - | - | - | - | - | No | - | - | - | - | - | - | - | - | 71600 | 22300 | - | - | - | - | - | - | - | - | - | 22300 | 62363 | - | - | - | - | - | - | - | - | - | No | - | - | - | - | - | N/A | N/A | 2.961 | 2.946 | 3.098 | 3.347 | 3.198 | 3.226 | 6458 | 9782 | 29026 | 14974 | 18476 | 39982 | 1 | 1 | 1.5 | 2.56 | 2.671 | 2.712 | 2.585 | 2.714 | 2.742 | 36593 | 14635 | 2290 | 12273 | 6665 | 1431 | 1 | 1 | 1 | N/A | - | - | - | - | N/A | N/A | N/A | 29.973 | 2.9275 | 3.1962
[SEER Non Multi-Split >65kW] GEMS (Air Conditioners above 65kW) Determination 2022 | MEPS 2020 | AS/NZS 3823.1.2:2012 | RAQ/K/WP/236 | RAQ/K/WP/* 236 | N/A | AIRSTAGE | 28800 | Ducted | Packaged | - | Air | Air | Malaysia | 30700 | 60600 | 89.4 | N/A | N/A | N/A | N/A | N/A | 28300 | 91.6 | Enthalpy Test Room | 2.9404 | 3.2281 | N/A | - | N/A | N/A | N/A | N/A | N/A | N/A | N/A | N/A | N/A | N/A | N/A | N/A | N/A | N/A | N/A | N/A | N/A | Three | R410A | Australia,New Zealand | 145017 | 2027-09-30 |  | Approved | Reverse Cycle | N/A | No | Class 24 | No | N/A | N/A | N/A | N/A | N/A | N/A | N/A | Available | N/A | N/A | http://www.fujitsugeneral.com.au/ |  | N/A |  |  | AAC6545 | No | - | - | - | No | 89400 | 30700 | - | - | - | - | - | - | No | - | - | - | - | - | - | - | - | 91600 | 28300 | - | - | - | - | - | - | - | - | - | 26489 | 78794 | - | - | - | - | - | - | - | - | - | No | - | - | - | - | - | N/A | N/A | 2.95 | 2.932 | 3.073 | 3.323 | 3.174 | 3.198 | 8441 | 12796 | 38046 | 19617 | 24211 | 52427 | 1 | 1 | 1.5 | 2.646 | 2.767 | 2.754 | 2.645 | 2.767 | 2.771 | 45279 | 18057 | 2866 | 15328 | 8349 | 1796 | 1 | 1 | 1 | N/A | - | - | - | - | N/A | N/A | N/A | 29.973 | 2.9025 | 3.2252
[SEER Non Multi-Split <=65kW] GEMS (Air Conditioners up to 65kW) Determination 2019 | MEPS 2019 | AS/NZS 3823.1.2:2012 | RAQ/K/WP/ECO/110 | RAQ/K/WP/* 110 | N/A | AIRSTAGE | N/A | Ducted | Packaged | - | Air | Air | Malaysia | 7.8 | N/A | 24.4 | N/A | N/A | N/A | N/A | N/A | 7.7 | 24.8 | Enthalpy Test Room | 3.141 | 3.25 | N/A | - | N/A | N/A | N/A | N/A | N/A | N/A | N/A | N/A | N/A | N/A | N/A | N/A | N/A | N/A | N/A | N/A | N/A | Three | R410A | Australia,New Zealand | 145012 | 2027-03-06 |  | Approved | Reverse Cycle | N/A | No | Class 6 | No | N/A | N/A | N/A | N/A | N/A | N/A | N/A | Available | N/A | N/A | http://www.fujitsugeneral.com.au/ |  | N/A |  |  | AAC6549 | No | - | - | - | - | 24400 | 7.8 | - | - | - | - | - | - | No | - | - | - | - | - | - | - | - | 24800 | 7.7 | - | - | - | - | - | - | - | - | - | 7114 | 21601 | - | - | - | - | - | - | - | - | - | No | - | - | - | - | - | - | 60 | 3.072 | 3.073 | 3.275 | 3.525 | 3.374 | 3.419 | 2186 | 3300 | 9713 | 5023 | 6190 | 13358 | 1.5 | 1.5 | 1.5 | 2.671 | 2.788 | 2.748 | 2.655 | 2.768 | 2.76 | 12171 | 4884 | 807 | 4159 | 2284 | 512 | 1 | 1 | 1 | - | - | - | - | - | N/A | N/A | N/A | 19.973 | 3.1014 | 3.1928
[SEER Non Multi-Split <=65kW] GEMS (Air Conditioners up to 65kW) Determination 2019 | MEPS 2019 | AS/NZS 3823.1.2:2012 | RAQ/K/WP/ECO/112 | RAQ/K/WP/* 112 | N/A | AIRSTAGE | N/A | Ducted | Packaged | - | Air | Air | Malaysia | 10.1 | N/A | 31.7 | N/A | N/A | N/A | N/A | N/A | 9.8 | 32.1 | Enthalpy Test Room | 3.1667 | 3.2626 | N/A | - | N/A | N/A | N/A | N/A | N/A | N/A | N/A | N/A | N/A | N/A | N/A | N/A | N/A | N/A | N/A | N/A | N/A | Three | R410A | Australia,New Zealand | 145013 | 2027-03-07 |  | Approved | Reverse Cycle | N/A | No | Class 6 | No | N/A | N/A | N/A | N/A | N/A | N/A | N/A | Available | N/A | N/A | http://www.fujitsugeneral.com.au/ |  | N/A |  |  | AAC6550 | No | - | - | - | No | 31700 | 10.1 | - | - | - | - | - | - | No | - | - | - | - | - | - | - | - | 32100 | 9.8 | - | - | - | - | - | - | - | - | - | 9173 | 27959 | - | - | - | - | - | - | - | - | - | No | - | - | - | - | - | - | - | 3.117 | 3.111 | 3.296 | 3.553 | 3.398 | 3.436 | 2811 | 4250 | 12555 | 6485 | 7997 | 17279 | 1.5 | 1.5 | 1.5 | 2.695 | 2.817 | 2.79 | 2.687 | 2.807 | 2.805 | 15598 | 6242 | 1015 | 5307 | 2904 | 641 | 1 | 1 | 1 | - | - | - | - | - | N/A | N/A | N/A | 19.973 | 3.1178 | 3.2531
[SEER Non Multi-Split <=65kW] GEMS (Air Conditioners up to 65kW) Determination 2019 | MEPS 2019 | AS/NZS 3823.1.2:2012 | RAQ/K/WP/ECO/115 | RAQ/K/WP/* 115 | N/A | AIRSTAGE | N/A | Ducted | Packaged | - | Air | Air | Malaysia | 11.5 | N/A | 36.1 | N/A | N/A | N/A | N/A | N/A | 11 | 36.2 | Enthalpy Test Room | 3.2035 | 3.2703 | N/A | - | N/A | N/A | N/A | N/A | N/A | N/A | N/A | N/A | N/A | N/A | N/A | N/A | N/A | N/A | N/A | N/A | N/A | Three | R410A | Australia,New Zealand | 144358 | 2027-02-08 |  | Approved | Reverse Cycle | N/A | No | Class 6 | No | N/A | N/A | N/A | N/A | N/A | N/A | N/A | Available | N/A | N/A | http://www.fujitsugeneral.com.au/ |  | N/A |  |  | AAC6482 | No | - | - | - | No | 36100 | 11.5 | - | - | - | - | - | - | No | - | - | - | - | - | - | - | - | 36200 | 11 | - | - | - | - | - | - | - | - | - | 10296 | 31530 | - | - | - | - | - | - | - | - | - | No | - | - | - | - | - | - | - | 3.103 | 3.1 | 3.293 | 3.547 | 3.393 | 3.435 | 3209 | 4850 | 14305 | 7393 | 9114 | 19682 | 1.5 | 1.5 | 1.5 | 2.707 | 2.83 | 2.804 | 2.699 | 2.82 | 2.819 | 17521 | 7015 | 1147 | 5965 | 3266 | 726 | 1 | 1 | 1 | - | - | - | - | - | N/A | N/A | N/A | 25.473 | 3.1158 | 3.2654
[SEER Non Multi-Split <=65kW] GEMS (Air Conditioners up to 65kW) Determination 2019 | MEPS 2019 | AS/NZS 3823.1.2:2012 | RAQ/K/WP/ECO/118 | RAQ/K/WP/* 118 | N/A | AIRSTAGE | N/A | Ducted | Packaged | - | Air | Air | Malaysia | 14.8 | N/A | 43.3 | N/A | N/A | N/A | N/A | N/A | 13.6 | 43.6 | Enthalpy Test Room | 2.96 | 3.2302 | N/A | - | N/A | N/A | N/A | N/A | N/A | N/A | N/A | N/A | N/A | N/A | N/A | N/A | N/A | N/A | N/A | N/A | N/A | Three | R410A | Australia,New Zealand | 145014 | 2027-03-06 |  | Approved | Reverse Cycle | N/A | No | Class 7 | No | N/A | N/A | N/A | N/A | N/A | N/A | N/A | Available | N/A | N/A | http://www.fujitsugeneral.com.au/ |  | N/A |  |  | AAC6548 | No | - | - | - | No | 43300 | 14.8 | - | - | - | - | - | - | No | - | - | - | - | - | - | - | - | 43600 | 13.6 | - | - | - | - | - | - | - | - | - | 12730 | 37976 | - | - | - | - | - | - | - | - | - | No | - | - | - | - | - | - | - | 2.942 | 2.929 | 3.082 | 3.329 | 3.181 | 3.209 | 4088 | 6191 | 18362 | 9474 | 11689 | 25291 | 1 | 1 | 1.5 | 2.642 | 2.757 | 2.731 | 2.633 | 2.748 | 2.746 | 21592 | 8640 | 1389 | 7340 | 4013 | 874 | 1 | 1 | 1 | - | - | - | - | - | N/A | N/A | N/A | 19.973 | 2.9124 | 3.19
[SEER Non Multi-Split <=65kW] GEMS (Air Conditioners up to 65kW) Determination 2019 | MEPS 2019 | AS/NZS 3823.1.2:2012 | RAQ/K/WP/ECO/15 | RAQ/K/WP/* 15 | N/A | AIRSTAGE | N/A | Ducted | Packaged | - | Air | Air | Malaysia | 4.2 | N/A | 13.3 | N/A | N/A | N/A | N/A | N/A | 4.2 | 13.5 | Enthalpy Test Room | 3.2195 | 3.3171 | N/A | - | N/A | N/A | N/A | N/A | N/A | N/A | N/A | N/A | N/A | N/A | N/A | N/A | N/A | N/A | N/A | N/A | N/A | Three | R410A | Australia,New Zealand | 145010 | 2027-03-08 |  | Approved | Reverse Cycle | N/A | No | Class 6 | No | N/A | N/A | N/A | N/A | N/A | N/A | N/A | Available | N/A | N/A | http://www.fujitsugeneral.com.au/ |  | N/A |  |  | AAC6551 | No | - | - | - | - | 13300 | 4.2 | - | - | - | - | - | - | No | - | - | - | - | - | - | - | - | 13500 | 4.2 | - | - | - | - | - | - | - | - | - | 3931 | 11759 | - | - | - | - | - | - | - | - | - | No | - | - | - | - | - | - | - | 2.982 | 3.009 | 3.28 | 3.507 | 3.367 | 3.439 | 1208 | 1814 | 5264 | 2733 | 3362 | 7221 | 1 | 1.5 | 1.5 | 2.649 | 2.765 | 2.738 | 2.64 | 2.755 | 2.753 | 6700 | 2705 | 464 | 2296 | 1268 | 298 | 1 | 1 | 1 | - | - | - | - | - | N/A | N/A | N/A | 19.973 | 3.1166 | 3.1634
[SEER Non Multi-Split <=65kW] GEMS (Air Conditioners up to 65kW) Determination 2019 | MEPS 2019 | AS/NZS 3823.1.2:2012 | RAQ/K/WP/ECO/17 | RAQ/K/WP/* 17 | N/A | AIRSTAGE | N/A | Ducted | Packaged | - | Air | Air | Malaysia | 5.6 | N/A | 17.9 | N/A | N/A | N/A | N/A | N/A | 5.5 | 18.5 | Enthalpy Test Room | 3.2014 | 3.2679 | N/A | - | N/A | N/A | N/A | N/A | N/A | N/A | N/A | N/A | N/A | N/A | N/A | N/A | N/A | N/A | N/A | N/A | N/A | Three | R410A | Australia,New Zealand | 145011 | 2027-03-10 |  | Approved | Reverse Cycle | N/A | No | Class 6 | No | N/A | N/A | N/A | N/A | N/A | N/A | N/A | Available | N/A | N/A | http://www.fujitsugeneral.com.au/ |  | N/A |  |  | AAC6555 | No | - | - | - | - | 17900 | 5.6 | - | - | - | - | - | - | No | - | - | - | - | - | - | - | - | 18500 | 5.5 | - | - | - | - | - | - | - | - | - | 5148 | 16114 | - | - | - | - | - | - | - | - | - | No | - | - | - | - | - | - | - | 3.079 | 3.092 | 3.33 | 3.573 | 3.425 | 3.483 | 1588 | 2392 | 6994 | 3623 | 4462 | 9607 | 1.5 | 1.5 | 1.5 | 2.762 | 2.892 | 2.866 | 2.756 | 2.882 | 2.881 | 8792 | 3527 | 592 | 3001 | 1648 | 378 | 1 | 1 | 1 | - | - | - | - | - | N/A | N/A | N/A | 19.973 | 3.1584 | 3.3229
[SEER Non Multi-Split <=65kW] GEMS (Air Conditioners up to 65kW) Determination 2019 | MEPS 2019 | AS/NZS 3823.1.2:2012 | RAQ/K/WP/ECO/224 | RAQ/K/WP/* 224 | N/A | AIRSTAGE | N/A | Ducted | Packaged | - | Air | Air | Malaysia | 20.7 | N/A | 60.5 | N/A | N/A | N/A | N/A | N/A | 20.1 | 63 | Enthalpy Test Room | 2.9786 | 3.0634 | N/A | - | N/A | N/A | N/A | N/A | N/A | N/A | N/A | N/A | N/A | N/A | N/A | N/A | N/A | N/A | N/A | N/A | N/A | Three | R410A | Australia,New Zealand | 145015 | 2027-03-02 |  | Approved | Reverse Cycle | N/A | No | Class 7 | No | N/A | N/A | N/A | N/A | N/A | N/A | N/A | Available | N/A | N/A | http://www.fujitsugeneral.com.au/ |  | N/A |  |  | AAC6544 | No | - | - | - | No | 60500 | 20.7 | - | - | - | - | - | - | No | - | - | - | - | - | - | - | - | 63000 | 20.1 | - | - | - | - | - | - | - | - | - | 18800 | 54700 | - | - | - | - | - | - | - | - | - | No | - | - | - | - | - | - | - | 2.933 | 2.921 | 3.077 | 3.323 | 3.175 | 3.205 | 5724 | 8667 | 25690 | 13257 | 16355 | 35379 | 1 | 1 | 1.5 | 2.584 | 2.693 | 2.67 | 2.576 | 2.685 | 2.684 | 31906 | 12782 | 2055 | 10846 | 5934 | 1293 | 1 | 1 | 1 | - | - | - | - | - | N/A | N/A | N/A | 29.973 | 2.9085 | 3.1186
[SEER Non Multi-Split >65kW] GEMS (Air Conditioners above 65kW) Determination 2022 | MEPS 2020 | AS/NZS 3823.1.2:2012 | RAQ/K/WP/ECO/230 | RAQ/K/WP/* 230 | N/A | AIRSTAGE | 20150 | Ducted | Packaged | - | Air | Air | Malaysia | 23400 | 48650 | 68.8 | N/A | N/A | N/A | N/A | N/A | 22300 | 71.6 | Enthalpy Test Room | 2.9511 | 3.1839 | N/A | - | N/A | N/A | N/A | N/A | N/A | N/A | N/A | N/A | N/A | N/A | N/A | N/A | N/A | N/A | N/A | N/A | N/A | Three | R410A | Australia,New Zealand | 145016 | 2027-09-30 |  | Approved | Reverse Cycle | N/A | No | Class 24 | No | N/A | N/A | N/A | N/A | N/A | N/A | N/A | Available | N/A | N/A | http://www.fujitsugeneral.com.au/ |  | N/A |  |  | AAC6518 | No | - | - | - | No | 68800 | 23400 | - | - | - | - | - | - | No | - | - | - | - | - | - | - | - | 71600 | 22300 | - | - | - | - | - | - | - | - | - | 22300 | 62363 | - | - | - | - | - | - | - | - | - | No | - | - | - | - | - | N/A | N/A | 2.961 | 2.946 | 3.098 | 3.347 | 3.198 | 3.226 | 6458 | 9782 | 29026 | 14974 | 18476 | 39982 | 1 | 1 | 1.5 | 2.56 | 2.671 | 2.712 | 2.585 | 2.714 | 2.742 | 36593 | 14635 | 2290 | 12273 | 6665 | 1431 | 1 | 1 | 1 | N/A | - | - | - | - | N/A | N/A | N/A | 29.973 | 2.9275 | 3.1962
[SEER Non Multi-Split >65kW] GEMS (Air Conditioners above 65kW) Determination 2022 | MEPS 2020 | AS/NZS 3823.1.2:2012 | RAQ/K/WP/ECO/236 | RAQ/K/WP/* 236 | N/A | AIRSTAGE | 28800 | Ducted | Packaged | - | Air | Air | Malaysia | 30700 | 60600 | 89.4 | N/A | N/A | N/A | N/A | N/A | 28300 | 91.6 | Enthalpy Test Room | 2.9404 | 3.2281 | N/A | - | N/A | N/A | N/A | N/A | N/A | N/A | N/A | N/A | N/A | N/A | N/A | N/A | N/A | N/A | N/A | N/A | N/A | Three | R410A | Australia,New Zealand | 145017 | 2027-09-30 |  | Approved | Reverse Cycle | N/A | No | Class 24 | No | N/A | N/A | N/A | N/A | N/A | N/A | N/A | Available | N/A | N/A | http://www.fujitsugeneral.com.au/ |  | N/A |  |  | AAC6545 | No | - | - | - | No | 89400 | 30700 | - | - | - | - | - | - | No | - | - | - | - | - | - | - | - | 91600 | 28300 | - | - | - | - | - | - | - | - | - | 26489 | 78794 | - | - | - | - | - | - | - | - | - | No | - | - | - | - | - | N/A | N/A | 2.95 | 2.932 | 3.073 | 3.323 | 3.174 | 3.198 | 8441 | 12796 | 38046 | 19617 | 24211 | 52427 | 1 | 1 | 1.5 | 2.646 | 2.767 | 2.754 | 2.645 | 2.767 | 2.771 | 45279 | 18057 | 2866 | 15328 | 8349 | 1796 | 1 | 1 | 1 | N/A | - | - | - | - | N/A | N/A | N/A | 29.973 | 2.9025 | 3.2252
[SEER Non Multi-Split >65kW] GEMS (Air Conditioners above 65kW) Determination 2022 | MEPS 2020 | AS/NZS 3823.1.2:2012 | URT/EC/WP/MS/101/NS |  | N/A | AIRSTAGE | 34300 | Ducted | Packaged | - | Air | Air | Italy | 40700 | 85900 | 120.2 | N/A | N/A | N/A | N/A | N/A | 36300 | 116.1 | Enthalpy Test Room | 2.9251 | 3.2022 | N/A | - | N/A | N/A | N/A | N/A | N/A | N/A | N/A | N/A | N/A | N/A | N/A | N/A | N/A | N/A | N/A | N/A | N/A | Three | R410A | Australia | 157334 | 2028-11-20 |  | Approved | Reverse Cycle | N/A | No | Class 24 | No | N/A | N/A | N/A | N/A | N/A | N/A | N/A | Available | N/A | N/A | http://www.fujitsugeneral.com.au/ |  | N/A |  |  | AAC7901 | Yes | Two-stage | - | Yes | No | 120200 | 40700 | - | - | - | - | - | - | No | - | - | - | - | - | - | - | - | 116100 | 36300 | - | - | - | - | - | - | - | - | - | 33790 | 100690 | - | - | - | - | - | - | - | - | - | No | - | - | - | - | - | N/A | N/A | 3.007 | 2.985 | 3.121 | 3.377 | 3.224 | 3.245 | 11158 | 16926 | 50403 | 25976 | 32067 | 69474 | 1.5 | 1 | 1.5 | 2.637 | 2.753 | 2.725 | 2.628 | 2.742 | 2.739 | 57562 | 22983 | 3649 | 19540 | 10660 | 2285 | 1 | 1 | 1 | N/A | - | - | - | - | N/A | N/A | N/A | 29.973 | 2.946 | 3.1894
[SEER Non Multi-Split <=65kW] GEMS (Air Conditioners up to 65kW) Determination 2019 | MEPS 2019 | AS/NZS 3823.1.1:2012 | ATC-32DDNO H/C INVERTER-M7 |  | N/A | Airtemp | N/A | Non Ducted | Unitary double duct wall mounted | - | Air | Air | China | 0.762 | N/A | 2.477 | N/A | N/A | N/A | N/A | N/A | 0.716 | 2.341 | Calorimeter Room | 3.132 | 3.1516 | N/A | - | N/A | N/A | N/A | N/A | N/A | N/A | N/A | N/A | N/A | N/A | N/A | N/A | N/A | N/A | N/A | N/A | N/A | Single | R32 | Australia,Fiji,New Zealand | 159831 | 2029-03-03 |  | Approved | Reverse Cycle | N/A | No | Class 1 | No | N/A | N/A | N/A | N/A | N/A | N/A | N/A | Available | N/A | N/A |  |  | N/A |  |  | AAC8079 | Yes | Variable output compressor | Inverter | No | - | 2477 | 0.762 | - | 372 | 1215 | No | - | - | - | 696.468 | 2667.729 | No | 340.008 | 1308.555 | No | - | - | 2341 | 0.716 | 342 | 1139 | No | - | - | No | - | - | - | 625 | 1650 | No | - | - | - | - | - | - | - | - | No | - | - | No | - | - | 71.67 | - | 3.49 | 3.449 | 3.677 | 4.01 | 3.817 | 3.863 | 196 | 299 | 879 | 448 | 556 | 1200 | 1.5 | 1.5 | 2 | 2.612 | 2.856 | 3.085 | 2.737 | 2.936 | 3.077 | 1174 | 450 | 68 | 381 | 203 | 43 | 1 | 1 | 1.5 | - | - | - | - | - | N/A | N/A | N/A | 1.7 | 3.2263 | 3.2435
[SEER Non Multi-Split <=65kW] GEMS (Air Conditioners up to 65kW) Determination 2019 | MEPS Oct 2011 | AS/NZS 3823.1.1:2012 | AK-12000-RC |  | N/A | AKAI | 0.3 | Non Ducted | Single Split System | Wall Hung | Air | Air | China | 0.91 | 3.2 | 3.5 | - | 0 | - | - | - | 0.96 | 3.7 | Calorimeter Room | 3.8676 | 3.8435 | Yes | - | N/A | 0.017 | 0.017 | 0 | 0 | N/A | N/A | N/A | 3.8674 | 3.8433 | N/A | N/A | 3.2347 | 3.1866 | 3 | 3 | Calorimeter Room | Single | R410A | Australia,New Zealand | 121604 | 2024-10-31 |  | Approved | Reverse Cycle | - | No | Class 8 | No | - | No | - | - | - | - | 3.8676 | Unavailable | N/A | N/A |  | http://www.tempoaustralia.com.au | Yes |  | https://reg.energyrating.gov.au/static/common/images/star_ratings_2014/aircon_rating_3_3.png | AAC4016 | N/A | Variable output compressor | Inverter | N/A | N/A | N/A | 0.91 | N/A | N/A | N/A | N/A | N/A | N/A | N/A | N/A | N/A | N/A | N/A | N/A | N/A | N/A | N/A | N/A | 0.96 | N/A | N/A | N/A | N/A | N/A | N/A | N/A | N/A | N/A | N/A | N/A | N/A | N/A | N/A | N/A | N/A | N/A | N/A | N/A | N/A | N/A | N/A | N/A | N/A | N/A | N/A | N/A | N/A | N/A | N/A | N/A | N/A | N/A | N/A | N/A | N/A | N/A | N/A | N/A | N/A | N/A | N/A | N/A | N/A | N/A | N/A | N/A | N/A | N/A | N/A | N/A | N/A | N/A | N/A | N/A | N/A | N/A | N/A | N/A | N/A | N/A | N/A | N/A | N/A | N/A | N/A | N/A | 3.8459 | 3.8539
[SEER Non Multi-Split <=65kW] GEMS (Air Conditioners up to 65kW) Determination 2019 | MEPS Oct 2011 | AS/NZS 3823.1.1:2012 | AK-18000-RC |  | N/A | AKAI | 1.2 | Non Ducted | Single Split System | Wall Hung | Air | Air | China | 1.5 | 3.9 | 5.1 | - | 0 | - | - | - | 1.48 | 5.2 | Calorimeter Room | 3.2658 | 3.4748 | Yes | - | N/A | 0.009 | 0.009 | 0 | 0 | N/A | N/A | N/A | 3.2657 | 3.4747 | N/A | N/A | 2.0314 | 2.4494 | 2 | 2 | Calorimeter Room | Single | R410A | Australia,New Zealand | 121609 | 2024-11-10 |  | Approved | Reverse Cycle | - | No | Class 9 | No | - | No | - | - | - | - | 3.2658 | Unavailable | N/A | N/A |  | http://www.tempoaustralia.com.au | Yes |  | https://reg.energyrating.gov.au/static/common/images/star_ratings_2014/aircon_rating_2_2.png | AAC4017 | N/A | Variable output compressor | Inverter | N/A | N/A | N/A | 1.5 | N/A | N/A | N/A | N/A | N/A | N/A | N/A | N/A | N/A | N/A | N/A | N/A | N/A | N/A | N/A | N/A | 1.48 | N/A | N/A | N/A | N/A | N/A | N/A | N/A | N/A | N/A | N/A | N/A | N/A | N/A | N/A | N/A | N/A | N/A | N/A | N/A | N/A | N/A | N/A | N/A | N/A | N/A | N/A | N/A | N/A | N/A | N/A | N/A | N/A | N/A | N/A | N/A | N/A | N/A | N/A | N/A | N/A | N/A | N/A | N/A | N/A | N/A | N/A | N/A | N/A | N/A | N/A | N/A | N/A | N/A | N/A | N/A | N/A | N/A | N/A | N/A | N/A | N/A | N/A | N/A | N/A | N/A | N/A | N/A | 3.3999 | 3.5134
[SEER Non Multi-Split <=65kW] GEMS (Air Conditioners up to 65kW) Determination 2019 | MEPS Oct 2011 | AS/NZS 3823.1.1:2012 | AK-9000-F |  | N/A | AKAI | 0.35 | Non Ducted | Single Split System | Wall Hung | Air | Air | China | 0.67 | 2.15 | 2.5 | - | 0 | 0 | 0 | - | 0.67 | 2.5 | Calorimeter Room | 3.8638 | 3.7531 | No | 0 | N/A | 0.017 | 0.017 | 0 | 0 | N/A | N/A | N/A | 3.8634 | 3.7528 | N/A | N/A | 3.2269 | 3.0056 | 3 | 3 | Calorimeter Room | Single | R410A | Australia,New Zealand | 126752 | 2025-02-14 |  | Approved | Reverse Cycle | - | No | Class 8 | No | - | No | - | - | - | - | 3.8638 | Available | N/A | N/A |  | http://www.tempoaustralia.com.au | - |  | https://reg.energyrating.gov.au/static/common/images/star_ratings_2014/aircon_rating_3_3.png | AAC4475 | N/A | - | - | N/A | N/A | N/A | 0.67 | N/A | N/A | N/A | N/A | N/A | N/A | N/A | N/A | N/A | N/A | N/A | N/A | N/A | N/A | N/A | N/A | 0.67 | N/A | N/A | N/A | N/A | N/A | N/A | N/A | N/A | N/A | N/A | N/A | N/A | N/A | N/A | N/A | N/A | N/A | N/A | N/A | N/A | N/A | N/A | N/A | N/A | N/A | N/A | N/A | N/A | N/A | N/A | N/A | N/A | N/A | N/A | N/A | N/A | N/A | N/A | N/A | N/A | N/A | N/A | N/A | N/A | N/A | N/A | N/A | N/A | N/A | N/A | N/A | N/A | N/A | N/A | N/A | N/A | N/A | N/A | N/A | N/A | N/A | N/A | N/A | N/A | N/A | N/A | N/A | 3.731 | 3.731
[SEER Non Multi-Split <=65kW] GEMS (Air Conditioners up to 65kW) Determination 2019 | MEPS Oct 2011 | AS/NZS 3823.1.1:2012 | AK-9000-RC |  | N/A | AKAI | 0.5 | Non Ducted | Single Split System | Wall Hung | Air | Air | China | 0.68 | 2.1 | 2.6 | - | 0 | - | - | - | 0.7 | 2.6 | Calorimeter Room | 3.7995 | 3.7337 | Yes | - | N/A | 0.017 | 0.017 | 0 | 0 | N/A | N/A | N/A | 3.7992 | 3.7334 | N/A | N/A | 3.0984 | 2.9669 | 3 | 2.5 | Calorimeter Room | Single | R410A | Australia,New Zealand | 121603 | 2024-10-31 |  | Approved | Reverse Cycle | - | No | Class 8 | No | - | No | - | - | - | - | 3.7995 | Unavailable | N/A | N/A |  | http://www.tempoaustralia.com.au | Yes |  | https://reg.energyrating.gov.au/static/common/images/star_ratings_2014/aircon_rating_3_2.5.png | AAC4015 | N/A | Variable output compressor | Inverter | N/A | N/A | N/A | 0.68 | N/A | N/A | N/A | N/A | N/A | N/A | N/A | N/A | N/A | N/A | N/A | N/A | N/A | N/A | N/A | N/A | 0.7 | N/A | N/A | N/A | N/A | N/A | N/A | N/A | N/A | N/A | N/A | N/A | N/A | N/A | N/A | N/A | N/A | N/A | N/A | N/A | N/A | N/A | N/A | N/A | N/A | N/A | N/A | N/A | N/A | N/A | N/A | N/A | N/A | N/A | N/A | N/A | N/A | N/A | N/A | N/A | N/A | N/A | N/A | N/A | N/A | N/A | N/A | N/A | N/A | N/A | N/A | N/A | N/A | N/A | N/A | N/A | N/A | N/A | N/A | N/A | N/A | N/A | N/A | N/A | N/A | N/A | N/A | N/A | 3.8232 | 3.714
[SEER Non Multi-Split <=65kW] GEMS (Air Conditioners up to 65kW) Determination 2019 | MEPS Oct 2011 | AS/NZS 3823.1.1:2012 | AK-T25R32 |  | N/A | AKAI | 0 | Non Ducted | Single Split System | Wall Hung | Air | Air | China | 0.5 | 2.5 | 2.5 | - | 0 | 0 | 0 | - | 0.51 | 2.6 | Calorimeter Room | 5.1793 | 5.1146 | Yes | 0 | N/A | 1.5 | 1.5 | 0 | 0 | N/A | N/A | N/A | 5.1275 | 5.0647 | N/A | N/A | 5.755 | 5.6294 | 5.5 | 5.5 | Calorimeter Room | Single | R32 | Australia | 124008 | 2024-09-13 |  | Approved | Reverse Cycle | - | Yes | Class 8 | Yes | Yes | - | Yes | Yes | Yes | - | 5.1793 | Available | N/A | N/A |  |  | Yes |  | https://reg.energyrating.gov.au/static/common/images/star_ratings_2014/aircon_rating_5.5_5.5.png | AAC4218 | N/A | Variable output compressor | Inverter | N/A | N/A | N/A | 0.5 | N/A | N/A | N/A | N/A | N/A | N/A | N/A | N/A | N/A | N/A | N/A | N/A | N/A | N/A | N/A | N/A | 0.51 | N/A | N/A | N/A | N/A | N/A | N/A | N/A | N/A | N/A | N/A | N/A | N/A | N/A | N/A | N/A | N/A | N/A | N/A | N/A | N/A | N/A | N/A | N/A | N/A | N/A | N/A | N/A | N/A | N/A | N/A | N/A | N/A | N/A | N/A | N/A | N/A | N/A | N/A | N/A | N/A | N/A | N/A | N/A | N/A | N/A | N/A | N/A | N/A | N/A | N/A | N/A | N/A | N/A | N/A | N/A | N/A | N/A | N/A | N/A | N/A | N/A | N/A | N/A | N/A | N/A | N/A | N/A | 4.9498 | 5.0479
[SEER Non Multi-Split <=65kW] GEMS (Air Conditioners up to 65kW) Determination 2019 | MEPS Oct 2011 | AS/NZS 3823.1.1:2012 | AK-T35R32 |  | N/A | AKAI | 0.35 | Non Ducted | Single Split System | Wall Hung | Air | Air | China | 0.7 | 3 | 3.35 | - | 0 | 0 | 0 | - | 0.72 | 3.4 | Calorimeter Room | 4.8097 | 4.8011 | Yes | 0 | N/A | 1.5 | 1.5 | 0 | 0 | N/A | N/A | N/A | 4.7751 | 4.7675 | N/A | N/A | 5.0502 | 5.035 | 5 | 5 | Calorimeter Room | Single | R32 | Australia | 124006 | 2024-09-13 |  | Approved | Reverse Cycle | - | Yes | Class 8 | Yes | Yes | - | Yes | Yes | Yes | - | 4.8097 | Available | N/A | N/A |  | http://www.tempoaustralia.com.au | Yes |  | https://reg.energyrating.gov.au/static/common/images/star_ratings_2014/aircon_rating_5_5.png | AAC4217 | N/A | Variable output compressor | Inverter | N/A | N/A | N/A | 0.7 | N/A | N/A | N/A | N/A | N/A | N/A | N/A | N/A | N/A | N/A | N/A | N/A | N/A | N/A | N/A | N/A | 0.72 | N/A | N/A | N/A | N/A | N/A | N/A | N/A | N/A | N/A | N/A | N/A | N/A | N/A | N/A | N/A | N/A | N/A | N/A | N/A | N/A | N/A | N/A | N/A | N/A | N/A | N/A | N/A | N/A | N/A | N/A | N/A | N/A | N/A | N/A | N/A | N/A | N/A | N/A | N/A | N/A | N/A | N/A | N/A | N/A | N/A | N/A | N/A | N/A | N/A | N/A | N/A | N/A | N/A | N/A | N/A | N/A | N/A | N/A | N/A | N/A | N/A | N/A | N/A | N/A | N/A | N/A | N/A | 4.7513 | 4.6892
[SEER Non Multi-Split <=65kW] GEMS (Air Conditioners up to 65kW) Determination 2019 | MEPS Oct 2011 | AS/NZS 3823.1.1:2012 | AK-T51R32 |  | N/A | AKAI | 0.5 | Non Ducted | Single Split System | Wall Hung | Air | Air | China | 1.19 | 4.6 | 5.1 | - | 0 | 0 | 0 | - | 1.18 | 5.1 | Calorimeter Room | 4.3041 | 4.3367 | Yes | 0 | N/A | 1.5 | 1.5 | 0 | 0 | N/A | N/A | N/A | 4.2858 | 4.3182 | N/A | N/A | 4.0716 | 4.1363 | 4 | 4 | Calorimeter Room | Single | R32 | Australia | 124007 | 2024-09-13 |  | Approved | Reverse Cycle | - | Yes | Class 9 | Yes | Yes | - | Yes | Yes | Yes | - | 4.3041 | Unavailable | N/A | N/A |  | http://www.tempoaustralia.com.au | Yes |  | https://reg.energyrating.gov.au/static/common/images/star_ratings_2014/aircon_rating_4_4.png | AAC4216 | N/A | Variable output compressor | Inverter | N/A | N/A | N/A | 1.19 | N/A | N/A | N/A | N/A | N/A | N/A | N/A | N/A | N/A | N/A | N/A | N/A | N/A | N/A | N/A | N/A | 1.18 | N/A | N/A | N/A | N/A | N/A | N/A | N/A | N/A | N/A | N/A | N/A | N/A | N/A | N/A | N/A | N/A | N/A | N/A | N/A | N/A | N/A | N/A | N/A | N/A | N/A | N/A | N/A | N/A | N/A | N/A | N/A | N/A | N/A | N/A | N/A | N/A | N/A | N/A | N/A | N/A | N/A | N/A | N/A | N/A | N/A | N/A | N/A | N/A | N/A | N/A | N/A | N/A | N/A | N/A | N/A | N/A | N/A | N/A | N/A | N/A | N/A | N/A | N/A | N/A | N/A | N/A | N/A | 4.2675 | 4.3035
[SEER Non Multi-Split <=65kW] GEMS (Air Conditioners up to 65kW) Determination 2019 | MEPS Oct 2011 | AS/NZS 3823.1.1:2012 | AK-T70R32 |  | N/A | AKAI | 1 | Non Ducted | Single Split System | Wall Hung | Air | Air | China | 1.8 | 6.3 | 7.3 | - | 0 | 0 | 0 | - | 2.1 | 8 | Calorimeter Room | 4.0133 | 3.7831 | Yes | 0 | N/A | 1.5 | 1.5 | 0 | 0 | N/A | N/A | N/A | 4.0021 | 3.774 | N/A | N/A | 3.5041 | 3.0481 | 3.5 | 3 | Calorimeter Room | Single | R32 | Australia,Fiji | 124005 | 2024-09-13 |  | Approved | Reverse Cycle | - | Yes | Class 9 | Yes | Yes | - | Yes | Yes | Yes | - | 4.0133 | Available | N/A | N/A |  | http://www.tempoaustralia.com.au | Yes |  | https://reg.energyrating.gov.au/static/common/images/star_ratings_2014/aircon_rating_3.5_3.png | AAC4215 | N/A | Variable output compressor | Inverter | N/A | N/A | N/A | 1.8 | N/A | N/A | N/A | N/A | N/A | N/A | N/A | N/A | N/A | N/A | N/A | N/A | N/A | N/A | N/A | N/A | 2.1 | N/A | N/A | N/A | N/A | N/A | N/A | N/A | N/A | N/A | N/A | N/A | N/A | N/A | N/A | N/A | N/A | N/A | N/A | N/A | N/A | N/A | N/A | N/A | N/A | N/A | N/A | N/A | N/A | N/A | N/A | N/A | N/A | N/A | N/A | N/A | N/A | N/A | N/A | N/A | N/A | N/A | N/A | N/A | N/A | N/A | N/A | N/A | N/A | N/A | N/A | N/A | N/A | N/A | N/A | N/A | N/A | N/A | N/A | N/A | N/A | N/A | N/A | N/A | N/A | N/A | N/A | N/A | 4.0442 | 3.8003
[SEER Non Multi-Split <=65kW] GEMS (Air Conditioners up to 65kW) Determination 2019 | MEPS 2019 | AS/NZS 3823.1.1:2012 | AK-TP26 |  | N/A | AKAI | N/A | Non Ducted | Single Split System | Wall Hung | Air | Air | China | 0.595 | N/A | 2.64 | N/A | N/A | N/A | N/A | N/A | 0.985 | 4.05 | Calorimeter Room | 4.3349 | 3.8501 | N/A | - | N/A | N/A | N/A | N/A | N/A | N/A | N/A | N/A | N/A | N/A | N/A | N/A | N/A | N/A | N/A | N/A | N/A | Single | R32 | Australia,Fiji,New Zealand | 158297 | 2028-12-18 |  | Approved | Reverse Cycle | N/A | Yes | Class 8 | Yes | N/A | N/A | N/A | N/A | N/A | N/A | N/A | Available | N/A | N/A |  | http://www.tempoaustralia.com.au | N/A |  |  | AAC7976 | Yes | Variable output compressor | Inverter | No | - | 2640 | 0.595 | - | 445 | 1450 | No | - | - | - | 543.83 | 2843.28 | Yes | 170 | 1280 | No | - | - | 4050 | 0.985 | 345 | 1930 | No | - | - | No | - | - | - | 1450 | 3500 | No | - | - | - | - | - | - | - | - | No | - | - | No | - | - | 47.19 | 57.7 | 7.694 | 7.472 | 11.119 | -2.057 | -16.853 | -8.091 | 87 | 139 | 301 | -947 | -143 | -621 | 6 | 5.5 | 9.5 | 3.575 | 4.201 | 5.101 | 4.02 | 4.602 | 5.145 | 1488 | 534 | 77 | 452 | 229 | 49 | 2 | 2.5 | 3.5 | No | - | - | - | - | N/A | N/A | N/A | 4 | 4.3384 | 4.056
[SEER Non Multi-Split <=65kW] GEMS (Air Conditioners up to 65kW) Determination 2019 | MEPS 2019 | AS/NZS 3823.1.1:2012 | AK-TP35 |  | N/A | AKAI | N/A | Non Ducted | Single Split System | Wall Hung | Air | Air | China | 0.8 | N/A | 3.5 | N/A | N/A | N/A | N/A | N/A | 1.07 | 4.5 | Calorimeter Room | 4.3234 | 4.2021 | N/A | - | N/A | N/A | N/A | N/A | N/A | N/A | N/A | N/A | N/A | N/A | N/A | N/A | N/A | N/A | N/A | N/A | N/A | Single | R32 | Australia,New Zealand | 141611 | 2026-10-06 |  | Approved | Reverse Cycle | N/A | Yes | Class 8 | Yes | N/A | N/A | N/A | N/A | N/A | N/A | N/A | Available | N/A | N/A |  | http://www.tempoaustralia.com.au | N/A |  |  | AAC6270 | Yes | Variable output compressor | Inverter | No | - | 3500 | 0.8 | - | 390 | 1800 | No | - | - | - | 731.2 | 3769.5 | Yes | 225 | 1700 | No | - | - | 4500 | 1.07 | 420 | 2260 | No | - | - | No | - | - | - | 1590 | 4300 | No | - | - | - | - | - | - | - | - | No | - | - | No | - | - | 47.73 | 59.55 | 6.266 | 6.093 | 7.083 | 22.912 | 11.53 | 10.266 | 148 | 232 | 638 | 103 | 253 | 632 | 4.5 | 4.5 | 5.5 | 3.792 | 4.334 | 4.922 | 4.106 | 4.581 | 4.935 | 1558 | 574 | 87 | 492 | 254 | 56 | 2 | 2.5 | 3 | No | - | - | - | - | N/A | N/A | N/A | 4 | 4.3023 | 4.1531
[SEER Non Multi-Split <=65kW] GEMS (Air Conditioners up to 65kW) Determination 2019 | MEPS 2019 | AS/NZS 3823.1.1:2012 | AK-TP52 |  | N/A | AKAI | N/A | Non Ducted | Single Split System | Wall Hung | Air | Air | China | 1.4 | N/A | 5.2 | N/A | N/A | N/A | N/A | N/A | 1.2 | 5.2 | Calorimeter Room | 3.6011 | 4.1987 | N/A | - | N/A | N/A | N/A | N/A | N/A | N/A | N/A | N/A | N/A | N/A | N/A | N/A | N/A | N/A | N/A | N/A | N/A | Single | R32 | Australia,New Zealand | 141613 | 2026-10-06 |  | Approved | Reverse Cycle | N/A | Yes | Class 9 | Yes | N/A | N/A | N/A | N/A | N/A | N/A | N/A | Available | N/A | N/A |  | http://www.tempoaustralia.com.au | N/A |  |  | AAC6271 | Yes | Variable output compressor | Inverter | No | - | 5200 | 1.4 | - | 560 | 2500 | No | - | - | - | 1279.6 | 5600.4 | Yes | 400 | 2600 | No | - | - | 5200 | 1.2 | 510 | 2600 | No | - | - | No | - | - | - | 1810 | 5300 | No | - | - | - | - | - | - | - | - | No | - | - | No | - | - | 49.38 | 61.99 | 5.234 | 5.05 | 5.605 | 8.748 | 7.149 | 6.64 | 268 | 422 | 1203 | 424 | 616 | 1460 | 3.5 | 3.5 | 4 | 3.843 | 4.276 | 4.685 | 4.063 | 4.435 | 4.685 | 1778 | 674 | 106 | 575 | 304 | 68 | 2 | 2.5 | 3 | No | - | - | - | - | N/A | N/A | N/A | 5 | 3.67 | 4.2732
[SEER Non Multi-Split <=65kW] GEMS (Air Conditioners up to 65kW) Determination 2019 | MEPS 2019 | AS/NZS 3823.1.2:2012 | P012AHR3SA | P012AHR3SA- | N/A | APAC | N/A | Ducted | Packaged | - | Air | Air | Australia,Malaysia | 3.3 | N/A | 11.38 | N/A | N/A | N/A | N/A | N/A | 2.97 | 11.74 | Enthalpy Test Room | 3.2761 | 3.7556 | N/A | - | N/A | N/A | N/A | N/A | N/A | N/A | N/A | N/A | N/A | N/A | N/A | N/A | N/A | N/A | N/A | N/A | N/A | Three | R410A | Australia,Fiji,New Zealand | 152687 | 2028-02-20 |  | Approved | Reverse Cycle | N/A | No | Class 6 | No | N/A | N/A | N/A | N/A | N/A | N/A | N/A | Available | N/A | N/A | http://rinnai.com.au | https://www.apacair.com.au | N/A |  |  | AAC7271 | No | - | - | - | - | 11380 | 3.3 | - | - | - | - | - | - | Yes | 2950 | 12270 | - | - | - | - | - | - | 11740 | 2.97 | - | - | - | - | - | - | - | - | - | 2740 | 9480 | - | - | - | - | - | - | - | - | - | No | - | - | - | - | - | - | - | 2.813 | 2.921 | 3.485 | 3.704 | 3.574 | 3.748 | 1033 | 1523 | 4163 | 2152 | 2648 | 5606 | 1 | 1 | 1.5 | 3.069 | 3.289 | 3.348 | 3.124 | 3.336 | 3.379 | 5098 | 2061 | 410 | 1752 | 977 | 276 | 1.5 | 1.5 | 1.5 | - | - | - | - | - | N/A | N/A | N/A | 46.2418 | 3.2925 | 3.7552
[SEER Non Multi-Split <=65kW] GEMS (Air Conditioners up to 65kW) Determination 2019 | MEPS 2019 | AS/NZS 3823.1.2:2012 | P012AHR3SA- | P012AHR3SA- | N/A | APAC | N/A | Ducted | Packaged | - | Air | Air | Australia,Malaysia | 3.3 | N/A | 11.38 | N/A | N/A | N/A | N/A | N/A | 2.97 | 11.74 | Enthalpy Test Room | 3.2761 | 3.7556 | N/A | - | N/A | N/A | N/A | N/A | N/A | N/A | N/A | N/A | N/A | N/A | N/A | N/A | N/A | N/A | N/A | N/A | N/A | Three | R410A | Australia,Fiji,New Zealand | 152687 | 2028-02-20 |  | Approved | Reverse Cycle | N/A | No | Class 6 | No | N/A | N/A | N/A | N/A | N/A | N/A | N/A | Available | N/A | N/A | http://rinnai.com.au | https://www.apacair.com.au | N/A |  |  | AAC7271 | No | - | - | - | - | 11380 | 3.3 | - | - | - | - | - | - | Yes | 2950 | 12270 | - | - | - | - | - | - | 11740 | 2.97 | - | - | - | - | - | - | - | - | - | 2740 | 9480 | - | - | - | - | - | - | - | - | - | No | - | - | - | - | - | - | - | 2.813 | 2.921 | 3.485 | 3.704 | 3.574 | 3.748 | 1033 | 1523 | 4163 | 2152 | 2648 | 5606 | 1 | 1 | 1.5 | 3.069 | 3.289 | 3.348 | 3.124 | 3.336 | 3.379 | 5098 | 2061 | 410 | 1752 | 977 | 276 | 1.5 | 1.5 | 1.5 | - | - | - | - | - | N/A | N/A | N/A | 46.2418 | 3.2925 | 3.7552
[SEER Non Multi-Split <=65kW] GEMS (Air Conditioners up to 65kW) Determination 2019 | MEPS 2019 | AS/NZS 3823.1.2:2012 | P012AHR3SA-LBB | P012AHR3SA- | N/A | APAC | N/A | Ducted | Packaged | - | Air | Air | Australia,Malaysia | 3.3 | N/A | 11.38 | N/A | N/A | N/A | N/A | N/A | 2.97 | 11.74 | Enthalpy Test Room | 3.2761 | 3.7556 | N/A | - | N/A | N/A | N/A | N/A | N/A | N/A | N/A | N/A | N/A | N/A | N/A | N/A | N/A | N/A | N/A | N/A | N/A | Three | R410A | Australia,Fiji,New Zealand | 152687 | 2028-02-20 |  | Approved | Reverse Cycle | N/A | No | Class 6 | No | N/A | N/A | N/A | N/A | N/A | N/A | N/A | Available | N/A | N/A | http://rinnai.com.au | https://www.apacair.com.au | N/A |  |  | AAC7271 | No | - | - | - | - | 11380 | 3.3 | - | - | - | - | - | - | Yes | 2950 | 12270 | - | - | - | - | - | - | 11740 | 2.97 | - | - | - | - | - | - | - | - | - | 2740 | 9480 | - | - | - | - | - | - | - | - | - | No | - | - | - | - | - | - | - | 2.813 | 2.921 | 3.485 | 3.704 | 3.574 | 3.748 | 1033 | 1523 | 4163 | 2152 | 2648 | 5606 | 1 | 1 | 1.5 | 3.069 | 3.289 | 3.348 | 3.124 | 3.336 | 3.379 | 5098 | 2061 | 410 | 1752 | 977 | 276 | 1.5 | 1.5 | 1.5 | - | - | - | - | - | N/A | N/A | N/A | 46.2418 | 3.2925 | 3.7552
[SEER Non Multi-Split <=65kW] GEMS (Air Conditioners up to 65kW) Determination 2019 | MEPS 2019 | AS/NZS 3823.1.2:2012 | P012AHR3SA-LRR | P012AHR3SA- | N/A | APAC | N/A | Ducted | Packaged | - | Air | Air | Australia,Malaysia | 3.3 | N/A | 11.38 | N/A | N/A | N/A | N/A | N/A | 2.97 | 11.74 | Enthalpy Test Room | 3.2761 | 3.7556 | N/A | - | N/A | N/A | N/A | N/A | N/A | N/A | N/A | N/A | N/A | N/A | N/A | N/A | N/A | N/A | N/A | N/A | N/A | Three | R410A | Australia,Fiji,New Zealand | 152687 | 2028-02-20 |  | Approved | Reverse Cycle | N/A | No | Class 6 | No | N/A | N/A | N/A | N/A | N/A | N/A | N/A | Available | N/A | N/A | http://rinnai.com.au | https://www.apacair.com.au | N/A |  |  | AAC7271 | No | - | - | - | - | 11380 | 3.3 | - | - | - | - | - | - | Yes | 2950 | 12270 | - | - | - | - | - | - | 11740 | 2.97 | - | - | - | - | - | - | - | - | - | 2740 | 9480 | - | - | - | - | - | - | - | - | - | No | - | - | - | - | - | - | - | 2.813 | 2.921 | 3.485 | 3.704 | 3.574 | 3.748 | 1033 | 1523 | 4163 | 2152 | 2648 | 5606 | 1 | 1 | 1.5 | 3.069 | 3.289 | 3.348 | 3.124 | 3.336 | 3.379 | 5098 | 2061 | 410 | 1752 | 977 | 276 | 1.5 | 1.5 | 1.5 | - | - | - | - | - | N/A | N/A | N/A | 46.2418 | 3.2925 | 3.7552
[SEER Non Multi-Split <=65kW] GEMS (Air Conditioners up to 65kW) Determination 2019 | MEPS 2019 | AS/NZS 3823.1.2:2012 | P012AHR3SA-LTR | P012AHR3SA- | N/A | APAC | N/A | Ducted | Packaged | - | Air | Air | Australia,Malaysia | 3.3 | N/A | 11.38 | N/A | N/A | N/A | N/A | N/A | 2.97 | 11.74 | Enthalpy Test Room | 3.2761 | 3.7556 | N/A | - | N/A | N/A | N/A | N/A | N/A | N/A | N/A | N/A | N/A | N/A | N/A | N/A | N/A | N/A | N/A | N/A | N/A | Three | R410A | Australia,Fiji,New Zealand | 152687 | 2028-02-20 |  | Approved | Reverse Cycle | N/A | No | Class 6 | No | N/A | N/A | N/A | N/A | N/A | N/A | N/A | Available | N/A | N/A | http://rinnai.com.au | https://www.apacair.com.au | N/A |  |  | AAC7271 | No | - | - | - | - | 11380 | 3.3 | - | - | - | - | - | - | Yes | 2950 | 12270 | - | - | - | - | - | - | 11740 | 2.97 | - | - | - | - | - | - | - | - | - | 2740 | 9480 | - | - | - | - | - | - | - | - | - | No | - | - | - | - | - | - | - | 2.813 | 2.921 | 3.485 | 3.704 | 3.574 | 3.748 | 1033 | 1523 | 4163 | 2152 | 2648 | 5606 | 1 | 1 | 1.5 | 3.069 | 3.289 | 3.348 | 3.124 | 3.336 | 3.379 | 5098 | 2061 | 410 | 1752 | 977 | 276 | 1.5 | 1.5 | 1.5 | - | - | - | - | - | N/A | N/A | N/A | 46.2418 | 3.2925 | 3.7552
[SEER Non Multi-Split <=65kW] GEMS (Air Conditioners up to 65kW) Determination 2019 | MEPS 2019 | AS/NZS 3823.1.2:2012 | P012AHR3SA-LTT | P012AHR3SA- | N/A | APAC | N/A | Ducted | Packaged | - | Air | Air | Australia,Malaysia | 3.3 | N/A | 11.38 | N/A | N/A | N/A | N/A | N/A | 2.97 | 11.74 | Enthalpy Test Room | 3.2761 | 3.7556 | N/A | - | N/A | N/A | N/A | N/A | N/A | N/A | N/A | N/A | N/A | N/A | N/A | N/A | N/A | N/A | N/A | N/A | N/A | Three | R410A | Australia,Fiji,New Zealand | 152687 | 2028-02-20 |  | Approved | Reverse Cycle | N/A | No | Class 6 | No | N/A | N/A | N/A | N/A | N/A | N/A | N/A | Available | N/A | N/A | http://rinnai.com.au | https://www.apacair.com.au | N/A |  |  | AAC7271 | No | - | - | - | - | 11380 | 3.3 | - | - | - | - | - | - | Yes | 2950 | 12270 | - | - | - | - | - | - | 11740 | 2.97 | - | - | - | - | - | - | - | - | - | 2740 | 9480 | - | - | - | - | - | - | - | - | - | No | - | - | - | - | - | - | - | 2.813 | 2.921 | 3.485 | 3.704 | 3.574 | 3.748 | 1033 | 1523 | 4163 | 2152 | 2648 | 5606 | 1 | 1 | 1.5 | 3.069 | 3.289 | 3.348 | 3.124 | 3.336 | 3.379 | 5098 | 2061 | 410 | 1752 | 977 | 276 | 1.5 | 1.5 | 1.5 | - | - | - | - | - | N/A | N/A | N/A | 46.2418 | 3.2925 | 3.7552
[SEER Non Multi-Split <=65kW] GEMS (Air Conditioners up to 65kW) Determination 2019 | MEPS 2019 | AS/NZS 3823.1.2:2012 | P012AHR3SA-RBB | P012AHR3SA- | N/A | APAC | N/A | Ducted | Packaged | - | Air | Air | Australia,Malaysia | 3.3 | N/A | 11.38 | N/A | N/A | N/A | N/A | N/A | 2.97 | 11.74 | Enthalpy Test Room | 3.2761 | 3.7556 | N/A | - | N/A | N/A | N/A | N/A | N/A | N/A | N/A | N/A | N/A | N/A | N/A | N/A | N/A | N/A | N/A | N/A | N/A | Three | R410A | Australia,Fiji,New Zealand | 152687 | 2028-02-20 |  | Approved | Reverse Cycle | N/A | No | Class 6 | No | N/A | N/A | N/A | N/A | N/A | N/A | N/A | Available | N/A | N/A | http://rinnai.com.au | https://www.apacair.com.au | N/A |  |  | AAC7271 | No | - | - | - | - | 11380 | 3.3 | - | - | - | - | - | - | Yes | 2950 | 12270 | - | - | - | - | - | - | 11740 | 2.97 | - | - | - | - | - | - | - | - | - | 2740 | 9480 | - | - | - | - | - | - | - | - | - | No | - | - | - | - | - | - | - | 2.813 | 2.921 | 3.485 | 3.704 | 3.574 | 3.748 | 1033 | 1523 | 4163 | 2152 | 2648 | 5606 | 1 | 1 | 1.5 | 3.069 | 3.289 | 3.348 | 3.124 | 3.336 | 3.379 | 5098 | 2061 | 410 | 1752 | 977 | 276 | 1.5 | 1.5 | 1.5 | - | - | - | - | - | N/A | N/A | N/A | 46.2418 | 3.2925 | 3.7552
[SEER Non Multi-Split <=65kW] GEMS (Air Conditioners up to 65kW) Determination 2019 | MEPS 2019 | AS/NZS 3823.1.2:2012 | P012AHR3SA-RRR | P012AHR3SA- | N/A | APAC | N/A | Ducted | Packaged | - | Air | Air | Australia,Malaysia | 3.3 | N/A | 11.38 | N/A | N/A | N/A | N/A | N/A | 2.97 | 11.74 | Enthalpy Test Room | 3.2761 | 3.7556 | N/A | - | N/A | N/A | N/A | N/A | N/A | N/A | N/A | N/A | N/A | N/A | N/A | N/A | N/A | N/A | N/A | N/A | N/A | Three | R410A | Australia,Fiji,New Zealand | 152687 | 2028-02-20 |  | Approved | Reverse Cycle | N/A | No | Class 6 | No | N/A | N/A | N/A | N/A | N/A | N/A | N/A | Available | N/A | N/A | http://rinnai.com.au | https://www.apacair.com.au | N/A |  |  | AAC7271 | No | - | - | - | - | 11380 | 3.3 | - | - | - | - | - | - | Yes | 2950 | 12270 | - | - | - | - | - | - | 11740 | 2.97 | - | - | - | - | - | - | - | - | - | 2740 | 9480 | - | - | - | - | - | - | - | - | - | No | - | - | - | - | - | - | - | 2.813 | 2.921 | 3.485 | 3.704 | 3.574 | 3.748 | 1033 | 1523 | 4163 | 2152 | 2648 | 5606 | 1 | 1 | 1.5 | 3.069 | 3.289 | 3.348 | 3.124 | 3.336 | 3.379 | 5098 | 2061 | 410 | 1752 | 977 | 276 | 1.5 | 1.5 | 1.5 | - | - | - | - | - | N/A | N/A | N/A | 46.2418 | 3.2925 | 3.7552
[SEER Non Multi-Split <=65kW] GEMS (Air Conditioners up to 65kW) Determination 2019 | MEPS 2019 | AS/NZS 3823.1.2:2012 | P012AHR3SA-RTR | P012AHR3SA- | N/A | APAC | N/A | Ducted | Packaged | - | Air | Air | Australia,Malaysia | 3.3 | N/A | 11.38 | N/A | N/A | N/A | N/A | N/A | 2.97 | 11.74 | Enthalpy Test Room | 3.2761 | 3.7556 | N/A | - | N/A | N/A | N/A | N/A | N/A | N/A | N/A | N/A | N/A | N/A | N/A | N/A | N/A | N/A | N/A | N/A | N/A | Three | R410A | Australia,Fiji,New Zealand | 152687 | 2028-02-20 |  | Approved | Reverse Cycle | N/A | No | Class 6 | No | N/A | N/A | N/A | N/A | N/A | N/A | N/A | Available | N/A | N/A | http://rinnai.com.au | https://www.apacair.com.au | N/A |  |  | AAC7271 | No | - | - | - | - | 11380 | 3.3 | - | - | - | - | - | - | Yes | 2950 | 12270 | - | - | - | - | - | - | 11740 | 2.97 | - | - | - | - | - | - | - | - | - | 2740 | 9480 | - | - | - | - | - | - | - | - | - | No | - | - | - | - | - | - | - | 2.813 | 2.921 | 3.485 | 3.704 | 3.574 | 3.748 | 1033 | 1523 | 4163 | 2152 | 2648 | 5606 | 1 | 1 | 1.5 | 3.069 | 3.289 | 3.348 | 3.124 | 3.336 | 3.379 | 5098 | 2061 | 410 | 1752 | 977 | 276 | 1.5 | 1.5 | 1.5 | - | - | - | - | - | N/A | N/A | N/A | 46.2418 | 3.2925 | 3.7552
[SEER Non Multi-Split <=65kW] GEMS (Air Conditioners up to 65kW) Determination 2019 | MEPS 2019 | AS/NZS 3823.1.2:2012 | P012AHR3SA-RTT | P012AHR3SA- | N/A | APAC | N/A | Ducted | Packaged | - | Air | Air | Australia,Malaysia | 3.3 | N/A | 11.38 | N/A | N/A | N/A | N/A | N/A | 2.97 | 11.74 | Enthalpy Test Room | 3.2761 | 3.7556 | N/A | - | N/A | N/A | N/A | N/A | N/A | N/A | N/A | N/A | N/A | N/A | N/A | N/A | N/A | N/A | N/A | N/A | N/A | Three | R410A | Australia,Fiji,New Zealand | 152687 | 2028-02-20 |  | Approved | Reverse Cycle | N/A | No | Class 6 | No | N/A | N/A | N/A | N/A | N/A | N/A | N/A | Available | N/A | N/A | http://rinnai.com.au | https://www.apacair.com.au | N/A |  |  | AAC7271 | No | - | - | - | - | 11380 | 3.3 | - | - | - | - | - | - | Yes | 2950 | 12270 | - | - | - | - | - | - | 11740 | 2.97 | - | - | - | - | - | - | - | - | - | 2740 | 9480 | - | - | - | - | - | - | - | - | - | No | - | - | - | - | - | - | - | 2.813 | 2.921 | 3.485 | 3.704 | 3.574 | 3.748 | 1033 | 1523 | 4163 | 2152 | 2648 | 5606 | 1 | 1 | 1.5 | 3.069 | 3.289 | 3.348 | 3.124 | 3.336 | 3.379 | 5098 | 2061 | 410 | 1752 | 977 | 276 | 1.5 | 1.5 | 1.5 | - | - | - | - | - | N/A | N/A | N/A | 46.2418 | 3.2925 | 3.7552
[SEER Non Multi-Split <=65kW] GEMS (Air Conditioners up to 65kW) Determination 2019 | MEPS 2019 | AS/NZS 3823.1.2:2012 | P012AVR3SA | P012AVR3SA | N/A | APAC | N/A | Ducted | Packaged | - | Air | Air | Australia,Malaysia | 3.3 | N/A | 11.38 | N/A | N/A | N/A | N/A | N/A | 2.97 | 11.74 | Enthalpy Test Room | 3.2761 | 3.7556 | N/A | - | N/A | N/A | N/A | N/A | N/A | N/A | N/A | N/A | N/A | N/A | N/A | N/A | N/A | N/A | N/A | N/A | N/A | Three | R410A | Australia,Fiji,New Zealand | 153250 | 2028-03-26 |  | Approved | Reverse Cycle | N/A | No | Class 6 | No | N/A | N/A | N/A | N/A | N/A | N/A | N/A | Available | N/A | N/A | http://rinnai.com.au | https://www.apacair.com.au | N/A |  |  | AAC7376 | No | - | - | - | - | 11380 | 3.3 | - | - | - | - | - | - | Yes | 2950 | 12270 | - | - | - | - | - | - | 11740 | 2.97 | - | - | - | - | - | - | - | - | - | 2740 | 9480 | - | - | - | - | - | - | - | - | - | No | - | - | - | - | - | - | - | 2.813 | 2.921 | 3.485 | 3.704 | 3.574 | 3.748 | 1033 | 1523 | 4163 | 2152 | 2648 | 5606 | 1 | 1 | 1.5 | 3.069 | 3.289 | 3.348 | 3.124 | 3.336 | 3.379 | 5098 | 2061 | 410 | 1752 | 977 | 276 | 1.5 | 1.5 | 1.5 | - | - | - | - | - | N/A | N/A | N/A | 46.2418 | 3.2925 | 3.7552
[SEER Non Multi-Split <=65kW] GEMS (Air Conditioners up to 65kW) Determination 2019 | MEPS 2019 | AS/NZS 3823.1.2:2012 | P012AVR3SA-LTR | P012AVR3SA | N/A | APAC | N/A | Ducted | Packaged | - | Air | Air | Australia,Malaysia | 3.3 | N/A | 11.38 | N/A | N/A | N/A | N/A | N/A | 2.97 | 11.74 | Enthalpy Test Room | 3.2761 | 3.7556 | N/A | - | N/A | N/A | N/A | N/A | N/A | N/A | N/A | N/A | N/A | N/A | N/A | N/A | N/A | N/A | N/A | N/A | N/A | Three | R410A | Australia,Fiji,New Zealand | 153250 | 2028-03-26 |  | Approved | Reverse Cycle | N/A | No | Class 6 | No | N/A | N/A | N/A | N/A | N/A | N/A | N/A | Available | N/A | N/A | http://rinnai.com.au | https://www.apacair.com.au | N/A |  |  | AAC7376 | No | - | - | - | - | 11380 | 3.3 | - | - | - | - | - | - | Yes | 2950 | 12270 | - | - | - | - | - | - | 11740 | 2.97 | - | - | - | - | - | - | - | - | - | 2740 | 9480 | - | - | - | - | - | - | - | - | - | No | - | - | - | - | - | - | - | 2.813 | 2.921 | 3.485 | 3.704 | 3.574 | 3.748 | 1033 | 1523 | 4163 | 2152 | 2648 | 5606 | 1 | 1 | 1.5 | 3.069 | 3.289 | 3.348 | 3.124 | 3.336 | 3.379 | 5098 | 2061 | 410 | 1752 | 977 | 276 | 1.5 | 1.5 | 1.5 | - | - | - | - | - | N/A | N/A | N/A | 46.2418 | 3.2925 | 3.7552
[SEER Non Multi-Split <=65kW] GEMS (Air Conditioners up to 65kW) Determination 2019 | MEPS 2019 | AS/NZS 3823.1.2:2012 | P012AVR3SA-LTS | P012AVR3SA | N/A | APAC | N/A | Ducted | Packaged | - | Air | Air | Australia,Malaysia | 3.3 | N/A | 11.38 | N/A | N/A | N/A | N/A | N/A | 2.97 | 11.74 | Enthalpy Test Room | 3.2761 | 3.7556 | N/A | - | N/A | N/A | N/A | N/A | N/A | N/A | N/A | N/A | N/A | N/A | N/A | N/A | N/A | N/A | N/A | N/A | N/A | Three | R410A | Australia,Fiji,New Zealand | 153250 | 2028-03-26 |  | Approved | Reverse Cycle | N/A | No | Class 6 | No | N/A | N/A | N/A | N/A | N/A | N/A | N/A | Available | N/A | N/A | http://rinnai.com.au | https://www.apacair.com.au | N/A |  |  | AAC7376 | No | - | - | - | - | 11380 | 3.3 | - | - | - | - | - | - | Yes | 2950 | 12270 | - | - | - | - | - | - | 11740 | 2.97 | - | - | - | - | - | - | - | - | - | 2740 | 9480 | - | - | - | - | - | - | - | - | - | No | - | - | - | - | - | - | - | 2.813 | 2.921 | 3.485 | 3.704 | 3.574 | 3.748 | 1033 | 1523 | 4163 | 2152 | 2648 | 5606 | 1 | 1 | 1.5 | 3.069 | 3.289 | 3.348 | 3.124 | 3.336 | 3.379 | 5098 | 2061 | 410 | 1752 | 977 | 276 | 1.5 | 1.5 | 1.5 | - | - | - | - | - | N/A | N/A | N/A | 46.2418 | 3.2925 | 3.7552
[SEER Non Multi-Split <=65kW] GEMS (Air Conditioners up to 65kW) Determination 2019 | MEPS 2019 | AS/NZS 3823.1.2:2012 | P012AVR3SA-LTT | P012AVR3SA | N/A | APAC | N/A | Ducted | Packaged | - | Air | Air | Australia,Malaysia | 3.3 | N/A | 11.38 | N/A | N/A | N/A | N/A | N/A | 2.97 | 11.74 | Enthalpy Test Room | 3.2761 | 3.7556 | N/A | - | N/A | N/A | N/A | N/A | N/A | N/A | N/A | N/A | N/A | N/A | N/A | N/A | N/A | N/A | N/A | N/A | N/A | Three | R410A | Australia,Fiji,New Zealand | 153250 | 2028-03-26 |  | Approved | Reverse Cycle | N/A | No | Class 6 | No | N/A | N/A | N/A | N/A | N/A | N/A | N/A | Available | N/A | N/A | http://rinnai.com.au | https://www.apacair.com.au | N/A |  |  | AAC7376 | No | - | - | - | - | 11380 | 3.3 | - | - | - | - | - | - | Yes | 2950 | 12270 | - | - | - | - | - | - | 11740 | 2.97 | - | - | - | - | - | - | - | - | - | 2740 | 9480 | - | - | - | - | - | - | - | - | - | No | - | - | - | - | - | - | - | 2.813 | 2.921 | 3.485 | 3.704 | 3.574 | 3.748 | 1033 | 1523 | 4163 | 2152 | 2648 | 5606 | 1 | 1 | 1.5 | 3.069 | 3.289 | 3.348 | 3.124 | 3.336 | 3.379 | 5098 | 2061 | 410 | 1752 | 977 | 276 | 1.5 | 1.5 | 1.5 | - | - | - | - | - | N/A | N/A | N/A | 46.2418 | 3.2925 | 3.7552
[SEER Non Multi-Split <=65kW] GEMS (Air Conditioners up to 65kW) Determination 2019 | MEPS 2019 | AS/NZS 3823.1.2:2012 | P012AVR3SA-RTR | P012AVR3SA | N/A | APAC | N/A | Ducted | Packaged | - | Air | Air | Australia,Malaysia | 3.3 | N/A | 11.38 | N/A | N/A | N/A | N/A | N/A | 2.97 | 11.74 | Enthalpy Test Room | 3.2761 | 3.7556 | N/A | - | N/A | N/A | N/A | N/A | N/A | N/A | N/A | N/A | N/A | N/A | N/A | N/A | N/A | N/A | N/A | N/A | N/A | Three | R410A | Australia,Fiji,New Zealand | 153250 | 2028-03-26 |  | Approved | Reverse Cycle | N/A | No | Class 6 | No | N/A | N/A | N/A | N/A | N/A | N/A | N/A | Available | N/A | N/A | http://rinnai.com.au | https://www.apacair.com.au | N/A |  |  | AAC7376 | No | - | - | - | - | 11380 | 3.3 | - | - | - | - | - | - | Yes | 2950 | 12270 | - | - | - | - | - | - | 11740 | 2.97 | - | - | - | - | - | - | - | - | - | 2740 | 9480 | - | - | - | - | - | - | - | - | - | No | - | - | - | - | - | - | - | 2.813 | 2.921 | 3.485 | 3.704 | 3.574 | 3.748 | 1033 | 1523 | 4163 | 2152 | 2648 | 5606 | 1 | 1 | 1.5 | 3.069 | 3.289 | 3.348 | 3.124 | 3.336 | 3.379 | 5098 | 2061 | 410 | 1752 | 977 | 276 | 1.5 | 1.5 | 1.5 | - | - | - | - | - | N/A | N/A | N/A | 46.2418 | 3.2925 | 3.7552
[SEER Non Multi-Split <=65kW] GEMS (Air Conditioners up to 65kW) Determination 2019 | MEPS 2019 | AS/NZS 3823.1.2:2012 | P012AVR3SA-RTS | P012AVR3SA | N/A | APAC | N/A | Ducted | Packaged | - | Air | Air | Australia,Malaysia | 3.3 | N/A | 11.38 | N/A | N/A | N/A | N/A | N/A | 2.97 | 11.74 | Enthalpy Test Room | 3.2761 | 3.7556 | N/A | - | N/A | N/A | N/A | N/A | N/A | N/A | N/A | N/A | N/A | N/A | N/A | N/A | N/A | N/A | N/A | N/A | N/A | Three | R410A | Australia,Fiji,New Zealand | 153250 | 2028-03-26 |  | Approved | Reverse Cycle | N/A | No | Class 6 | No | N/A | N/A | N/A | N/A | N/A | N/A | N/A | Available | N/A | N/A | http://rinnai.com.au | https://www.apacair.com.au | N/A |  |  | AAC7376 | No | - | - | - | - | 11380 | 3.3 | - | - | - | - | - | - | Yes | 2950 | 12270 | - | - | - | - | - | - | 11740 | 2.97 | - | - | - | - | - | - | - | - | - | 2740 | 9480 | - | - | - | - | - | - | - | - | - | No | - | - | - | - | - | - | - | 2.813 | 2.921 | 3.485 | 3.704 | 3.574 | 3.748 | 1033 | 1523 | 4163 | 2152 | 2648 | 5606 | 1 | 1 | 1.5 | 3.069 | 3.289 | 3.348 | 3.124 | 3.336 | 3.379 | 5098 | 2061 | 410 | 1752 | 977 | 276 | 1.5 | 1.5 | 1.5 | - | - | - | - | - | N/A | N/A | N/A | 46.2418 | 3.2925 | 3.7552
[SEER Non Multi-Split <=65kW] GEMS (Air Conditioners up to 65kW) Determination 2019 | MEPS 2019 | AS/NZS 3823.1.2:2012 | P012AVR3SA-RTT | P012AVR3SA | N/A | APAC | N/A | Ducted | Packaged | - | Air | Air | Australia,Malaysia | 3.3 | N/A | 11.38 | N/A | N/A | N/A | N/A | N/A | 2.97 | 11.74 | Enthalpy Test Room | 3.2761 | 3.7556 | N/A | - | N/A | N/A | N/A | N/A | N/A | N/A | N/A | N/A | N/A | N/A | N/A | N/A | N/A | N/A | N/A | N/A | N/A | Three | R410A | Australia,Fiji,New Zealand | 153250 | 2028-03-26 |  | Approved | Reverse Cycle | N/A | No | Class 6 | No | N/A | N/A | N/A | N/A | N/A | N/A | N/A | Available | N/A | N/A | http://rinnai.com.au | https://www.apacair.com.au | N/A |  |  | AAC7376 | No | - | - | - | - | 11380 | 3.3 | - | - | - | - | - | - | Yes | 2950 | 12270 | - | - | - | - | - | - | 11740 | 2.97 | - | - | - | - | - | - | - | - | - | 2740 | 9480 | - | - | - | - | - | - | - | - | - | No | - | - | - | - | - | - | - | 2.813 | 2.921 | 3.485 | 3.704 | 3.574 | 3.748 | 1033 | 1523 | 4163 | 2152 | 2648 | 5606 | 1 | 1 | 1.5 | 3.069 | 3.289 | 3.348 | 3.124 | 3.336 | 3.379 | 5098 | 2061 | 410 | 1752 | 977 | 276 | 1.5 | 1.5 | 1.5 | - | - | - | - | - | N/A | N/A | N/A | 46.2418 | 3.2925 | 3.7552
[SEER Non Multi-Split <=65kW] GEMS (Air Conditioners up to 65kW) Determination 2019 | MEPS 2019 | AS/NZS 3823.1.2:2012 | P015AHR3SA | P015AHR3SA- | N/A | APAC | N/A | Ducted | Packaged | - | Air | Air | Australia,Malaysia | 4.17 | N/A | 16.01 | N/A | N/A | N/A | N/A | N/A | 3.88 | 14.22 | Enthalpy Test Room | 3.6481 | 3.4834 | N/A | - | N/A | N/A | N/A | N/A | N/A | N/A | N/A | N/A | N/A | N/A | N/A | N/A | N/A | N/A | N/A | N/A | N/A | Three | R410A | Australia,Fiji,New Zealand | 152693 | 2028-02-20 |  | Approved | Reverse Cycle | N/A | No | Class 6 | No | N/A | N/A | N/A | N/A | N/A | N/A | N/A | Available | N/A | N/A | http://rinnai.com.au | https://www.apacair.com.au | N/A |  |  | AAC7272 | No | - | - | - | - | 16010 | 4.17 | - | - | - | - | - | - | Yes | 3780 | 16930 | - | - | - | - | - | - | 14220 | 3.88 | - | - | - | - | - | - | - | - | - | 3600 | 11630 | - | - | - | - | - | - | - | - | - | No | - | - | - | - | - | - | - | 3.215 | 3.317 | 3.832 | 4.011 | 3.889 | 4.062 | 1295 | 1918 | 5359 | 2824 | 3452 | 7305 | 1.5 | 1.5 | 2 | 2.884 | 3.065 | 3.106 | 2.923 | 3.101 | 3.133 | 6542 | 2643 | 500 | 2241 | 1244 | 333 | 1 | 1.5 | 1.5 | - | - | - | - | - | N/A | N/A | N/A | 46.4556 | 3.7 | 3.5224
[SEER Non Multi-Split <=65kW] GEMS (Air Conditioners up to 65kW) Determination 2019 | MEPS 2019 | AS/NZS 3823.1.2:2012 | P015AHR3SA- | P015AHR3SA- | N/A | APAC | N/A | Ducted | Packaged | - | Air | Air | Australia,Malaysia | 4.17 | N/A | 16.01 | N/A | N/A | N/A | N/A | N/A | 3.88 | 14.22 | Enthalpy Test Room | 3.6481 | 3.4834 | N/A | - | N/A | N/A | N/A | N/A | N/A | N/A | N/A | N/A | N/A | N/A | N/A | N/A | N/A | N/A | N/A | N/A | N/A | Three | R410A | Australia,Fiji,New Zealand | 152693 | 2028-02-20 |  | Approved | Reverse Cycle | N/A | No | Class 6 | No | N/A | N/A | N/A | N/A | N/A | N/A | N/A | Available | N/A | N/A | http://rinnai.com.au | https://www.apacair.com.au | N/A |  |  | AAC7272 | No | - | - | - | - | 16010 | 4.17 | - | - | - | - | - | - | Yes | 3780 | 16930 | - | - | - | - | - | - | 14220 | 3.88 | - | - | - | - | - | - | - | - | - | 3600 | 11630 | - | - | - | - | - | - | - | - | - | No | - | - | - | - | - | - | - | 3.215 | 3.317 | 3.832 | 4.011 | 3.889 | 4.062 | 1295 | 1918 | 5359 | 2824 | 3452 | 7305 | 1.5 | 1.5 | 2 | 2.884 | 3.065 | 3.106 | 2.923 | 3.101 | 3.133 | 6542 | 2643 | 500 | 2241 | 1244 | 333 | 1 | 1.5 | 1.5 | - | - | - | - | - | N/A | N/A | N/A | 46.4556 | 3.7 | 3.5224
[SEER Non Multi-Split <=65kW] GEMS (Air Conditioners up to 65kW) Determination 2019 | MEPS 2019 | AS/NZS 3823.1.2:2012 | P015AHR3SA-LBB | P015AHR3SA- | N/A | APAC | N/A | Ducted | Packaged | - | Air | Air | Australia,Malaysia | 4.17 | N/A | 16.01 | N/A | N/A | N/A | N/A | N/A | 3.88 | 14.22 | Enthalpy Test Room | 3.6481 | 3.4834 | N/A | - | N/A | N/A | N/A | N/A | N/A | N/A | N/A | N/A | N/A | N/A | N/A | N/A | N/A | N/A | N/A | N/A | N/A | Three | R410A | Australia,Fiji,New Zealand | 152693 | 2028-02-20 |  | Approved | Reverse Cycle | N/A | No | Class 6 | No | N/A | N/A | N/A | N/A | N/A | N/A | N/A | Available | N/A | N/A | http://rinnai.com.au | https://www.apacair.com.au | N/A |  |  | AAC7272 | No | - | - | - | - | 16010 | 4.17 | - | - | - | - | - | - | Yes | 3780 | 16930 | - | - | - | - | - | - | 14220 | 3.88 | - | - | - | - | - | - | - | - | - | 3600 | 11630 | - | - | - | - | - | - | - | - | - | No | - | - | - | - | - | - | - | 3.215 | 3.317 | 3.832 | 4.011 | 3.889 | 4.062 | 1295 | 1918 | 5359 | 2824 | 3452 | 7305 | 1.5 | 1.5 | 2 | 2.884 | 3.065 | 3.106 | 2.923 | 3.101 | 3.133 | 6542 | 2643 | 500 | 2241 | 1244 | 333 | 1 | 1.5 | 1.5 | - | - | - | - | - | N/A | N/A | N/A | 46.4556 | 3.7 | 3.5224
[SEER Non Multi-Split <=65kW] GEMS (Air Conditioners up to 65kW) Determination 2019 | MEPS 2019 | AS/NZS 3823.1.2:2012 | P015AHR3SA-LRR | P015AHR3SA- | N/A | APAC | N/A | Ducted | Packaged | - | Air | Air | Australia,Malaysia | 4.17 | N/A | 16.01 | N/A | N/A | N/A | N/A | N/A | 3.88 | 14.22 | Enthalpy Test Room | 3.6481 | 3.4834 | N/A | - | N/A | N/A | N/A | N/A | N/A | N/A | N/A | N/A | N/A | N/A | N/A | N/A | N/A | N/A | N/A | N/A | N/A | Three | R410A | Australia,Fiji,New Zealand | 152693 | 2028-02-20 |  | Approved | Reverse Cycle | N/A | No | Class 6 | No | N/A | N/A | N/A | N/A | N/A | N/A | N/A | Available | N/A | N/A | http://rinnai.com.au | https://www.apacair.com.au | N/A |  |  | AAC7272 | No | - | - | - | - | 16010 | 4.17 | - | - | - | - | - | - | Yes | 3780 | 16930 | - | - | - | - | - | - | 14220 | 3.88 | - | - | - | - | - | - | - | - | - | 3600 | 11630 | - | - | - | - | - | - | - | - | - | No | - | - | - | - | - | - | - | 3.215 | 3.317 | 3.832 | 4.011 | 3.889 | 4.062 | 1295 | 1918 | 5359 | 2824 | 3452 | 7305 | 1.5 | 1.5 | 2 | 2.884 | 3.065 | 3.106 | 2.923 | 3.101 | 3.133 | 6542 | 2643 | 500 | 2241 | 1244 | 333 | 1 | 1.5 | 1.5 | - | - | - | - | - | N/A | N/A | N/A | 46.4556 | 3.7 | 3.5224
[SEER Non Multi-Split <=65kW] GEMS (Air Conditioners up to 65kW) Determination 2019 | MEPS 2019 | AS/NZS 3823.1.2:2012 | P015AHR3SA-LTR | P015AHR3SA- | N/A | APAC | N/A | Ducted | Packaged | - | Air | Air | Australia,Malaysia | 4.17 | N/A | 16.01 | N/A | N/A | N/A | N/A | N/A | 3.88 | 14.22 | Enthalpy Test Room | 3.6481 | 3.4834 | N/A | - | N/A | N/A | N/A | N/A | N/A | N/A | N/A | N/A | N/A | N/A | N/A | N/A | N/A | N/A | N/A | N/A | N/A | Three | R410A | Australia,Fiji,New Zealand | 152693 | 2028-02-20 |  | Approved | Reverse Cycle | N/A | No | Class 6 | No | N/A | N/A | N/A | N/A | N/A | N/A | N/A | Available | N/A | N/A | http://rinnai.com.au | https://www.apacair.com.au | N/A |  |  | AAC7272 | No | - | - | - | - | 16010 | 4.17 | - | - | - | - | - | - | Yes | 3780 | 16930 | - | - | - | - | - | - | 14220 | 3.88 | - | - | - | - | - | - | - | - | - | 3600 | 11630 | - | - | - | - | - | - | - | - | - | No | - | - | - | - | - | - | - | 3.215 | 3.317 | 3.832 | 4.011 | 3.889 | 4.062 | 1295 | 1918 | 5359 | 2824 | 3452 | 7305 | 1.5 | 1.5 | 2 | 2.884 | 3.065 | 3.106 | 2.923 | 3.101 | 3.133 | 6542 | 2643 | 500 | 2241 | 1244 | 333 | 1 | 1.5 | 1.5 | - | - | - | - | - | N/A | N/A | N/A | 46.4556 | 3.7 | 3.5224
[SEER Non Multi-Split <=65kW] GEMS (Air Conditioners up to 65kW) Determination 2019 | MEPS 2019 | AS/NZS 3823.1.2:2012 | P015AHR3SA-LTT | P015AHR3SA- | N/A | APAC | N/A | Ducted | Packaged | - | Air | Air | Australia,Malaysia | 4.17 | N/A | 16.01 | N/A | N/A | N/A | N/A | N/A | 3.88 | 14.22 | Enthalpy Test Room | 3.6481 | 3.4834 | N/A | - | N/A | N/A | N/A | N/A | N/A | N/A | N/A | N/A | N/A | N/A | N/A | N/A | N/A | N/A | N/A | N/A | N/A | Three | R410A | Australia,Fiji,New Zealand | 152693 | 2028-02-20 |  | Approved | Reverse Cycle | N/A | No | Class 6 | No | N/A | N/A | N/A | N/A | N/A | N/A | N/A | Available | N/A | N/A | http://rinnai.com.au | https://www.apacair.com.au | N/A |  |  | AAC7272 | No | - | - | - | - | 16010 | 4.17 | - | - | - | - | - | - | Yes | 3780 | 16930 | - | - | - | - | - | - | 14220 | 3.88 | - | - | - | - | - | - | - | - | - | 3600 | 11630 | - | - | - | - | - | - | - | - | - | No | - | - | - | - | - | - | - | 3.215 | 3.317 | 3.832 | 4.011 | 3.889 | 4.062 | 1295 | 1918 | 5359 | 2824 | 3452 | 7305 | 1.5 | 1.5 | 2 | 2.884 | 3.065 | 3.106 | 2.923 | 3.101 | 3.133 | 6542 | 2643 | 500 | 2241 | 1244 | 333 | 1 | 1.5 | 1.5 | - | - | - | - | - | N/A | N/A | N/A | 46.4556 | 3.7 | 3.5224
[SEER Non Multi-Split <=65kW] GEMS (Air Conditioners up to 65kW) Determination 2019 | MEPS 2019 | AS/NZS 3823.1.2:2012 | P015AHR3SA-RBB | P015AHR3SA- | N/A | APAC | N/A | Ducted | Packaged | - | Air | Air | Australia,Malaysia | 4.17 | N/A | 16.01 | N/A | N/A | N/A | N/A | N/A | 3.88 | 14.22 | Enthalpy Test Room | 3.6481 | 3.4834 | N/A | - | N/A | N/A | N/A | N/A | N/A | N/A | N/A | N/A | N/A | N/A | N/A | N/A | N/A | N/A | N/A | N/A | N/A | Three | R410A | Australia,Fiji,New Zealand | 152693 | 2028-02-20 |  | Approved | Reverse Cycle | N/A | No | Class 6 | No | N/A | N/A | N/A | N/A | N/A | N/A | N/A | Available | N/A | N/A | http://rinnai.com.au | https://www.apacair.com.au | N/A |  |  | AAC7272 | No | - | - | - | - | 16010 | 4.17 | - | - | - | - | - | - | Yes | 3780 | 16930 | - | - | - | - | - | - | 14220 | 3.88 | - | - | - | - | - | - | - | - | - | 3600 | 11630 | - | - | - | - | - | - | - | - | - | No | - | - | - | - | - | - | - | 3.215 | 3.317 | 3.832 | 4.011 | 3.889 | 4.062 | 1295 | 1918 | 5359 | 2824 | 3452 | 7305 | 1.5 | 1.5 | 2 | 2.884 | 3.065 | 3.106 | 2.923 | 3.101 | 3.133 | 6542 | 2643 | 500 | 2241 | 1244 | 333 | 1 | 1.5 | 1.5 | - | - | - | - | - | N/A | N/A | N/A | 46.4556 | 3.7 | 3.5224
[SEER Non Multi-Split <=65kW] GEMS (Air Conditioners up to 65kW) Determination 2019 | MEPS 2019 | AS/NZS 3823.1.2:2012 | P015AHR3SA-RRR | P015AHR3SA- | N/A | APAC | N/A | Ducted | Packaged | - | Air | Air | Australia,Malaysia | 4.17 | N/A | 16.01 | N/A | N/A | N/A | N/A | N/A | 3.88 | 14.22 | Enthalpy Test Room | 3.6481 | 3.4834 | N/A | - | N/A | N/A | N/A | N/A | N/A | N/A | N/A | N/A | N/A | N/A | N/A | N/A | N/A | N/A | N/A | N/A | N/A | Three | R410A | Australia,Fiji,New Zealand | 152693 | 2028-02-20 |  | Approved | Reverse Cycle | N/A | No | Class 6 | No | N/A | N/A | N/A | N/A | N/A | N/A | N/A | Available | N/A | N/A | http://rinnai.com.au | https://www.apacair.com.au | N/A |  |  | AAC7272 | No | - | - | - | - | 16010 | 4.17 | - | - | - | - | - | - | Yes | 3780 | 16930 | - | - | - | - | - | - | 14220 | 3.88 | - | - | - | - | - | - | - | - | - | 3600 | 11630 | - | - | - | - | - | - | - | - | - | No | - | - | - | - | - | - | - | 3.215 | 3.317 | 3.832 | 4.011 | 3.889 | 4.062 | 1295 | 1918 | 5359 | 2824 | 3452 | 7305 | 1.5 | 1.5 | 2 | 2.884 | 3.065 | 3.106 | 2.923 | 3.101 | 3.133 | 6542 | 2643 | 500 | 2241 | 1244 | 333 | 1 | 1.5 | 1.5 | - | - | - | - | - | N/A | N/A | N/A | 46.4556 | 3.7 | 3.5224
[SEER Non Multi-Split <=65kW] GEMS (Air Conditioners up to 65kW) Determination 2019 | MEPS 2019 | AS/NZS 3823.1.2:2012 | P015AHR3SA-RTR | P015AHR3SA- | N/A | APAC | N/A | Ducted | Packaged | - | Air | Air | Australia,Malaysia | 4.17 | N/A | 16.01 | N/A | N/A | N/A | N/A | N/A | 3.88 | 14.22 | Enthalpy Test Room | 3.6481 | 3.4834 | N/A | - | N/A | N/A | N/A | N/A | N/A | N/A | N/A | N/A | N/A | N/A | N/A | N/A | N/A | N/A | N/A | N/A | N/A | Three | R410A | Australia,Fiji,New Zealand | 152693 | 2028-02-20 |  | Approved | Reverse Cycle | N/A | No | Class 6 | No | N/A | N/A | N/A | N/A | N/A | N/A | N/A | Available | N/A | N/A | http://rinnai.com.au | https://www.apacair.com.au | N/A |  |  | AAC7272 | No | - | - | - | - | 16010 | 4.17 | - | - | - | - | - | - | Yes | 3780 | 16930 | - | - | - | - | - | - | 14220 | 3.88 | - | - | - | - | - | - | - | - | - | 3600 | 11630 | - | - | - | - | - | - | - | - | - | No | - | - | - | - | - | - | - | 3.215 | 3.317 | 3.832 | 4.011 | 3.889 | 4.062 | 1295 | 1918 | 5359 | 2824 | 3452 | 7305 | 1.5 | 1.5 | 2 | 2.884 | 3.065 | 3.106 | 2.923 | 3.101 | 3.133 | 6542 | 2643 | 500 | 2241 | 1244 | 333 | 1 | 1.5 | 1.5 | - | - | - | - | - | N/A | N/A | N/A | 46.4556 | 3.7 | 3.5224
[SEER Non Multi-Split <=65kW] GEMS (Air Conditioners up to 65kW) Determination 2019 | MEPS 2019 | AS/NZS 3823.1.2:2012 | P015AHR3SA-RTT | P015AHR3SA- | N/A | APAC | N/A | Ducted | Packaged | - | Air | Air | Australia,Malaysia | 4.17 | N/A | 16.01 | N/A | N/A | N/A | N/A | N/A | 3.88 | 14.22 | Enthalpy Test Room | 3.6481 | 3.4834 | N/A | - | N/A | N/A | N/A | N/A | N/A | N/A | N/A | N/A | N/A | N/A | N/A | N/A | N/A | N/A | N/A | N/A | N/A | Three | R410A | Australia,Fiji,New Zealand | 152693 | 2028-02-20 |  | Approved | Reverse Cycle | N/A | No | Class 6 | No | N/A | N/A | N/A | N/A | N/A | N/A | N/A | Available | N/A | N/A | http://rinnai.com.au | https://www.apacair.com.au | N/A |  |  | AAC7272 | No | - | - | - | - | 16010 | 4.17 | - | - | - | - | - | - | Yes | 3780 | 16930 | - | - | - | - | - | - | 14220 | 3.88 | - | - | - | - | - | - | - | - | - | 3600 | 11630 | - | - | - | - | - | - | - | - | - | No | - | - | - | - | - | - | - | 3.215 | 3.317 | 3.832 | 4.011 | 3.889 | 4.062 | 1295 | 1918 | 5359 | 2824 | 3452 | 7305 | 1.5 | 1.5 | 2 | 2.884 | 3.065 | 3.106 | 2.923 | 3.101 | 3.133 | 6542 | 2643 | 500 | 2241 | 1244 | 333 | 1 | 1.5 | 1.5 | - | - | - | - | - | N/A | N/A | N/A | 46.4556 | 3.7 | 3.5224
[SEER Non Multi-Split <=65kW] GEMS (Air Conditioners up to 65kW) Determination 2019 | MEPS 2019 | AS/NZS 3823.1.2:2012 | P015AVR3SA- | P015AVR3SA- | N/A | APAC | N/A | Ducted | Packaged | - | Air | Air | Australia,Malaysia | 4.17 | N/A | 16.01 | N/A | N/A | N/A | N/A | N/A | 3.88 | 14.22 | Enthalpy Test Room | 3.6481 | 3.4834 | N/A | - | N/A | N/A | N/A | N/A | N/A | N/A | N/A | N/A | N/A | N/A | N/A | N/A | N/A | N/A | N/A | N/A | N/A | Three | R410A | Australia,Fiji,New Zealand | 153262 | 2028-03-27 |  | Approved | Reverse Cycle | N/A | No | Class 6 | No | N/A | N/A | N/A | N/A | N/A | N/A | N/A | Available | N/A | N/A | http://rinnai.com.au | https://www.apacair.com.au | N/A |  |  | AAC7378 | No | - | - | - | - | 16010 | 4.17 | - | - | - | - | - | - | Yes | 3780 | 16930 | - | - | - | - | - | - | 14220 | 3.88 | - | - | - | - | - | - | - | - | - | 3600 | 11630 | - | - | - | - | - | - | - | - | - | No | - | - | - | - | - | - | - | 3.215 | 3.317 | 3.832 | 4.011 | 3.889 | 4.062 | 1295 | 1918 | 5359 | 2824 | 3452 | 7305 | 1.5 | 1.5 | 2 | 2.884 | 3.065 | 3.106 | 2.923 | 3.101 | 3.133 | 6542 | 2643 | 500 | 2241 | 1244 | 333 | 1 | 1.5 | 1.5 | - | - | - | - | - | N/A | N/A | N/A | 46.4556 | 3.7 | 3.5224
[SEER Non Multi-Split <=65kW] GEMS (Air Conditioners up to 65kW) Determination 2019 | MEPS 2019 | AS/NZS 3823.1.2:2012 | P015AVR3SA-LTR | P015AVR3SA- | N/A | APAC | N/A | Ducted | Packaged | - | Air | Air | Australia,Malaysia | 4.17 | N/A | 16.01 | N/A | N/A | N/A | N/A | N/A | 3.88 | 14.22 | Enthalpy Test Room | 3.6481 | 3.4834 | N/A | - | N/A | N/A | N/A | N/A | N/A | N/A | N/A | N/A | N/A | N/A | N/A | N/A | N/A | N/A | N/A | N/A | N/A | Three | R410A | Australia,Fiji,New Zealand | 153262 | 2028-03-27 |  | Approved | Reverse Cycle | N/A | No | Class 6 | No | N/A | N/A | N/A | N/A | N/A | N/A | N/A | Available | N/A | N/A | http://rinnai.com.au | https://www.apacair.com.au | N/A |  |  | AAC7378 | No | - | - | - | - | 16010 | 4.17 | - | - | - | - | - | - | Yes | 3780 | 16930 | - | - | - | - | - | - | 14220 | 3.88 | - | - | - | - | - | - | - | - | - | 3600 | 11630 | - | - | - | - | - | - | - | - | - | No | - | - | - | - | - | - | - | 3.215 | 3.317 | 3.832 | 4.011 | 3.889 | 4.062 | 1295 | 1918 | 5359 | 2824 | 3452 | 7305 | 1.5 | 1.5 | 2 | 2.884 | 3.065 | 3.106 | 2.923 | 3.101 | 3.133 | 6542 | 2643 | 500 | 2241 | 1244 | 333 | 1 | 1.5 | 1.5 | - | - | - | - | - | N/A | N/A | N/A | 46.4556 | 3.7 | 3.5224
[SEER Non Multi-Split <=65kW] GEMS (Air Conditioners up to 65kW) Determination 2019 | MEPS 2019 | AS/NZS 3823.1.2:2012 | P015AVR3SA-LTS | P015AVR3SA- | N/A | APAC | N/A | Ducted | Packaged | - | Air | Air | Australia,Malaysia | 4.17 | N/A | 16.01 | N/A | N/A | N/A | N/A | N/A | 3.88 | 14.22 | Enthalpy Test Room | 3.6481 | 3.4834 | N/A | - | N/A | N/A | N/A | N/A | N/A | N/A | N/A | N/A | N/A | N/A | N/A | N/A | N/A | N/A | N/A | N/A | N/A | Three | R410A | Australia,Fiji,New Zealand | 153262 | 2028-03-27 |  | Approved | Reverse Cycle | N/A | No | Class 6 | No | N/A | N/A | N/A | N/A | N/A | N/A | N/A | Available | N/A | N/A | http://rinnai.com.au | https://www.apacair.com.au | N/A |  |  | AAC7378 | No | - | - | - | - | 16010 | 4.17 | - | - | - | - | - | - | Yes | 3780 | 16930 | - | - | - | - | - | - | 14220 | 3.88 | - | - | - | - | - | - | - | - | - | 3600 | 11630 | - | - | - | - | - | - | - | - | - | No | - | - | - | - | - | - | - | 3.215 | 3.317 | 3.832 | 4.011 | 3.889 | 4.062 | 1295 | 1918 | 5359 | 2824 | 3452 | 7305 | 1.5 | 1.5 | 2 | 2.884 | 3.065 | 3.106 | 2.923 | 3.101 | 3.133 | 6542 | 2643 | 500 | 2241 | 1244 | 333 | 1 | 1.5 | 1.5 | - | - | - | - | - | N/A | N/A | N/A | 46.4556 | 3.7 | 3.5224
[SEER Non Multi-Split <=65kW] GEMS (Air Conditioners up to 65kW) Determination 2019 | MEPS 2019 | AS/NZS 3823.1.2:2012 | P015AVR3SA-LTT | P015AVR3SA- | N/A | APAC | N/A | Ducted | Packaged | - | Air | Air | Australia,Malaysia | 4.17 | N/A | 16.01 | N/A | N/A | N/A | N/A | N/A | 3.88 | 14.22 | Enthalpy Test Room | 3.6481 | 3.4834 | N/A | - | N/A | N/A | N/A | N/A | N/A | N/A | N/A | N/A | N/A | N/A | N/A | N/A | N/A | N/A | N/A | N/A | N/A | Three | R410A | Australia,Fiji,New Zealand | 153262 | 2028-03-27 |  | Approved | Reverse Cycle | N/A | No | Class 6 | No | N/A | N/A | N/A | N/A | N/A | N/A | N/A | Available | N/A | N/A | http://rinnai.com.au | https://www.apacair.com.au | N/A |  |  | AAC7378 | No | - | - | - | - | 16010 | 4.17 | - | - | - | - | - | - | Yes | 3780 | 16930 | - | - | - | - | - | - | 14220 | 3.88 | - | - | - | - | - | - | - | - | - | 3600 | 11630 | - | - | - | - | - | - | - | - | - | No | - | - | - | - | - | - | - | 3.215 | 3.317 | 3.832 | 4.011 | 3.889 | 4.062 | 1295 | 1918 | 5359 | 2824 | 3452 | 7305 | 1.5 | 1.5 | 2 | 2.884 | 3.065 | 3.106 | 2.923 | 3.101 | 3.133 | 6542 | 2643 | 500 | 2241 | 1244 | 333 | 1 | 1.5 | 1.5 | - | - | - | - | - | N/A | N/A | N/A | 46.4556 | 3.7 | 3.5224
[SEER Non Multi-Split <=65kW] GEMS (Air Conditioners up to 65kW) Determination 2019 | MEPS 2019 | AS/NZS 3823.1.2:2012 | P015AVR3SA-RTR | P015AVR3SA- | N/A | APAC | N/A | Ducted | Packaged | - | Air | Air | Australia,Malaysia | 4.17 | N/A | 16.01 | N/A | N/A | N/A | N/A | N/A | 3.88 | 14.22 | Enthalpy Test Room | 3.6481 | 3.4834 | N/A | - | N/A | N/A | N/A | N/A | N/A | N/A | N/A | N/A | N/A | N/A | N/A | N/A | N/A | N/A | N/A | N/A | N/A | Three | R410A | Australia,Fiji,New Zealand | 153262 | 2028-03-27 |  | Approved | Reverse Cycle | N/A | No | Class 6 | No | N/A | N/A | N/A | N/A | N/A | N/A | N/A | Available | N/A | N/A | http://rinnai.com.au | https://www.apacair.com.au | N/A |  |  | AAC7378 | No | - | - | - | - | 16010 | 4.17 | - | - | - | - | - | - | Yes | 3780 | 16930 | - | - | - | - | - | - | 14220 | 3.88 | - | - | - | - | - | - | - | - | - | 3600 | 11630 | - | - | - | - | - | - | - | - | - | No | - | - | - | - | - | - | - | 3.215 | 3.317 | 3.832 | 4.011 | 3.889 | 4.062 | 1295 | 1918 | 5359 | 2824 | 3452 | 7305 | 1.5 | 1.5 | 2 | 2.884 | 3.065 | 3.106 | 2.923 | 3.101 | 3.133 | 6542 | 2643 | 500 | 2241 | 1244 | 333 | 1 | 1.5 | 1.5 | - | - | - | - | - | N/A | N/A | N/A | 46.4556 | 3.7 | 3.5224
[SEER Non Multi-Split <=65kW] GEMS (Air Conditioners up to 65kW) Determination 2019 | MEPS 2019 | AS/NZS 3823.1.2:2012 | P015AVR3SA-RTS | P015AVR3SA- | N/A | APAC | N/A | Ducted | Packaged | - | Air | Air | Australia,Malaysia | 4.17 | N/A | 16.01 | N/A | N/A | N/A | N/A | N/A | 3.88 | 14.22 | Enthalpy Test Room | 3.6481 | 3.4834 | N/A | - | N/A | N/A | N/A | N/A | N/A | N/A | N/A | N/A | N/A | N/A | N/A | N/A | N/A | N/A | N/A | N/A | N/A | Three | R410A | Australia,Fiji,New Zealand | 153262 | 2028-03-27 |  | Approved | Reverse Cycle | N/A | No | Class 6 | No | N/A | N/A | N/A | N/A | N/A | N/A | N/A | Available | N/A | N/A | http://rinnai.com.au | https://www.apacair.com.au | N/A |  |  | AAC7378 | No | - | - | - | - | 16010 | 4.17 | - | - | - | - | - | - | Yes | 3780 | 16930 | - | - | - | - | - | - | 14220 | 3.88 | - | - | - | - | - | - | - | - | - | 3600 | 11630 | - | - | - | - | - | - | - | - | - | No | - | - | - | - | - | - | - | 3.215 | 3.317 | 3.832 | 4.011 | 3.889 | 4.062 | 1295 | 1918 | 5359 | 2824 | 3452 | 7305 | 1.5 | 1.5 | 2 | 2.884 | 3.065 | 3.106 | 2.923 | 3.101 | 3.133 | 6542 | 2643 | 500 | 2241 | 1244 | 333 | 1 | 1.5 | 1.5 | - | - | - | - | - | N/A | N/A | N/A | 46.4556 | 3.7 | 3.5224
[SEER Non Multi-Split <=65kW] GEMS (Air Conditioners up to 65kW) Determination 2019 | MEPS 2019 | AS/NZS 3823.1.2:2012 | P015AVR3SA-RTT | P015AVR3SA- | N/A | APAC | N/A | Ducted | Packaged | - | Air | Air | Australia,Malaysia | 4.17 | N/A | 16.01 | N/A | N/A | N/A | N/A | N/A | 3.88 | 14.22 | Enthalpy Test Room | 3.6481 | 3.4834 | N/A | - | N/A | N/A | N/A | N/A | N/A | N/A | N/A | N/A | N/A | N/A | N/A | N/A | N/A | N/A | N/A | N/A | N/A | Three | R410A | Australia,Fiji,New Zealand | 153262 | 2028-03-27 |  | Approved | Reverse Cycle | N/A | No | Class 6 | No | N/A | N/A | N/A | N/A | N/A | N/A | N/A | Available | N/A | N/A | http://rinnai.com.au | https://www.apacair.com.au | N/A |  |  | AAC7378 | No | - | - | - | - | 16010 | 4.17 | - | - | - | - | - | - | Yes | 3780 | 16930 | - | - | - | - | - | - | 14220 | 3.88 | - | - | - | - | - | - | - | - | - | 3600 | 11630 | - | - | - | - | - | - | - | - | - | No | - | - | - | - | - | - | - | 3.215 | 3.317 | 3.832 | 4.011 | 3.889 | 4.062 | 1295 | 1918 | 5359 | 2824 | 3452 | 7305 | 1.5 | 1.5 | 2 | 2.884 | 3.065 | 3.106 | 2.923 | 3.101 | 3.133 | 6542 | 2643 | 500 | 2241 | 1244 | 333 | 1 | 1.5 | 1.5 | - | - | - | - | - | N/A | N/A | N/A | 46.4556 | 3.7 | 3.5224
[SEER Non Multi-Split <=65kW] GEMS (Air Conditioners up to 65kW) Determination 2019 | MEPS 2019 | AS/NZS 3823.1.2:2012 | P018AHR3SA | P018AHR3SA- | N/A | APAC | N/A | Ducted | Packaged | - | Air | Air | Australia,Malaysia | 4.95 | N/A | 18.74 | N/A | N/A | N/A | N/A | N/A | 4.68 | 16.06 | Enthalpy Test Room | 3.5985 | 3.26 | N/A | - | N/A | N/A | N/A | N/A | N/A | N/A | N/A | N/A | N/A | N/A | N/A | N/A | N/A | N/A | N/A | N/A | N/A | Three | R410A | Australia,Fiji,New Zealand | 152698 | 2028-02-20 |  | Approved | Reverse Cycle | N/A | No | Class 6 | No | N/A | N/A | N/A | N/A | N/A | N/A | N/A | Available | N/A | N/A | http://rinnai.com.au | https://www.apacair.com.au | N/A |  |  | AAC7275 | No | - | - | - | - | 18740 | 4.95 | - | - | - | - | - | - | Yes | 4480 | 19450 | - | - | - | - | - | - | 16060 | 4.68 | - | - | - | - | - | - | - | - | - | 4310 | 13230 | - | - | - | - | - | - | - | - | - | No | - | - | - | - | - | - | - | 3.228 | 3.317 | 3.762 | 3.917 | 3.803 | 3.96 | 1527 | 2268 | 6411 | 3403 | 4152 | 8789 | 1.5 | 1.5 | 2 | 2.74 | 2.894 | 2.913 | 2.763 | 2.915 | 2.936 | 7757 | 3138 | 579 | 2659 | 1476 | 382 | 1 | 1 | 1 | - | - | - | - | - | N/A | N/A | N/A | 46.8425 | 3.6685 | 3.3193
[SEER Non Multi-Split <=65kW] GEMS (Air Conditioners up to 65kW) Determination 2019 | MEPS 2019 | AS/NZS 3823.1.2:2012 | P018AHR3SA- | P018AHR3SA- | N/A | APAC | N/A | Ducted | Packaged | - | Air | Air | Australia,Malaysia | 4.95 | N/A | 18.74 | N/A | N/A | N/A | N/A | N/A | 4.68 | 16.06 | Enthalpy Test Room | 3.5985 | 3.26 | N/A | - | N/A | N/A | N/A | N/A | N/A | N/A | N/A | N/A | N/A | N/A | N/A | N/A | N/A | N/A | N/A | N/A | N/A | Three | R410A | Australia,Fiji,New Zealand | 152698 | 2028-02-20 |  | Approved | Reverse Cycle | N/A | No | Class 6 | No | N/A | N/A | N/A | N/A | N/A | N/A | N/A | Available | N/A | N/A | http://rinnai.com.au | https://www.apacair.com.au | N/A |  |  | AAC7275 | No | - | - | - | - | 18740 | 4.95 | - | - | - | - | - | - | Yes | 4480 | 19450 | - | - | - | - | - | - | 16060 | 4.68 | - | - | - | - | - | - | - | - | - | 4310 | 13230 | - | - | - | - | - | - | - | - | - | No | - | - | - | - | - | - | - | 3.228 | 3.317 | 3.762 | 3.917 | 3.803 | 3.96 | 1527 | 2268 | 6411 | 3403 | 4152 | 8789 | 1.5 | 1.5 | 2 | 2.74 | 2.894 | 2.913 | 2.763 | 2.915 | 2.936 | 7757 | 3138 | 579 | 2659 | 1476 | 382 | 1 | 1 | 1 | - | - | - | - | - | N/A | N/A | N/A | 46.8425 | 3.6685 | 3.3193
[SEER Non Multi-Split <=65kW] GEMS (Air Conditioners up to 65kW) Determination 2019 | MEPS 2019 | AS/NZS 3823.1.2:2012 | P018AHR3SA-LBB | P018AHR3SA- | N/A | APAC | N/A | Ducted | Packaged | - | Air | Air | Australia,Malaysia | 4.95 | N/A | 18.74 | N/A | N/A | N/A | N/A | N/A | 4.68 | 16.06 | Enthalpy Test Room | 3.5985 | 3.26 | N/A | - | N/A | N/A | N/A | N/A | N/A | N/A | N/A | N/A | N/A | N/A | N/A | N/A | N/A | N/A | N/A | N/A | N/A | Three | R410A | Australia,Fiji,New Zealand | 152698 | 2028-02-20 |  | Approved | Reverse Cycle | N/A | No | Class 6 | No | N/A | N/A | N/A | N/A | N/A | N/A | N/A | Available | N/A | N/A | http://rinnai.com.au | https://www.apacair.com.au | N/A |  |  | AAC7275 | No | - | - | - | - | 18740 | 4.95 | - | - | - | - | - | - | Yes | 4480 | 19450 | - | - | - | - | - | - | 16060 | 4.68 | - | - | - | - | - | - | - | - | - | 4310 | 13230 | - | - | - | - | - | - | - | - | - | No | - | - | - | - | - | - | - | 3.228 | 3.317 | 3.762 | 3.917 | 3.803 | 3.96 | 1527 | 2268 | 6411 | 3403 | 4152 | 8789 | 1.5 | 1.5 | 2 | 2.74 | 2.894 | 2.913 | 2.763 | 2.915 | 2.936 | 7757 | 3138 | 579 | 2659 | 1476 | 382 | 1 | 1 | 1 | - | - | - | - | - | N/A | N/A | N/A | 46.8425 | 3.6685 | 3.3193
[SEER Non Multi-Split <=65kW] GEMS (Air Conditioners up to 65kW) Determination 2019 | MEPS 2019 | AS/NZS 3823.1.2:2012 | P018AHR3SA-LRR | P018AHR3SA- | N/A | APAC | N/A | Ducted | Packaged | - | Air | Air | Australia,Malaysia | 4.95 | N/A | 18.74 | N/A | N/A | N/A | N/A | N/A | 4.68 | 16.06 | Enthalpy Test Room | 3.5985 | 3.26 | N/A | - | N/A | N/A | N/A | N/A | N/A | N/A | N/A | N/A | N/A | N/A | N/A | N/A | N/A | N/A | N/A | N/A | N/A | Three | R410A | Australia,Fiji,New Zealand | 152698 | 2028-02-20 |  | Approved | Reverse Cycle | N/A | No | Class 6 | No | N/A | N/A | N/A | N/A | N/A | N/A | N/A | Available | N/A | N/A | http://rinnai.com.au | https://www.apacair.com.au | N/A |  |  | AAC7275 | No | - | - | - | - | 18740 | 4.95 | - | - | - | - | - | - | Yes | 4480 | 19450 | - | - | - | - | - | - | 16060 | 4.68 | - | - | - | - | - | - | - | - | - | 4310 | 13230 | - | - | - | - | - | - | - | - | - | No | - | - | - | - | - | - | - | 3.228 | 3.317 | 3.762 | 3.917 | 3.803 | 3.96 | 1527 | 2268 | 6411 | 3403 | 4152 | 8789 | 1.5 | 1.5 | 2 | 2.74 | 2.894 | 2.913 | 2.763 | 2.915 | 2.936 | 7757 | 3138 | 579 | 2659 | 1476 | 382 | 1 | 1 | 1 | - | - | - | - | - | N/A | N/A | N/A | 46.8425 | 3.6685 | 3.3193
[SEER Non Multi-Split <=65kW] GEMS (Air Conditioners up to 65kW) Determination 2019 | MEPS 2019 | AS/NZS 3823.1.2:2012 | P018AHR3SA-LTR | P018AHR3SA- | N/A | APAC | N/A | Ducted | Packaged | - | Air | Air | Australia,Malaysia | 4.95 | N/A | 18.74 | N/A | N/A | N/A | N/A | N/A | 4.68 | 16.06 | Enthalpy Test Room | 3.5985 | 3.26 | N/A | - | N/A | N/A | N/A | N/A | N/A | N/A | N/A | N/A | N/A | N/A | N/A | N/A | N/A | N/A | N/A | N/A | N/A | Three | R410A | Australia,Fiji,New Zealand | 152698 | 2028-02-20 |  | Approved | Reverse Cycle | N/A | No | Class 6 | No | N/A | N/A | N/A | N/A | N/A | N/A | N/A | Available | N/A | N/A | http://rinnai.com.au | https://www.apacair.com.au | N/A |  |  | AAC7275 | No | - | - | - | - | 18740 | 4.95 | - | - | - | - | - | - | Yes | 4480 | 19450 | - | - | - | - | - | - | 16060 | 4.68 | - | - | - | - | - | - | - | - | - | 4310 | 13230 | - | - | - | - | - | - | - | - | - | No | - | - | - | - | - | - | - | 3.228 | 3.317 | 3.762 | 3.917 | 3.803 | 3.96 | 1527 | 2268 | 6411 | 3403 | 4152 | 8789 | 1.5 | 1.5 | 2 | 2.74 | 2.894 | 2.913 | 2.763 | 2.915 | 2.936 | 7757 | 3138 | 579 | 2659 | 1476 | 382 | 1 | 1 | 1 | - | - | - | - | - | N/A | N/A | N/A | 46.8425 | 3.6685 | 3.3193
[SEER Non Multi-Split <=65kW] GEMS (Air Conditioners up to 65kW) Determination 2019 | MEPS 2019 | AS/NZS 3823.1.2:2012 | P018AHR3SA-LTT | P018AHR3SA- | N/A | APAC | N/A | Ducted | Packaged | - | Air | Air | Australia,Malaysia | 4.95 | N/A | 18.74 | N/A | N/A | N/A | N/A | N/A | 4.68 | 16.06 | Enthalpy Test Room | 3.5985 | 3.26 | N/A | - | N/A | N/A | N/A | N/A | N/A | N/A | N/A | N/A | N/A | N/A | N/A | N/A | N/A | N/A | N/A | N/A | N/A | Three | R410A | Australia,Fiji,New Zealand | 152698 | 2028-02-20 |  | Approved | Reverse Cycle | N/A | No | Class 6 | No | N/A | N/A | N/A | N/A | N/A | N/A | N/A | Available | N/A | N/A | http://rinnai.com.au | https://www.apacair.com.au | N/A |  |  | AAC7275 | No | - | - | - | - | 18740 | 4.95 | - | - | - | - | - | - | Yes | 4480 | 19450 | - | - | - | - | - | - | 16060 | 4.68 | - | - | - | - | - | - | - | - | - | 4310 | 13230 | - | - | - | - | - | - | - | - | - | No | - | - | - | - | - | - | - | 3.228 | 3.317 | 3.762 | 3.917 | 3.803 | 3.96 | 1527 | 2268 | 6411 | 3403 | 4152 | 8789 | 1.5 | 1.5 | 2 | 2.74 | 2.894 | 2.913 | 2.763 | 2.915 | 2.936 | 7757 | 3138 | 579 | 2659 | 1476 | 382 | 1 | 1 | 1 | - | - | - | - | - | N/A | N/A | N/A | 46.8425 | 3.6685 | 3.3193
[SEER Non Multi-Split <=65kW] GEMS (Air Conditioners up to 65kW) Determination 2019 | MEPS 2019 | AS/NZS 3823.1.2:2012 | P018AHR3SA-RBB | P018AHR3SA- | N/A | APAC | N/A | Ducted | Packaged | - | Air | Air | Australia,Malaysia | 4.95 | N/A | 18.74 | N/A | N/A | N/A | N/A | N/A | 4.68 | 16.06 | Enthalpy Test Room | 3.5985 | 3.26 | N/A | - | N/A | N/A | N/A | N/A | N/A | N/A | N/A | N/A | N/A | N/A | N/A | N/A | N/A | N/A | N/A | N/A | N/A | Three | R410A | Australia,Fiji,New Zealand | 152698 | 2028-02-20 |  | Approved | Reverse Cycle | N/A | No | Class 6 | No | N/A | N/A | N/A | N/A | N/A | N/A | N/A | Available | N/A | N/A | http://rinnai.com.au | https://www.apacair.com.au | N/A |  |  | AAC7275 | No | - | - | - | - | 18740 | 4.95 | - | - | - | - | - | - | Yes | 4480 | 19450 | - | - | - | - | - | - | 16060 | 4.68 | - | - | - | - | - | - | - | - | - | 4310 | 13230 | - | - | - | - | - | - | - | - | - | No | - | - | - | - | - | - | - | 3.228 | 3.317 | 3.762 | 3.917 | 3.803 | 3.96 | 1527 | 2268 | 6411 | 3403 | 4152 | 8789 | 1.5 | 1.5 | 2 | 2.74 | 2.894 | 2.913 | 2.763 | 2.915 | 2.936 | 7757 | 3138 | 579 | 2659 | 1476 | 382 | 1 | 1 | 1 | - | - | - | - | - | N/A | N/A | N/A | 46.8425 | 3.6685 | 3.3193
[SEER Non Multi-Split <=65kW] GEMS (Air Conditioners up to 65kW) Determination 2019 | MEPS 2019 | AS/NZS 3823.1.2:2012 | P018AHR3SA-RRR | P018AHR3SA- | N/A | APAC | N/A | Ducted | Packaged | - | Air | Air | Australia,Malaysia | 4.95 | N/A | 18.74 | N/A | N/A | N/A | N/A | N/A | 4.68 | 16.06 | Enthalpy Test Room | 3.5985 | 3.26 | N/A | - | N/A | N/A | N/A | N/A | N/A | N/A | N/A | N/A | N/A | N/A | N/A | N/A | N/A | N/A | N/A | N/A | N/A | Three | R410A | Australia,Fiji,New Zealand | 152698 | 2028-02-20 |  | Approved | Reverse Cycle | N/A | No | Class 6 | No | N/A | N/A | N/A | N/A | N/A | N/A | N/A | Available | N/A | N/A | http://rinnai.com.au | https://www.apacair.com.au | N/A |  |  | AAC7275 | No | - | - | - | - | 18740 | 4.95 | - | - | - | - | - | - | Yes | 4480 | 19450 | - | - | - | - | - | - | 16060 | 4.68 | - | - | - | - | - | - | - | - | - | 4310 | 13230 | - | - | - | - | - | - | - | - | - | No | - | - | - | - | - | - | - | 3.228 | 3.317 | 3.762 | 3.917 | 3.803 | 3.96 | 1527 | 2268 | 6411 | 3403 | 4152 | 8789 | 1.5 | 1.5 | 2 | 2.74 | 2.894 | 2.913 | 2.763 | 2.915 | 2.936 | 7757 | 3138 | 579 | 2659 | 1476 | 382 | 1 | 1 | 1 | - | - | - | - | - | N/A | N/A | N/A | 46.8425 | 3.6685 | 3.3193
[SEER Non Multi-Split <=65kW] GEMS (Air Conditioners up to 65kW) Determination 2019 | MEPS 2019 | AS/NZS 3823.1.2:2012 | P018AHR3SA-RTR | P018AHR3SA- | N/A | APAC | N/A | Ducted | Packaged | - | Air | Air | Australia,Malaysia | 4.95 | N/A | 18.74 | N/A | N/A | N/A | N/A | N/A | 4.68 | 16.06 | Enthalpy Test Room | 3.5985 | 3.26 | N/A | - | N/A | N/A | N/A | N/A | N/A | N/A | N/A | N/A | N/A | N/A | N/A | N/A | N/A | N/A | N/A | N/A | N/A | Three | R410A | Australia,Fiji,New Zealand | 152698 | 2028-02-20 |  | Approved | Reverse Cycle | N/A | No | Class 6 | No | N/A | N/A | N/A | N/A | N/A | N/A | N/A | Available | N/A | N/A | http://rinnai.com.au | https://www.apacair.com.au | N/A |  |  | AAC7275 | No | - | - | - | - | 18740 | 4.95 | - | - | - | - | - | - | Yes | 4480 | 19450 | - | - | - | - | - | - | 16060 | 4.68 | - | - | - | - | - | - | - | - | - | 4310 | 13230 | - | - | - | - | - | - | - | - | - | No | - | - | - | - | - | - | - | 3.228 | 3.317 | 3.762 | 3.917 | 3.803 | 3.96 | 1527 | 2268 | 6411 | 3403 | 4152 | 8789 | 1.5 | 1.5 | 2 | 2.74 | 2.894 | 2.913 | 2.763 | 2.915 | 2.936 | 7757 | 3138 | 579 | 2659 | 1476 | 382 | 1 | 1 | 1 | - | - | - | - | - | N/A | N/A | N/A | 46.8425 | 3.6685 | 3.3193
[SEER Non Multi-Split <=65kW] GEMS (Air Conditioners up to 65kW) Determination 2019 | MEPS 2019 | AS/NZS 3823.1.2:2012 | P018AHR3SA-RTT | P018AHR3SA- | N/A | APAC | N/A | Ducted | Packaged | - | Air | Air | Australia,Malaysia | 4.95 | N/A | 18.74 | N/A | N/A | N/A | N/A | N/A | 4.68 | 16.06 | Enthalpy Test Room | 3.5985 | 3.26 | N/A | - | N/A | N/A | N/A | N/A | N/A | N/A | N/A | N/A | N/A | N/A | N/A | N/A | N/A | N/A | N/A | N/A | N/A | Three | R410A | Australia,Fiji,New Zealand | 152698 | 2028-02-20 |  | Approved | Reverse Cycle | N/A | No | Class 6 | No | N/A | N/A | N/A | N/A | N/A | N/A | N/A | Available | N/A | N/A | http://rinnai.com.au | https://www.apacair.com.au | N/A |  |  | AAC7275 | No | - | - | - | - | 18740 | 4.95 | - | - | - | - | - | - | Yes | 4480 | 19450 | - | - | - | - | - | - | 16060 | 4.68 | - | - | - | - | - | - | - | - | - | 4310 | 13230 | - | - | - | - | - | - | - | - | - | No | - | - | - | - | - | - | - | 3.228 | 3.317 | 3.762 | 3.917 | 3.803 | 3.96 | 1527 | 2268 | 6411 | 3403 | 4152 | 8789 | 1.5 | 1.5 | 2 | 2.74 | 2.894 | 2.913 | 2.763 | 2.915 | 2.936 | 7757 | 3138 | 579 | 2659 | 1476 | 382 | 1 | 1 | 1 | - | - | - | - | - | N/A | N/A | N/A | 46.8425 | 3.6685 | 3.3193
[SEER Non Multi-Split <=65kW] GEMS (Air Conditioners up to 65kW) Determination 2019 | MEPS 2019 | AS/NZS 3823.1.2:2012 | P018AVR3SA- | P018AVR3SA- | N/A | APAC | N/A | Ducted | Packaged | - | Air | Air | Australia,Malaysia | 4.95 | N/A | 18.74 | N/A | N/A | N/A | N/A | N/A | 4.68 | 16.06 | Enthalpy Test Room | 3.5985 | 3.26 | N/A | - | N/A | N/A | N/A | N/A | N/A | N/A | N/A | N/A | N/A | N/A | N/A | N/A | N/A | N/A | N/A | N/A | N/A | Three | R410A | Australia,Fiji,New Zealand | 153265 | 2028-04-11 |  | Approved | Reverse Cycle | N/A | No | Class 6 | No | N/A | N/A | N/A | N/A | N/A | N/A | N/A | Available | N/A | N/A | http://rinnai.com.au | https://www.apacair.com.au | N/A |  |  | AAC7414 | No | - | - | - | - | 18740 | 4.95 | - | - | - | - | - | - | Yes | 4480 | 19450 | - | - | - | - | - | - | 16060 | 4.68 | - | - | - | - | - | - | - | - | - | 4310 | 13230 | - | - | - | - | - | - | - | - | - | No | - | - | - | - | - | - | - | 3.228 | 3.317 | 3.762 | 3.917 | 3.803 | 3.96 | 1527 | 2268 | 6411 | 3403 | 4152 | 8789 | 1.5 | 1.5 | 2 | 2.74 | 2.894 | 2.913 | 2.763 | 2.915 | 2.936 | 7757 | 3138 | 579 | 2659 | 1476 | 382 | 1 | 1 | 1 | - | - | - | - | - | N/A | N/A | N/A | 46.8425 | 3.6685 | 3.3193
[SEER Non Multi-Split <=65kW] GEMS (Air Conditioners up to 65kW) Determination 2019 | MEPS 2019 | AS/NZS 3823.1.2:2012 | P018AVR3SA- | P018AVR3SA- | N/A | APAC | N/A | Ducted | Packaged | - | Air | Air | Australia,Malaysia | 4.95 | N/A | 18.74 | N/A | N/A | N/A | N/A | N/A | 4.68 | 16.06 | Enthalpy Test Room | 3.5985 | 3.26 | N/A | - | N/A | N/A | N/A | N/A | N/A | N/A | N/A | N/A | N/A | N/A | N/A | N/A | N/A | N/A | N/A | N/A | N/A | Three | R410A | Australia,Fiji,New Zealand | 153265 | 2028-04-11 |  | Approved | Reverse Cycle | N/A | No | Class 6 | No | N/A | N/A | N/A | N/A | N/A | N/A | N/A | Available | N/A | N/A | http://rinnai.com.au | https://www.apacair.com.au | N/A |  |  | AAC7414 | No | - | - | - | - | 18740 | 4.95 | - | - | - | - | - | - | Yes | 4480 | 19450 | - | - | - | - | - | - | 16060 | 4.68 | - | - | - | - | - | - | - | - | - | 4310 | 13230 | - | - | - | - | - | - | - | - | - | No | - | - | - | - | - | - | - | 3.228 | 3.317 | 3.762 | 3.917 | 3.803 | 3.96 | 1527 | 2268 | 6411 | 3403 | 4152 | 8789 | 1.5 | 1.5 | 2 | 2.74 | 2.894 | 2.913 | 2.763 | 2.915 | 2.936 | 7757 | 3138 | 579 | 2659 | 1476 | 382 | 1 | 1 | 1 | - | - | - | - | - | N/A | N/A | N/A | 46.8425 | 3.6685 | 3.3193
[SEER Non Multi-Split <=65kW] GEMS (Air Conditioners up to 65kW) Determination 2019 | MEPS 2019 | AS/NZS 3823.1.2:2012 | P018AVR3SA-LTR | P018AVR3SA- | N/A | APAC | N/A | Ducted | Packaged | - | Air | Air | Australia,Malaysia | 4.95 | N/A | 18.74 | N/A | N/A | N/A | N/A | N/A | 4.68 | 16.06 | Enthalpy Test Room | 3.5985 | 3.26 | N/A | - | N/A | N/A | N/A | N/A | N/A | N/A | N/A | N/A | N/A | N/A | N/A | N/A | N/A | N/A | N/A | N/A | N/A | Three | R410A | Australia,Fiji,New Zealand | 153265 | 2028-04-11 |  | Approved | Reverse Cycle | N/A | No | Class 6 | No | N/A | N/A | N/A | N/A | N/A | N/A | N/A | Available | N/A | N/A | http://rinnai.com.au | https://www.apacair.com.au | N/A |  |  | AAC7414 | No | - | - | - | - | 18740 | 4.95 | - | - | - | - | - | - | Yes | 4480 | 19450 | - | - | - | - | - | - | 16060 | 4.68 | - | - | - | - | - | - | - | - | - | 4310 | 13230 | - | - | - | - | - | - | - | - | - | No | - | - | - | - | - | - | - | 3.228 | 3.317 | 3.762 | 3.917 | 3.803 | 3.96 | 1527 | 2268 | 6411 | 3403 | 4152 | 8789 | 1.5 | 1.5 | 2 | 2.74 | 2.894 | 2.913 | 2.763 | 2.915 | 2.936 | 7757 | 3138 | 579 | 2659 | 1476 | 382 | 1 | 1 | 1 | - | - | - | - | - | N/A | N/A | N/A | 46.8425 | 3.6685 | 3.3193
[SEER Non Multi-Split <=65kW] GEMS (Air Conditioners up to 65kW) Determination 2019 | MEPS 2019 | AS/NZS 3823.1.2:2012 | P018AVR3SA-LTS | P018AVR3SA- | N/A | APAC | N/A | Ducted | Packaged | - | Air | Air | Australia,Malaysia | 4.95 | N/A | 18.74 | N/A | N/A | N/A | N/A | N/A | 4.68 | 16.06 | Enthalpy Test Room | 3.5985 | 3.26 | N/A | - | N/A | N/A | N/A | N/A | N/A | N/A | N/A | N/A | N/A | N/A | N/A | N/A | N/A | N/A | N/A | N/A | N/A | Three | R410A | Australia,Fiji,New Zealand | 153265 | 2028-04-11 |  | Approved | Reverse Cycle | N/A | No | Class 6 | No | N/A | N/A | N/A | N/A | N/A | N/A | N/A | Available | N/A | N/A | http://rinnai.com.au | https://www.apacair.com.au | N/A |  |  | AAC7414 | No | - | - | - | - | 18740 | 4.95 | - | - | - | - | - | - | Yes | 4480 | 19450 | - | - | - | - | - | - | 16060 | 4.68 | - | - | - | - | - | - | - | - | - | 4310 | 13230 | - | - | - | - | - | - | - | - | - | No | - | - | - | - | - | - | - | 3.228 | 3.317 | 3.762 | 3.917 | 3.803 | 3.96 | 1527 | 2268 | 6411 | 3403 | 4152 | 8789 | 1.5 | 1.5 | 2 | 2.74 | 2.894 | 2.913 | 2.763 | 2.915 | 2.936 | 7757 | 3138 | 579 | 2659 | 1476 | 382 | 1 | 1 | 1 | - | - | - | - | - | N/A | N/A | N/A | 46.8425 | 3.6685 | 3.3193
[SEER Non Multi-Split <=65kW] GEMS (Air Conditioners up to 65kW) Determination 2019 | MEPS 2019 | AS/NZS 3823.1.2:2012 | P018AVR3SA-LTT | P018AVR3SA- | N/A | APAC | N/A | Ducted | Packaged | - | Air | Air | Australia,Malaysia | 4.95 | N/A | 18.74 | N/A | N/A | N/A | N/A | N/A | 4.68 | 16.06 | Enthalpy Test Room | 3.5985 | 3.26 | N/A | - | N/A | N/A | N/A | N/A | N/A | N/A | N/A | N/A | N/A | N/A | N/A | N/A | N/A | N/A | N/A | N/A | N/A | Three | R410A | Australia,Fiji,New Zealand | 153265 | 2028-04-11 |  | Approved | Reverse Cycle | N/A | No | Class 6 | No | N/A | N/A | N/A | N/A | N/A | N/A | N/A | Available | N/A | N/A | http://rinnai.com.au | https://www.apacair.com.au | N/A |  |  | AAC7414 | No | - | - | - | - | 18740 | 4.95 | - | - | - | - | - | - | Yes | 4480 | 19450 | - | - | - | - | - | - | 16060 | 4.68 | - | - | - | - | - | - | - | - | - | 4310 | 13230 | - | - | - | - | - | - | - | - | - | No | - | - | - | - | - | - | - | 3.228 | 3.317 | 3.762 | 3.917 | 3.803 | 3.96 | 1527 | 2268 | 6411 | 3403 | 4152 | 8789 | 1.5 | 1.5 | 2 | 2.74 | 2.894 | 2.913 | 2.763 | 2.915 | 2.936 | 7757 | 3138 | 579 | 2659 | 1476 | 382 | 1 | 1 | 1 | - | - | - | - | - | N/A | N/A | N/A | 46.8425 | 3.6685 | 3.3193
[SEER Non Multi-Split <=65kW] GEMS (Air Conditioners up to 65kW) Determination 2019 | MEPS 2019 | AS/NZS 3823.1.2:2012 | P018AVR3SA-RTR | P018AVR3SA- | N/A | APAC | N/A | Ducted | Packaged | - | Air | Air | Australia,Malaysia | 4.95 | N/A | 18.74 | N/A | N/A | N/A | N/A | N/A | 4.68 | 16.06 | Enthalpy Test Room | 3.5985 | 3.26 | N/A | - | N/A | N/A | N/A | N/A | N/A | N/A | N/A | N/A | N/A | N/A | N/A | N/A | N/A | N/A | N/A | N/A | N/A | Three | R410A | Australia,Fiji,New Zealand | 153265 | 2028-04-11 |  | Approved | Reverse Cycle | N/A | No | Class 6 | No | N/A | N/A | N/A | N/A | N/A | N/A | N/A | Available | N/A | N/A | http://rinnai.com.au | https://www.apacair.com.au | N/A |  |  | AAC7414 | No | - | - | - | - | 18740 | 4.95 | - | - | - | - | - | - | Yes | 4480 | 19450 | - | - | - | - | - | - | 16060 | 4.68 | - | - | - | - | - | - | - | - | - | 4310 | 13230 | - | - | - | - | - | - | - | - | - | No | - | - | - | - | - | - | - | 3.228 | 3.317 | 3.762 | 3.917 | 3.803 | 3.96 | 1527 | 2268 | 6411 | 3403 | 4152 | 8789 | 1.5 | 1.5 | 2 | 2.74 | 2.894 | 2.913 | 2.763 | 2.915 | 2.936 | 7757 | 3138 | 579 | 2659 | 1476 | 382 | 1 | 1 | 1 | - | - | - | - | - | N/A | N/A | N/A | 46.8425 | 3.6685 | 3.3193
[SEER Non Multi-Split <=65kW] GEMS (Air Conditioners up to 65kW) Determination 2019 | MEPS 2019 | AS/NZS 3823.1.2:2012 | P018AVR3SA-RTS | P018AVR3SA- | N/A | APAC | N/A | Ducted | Packaged | - | Air | Air | Australia,Malaysia | 4.95 | N/A | 18.74 | N/A | N/A | N/A | N/A | N/A | 4.68 | 16.06 | Enthalpy Test Room | 3.5985 | 3.26 | N/A | - | N/A | N/A | N/A | N/A | N/A | N/A | N/A | N/A | N/A | N/A | N/A | N/A | N/A | N/A | N/A | N/A | N/A | Three | R410A | Australia,Fiji,New Zealand | 153265 | 2028-04-11 |  | Approved | Reverse Cycle | N/A | No | Class 6 | No | N/A | N/A | N/A | N/A | N/A | N/A | N/A | Available | N/A | N/A | http://rinnai.com.au | https://www.apacair.com.au | N/A |  |  | AAC7414 | No | - | - | - | - | 18740 | 4.95 | - | - | - | - | - | - | Yes | 4480 | 19450 | - | - | - | - | - | - | 16060 | 4.68 | - | - | - | - | - | - | - | - | - | 4310 | 13230 | - | - | - | - | - | - | - | - | - | No | - | - | - | - | - | - | - | 3.228 | 3.317 | 3.762 | 3.917 | 3.803 | 3.96 | 1527 | 2268 | 6411 | 3403 | 4152 | 8789 | 1.5 | 1.5 | 2 | 2.74 | 2.894 | 2.913 | 2.763 | 2.915 | 2.936 | 7757 | 3138 | 579 | 2659 | 1476 | 382 | 1 | 1 | 1 | - | - | - | - | - | N/A | N/A | N/A | 46.8425 | 3.6685 | 3.3193
[SEER Non Multi-Split <=65kW] GEMS (Air Conditioners up to 65kW) Determination 2019 | MEPS 2019 | AS/NZS 3823.1.2:2012 | P018AVR3SA-RTT | P018AVR3SA- | N/A | APAC | N/A | Ducted | Packaged | - | Air | Air | Australia,Malaysia | 4.95 | N/A | 18.74 | N/A | N/A | N/A | N/A | N/A | 4.68 | 16.06 | Enthalpy Test Room | 3.5985 | 3.26 | N/A | - | N/A | N/A | N/A | N/A | N/A | N/A | N/A | N/A | N/A | N/A | N/A | N/A | N/A | N/A | N/A | N/A | N/A | Three | R410A | Australia,Fiji,New Zealand | 153265 | 2028-04-11 |  | Approved | Reverse Cycle | N/A | No | Class 6 | No | N/A | N/A | N/A | N/A | N/A | N/A | N/A | Available | N/A | N/A | http://rinnai.com.au | https://www.apacair.com.au | N/A |  |  | AAC7414 | No | - | - | - | - | 18740 | 4.95 | - | - | - | - | - | - | Yes | 4480 | 19450 | - | - | - | - | - | - | 16060 | 4.68 | - | - | - | - | - | - | - | - | - | 4310 | 13230 | - | - | - | - | - | - | - | - | - | No | - | - | - | - | - | - | - | 3.228 | 3.317 | 3.762 | 3.917 | 3.803 | 3.96 | 1527 | 2268 | 6411 | 3403 | 4152 | 8789 | 1.5 | 1.5 | 2 | 2.74 | 2.894 | 2.913 | 2.763 | 2.915 | 2.936 | 7757 | 3138 | 579 | 2659 | 1476 | 382 | 1 | 1 | 1 | - | - | - | - | - | N/A | N/A | N/A | 46.8425 | 3.6685 | 3.3193
[SEER Non Multi-Split <=65kW] GEMS (Air Conditioners up to 65kW) Determination 2019 | MEPS 2019 | AS/NZS 3823.1.2:2012 | P020AHR3SA | P020AHR3SA- | N/A | APAC | N/A | Ducted | Packaged | - | Air | Air | Australia,Malaysia | 6 | N/A | 22.45 | N/A | N/A | N/A | N/A | N/A | 5.65 | 18.89 | Enthalpy Test Room | 3.5568 | 3.1855 | N/A | - | N/A | N/A | N/A | N/A | N/A | N/A | N/A | N/A | N/A | N/A | N/A | N/A | N/A | N/A | N/A | N/A | N/A | Three | R410A | Australia,Fiji,New Zealand | 152699 | 2028-02-20 |  | Approved | Reverse Cycle | N/A | No | Class 6 | No | N/A | N/A | N/A | N/A | N/A | N/A | N/A | Available | N/A | N/A | http://rinnai.com.au | https://www.apacair.com.au | N/A |  |  | AAC7273 | No | - | - | - | - | 22450 | 6 | - | - | - | - | - | - | Yes | 5390 | 24130 | - | - | - | - | - | - | 18890 | 5.65 | - | - | - | - | - | - | - | - | - | 5140 | 15560 | - | - | - | - | - | - | - | - | - | No | - | - | - | - | - | - | - | 3.376 | 3.439 | 3.873 | 4.165 | 3.993 | 4.106 | 1764 | 2634 | 7481 | 3847 | 4748 | 10170 | 1.5 | 1.5 | 2 | 2.693 | 2.838 | 2.843 | 2.707 | 2.848 | 2.862 | 9265 | 3738 | 674 | 3173 | 1757 | 441 | 1 | 1 | 1 | - | - | - | - | - | N/A | N/A | N/A | 46.5865 | 3.646 | 3.2527
[SEER Non Multi-Split <=65kW] GEMS (Air Conditioners up to 65kW) Determination 2019 | MEPS 2019 | AS/NZS 3823.1.2:2012 | P020AHR3SA- | P020AHR3SA- | N/A | APAC | N/A | Ducted | Packaged | - | Air | Air | Australia,Malaysia | 6 | N/A | 22.45 | N/A | N/A | N/A | N/A | N/A | 5.65 | 18.89 | Enthalpy Test Room | 3.5568 | 3.1855 | N/A | - | N/A | N/A | N/A | N/A | N/A | N/A | N/A | N/A | N/A | N/A | N/A | N/A | N/A | N/A | N/A | N/A | N/A | Three | R410A | Australia,Fiji,New Zealand | 152699 | 2028-02-20 |  | Approved | Reverse Cycle | N/A | No | Class 6 | No | N/A | N/A | N/A | N/A | N/A | N/A | N/A | Available | N/A | N/A | http://rinnai.com.au | https://www.apacair.com.au | N/A |  |  | AAC7273 | No | - | - | - | - | 22450 | 6 | - | - | - | - | - | - | Yes | 5390 | 24130 | - | - | - | - | - | - | 18890 | 5.65 | - | - | - | - | - | - | - | - | - | 5140 | 15560 | - | - | - | - | - | - | - | - | - | No | - | - | - | - | - | - | - | 3.376 | 3.439 | 3.873 | 4.165 | 3.993 | 4.106 | 1764 | 2634 | 7481 | 3847 | 4748 | 10170 | 1.5 | 1.5 | 2 | 2.693 | 2.838 | 2.843 | 2.707 | 2.848 | 2.862 | 9265 | 3738 | 674 | 3173 | 1757 | 441 | 1 | 1 | 1 | - | - | - | - | - | N/A | N/A | N/A | 46.5865 | 3.646 | 3.2527
[SEER Non Multi-Split <=65kW] GEMS (Air Conditioners up to 65kW) Determination 2019 | MEPS 2019 | AS/NZS 3823.1.2:2012 | P020AHR3SA-LBB | P020AHR3SA- | N/A | APAC | N/A | Ducted | Packaged | - | Air | Air | Australia,Malaysia | 6 | N/A | 22.45 | N/A | N/A | N/A | N/A | N/A | 5.65 | 18.89 | Enthalpy Test Room | 3.5568 | 3.1855 | N/A | - | N/A | N/A | N/A | N/A | N/A | N/A | N/A | N/A | N/A | N/A | N/A | N/A | N/A | N/A | N/A | N/A | N/A | Three | R410A | Australia,Fiji,New Zealand | 152699 | 2028-02-20 |  | Approved | Reverse Cycle | N/A | No | Class 6 | No | N/A | N/A | N/A | N/A | N/A | N/A | N/A | Available | N/A | N/A | http://rinnai.com.au | https://www.apacair.com.au | N/A |  |  | AAC7273 | No | - | - | - | - | 22450 | 6 | - | - | - | - | - | - | Yes | 5390 | 24130 | - | - | - | - | - | - | 18890 | 5.65 | - | - | - | - | - | - | - | - | - | 5140 | 15560 | - | - | - | - | - | - | - | - | - | No | - | - | - | - | - | - | - | 3.376 | 3.439 | 3.873 | 4.165 | 3.993 | 4.106 | 1764 | 2634 | 7481 | 3847 | 4748 | 10170 | 1.5 | 1.5 | 2 | 2.693 | 2.838 | 2.843 | 2.707 | 2.848 | 2.862 | 9265 | 3738 | 674 | 3173 | 1757 | 441 | 1 | 1 | 1 | - | - | - | - | - | N/A | N/A | N/A | 46.5865 | 3.646 | 3.2527
[SEER Non Multi-Split <=65kW] GEMS (Air Conditioners up to 65kW) Determination 2019 | MEPS 2019 | AS/NZS 3823.1.2:2012 | P020AHR3SA-LRR | P020AHR3SA- | N/A | APAC | N/A | Ducted | Packaged | - | Air | Air | Australia,Malaysia | 6 | N/A | 22.45 | N/A | N/A | N/A | N/A | N/A | 5.65 | 18.89 | Enthalpy Test Room | 3.5568 | 3.1855 | N/A | - | N/A | N/A | N/A | N/A | N/A | N/A | N/A | N/A | N/A | N/A | N/A | N/A | N/A | N/A | N/A | N/A | N/A | Three | R410A | Australia,Fiji,New Zealand | 152699 | 2028-02-20 |  | Approved | Reverse Cycle | N/A | No | Class 6 | No | N/A | N/A | N/A | N/A | N/A | N/A | N/A | Available | N/A | N/A | http://rinnai.com.au | https://www.apacair.com.au | N/A |  |  | AAC7273 | No | - | - | - | - | 22450 | 6 | - | - | - | - | - | - | Yes | 5390 | 24130 | - | - | - | - | - | - | 18890 | 5.65 | - | - | - | - | - | - | - | - | - | 5140 | 15560 | - | - | - | - | - | - | - | - | - | No | - | - | - | - | - | - | - | 3.376 | 3.439 | 3.873 | 4.165 | 3.993 | 4.106 | 1764 | 2634 | 7481 | 3847 | 4748 | 10170 | 1.5 | 1.5 | 2 | 2.693 | 2.838 | 2.843 | 2.707 | 2.848 | 2.862 | 9265 | 3738 | 674 | 3173 | 1757 | 441 | 1 | 1 | 1 | - | - | - | - | - | N/A | N/A | N/A | 46.5865 | 3.646 | 3.2527
[SEER Non Multi-Split <=65kW] GEMS (Air Conditioners up to 65kW) Determination 2019 | MEPS 2019 | AS/NZS 3823.1.2:2012 | P020AHR3SA-LTR | P020AHR3SA- | N/A | APAC | N/A | Ducted | Packaged | - | Air | Air | Australia,Malaysia | 6 | N/A | 22.45 | N/A | N/A | N/A | N/A | N/A | 5.65 | 18.89 | Enthalpy Test Room | 3.5568 | 3.1855 | N/A | - | N/A | N/A | N/A | N/A | N/A | N/A | N/A | N/A | N/A | N/A | N/A | N/A | N/A | N/A | N/A | N/A | N/A | Three | R410A | Australia,Fiji,New Zealand | 152699 | 2028-02-20 |  | Approved | Reverse Cycle | N/A | No | Class 6 | No | N/A | N/A | N/A | N/A | N/A | N/A | N/A | Available | N/A | N/A | http://rinnai.com.au | https://www.apacair.com.au | N/A |  |  | AAC7273 | No | - | - | - | - | 22450 | 6 | - | - | - | - | - | - | Yes | 5390 | 24130 | - | - | - | - | - | - | 18890 | 5.65 | - | - | - | - | - | - | - | - | - | 5140 | 15560 | - | - | - | - | - | - | - | - | - | No | - | - | - | - | - | - | - | 3.376 | 3.439 | 3.873 | 4.165 | 3.993 | 4.106 | 1764 | 2634 | 7481 | 3847 | 4748 | 10170 | 1.5 | 1.5 | 2 | 2.693 | 2.838 | 2.843 | 2.707 | 2.848 | 2.862 | 9265 | 3738 | 674 | 3173 | 1757 | 441 | 1 | 1 | 1 | - | - | - | - | - | N/A | N/A | N/A | 46.5865 | 3.646 | 3.2527
[SEER Non Multi-Split <=65kW] GEMS (Air Conditioners up to 65kW) Determination 2019 | MEPS 2019 | AS/NZS 3823.1.2:2012 | P020AHR3SA-LTT | P020AHR3SA- | N/A | APAC | N/A | Ducted | Packaged | - | Air | Air | Australia,Malaysia | 6 | N/A | 22.45 | N/A | N/A | N/A | N/A | N/A | 5.65 | 18.89 | Enthalpy Test Room | 3.5568 | 3.1855 | N/A | - | N/A | N/A | N/A | N/A | N/A | N/A | N/A | N/A | N/A | N/A | N/A | N/A | N/A | N/A | N/A | N/A | N/A | Three | R410A | Australia,Fiji,New Zealand | 152699 | 2028-02-20 |  | Approved | Reverse Cycle | N/A | No | Class 6 | No | N/A | N/A | N/A | N/A | N/A | N/A | N/A | Available | N/A | N/A | http://rinnai.com.au | https://www.apacair.com.au | N/A |  |  | AAC7273 | No | - | - | - | - | 22450 | 6 | - | - | - | - | - | - | Yes | 5390 | 24130 | - | - | - | - | - | - | 18890 | 5.65 | - | - | - | - | - | - | - | - | - | 5140 | 15560 | - | - | - | - | - | - | - | - | - | No | - | - | - | - | - | - | - | 3.376 | 3.439 | 3.873 | 4.165 | 3.993 | 4.106 | 1764 | 2634 | 7481 | 3847 | 4748 | 10170 | 1.5 | 1.5 | 2 | 2.693 | 2.838 | 2.843 | 2.707 | 2.848 | 2.862 | 9265 | 3738 | 674 | 3173 | 1757 | 441 | 1 | 1 | 1 | - | - | - | - | - | N/A | N/A | N/A | 46.5865 | 3.646 | 3.2527
[SEER Non Multi-Split <=65kW] GEMS (Air Conditioners up to 65kW) Determination 2019 | MEPS 2019 | AS/NZS 3823.1.2:2012 | P020AHR3SA-RBB | P020AHR3SA- | N/A | APAC | N/A | Ducted | Packaged | - | Air | Air | Australia,Malaysia | 6 | N/A | 22.45 | N/A | N/A | N/A | N/A | N/A | 5.65 | 18.89 | Enthalpy Test Room | 3.5568 | 3.1855 | N/A | - | N/A | N/A | N/A | N/A | N/A | N/A | N/A | N/A | N/A | N/A | N/A | N/A | N/A | N/A | N/A | N/A | N/A | Three | R410A | Australia,Fiji,New Zealand | 152699 | 2028-02-20 |  | Approved | Reverse Cycle | N/A | No | Class 6 | No | N/A | N/A | N/A | N/A | N/A | N/A | N/A | Available | N/A | N/A | http://rinnai.com.au | https://www.apacair.com.au | N/A |  |  | AAC7273 | No | - | - | - | - | 22450 | 6 | - | - | - | - | - | - | Yes | 5390 | 24130 | - | - | - | - | - | - | 18890 | 5.65 | - | - | - | - | - | - | - | - | - | 5140 | 15560 | - | - | - | - | - | - | - | - | - | No | - | - | - | - | - | - | - | 3.376 | 3.439 | 3.873 | 4.165 | 3.993 | 4.106 | 1764 | 2634 | 7481 | 3847 | 4748 | 10170 | 1.5 | 1.5 | 2 | 2.693 | 2.838 | 2.843 | 2.707 | 2.848 | 2.862 | 9265 | 3738 | 674 | 3173 | 1757 | 441 | 1 | 1 | 1 | - | - | - | - | - | N/A | N/A | N/A | 46.5865 | 3.646 | 3.2527
[SEER Non Multi-Split <=65kW] GEMS (Air Conditioners up to 65kW) Determination 2019 | MEPS 2019 | AS/NZS 3823.1.2:2012 | P020AHR3SA-RRR | P020AHR3SA- | N/A | APAC | N/A | Ducted | Packaged | - | Air | Air | Australia,Malaysia | 6 | N/A | 22.45 | N/A | N/A | N/A | N/A | N/A | 5.65 | 18.89 | Enthalpy Test Room | 3.5568 | 3.1855 | N/A | - | N/A | N/A | N/A | N/A | N/A | N/A | N/A | N/A | N/A | N/A | N/A | N/A | N/A | N/A | N/A | N/A | N/A | Three | R410A | Australia,Fiji,New Zealand | 152699 | 2028-02-20 |  | Approved | Reverse Cycle | N/A | No | Class 6 | No | N/A | N/A | N/A | N/A | N/A | N/A | N/A | Available | N/A | N/A | http://rinnai.com.au | https://www.apacair.com.au | N/A |  |  | AAC7273 | No | - | - | - | - | 22450 | 6 | - | - | - | - | - | - | Yes | 5390 | 24130 | - | - | - | - | - | - | 18890 | 5.65 | - | - | - | - | - | - | - | - | - | 5140 | 15560 | - | - | - | - | - | - | - | - | - | No | - | - | - | - | - | - | - | 3.376 | 3.439 | 3.873 | 4.165 | 3.993 | 4.106 | 1764 | 2634 | 7481 | 3847 | 4748 | 10170 | 1.5 | 1.5 | 2 | 2.693 | 2.838 | 2.843 | 2.707 | 2.848 | 2.862 | 9265 | 3738 | 674 | 3173 | 1757 | 441 | 1 | 1 | 1 | - | - | - | - | - | N/A | N/A | N/A | 46.5865 | 3.646 | 3.2527
[SEER Non Multi-Split <=65kW] GEMS (Air Conditioners up to 65kW) Determination 2019 | MEPS 2019 | AS/NZS 3823.1.2:2012 | P020AHR3SA-RTR | P020AHR3SA- | N/A | APAC | N/A | Ducted | Packaged | - | Air | Air | Australia,Malaysia | 6 | N/A | 22.45 | N/A | N/A | N/A | N/A | N/A | 5.65 | 18.89 | Enthalpy Test Room | 3.5568 | 3.1855 | N/A | - | N/A | N/A | N/A | N/A | N/A | N/A | N/A | N/A | N/A | N/A | N/A | N/A | N/A | N/A | N/A | N/A | N/A | Three | R410A | Australia,Fiji,New Zealand | 152699 | 2028-02-20 |  | Approved | Reverse Cycle | N/A | No | Class 6 | No | N/A | N/A | N/A | N/A | N/A | N/A | N/A | Available | N/A | N/A | http://rinnai.com.au | https://www.apacair.com.au | N/A |  |  | AAC7273 | No | - | - | - | - | 22450 | 6 | - | - | - | - | - | - | Yes | 5390 | 24130 | - | - | - | - | - | - | 18890 | 5.65 | - | - | - | - | - | - | - | - | - | 5140 | 15560 | - | - | - | - | - | - | - | - | - | No | - | - | - | - | - | - | - | 3.376 | 3.439 | 3.873 | 4.165 | 3.993 | 4.106 | 1764 | 2634 | 7481 | 3847 | 4748 | 10170 | 1.5 | 1.5 | 2 | 2.693 | 2.838 | 2.843 | 2.707 | 2.848 | 2.862 | 9265 | 3738 | 674 | 3173 | 1757 | 441 | 1 | 1 | 1 | - | - | - | - | - | N/A | N/A | N/A | 46.5865 | 3.646 | 3.2527
[SEER Non Multi-Split <=65kW] GEMS (Air Conditioners up to 65kW) Determination 2019 | MEPS 2019 | AS/NZS 3823.1.2:2012 | P020AHR3SA-RTT | P020AHR3SA- | N/A | APAC | N/A | Ducted | Packaged | - | Air | Air | Australia,Malaysia | 6 | N/A | 22.45 | N/A | N/A | N/A | N/A | N/A | 5.65 | 18.89 | Enthalpy Test Room | 3.5568 | 3.1855 | N/A | - | N/A | N/A | N/A | N/A | N/A | N/A | N/A | N/A | N/A | N/A | N/A | N/A | N/A | N/A | N/A | N/A | N/A | Three | R410A | Australia,Fiji,New Zealand | 152699 | 2028-02-20 |  | Approved | Reverse Cycle | N/A | No | Class 6 | No | N/A | N/A | N/A | N/A | N/A | N/A | N/A | Available | N/A | N/A | http://rinnai.com.au | https://www.apacair.com.au | N/A |  |  | AAC7273 | No | - | - | - | - | 22450 | 6 | - | - | - | - | - | - | Yes | 5390 | 24130 | - | - | - | - | - | - | 18890 | 5.65 | - | - | - | - | - | - | - | - | - | 5140 | 15560 | - | - | - | - | - | - | - | - | - | No | - | - | - | - | - | - | - | 3.376 | 3.439 | 3.873 | 4.165 | 3.993 | 4.106 | 1764 | 2634 | 7481 | 3847 | 4748 | 10170 | 1.5 | 1.5 | 2 | 2.693 | 2.838 | 2.843 | 2.707 | 2.848 | 2.862 | 9265 | 3738 | 674 | 3173 | 1757 | 441 | 1 | 1 | 1 | - | - | - | - | - | N/A | N/A | N/A | 46.5865 | 3.646 | 3.2527
[SEER Non Multi-Split <=65kW] GEMS (Air Conditioners up to 65kW) Determination 2019 | MEPS 2019 | AS/NZS 3823.1.2:2012 | P020AVR3SA- | P020AVR3SA- | N/A | APAC | N/A | Ducted | Packaged | - | Air | Air | Australia,Malaysia | 6 | N/A | 22.45 | N/A | N/A | N/A | N/A | N/A | 5.65 | 18.89 | Enthalpy Test Room | 3.5568 | 3.1855 | N/A | - | N/A | N/A | N/A | N/A | N/A | N/A | N/A | N/A | N/A | N/A | N/A | N/A | N/A | N/A | N/A | N/A | N/A | Three | R410A | Australia,Fiji,New Zealand | 153277 | 2028-04-09 |  | Approved | Reverse Cycle | N/A | No | Class 6 | No | N/A | N/A | N/A | N/A | N/A | N/A | N/A | Available | N/A | N/A | http://rinnai.com.au | https://www.apacair.com.au | N/A |  |  | AAC7410 | No | - | - | - | - | 22450 | 6 | - | - | - | - | - | - | Yes | 5390 | 24130 | - | - | - | - | - | - | 18890 | 5.65 | - | - | - | - | - | - | - | - | - | 5140 | 15560 | - | - | - | - | - | - | - | - | - | No | - | - | - | - | - | - | - | 3.376 | 3.439 | 3.873 | 4.165 | 3.993 | 4.106 | 1764 | 2634 | 7481 | 3847 | 4748 | 10170 | 1.5 | 1.5 | 2 | 2.693 | 2.838 | 2.843 | 2.707 | 2.848 | 2.862 | 9265 | 3738 | 674 | 3173 | 1757 | 441 | 1 | 1 | 1 | - | - | - | - | - | N/A | N/A | N/A | 46.5865 | 3.646 | 3.2527
[SEER Non Multi-Split <=65kW] GEMS (Air Conditioners up to 65kW) Determination 2019 | MEPS 2019 | AS/NZS 3823.1.2:2012 | P020AVR3SA-LTR | P020AVR3SA- | N/A | APAC | N/A | Ducted | Packaged | - | Air | Air | Australia,Malaysia | 6 | N/A | 22.45 | N/A | N/A | N/A | N/A | N/A | 5.65 | 18.89 | Enthalpy Test Room | 3.5568 | 3.1855 | N/A | - | N/A | N/A | N/A | N/A | N/A | N/A | N/A | N/A | N/A | N/A | N/A | N/A | N/A | N/A | N/A | N/A | N/A | Three | R410A | Australia,Fiji,New Zealand | 153277 | 2028-04-09 |  | Approved | Reverse Cycle | N/A | No | Class 6 | No | N/A | N/A | N/A | N/A | N/A | N/A | N/A | Available | N/A | N/A | http://rinnai.com.au | https://www.apacair.com.au | N/A |  |  | AAC7410 | No | - | - | - | - | 22450 | 6 | - | - | - | - | - | - | Yes | 5390 | 24130 | - | - | - | - | - | - | 18890 | 5.65 | - | - | - | - | - | - | - | - | - | 5140 | 15560 | - | - | - | - | - | - | - | - | - | No | - | - | - | - | - | - | - | 3.376 | 3.439 | 3.873 | 4.165 | 3.993 | 4.106 | 1764 | 2634 | 7481 | 3847 | 4748 | 10170 | 1.5 | 1.5 | 2 | 2.693 | 2.838 | 2.843 | 2.707 | 2.848 | 2.862 | 9265 | 3738 | 674 | 3173 | 1757 | 441 | 1 | 1 | 1 | - | - | - | - | - | N/A | N/A | N/A | 46.5865 | 3.646 | 3.2527
[SEER Non Multi-Split <=65kW] GEMS (Air Conditioners up to 65kW) Determination 2019 | MEPS 2019 | AS/NZS 3823.1.2:2012 | P020AVR3SA-LTS | P020AVR3SA- | N/A | APAC | N/A | Ducted | Packaged | - | Air | Air | Australia,Malaysia | 6 | N/A | 22.45 | N/A | N/A | N/A | N/A | N/A | 5.65 | 18.89 | Enthalpy Test Room | 3.5568 | 3.1855 | N/A | - | N/A | N/A | N/A | N/A | N/A | N/A | N/A | N/A | N/A | N/A | N/A | N/A | N/A | N/A | N/A | N/A | N/A | Three | R410A | Australia,Fiji,New Zealand | 153277 | 2028-04-09 |  | Approved | Reverse Cycle | N/A | No | Class 6 | No | N/A | N/A | N/A | N/A | N/A | N/A | N/A | Available | N/A | N/A | http://rinnai.com.au | https://www.apacair.com.au | N/A |  |  | AAC7410 | No | - | - | - | - | 22450 | 6 | - | - | - | - | - | - | Yes | 5390 | 24130 | - | - | - | - | - | - | 18890 | 5.65 | - | - | - | - | - | - | - | - | - | 5140 | 15560 | - | - | - | - | - | - | - | - | - | No | - | - | - | - | - | - | - | 3.376 | 3.439 | 3.873 | 4.165 | 3.993 | 4.106 | 1764 | 2634 | 7481 | 3847 | 4748 | 10170 | 1.5 | 1.5 | 2 | 2.693 | 2.838 | 2.843 | 2.707 | 2.848 | 2.862 | 9265 | 3738 | 674 | 3173 | 1757 | 441 | 1 | 1 | 1 | - | - | - | - | - | N/A | N/A | N/A | 46.5865 | 3.646 | 3.2527
[SEER Non Multi-Split <=65kW] GEMS (Air Conditioners up to 65kW) Determination 2019 | MEPS 2019 | AS/NZS 3823.1.2:2012 | P020AVR3SA-LTT | P020AVR3SA- | N/A | APAC | N/A | Ducted | Packaged | - | Air | Air | Australia,Malaysia | 6 | N/A | 22.45 | N/A | N/A | N/A | N/A | N/A | 5.65 | 18.89 | Enthalpy Test Room | 3.5568 | 3.1855 | N/A | - | N/A | N/A | N/A | N/A | N/A | N/A | N/A | N/A | N/A | N/A | N/A | N/A | N/A | N/A | N/A | N/A | N/A | Three | R410A | Australia,Fiji,New Zealand | 153277 | 2028-04-09 |  | Approved | Reverse Cycle | N/A | No | Class 6 | No | N/A | N/A | N/A | N/A | N/A | N/A | N/A | Available | N/A | N/A | http://rinnai.com.au | https://www.apacair.com.au | N/A |  |  | AAC7410 | No | - | - | - | - | 22450 | 6 | - | - | - | - | - | - | Yes | 5390 | 24130 | - | - | - | - | - | - | 18890 | 5.65 | - | - | - | - | - | - | - | - | - | 5140 | 15560 | - | - | - | - | - | - | - | - | - | No | - | - | - | - | - | - | - | 3.376 | 3.439 | 3.873 | 4.165 | 3.993 | 4.106 | 1764 | 2634 | 7481 | 3847 | 4748 | 10170 | 1.5 | 1.5 | 2 | 2.693 | 2.838 | 2.843 | 2.707 | 2.848 | 2.862 | 9265 | 3738 | 674 | 3173 | 1757 | 441 | 1 | 1 | 1 | - | - | - | - | - | N/A | N/A | N/A | 46.5865 | 3.646 | 3.2527
[SEER Non Multi-Split <=65kW] GEMS (Air Conditioners up to 65kW) Determination 2019 | MEPS 2019 | AS/NZS 3823.1.2:2012 | P020AVR3SA-RTR | P020AVR3SA- | N/A | APAC | N/A | Ducted | Packaged | - | Air | Air | Australia,Malaysia | 6 | N/A | 22.45 | N/A | N/A | N/A | N/A | N/A | 5.65 | 18.89 | Enthalpy Test Room | 3.5568 | 3.1855 | N/A | - | N/A | N/A | N/A | N/A | N/A | N/A | N/A | N/A | N/A | N/A | N/A | N/A | N/A | N/A | N/A | N/A | N/A | Three | R410A | Australia,Fiji,New Zealand | 153277 | 2028-04-09 |  | Approved | Reverse Cycle | N/A | No | Class 6 | No | N/A | N/A | N/A | N/A | N/A | N/A | N/A | Available | N/A | N/A | http://rinnai.com.au | https://www.apacair.com.au | N/A |  |  | AAC7410 | No | - | - | - | - | 22450 | 6 | - | - | - | - | - | - | Yes | 5390 | 24130 | - | - | - | - | - | - | 18890 | 5.65 | - | - | - | - | - | - | - | - | - | 5140 | 15560 | - | - | - | - | - | - | - | - | - | No | - | - | - | - | - | - | - | 3.376 | 3.439 | 3.873 | 4.165 | 3.993 | 4.106 | 1764 | 2634 | 7481 | 3847 | 4748 | 10170 | 1.5 | 1.5 | 2 | 2.693 | 2.838 | 2.843 | 2.707 | 2.848 | 2.862 | 9265 | 3738 | 674 | 3173 | 1757 | 441 | 1 | 1 | 1 | - | - | - | - | - | N/A | N/A | N/A | 46.5865 | 3.646 | 3.2527
[SEER Non Multi-Split <=65kW] GEMS (Air Conditioners up to 65kW) Determination 2019 | MEPS 2019 | AS/NZS 3823.1.2:2012 | P020AVR3SA-RTS | P020AVR3SA- | N/A | APAC | N/A | Ducted | Packaged | - | Air | Air | Australia,Malaysia | 6 | N/A | 22.45 | N/A | N/A | N/A | N/A | N/A | 5.65 | 18.89 | Enthalpy Test Room | 3.5568 | 3.1855 | N/A | - | N/A | N/A | N/A | N/A | N/A | N/A | N/A | N/A | N/A | N/A | N/A | N/A | N/A | N/A | N/A | N/A | N/A | Three | R410A | Australia,Fiji,New Zealand | 153277 | 2028-04-09 |  | Approved | Reverse Cycle | N/A | No | Class 6 | No | N/A | N/A | N/A | N/A | N/A | N/A | N/A | Available | N/A | N/A | http://rinnai.com.au | https://www.apacair.com.au | N/A |  |  | AAC7410 | No | - | - | - | - | 22450 | 6 | - | - | - | - | - | - | Yes | 5390 | 24130 | - | - | - | - | - | - | 18890 | 5.65 | - | - | - | - | - | - | - | - | - | 5140 | 15560 | - | - | - | - | - | - | - | - | - | No | - | - | - | - | - | - | - | 3.376 | 3.439 | 3.873 | 4.165 | 3.993 | 4.106 | 1764 | 2634 | 7481 | 3847 | 4748 | 10170 | 1.5 | 1.5 | 2 | 2.693 | 2.838 | 2.843 | 2.707 | 2.848 | 2.862 | 9265 | 3738 | 674 | 3173 | 1757 | 441 | 1 | 1 | 1 | - | - | - | - | - | N/A | N/A | N/A | 46.5865 | 3.646 | 3.2527
[SEER Non Multi-Split <=65kW] GEMS (Air Conditioners up to 65kW) Determination 2019 | MEPS 2019 | AS/NZS 3823.1.2:2012 | P020AVR3SA-RTT | P020AVR3SA- | N/A | APAC | N/A | Ducted | Packaged | - | Air | Air | Australia,Malaysia | 6 | N/A | 22.45 | N/A | N/A | N/A | N/A | N/A | 5.65 | 18.89 | Enthalpy Test Room | 3.5568 | 3.1855 | N/A | - | N/A | N/A | N/A | N/A | N/A | N/A | N/A | N/A | N/A | N/A | N/A | N/A | N/A | N/A | N/A | N/A | N/A | Three | R410A | Australia,Fiji,New Zealand | 153277 | 2028-04-09 |  | Approved | Reverse Cycle | N/A | No | Class 6 | No | N/A | N/A | N/A | N/A | N/A | N/A | N/A | Available | N/A | N/A | http://rinnai.com.au | https://www.apacair.com.au | N/A |  |  | AAC7410 | No | - | - | - | - | 22450 | 6 | - | - | - | - | - | - | Yes | 5390 | 24130 | - | - | - | - | - | - | 18890 | 5.65 | - | - | - | - | - | - | - | - | - | 5140 | 15560 | - | - | - | - | - | - | - | - | - | No | - | - | - | - | - | - | - | 3.376 | 3.439 | 3.873 | 4.165 | 3.993 | 4.106 | 1764 | 2634 | 7481 | 3847 | 4748 | 10170 | 1.5 | 1.5 | 2 | 2.693 | 2.838 | 2.843 | 2.707 | 2.848 | 2.862 | 9265 | 3738 | 674 | 3173 | 1757 | 441 | 1 | 1 | 1 | - | - | - | - | - | N/A | N/A | N/A | 46.5865 | 3.646 | 3.2527
[SEER Non Multi-Split <=65kW] GEMS (Air Conditioners up to 65kW) Determination 2019 | MEPS 2019 | AS/NZS 3823.1.2:2012 | P023AHR3SA | P023AHR3SA- | N/A | APAC | N/A | Ducted | Packaged | - | Air | Air | Australia,Malaysia | 6.73 | N/A | 22.4 | N/A | N/A | N/A | N/A | N/A | 6 | 22.73 | Enthalpy Test Room | 3.1678 | 3.61 | N/A | - | N/A | N/A | N/A | N/A | N/A | N/A | N/A | N/A | N/A | N/A | N/A | N/A | N/A | N/A | N/A | N/A | N/A | Three | R410A | Australia,Fiji,New Zealand | 152703 | 2028-02-20 |  | Approved | Reverse Cycle | N/A | No | Class 6 | No | N/A | N/A | N/A | N/A | N/A | N/A | N/A | Available | N/A | N/A | http://rinnai.com.au | https://www.apacair.com.au | N/A |  |  | AAC7274 | No | - | - | - | - | 22400 | 6.73 | - | - | - | - | - | - | Yes | 6040 | 23960 | - | - | - | - | - | - | 22730 | 6 | - | - | - | - | - | - | - | - | - | 5560 | 18700 | - | - | - | - | - | - | - | - | - | No | - | - | - | - | - | - | - | 3.197 | 3.217 | 3.496 | 3.793 | 3.62 | 3.678 | 1904 | 2867 | 8325 | 4261 | 5274 | 11375 | 1.5 | 1.5 | 1.5 | 2.983 | 3.177 | 3.213 | 3.022 | 3.209 | 3.24 | 10012 | 3960 | 665 | 3375 | 1832 | 426 | 1 | 1.5 | 1.5 | - | - | - | - | - | N/A | N/A | N/A | 28.5009 | 3.2814 | 3.7285
[SEER Non Multi-Split <=65kW] GEMS (Air Conditioners up to 65kW) Determination 2019 | MEPS 2019 | AS/NZS 3823.1.2:2012 | P023AHR3SA- | P023AHR3SA- | N/A | APAC | N/A | Ducted | Packaged | - | Air | Air | Australia,Malaysia | 6.73 | N/A | 22.4 | N/A | N/A | N/A | N/A | N/A | 6 | 22.73 | Enthalpy Test Room | 3.1678 | 3.61 | N/A | - | N/A | N/A | N/A | N/A | N/A | N/A | N/A | N/A | N/A | N/A | N/A | N/A | N/A | N/A | N/A | N/A | N/A | Three | R410A | Australia,Fiji,New Zealand | 152703 | 2028-02-20 |  | Approved | Reverse Cycle | N/A | No | Class 6 | No | N/A | N/A | N/A | N/A | N/A | N/A | N/A | Available | N/A | N/A | http://rinnai.com.au | https://www.apacair.com.au | N/A |  |  | AAC7274 | No | - | - | - | - | 22400 | 6.73 | - | - | - | - | - | - | Yes | 6040 | 23960 | - | - | - | - | - | - | 22730 | 6 | - | - | - | - | - | - | - | - | - | 5560 | 18700 | - | - | - | - | - | - | - | - | - | No | - | - | - | - | - | - | - | 3.197 | 3.217 | 3.496 | 3.793 | 3.62 | 3.678 | 1904 | 2867 | 8325 | 4261 | 5274 | 11375 | 1.5 | 1.5 | 1.5 | 2.983 | 3.177 | 3.213 | 3.022 | 3.209 | 3.24 | 10012 | 3960 | 665 | 3375 | 1832 | 426 | 1 | 1.5 | 1.5 | - | - | - | - | - | N/A | N/A | N/A | 28.5009 | 3.2814 | 3.7285
[SEER Non Multi-Split <=65kW] GEMS (Air Conditioners up to 65kW) Determination 2019 | MEPS 2019 | AS/NZS 3823.1.2:2012 | P023AHR3SA-LBB | P023AHR3SA- | N/A | APAC | N/A | Ducted | Packaged | - | Air | Air | Australia,Malaysia | 6.73 | N/A | 22.4 | N/A | N/A | N/A | N/A | N/A | 6 | 22.73 | Enthalpy Test Room | 3.1678 | 3.61 | N/A | - | N/A | N/A | N/A | N/A | N/A | N/A | N/A | N/A | N/A | N/A | N/A | N/A | N/A | N/A | N/A | N/A | N/A | Three | R410A | Australia,Fiji,New Zealand | 152703 | 2028-02-20 |  | Approved | Reverse Cycle | N/A | No | Class 6 | No | N/A | N/A | N/A | N/A | N/A | N/A | N/A | Available | N/A | N/A | http://rinnai.com.au | https://www.apacair.com.au | N/A |  |  | AAC7274 | No | - | - | - | - | 22400 | 6.73 | - | - | - | - | - | - | Yes | 6040 | 23960 | - | - | - | - | - | - | 22730 | 6 | - | - | - | - | - | - | - | - | - | 5560 | 18700 | - | - | - | - | - | - | - | - | - | No | - | - | - | - | - | - | - | 3.197 | 3.217 | 3.496 | 3.793 | 3.62 | 3.678 | 1904 | 2867 | 8325 | 4261 | 5274 | 11375 | 1.5 | 1.5 | 1.5 | 2.983 | 3.177 | 3.213 | 3.022 | 3.209 | 3.24 | 10012 | 3960 | 665 | 3375 | 1832 | 426 | 1 | 1.5 | 1.5 | - | - | - | - | - | N/A | N/A | N/A | 28.5009 | 3.2814 | 3.7285
[SEER Non Multi-Split <=65kW] GEMS (Air Conditioners up to 65kW) Determination 2019 | MEPS 2019 | AS/NZS 3823.1.2:2012 | P023AHR3SA-LRR | P023AHR3SA- | N/A | APAC | N/A | Ducted | Packaged | - | Air | Air | Australia,Malaysia | 6.73 | N/A | 22.4 | N/A | N/A | N/A | N/A | N/A | 6 | 22.73 | Enthalpy Test Room | 3.1678 | 3.61 | N/A | - | N/A | N/A | N/A | N/A | N/A | N/A | N/A | N/A | N/A | N/A | N/A | N/A | N/A | N/A | N/A | N/A | N/A | Three | R410A | Australia,Fiji,New Zealand | 152703 | 2028-02-20 |  | Approved | Reverse Cycle | N/A | No | Class 6 | No | N/A | N/A | N/A | N/A | N/A | N/A | N/A | Available | N/A | N/A | http://rinnai.com.au | https://www.apacair.com.au | N/A |  |  | AAC7274 | No | - | - | - | - | 22400 | 6.73 | - | - | - | - | - | - | Yes | 6040 | 23960 | - | - | - | - | - | - | 22730 | 6 | - | - | - | - | - | - | - | - | - | 5560 | 18700 | - | - | - | - | - | - | - | - | - | No | - | - | - | - | - | - | - | 3.197 | 3.217 | 3.496 | 3.793 | 3.62 | 3.678 | 1904 | 2867 | 8325 | 4261 | 5274 | 11375 | 1.5 | 1.5 | 1.5 | 2.983 | 3.177 | 3.213 | 3.022 | 3.209 | 3.24 | 10012 | 3960 | 665 | 3375 | 1832 | 426 | 1 | 1.5 | 1.5 | - | - | - | - | - | N/A | N/A | N/A | 28.5009 | 3.2814 | 3.7285
[SEER Non Multi-Split <=65kW] GEMS (Air Conditioners up to 65kW) Determination 2019 | MEPS 2019 | AS/NZS 3823.1.2:2012 | P023AHR3SA-LTR | P023AHR3SA- | N/A | APAC | N/A | Ducted | Packaged | - | Air | Air | Australia,Malaysia | 6.73 | N/A | 22.4 | N/A | N/A | N/A | N/A | N/A | 6 | 22.73 | Enthalpy Test Room | 3.1678 | 3.61 | N/A | - | N/A | N/A | N/A | N/A | N/A | N/A | N/A | N/A | N/A | N/A | N/A | N/A | N/A | N/A | N/A | N/A | N/A | Three | R410A | Australia,Fiji,New Zealand | 152703 | 2028-02-20 |  | Approved | Reverse Cycle | N/A | No | Class 6 | No | N/A | N/A | N/A | N/A | N/A | N/A | N/A | Available | N/A | N/A | http://rinnai.com.au | https://www.apacair.com.au | N/A |  |  | AAC7274 | No | - | - | - | - | 22400 | 6.73 | - | - | - | - | - | - | Yes | 6040 | 23960 | - | - | - | - | - | - | 22730 | 6 | - | - | - | - | - | - | - | - | - | 5560 | 18700 | - | - | - | - | - | - | - | - | - | No | - | - | - | - | - | - | - | 3.197 | 3.217 | 3.496 | 3.793 | 3.62 | 3.678 | 1904 | 2867 | 8325 | 4261 | 5274 | 11375 | 1.5 | 1.5 | 1.5 | 2.983 | 3.177 | 3.213 | 3.022 | 3.209 | 3.24 | 10012 | 3960 | 665 | 3375 | 1832 | 426 | 1 | 1.5 | 1.5 | - | - | - | - | - | N/A | N/A | N/A | 28.5009 | 3.2814 | 3.7285
[SEER Non Multi-Split <=65kW] GEMS (Air Conditioners up to 65kW) Determination 2019 | MEPS 2019 | AS/NZS 3823.1.2:2012 | P023AHR3SA-LTT | P023AHR3SA- | N/A | APAC | N/A | Ducted | Packaged | - | Air | Air | Australia,Malaysia | 6.73 | N/A | 22.4 | N/A | N/A | N/A | N/A | N/A | 6 | 22.73 | Enthalpy Test Room | 3.1678 | 3.61 | N/A | - | N/A | N/A | N/A | N/A | N/A | N/A | N/A | N/A | N/A | N/A | N/A | N/A | N/A | N/A | N/A | N/A | N/A | Three | R410A | Australia,Fiji,New Zealand | 152703 | 2028-02-20 |  | Approved | Reverse Cycle | N/A | No | Class 6 | No | N/A | N/A | N/A | N/A | N/A | N/A | N/A | Available | N/A | N/A | http://rinnai.com.au | https://www.apacair.com.au | N/A |  |  | AAC7274 | No | - | - | - | - | 22400 | 6.73 | - | - | - | - | - | - | Yes | 6040 | 23960 | - | - | - | - | - | - | 22730 | 6 | - | - | - | - | - | - | - | - | - | 5560 | 18700 | - | - | - | - | - | - | - | - | - | No | - | - | - | - | - | - | - | 3.197 | 3.217 | 3.496 | 3.793 | 3.62 | 3.678 | 1904 | 2867 | 8325 | 4261 | 5274 | 11375 | 1.5 | 1.5 | 1.5 | 2.983 | 3.177 | 3.213 | 3.022 | 3.209 | 3.24 | 10012 | 3960 | 665 | 3375 | 1832 | 426 | 1 | 1.5 | 1.5 | - | - | - | - | - | N/A | N/A | N/A | 28.5009 | 3.2814 | 3.7285
[SEER Non Multi-Split <=65kW] GEMS (Air Conditioners up to 65kW) Determination 2019 | MEPS 2019 | AS/NZS 3823.1.2:2012 | P023AHR3SA-RBB | P023AHR3SA- | N/A | APAC | N/A | Ducted | Packaged | - | Air | Air | Australia,Malaysia | 6.73 | N/A | 22.4 | N/A | N/A | N/A | N/A | N/A | 6 | 22.73 | Enthalpy Test Room | 3.1678 | 3.61 | N/A | - | N/A | N/A | N/A | N/A | N/A | N/A | N/A | N/A | N/A | N/A | N/A | N/A | N/A | N/A | N/A | N/A | N/A | Three | R410A | Australia,Fiji,New Zealand | 152703 | 2028-02-20 |  | Approved | Reverse Cycle | N/A | No | Class 6 | No | N/A | N/A | N/A | N/A | N/A | N/A | N/A | Available | N/A | N/A | http://rinnai.com.au | https://www.apacair.com.au | N/A |  |  | AAC7274 | No | - | - | - | - | 22400 | 6.73 | - | - | - | - | - | - | Yes | 6040 | 23960 | - | - | - | - | - | - | 22730 | 6 | - | - | - | - | - | - | - | - | - | 5560 | 18700 | - | - | - | - | - | - | - | - | - | No | - | - | - | - | - | - | - | 3.197 | 3.217 | 3.496 | 3.793 | 3.62 | 3.678 | 1904 | 2867 | 8325 | 4261 | 5274 | 11375 | 1.5 | 1.5 | 1.5 | 2.983 | 3.177 | 3.213 | 3.022 | 3.209 | 3.24 | 10012 | 3960 | 665 | 3375 | 1832 | 426 | 1 | 1.5 | 1.5 | - | - | - | - | - | N/A | N/A | N/A | 28.5009 | 3.2814 | 3.7285
[SEER Non Multi-Split <=65kW] GEMS (Air Conditioners up to 65kW) Determination 2019 | MEPS 2019 | AS/NZS 3823.1.2:2012 | P023AHR3SA-RRR | P023AHR3SA- | N/A | APAC | N/A | Ducted | Packaged | - | Air | Air | Australia,Malaysia | 6.73 | N/A | 22.4 | N/A | N/A | N/A | N/A | N/A | 6 | 22.73 | Enthalpy Test Room | 3.1678 | 3.61 | N/A | - | N/A | N/A | N/A | N/A | N/A | N/A | N/A | N/A | N/A | N/A | N/A | N/A | N/A | N/A | N/A | N/A | N/A | Three | R410A | Australia,Fiji,New Zealand | 152703 | 2028-02-20 |  | Approved | Reverse Cycle | N/A | No | Class 6 | No | N/A | N/A | N/A | N/A | N/A | N/A | N/A | Available | N/A | N/A | http://rinnai.com.au | https://www.apacair.com.au | N/A |  |  | AAC7274 | No | - | - | - | - | 22400 | 6.73 | - | - | - | - | - | - | Yes | 6040 | 23960 | - | - | - | - | - | - | 22730 | 6 | - | - | - | - | - | - | - | - | - | 5560 | 18700 | - | - | - | - | - | - | - | - | - | No | - | - | - | - | - | - | - | 3.197 | 3.217 | 3.496 | 3.793 | 3.62 | 3.678 | 1904 | 2867 | 8325 | 4261 | 5274 | 11375 | 1.5 | 1.5 | 1.5 | 2.983 | 3.177 | 3.213 | 3.022 | 3.209 | 3.24 | 10012 | 3960 | 665 | 3375 | 1832 | 426 | 1 | 1.5 | 1.5 | - | - | - | - | - | N/A | N/A | N/A | 28.5009 | 3.2814 | 3.7285
[SEER Non Multi-Split <=65kW] GEMS (Air Conditioners up to 65kW) Determination 2019 | MEPS 2019 | AS/NZS 3823.1.2:2012 | P023AHR3SA-RTR | P023AHR3SA- | N/A | APAC | N/A | Ducted | Packaged | - | Air | Air | Australia,Malaysia | 6.73 | N/A | 22.4 | N/A | N/A | N/A | N/A | N/A | 6 | 22.73 | Enthalpy Test Room | 3.1678 | 3.61 | N/A | - | N/A | N/A | N/A | N/A | N/A | N/A | N/A | N/A | N/A | N/A | N/A | N/A | N/A | N/A | N/A | N/A | N/A | Three | R410A | Australia,Fiji,New Zealand | 152703 | 2028-02-20 |  | Approved | Reverse Cycle | N/A | No | Class 6 | No | N/A | N/A | N/A | N/A | N/A | N/A | N/A | Available | N/A | N/A | http://rinnai.com.au | https://www.apacair.com.au | N/A |  |  | AAC7274 | No | - | - | - | - | 22400 | 6.73 | - | - | - | - | - | - | Yes | 6040 | 23960 | - | - | - | - | - | - | 22730 | 6 | - | - | - | - | - | - | - | - | - | 5560 | 18700 | - | - | - | - | - | - | - | - | - | No | - | - | - | - | - | - | - | 3.197 | 3.217 | 3.496 | 3.793 | 3.62 | 3.678 | 1904 | 2867 | 8325 | 4261 | 5274 | 11375 | 1.5 | 1.5 | 1.5 | 2.983 | 3.177 | 3.213 | 3.022 | 3.209 | 3.24 | 10012 | 3960 | 665 | 3375 | 1832 | 426 | 1 | 1.5 | 1.5 | - | - | - | - | - | N/A | N/A | N/A | 28.5009 | 3.2814 | 3.7285
[SEER Non Multi-Split <=65kW] GEMS (Air Conditioners up to 65kW) Determination 2019 | MEPS 2019 | AS/NZS 3823.1.2:2012 | P023AHR3SA-RTT | P023AHR3SA- | N/A | APAC | N/A | Ducted | Packaged | - | Air | Air | Australia,Malaysia | 6.73 | N/A | 22.4 | N/A | N/A | N/A | N/A | N/A | 6 | 22.73 | Enthalpy Test Room | 3.1678 | 3.61 | N/A | - | N/A | N/A | N/A | N/A | N/A | N/A | N/A | N/A | N/A | N/A | N/A | N/A | N/A | N/A | N/A | N/A | N/A | Three | R410A | Australia,Fiji,New Zealand | 152703 | 2028-02-20 |  | Approved | Reverse Cycle | N/A | No | Class 6 | No | N/A | N/A | N/A | N/A | N/A | N/A | N/A | Available | N/A | N/A | http://rinnai.com.au | https://www.apacair.com.au | N/A |  |  | AAC7274 | No | - | - | - | - | 22400 | 6.73 | - | - | - | - | - | - | Yes | 6040 | 23960 | - | - | - | - | - | - | 22730 | 6 | - | - | - | - | - | - | - | - | - | 5560 | 18700 | - | - | - | - | - | - | - | - | - | No | - | - | - | - | - | - | - | 3.197 | 3.217 | 3.496 | 3.793 | 3.62 | 3.678 | 1904 | 2867 | 8325 | 4261 | 5274 | 11375 | 1.5 | 1.5 | 1.5 | 2.983 | 3.177 | 3.213 | 3.022 | 3.209 | 3.24 | 10012 | 3960 | 665 | 3375 | 1832 | 426 | 1 | 1.5 | 1.5 | - | - | - | - | - | N/A | N/A | N/A | 28.5009 | 3.2814 | 3.7285
[SEER Non Multi-Split <=65kW] GEMS (Air Conditioners up to 65kW) Determination 2019 | MEPS 2019 | AS/NZS 3823.1.2:2012 | P023AVR3SA- | P023AVR3SA- | N/A | APAC | N/A | Ducted | Packaged | - | Air | Air | Australia,Malaysia | 6.73 | N/A | 22.4 | N/A | N/A | N/A | N/A | N/A | 6 | 22.73 | Enthalpy Test Room | 3.1678 | 3.61 | N/A | - | N/A | N/A | N/A | N/A | N/A | N/A | N/A | N/A | N/A | N/A | N/A | N/A | N/A | N/A | N/A | N/A | N/A | Three | R410A | Australia,Fiji,New Zealand | 153280 | 2028-03-27 |  | Approved | Reverse Cycle | N/A | No | Class 6 | No | N/A | N/A | N/A | N/A | N/A | N/A | N/A | Available | N/A | N/A | http://rinnai.com.au | https://www.apacair.com.au | N/A |  |  | AAC7381 | No | - | - | - | - | 22400 | 6.73 | - | - | - | - | - | - | Yes | 6040 | 23960 | - | - | - | - | - | - | 22730 | 6 | - | - | - | - | - | - | - | - | - | 5560 | 18700 | - | - | - | - | - | - | - | - | - | No | - | - | - | - | - | - | - | 3.197 | 3.217 | 3.496 | 3.793 | 3.62 | 3.678 | 1904 | 2867 | 8325 | 4261 | 5274 | 11375 | 1.5 | 1.5 | 1.5 | 2.983 | 3.177 | 3.213 | 3.022 | 3.209 | 3.24 | 10012 | 3960 | 665 | 3375 | 1832 | 426 | 1 | 1.5 | 1.5 | - | - | - | - | - | N/A | N/A | N/A | 28.5009 | 3.2814 | 3.7285
[SEER Non Multi-Split <=65kW] GEMS (Air Conditioners up to 65kW) Determination 2019 | MEPS 2019 | AS/NZS 3823.1.2:2012 | P023AVR3SA-LTR | P023AVR3SA- | N/A | APAC | N/A | Ducted | Packaged | - | Air | Air | Australia,Malaysia | 6.73 | N/A | 22.4 | N/A | N/A | N/A | N/A | N/A | 6 | 22.73 | Enthalpy Test Room | 3.1678 | 3.61 | N/A | - | N/A | N/A | N/A | N/A | N/A | N/A | N/A | N/A | N/A | N/A | N/A | N/A | N/A | N/A | N/A | N/A | N/A | Three | R410A | Australia,Fiji,New Zealand | 153280 | 2028-03-27 |  | Approved | Reverse Cycle | N/A | No | Class 6 | No | N/A | N/A | N/A | N/A | N/A | N/A | N/A | Available | N/A | N/A | http://rinnai.com.au | https://www.apacair.com.au | N/A |  |  | AAC7381 | No | - | - | - | - | 22400 | 6.73 | - | - | - | - | - | - | Yes | 6040 | 23960 | - | - | - | - | - | - | 22730 | 6 | - | - | - | - | - | - | - | - | - | 5560 | 18700 | - | - | - | - | - | - | - | - | - | No | - | - | - | - | - | - | - | 3.197 | 3.217 | 3.496 | 3.793 | 3.62 | 3.678 | 1904 | 2867 | 8325 | 4261 | 5274 | 11375 | 1.5 | 1.5 | 1.5 | 2.983 | 3.177 | 3.213 | 3.022 | 3.209 | 3.24 | 10012 | 3960 | 665 | 3375 | 1832 | 426 | 1 | 1.5 | 1.5 | - | - | - | - | - | N/A | N/A | N/A | 28.5009 | 3.2814 | 3.7285
[SEER Non Multi-Split <=65kW] GEMS (Air Conditioners up to 65kW) Determination 2019 | MEPS 2019 | AS/NZS 3823.1.2:2012 | P023AVR3SA-LTS | P023AVR3SA- | N/A | APAC | N/A | Ducted | Packaged | - | Air | Air | Australia,Malaysia | 6.73 | N/A | 22.4 | N/A | N/A | N/A | N/A | N/A | 6 | 22.73 | Enthalpy Test Room | 3.1678 | 3.61 | N/A | - | N/A | N/A | N/A | N/A | N/A | N/A | N/A | N/A | N/A | N/A | N/A | N/A | N/A | N/A | N/A | N/A | N/A | Three | R410A | Australia,Fiji,New Zealand | 153280 | 2028-03-27 |  | Approved | Reverse Cycle | N/A | No | Class 6 | No | N/A | N/A | N/A | N/A | N/A | N/A | N/A | Available | N/A | N/A | http://rinnai.com.au | https://www.apacair.com.au | N/A |  |  | AAC7381 | No | - | - | - | - | 22400 | 6.73 | - | - | - | - | - | - | Yes | 6040 | 23960 | - | - | - | - | - | - | 22730 | 6 | - | - | - | - | - | - | - | - | - | 5560 | 18700 | - | - | - | - | - | - | - | - | - | No | - | - | - | - | - | - | - | 3.197 | 3.217 | 3.496 | 3.793 | 3.62 | 3.678 | 1904 | 2867 | 8325 | 4261 | 5274 | 11375 | 1.5 | 1.5 | 1.5 | 2.983 | 3.177 | 3.213 | 3.022 | 3.209 | 3.24 | 10012 | 3960 | 665 | 3375 | 1832 | 426 | 1 | 1.5 | 1.5 | - | - | - | - | - | N/A | N/A | N/A | 28.5009 | 3.2814 | 3.7285
[SEER Non Multi-Split <=65kW] GEMS (Air Conditioners up to 65kW) Determination 2019 | MEPS 2019 | AS/NZS 3823.1.2:2012 | P023AVR3SA-LTT | P023AVR3SA- | N/A | APAC | N/A | Ducted | Packaged | - | Air | Air | Australia,Malaysia | 6.73 | N/A | 22.4 | N/A | N/A | N/A | N/A | N/A | 6 | 22.73 | Enthalpy Test Room | 3.1678 | 3.61 | N/A | - | N/A | N/A | N/A | N/A | N/A | N/A | N/A | N/A | N/A | N/A | N/A | N/A | N/A | N/A | N/A | N/A | N/A | Three | R410A | Australia,Fiji,New Zealand | 153280 | 2028-03-27 |  | Approved | Reverse Cycle | N/A | No | Class 6 | No | N/A | N/A | N/A | N/A | N/A | N/A | N/A | Available | N/A | N/A | http://rinnai.com.au | https://www.apacair.com.au | N/A |  |  | AAC7381 | No | - | - | - | - | 22400 | 6.73 | - | - | - | - | - | - | Yes | 6040 | 23960 | - | - | - | - | - | - | 22730 | 6 | - | - | - | - | - | - | - | - | - | 5560 | 18700 | - | - | - | - | - | - | - | - | - | No | - | - | - | - | - | - | - | 3.197 | 3.217 | 3.496 | 3.793 | 3.62 | 3.678 | 1904 | 2867 | 8325 | 4261 | 5274 | 11375 | 1.5 | 1.5 | 1.5 | 2.983 | 3.177 | 3.213 | 3.022 | 3.209 | 3.24 | 10012 | 3960 | 665 | 3375 | 1832 | 426 | 1 | 1.5 | 1.5 | - | - | - | - | - | N/A | N/A | N/A | 28.5009 | 3.2814 | 3.7285
[SEER Non Multi-Split <=65kW] GEMS (Air Conditioners up to 65kW) Determination 2019 | MEPS 2019 | AS/NZS 3823.1.2:2012 | P023AVR3SA-RTR | P023AVR3SA- | N/A | APAC | N/A | Ducted | Packaged | - | Air | Air | Australia,Malaysia | 6.73 | N/A | 22.4 | N/A | N/A | N/A | N/A | N/A | 6 | 22.73 | Enthalpy Test Room | 3.1678 | 3.61 | N/A | - | N/A | N/A | N/A | N/A | N/A | N/A | N/A | N/A | N/A | N/A | N/A | N/A | N/A | N/A | N/A | N/A | N/A | Three | R410A | Australia,Fiji,New Zealand | 153280 | 2028-03-27 |  | Approved | Reverse Cycle | N/A | No | Class 6 | No | N/A | N/A | N/A | N/A | N/A | N/A | N/A | Available | N/A | N/A | http://rinnai.com.au | https://www.apacair.com.au | N/A |  |  | AAC7381 | No | - | - | - | - | 22400 | 6.73 | - | - | - | - | - | - | Yes | 6040 | 23960 | - | - | - | - | - | - | 22730 | 6 | - | - | - | - | - | - | - | - | - | 5560 | 18700 | - | - | - | - | - | - | - | - | - | No | - | - | - | - | - | - | - | 3.197 | 3.217 | 3.496 | 3.793 | 3.62 | 3.678 | 1904 | 2867 | 8325 | 4261 | 5274 | 11375 | 1.5 | 1.5 | 1.5 | 2.983 | 3.177 | 3.213 | 3.022 | 3.209 | 3.24 | 10012 | 3960 | 665 | 3375 | 1832 | 426 | 1 | 1.5 | 1.5 | - | - | - | - | - | N/A | N/A | N/A | 28.5009 | 3.2814 | 3.7285
[SEER Non Multi-Split <=65kW] GEMS (Air Conditioners up to 65kW) Determination 2019 | MEPS 2019 | AS/NZS 3823.1.2:2012 | P023AVR3SA-RTS | P023AVR3SA- | N/A | APAC | N/A | Ducted | Packaged | - | Air | Air | Australia,Malaysia | 6.73 | N/A | 22.4 | N/A | N/A | N/A | N/A | N/A | 6 | 22.73 | Enthalpy Test Room | 3.1678 | 3.61 | N/A | - | N/A | N/A | N/A | N/A | N/A | N/A | N/A | N/A | N/A | N/A | N/A | N/A | N/A | N/A | N/A | N/A | N/A | Three | R410A | Australia,Fiji,New Zealand | 153280 | 2028-03-27 |  | Approved | Reverse Cycle | N/A | No | Class 6 | No | N/A | N/A | N/A | N/A | N/A | N/A | N/A | Available | N/A | N/A | http://rinnai.com.au | https://www.apacair.com.au | N/A |  |  | AAC7381 | No | - | - | - | - | 22400 | 6.73 | - | - | - | - | - | - | Yes | 6040 | 23960 | - | - | - | - | - | - | 22730 | 6 | - | - | - | - | - | - | - | - | - | 5560 | 18700 | - | - | - | - | - | - | - | - | - | No | - | - | - | - | - | - | - | 3.197 | 3.217 | 3.496 | 3.793 | 3.62 | 3.678 | 1904 | 2867 | 8325 | 4261 | 5274 | 11375 | 1.5 | 1.5 | 1.5 | 2.983 | 3.177 | 3.213 | 3.022 | 3.209 | 3.24 | 10012 | 3960 | 665 | 3375 | 1832 | 426 | 1 | 1.5 | 1.5 | - | - | - | - | - | N/A | N/A | N/A | 28.5009 | 3.2814 | 3.7285
[SEER Non Multi-Split <=65kW] GEMS (Air Conditioners up to 65kW) Determination 2019 | MEPS 2019 | AS/NZS 3823.1.2:2012 | P023AVR3SA-RTT | P023AVR3SA- | N/A | APAC | N/A | Ducted | Packaged | - | Air | Air | Australia,Malaysia | 6.73 | N/A | 22.4 | N/A | N/A | N/A | N/A | N/A | 6 | 22.73 | Enthalpy Test Room | 3.1678 | 3.61 | N/A | - | N/A | N/A | N/A | N/A | N/A | N/A | N/A | N/A | N/A | N/A | N/A | N/A | N/A | N/A | N/A | N/A | N/A | Three | R410A | Australia,Fiji,New Zealand | 153280 | 2028-03-27 |  | Approved | Reverse Cycle | N/A | No | Class 6 | No | N/A | N/A | N/A | N/A | N/A | N/A | N/A | Available | N/A | N/A | http://rinnai.com.au | https://www.apacair.com.au | N/A |  |  | AAC7381 | No | - | - | - | - | 22400 | 6.73 | - | - | - | - | - | - | Yes | 6040 | 23960 | - | - | - | - | - | - | 22730 | 6 | - | - | - | - | - | - | - | - | - | 5560 | 18700 | - | - | - | - | - | - | - | - | - | No | - | - | - | - | - | - | - | 3.197 | 3.217 | 3.496 | 3.793 | 3.62 | 3.678 | 1904 | 2867 | 8325 | 4261 | 5274 | 11375 | 1.5 | 1.5 | 1.5 | 2.983 | 3.177 | 3.213 | 3.022 | 3.209 | 3.24 | 10012 | 3960 | 665 | 3375 | 1832 | 426 | 1 | 1.5 | 1.5 | - | - | - | - | - | N/A | N/A | N/A | 28.5009 | 3.2814 | 3.7285
[SEER Non Multi-Split <=65kW] GEMS (Air Conditioners up to 65kW) Determination 2019 | MEPS 2019 | AS/NZS 3823.1.2:2012 | P024AHR3SA | P024AHR3SA- | N/A | APAC | N/A | Ducted | Packaged | - | Air | Air | Australia,Malaysia | 6.93 | N/A | 23.36 | N/A | N/A | N/A | N/A | N/A | 6.08 | 20.36 | Enthalpy Test Room | 3.2067 | 3.1872 | N/A | - | N/A | N/A | N/A | N/A | N/A | N/A | N/A | N/A | N/A | N/A | N/A | N/A | N/A | N/A | N/A | N/A | N/A | Three | R410A | Australia,Fiji,New Zealand | 152704 | 2028-02-20 |  | Approved | Reverse Cycle | N/A | No | Class 6 | No | N/A | N/A | N/A | N/A | N/A | N/A | N/A | Available | N/A | N/A | http://rinnai.com.au | https://www.apacair.com.au | N/A |  |  | AAC7276 | Yes | Two-stage | - | No | - | 23360 | 6.93 | - | - | - | Yes | 3830 | 11520 | Yes | 6380 | 25040 | - | - | - | - | 3550 | 11800 | 20360 | 6.08 | - | - | - | 3090 | 10600 | - | - | - | - | 5600 | 16170 | - | - | - | Yes | 3100 | 8480 | - | - | - | No | - | - | - | - | - | - | - | 2.975 | 3.005 | 3.338 | 3.286 | 3.215 | 3.451 | 2108 | 3168 | 9061 | 5110 | 6171 | 12619 | 1 | 1.5 | 1.5 | 2.775 | 2.986 | 3.135 | 2.851 | 3.045 | 3.138 | 9677 | 3819 | 654 | 3239 | 1764 | 429 | 1 | 1 | 1.5 | - | - | - | - | - | N/A | N/A | N/A | 43.677 | 3.3005 | 3.2693
[SEER Non Multi-Split <=65kW] GEMS (Air Conditioners up to 65kW) Determination 2019 | MEPS 2019 | AS/NZS 3823.1.2:2012 | P024AHR3SA- | P024AHR3SA- | N/A | APAC | N/A | Ducted | Packaged | - | Air | Air | Australia,Malaysia | 6.93 | N/A | 23.36 | N/A | N/A | N/A | N/A | N/A | 6.08 | 20.36 | Enthalpy Test Room | 3.2067 | 3.1872 | N/A | - | N/A | N/A | N/A | N/A | N/A | N/A | N/A | N/A | N/A | N/A | N/A | N/A | N/A | N/A | N/A | N/A | N/A | Three | R410A | Australia,Fiji,New Zealand | 152704 | 2028-02-20 |  | Approved | Reverse Cycle | N/A | No | Class 6 | No | N/A | N/A | N/A | N/A | N/A | N/A | N/A | Available | N/A | N/A | http://rinnai.com.au | https://www.apacair.com.au | N/A |  |  | AAC7276 | Yes | Two-stage | - | No | - | 23360 | 6.93 | - | - | - | Yes | 3830 | 11520 | Yes | 6380 | 25040 | - | - | - | - | 3550 | 11800 | 20360 | 6.08 | - | - | - | 3090 | 10600 | - | - | - | - | 5600 | 16170 | - | - | - | Yes | 3100 | 8480 | - | - | - | No | - | - | - | - | - | - | - | 2.975 | 3.005 | 3.338 | 3.286 | 3.215 | 3.451 | 2108 | 3168 | 9061 | 5110 | 6171 | 12619 | 1 | 1.5 | 1.5 | 2.775 | 2.986 | 3.135 | 2.851 | 3.045 | 3.138 | 9677 | 3819 | 654 | 3239 | 1764 | 429 | 1 | 1 | 1.5 | - | - | - | - | - | N/A | N/A | N/A | 43.677 | 3.3005 | 3.2693
[SEER Non Multi-Split <=65kW] GEMS (Air Conditioners up to 65kW) Determination 2019 | MEPS 2019 | AS/NZS 3823.1.2:2012 | P024AHR3SA-LBB | P024AHR3SA- | N/A | APAC | N/A | Ducted | Packaged | - | Air | Air | Australia,Malaysia | 6.93 | N/A | 23.36 | N/A | N/A | N/A | N/A | N/A | 6.08 | 20.36 | Enthalpy Test Room | 3.2067 | 3.1872 | N/A | - | N/A | N/A | N/A | N/A | N/A | N/A | N/A | N/A | N/A | N/A | N/A | N/A | N/A | N/A | N/A | N/A | N/A | Three | R410A | Australia,Fiji,New Zealand | 152704 | 2028-02-20 |  | Approved | Reverse Cycle | N/A | No | Class 6 | No | N/A | N/A | N/A | N/A | N/A | N/A | N/A | Available | N/A | N/A | http://rinnai.com.au | https://www.apacair.com.au | N/A |  |  | AAC7276 | Yes | Two-stage | - | No | - | 23360 | 6.93 | - | - | - | Yes | 3830 | 11520 | Yes | 6380 | 25040 | - | - | - | - | 3550 | 11800 | 20360 | 6.08 | - | - | - | 3090 | 10600 | - | - | - | - | 5600 | 16170 | - | - | - | Yes | 3100 | 8480 | - | - | - | No | - | - | - | - | - | - | - | 2.975 | 3.005 | 3.338 | 3.286 | 3.215 | 3.451 | 2108 | 3168 | 9061 | 5110 | 6171 | 12619 | 1 | 1.5 | 1.5 | 2.775 | 2.986 | 3.135 | 2.851 | 3.045 | 3.138 | 9677 | 3819 | 654 | 3239 | 1764 | 429 | 1 | 1 | 1.5 | - | - | - | - | - | N/A | N/A | N/A | 43.677 | 3.3005 | 3.2693
[SEER Non Multi-Split <=65kW] GEMS (Air Conditioners up to 65kW) Determination 2019 | MEPS 2019 | AS/NZS 3823.1.2:2012 | P024AHR3SA-LRR | P024AHR3SA- | N/A | APAC | N/A | Ducted | Packaged | - | Air | Air | Australia,Malaysia | 6.93 | N/A | 23.36 | N/A | N/A | N/A | N/A | N/A | 6.08 | 20.36 | Enthalpy Test Room | 3.2067 | 3.1872 | N/A | - | N/A | N/A | N/A | N/A | N/A | N/A | N/A | N/A | N/A | N/A | N/A | N/A | N/A | N/A | N/A | N/A | N/A | Three | R410A | Australia,Fiji,New Zealand | 152704 | 2028-02-20 |  | Approved | Reverse Cycle | N/A | No | Class 6 | No | N/A | N/A | N/A | N/A | N/A | N/A | N/A | Available | N/A | N/A | http://rinnai.com.au | https://www.apacair.com.au | N/A |  |  | AAC7276 | Yes | Two-stage | - | No | - | 23360 | 6.93 | - | - | - | Yes | 3830 | 11520 | Yes | 6380 | 25040 | - | - | - | - | 3550 | 11800 | 20360 | 6.08 | - | - | - | 3090 | 10600 | - | - | - | - | 5600 | 16170 | - | - | - | Yes | 3100 | 8480 | - | - | - | No | - | - | - | - | - | - | - | 2.975 | 3.005 | 3.338 | 3.286 | 3.215 | 3.451 | 2108 | 3168 | 9061 | 5110 | 6171 | 12619 | 1 | 1.5 | 1.5 | 2.775 | 2.986 | 3.135 | 2.851 | 3.045 | 3.138 | 9677 | 3819 | 654 | 3239 | 1764 | 429 | 1 | 1 | 1.5 | - | - | - | - | - | N/A | N/A | N/A | 43.677 | 3.3005 | 3.2693
[SEER Non Multi-Split <=65kW] GEMS (Air Conditioners up to 65kW) Determination 2019 | MEPS 2019 | AS/NZS 3823.1.2:2012 | P024AHR3SA-LTR | P024AHR3SA- | N/A | APAC | N/A | Ducted | Packaged | - | Air | Air | Australia,Malaysia | 6.93 | N/A | 23.36 | N/A | N/A | N/A | N/A | N/A | 6.08 | 20.36 | Enthalpy Test Room | 3.2067 | 3.1872 | N/A | - | N/A | N/A | N/A | N/A | N/A | N/A | N/A | N/A | N/A | N/A | N/A | N/A | N/A | N/A | N/A | N/A | N/A | Three | R410A | Australia,Fiji,New Zealand | 152704 | 2028-02-20 |  | Approved | Reverse Cycle | N/A | No | Class 6 | No | N/A | N/A | N/A | N/A | N/A | N/A | N/A | Available | N/A | N/A | http://rinnai.com.au | https://www.apacair.com.au | N/A |  |  | AAC7276 | Yes | Two-stage | - | No | - | 23360 | 6.93 | - | - | - | Yes | 3830 | 11520 | Yes | 6380 | 25040 | - | - | - | - | 3550 | 11800 | 20360 | 6.08 | - | - | - | 3090 | 10600 | - | - | - | - | 5600 | 16170 | - | - | - | Yes | 3100 | 8480 | - | - | - | No | - | - | - | - | - | - | - | 2.975 | 3.005 | 3.338 | 3.286 | 3.215 | 3.451 | 2108 | 3168 | 9061 | 5110 | 6171 | 12619 | 1 | 1.5 | 1.5 | 2.775 | 2.986 | 3.135 | 2.851 | 3.045 | 3.138 | 9677 | 3819 | 654 | 3239 | 1764 | 429 | 1 | 1 | 1.5 | - | - | - | - | - | N/A | N/A | N/A | 43.677 | 3.3005 | 3.2693
[SEER Non Multi-Split <=65kW] GEMS (Air Conditioners up to 65kW) Determination 2019 | MEPS 2019 | AS/NZS 3823.1.2:2012 | P024AHR3SA-LTT | P024AHR3SA- | N/A | APAC | N/A | Ducted | Packaged | - | Air | Air | Australia,Malaysia | 6.93 | N/A | 23.36 | N/A | N/A | N/A | N/A | N/A | 6.08 | 20.36 | Enthalpy Test Room | 3.2067 | 3.1872 | N/A | - | N/A | N/A | N/A | N/A | N/A | N/A | N/A | N/A | N/A | N/A | N/A | N/A | N/A | N/A | N/A | N/A | N/A | Three | R410A | Australia,Fiji,New Zealand | 152704 | 2028-02-20 |  | Approved | Reverse Cycle | N/A | No | Class 6 | No | N/A | N/A | N/A | N/A | N/A | N/A | N/A | Available | N/A | N/A | http://rinnai.com.au | https://www.apacair.com.au | N/A |  |  | AAC7276 | Yes | Two-stage | - | No | - | 23360 | 6.93 | - | - | - | Yes | 3830 | 11520 | Yes | 6380 | 25040 | - | - | - | - | 3550 | 11800 | 20360 | 6.08 | - | - | - | 3090 | 10600 | - | - | - | - | 5600 | 16170 | - | - | - | Yes | 3100 | 8480 | - | - | - | No | - | - | - | - | - | - | - | 2.975 | 3.005 | 3.338 | 3.286 | 3.215 | 3.451 | 2108 | 3168 | 9061 | 5110 | 6171 | 12619 | 1 | 1.5 | 1.5 | 2.775 | 2.986 | 3.135 | 2.851 | 3.045 | 3.138 | 9677 | 3819 | 654 | 3239 | 1764 | 429 | 1 | 1 | 1.5 | - | - | - | - | - | N/A | N/A | N/A | 43.677 | 3.3005 | 3.2693
[SEER Non Multi-Split <=65kW] GEMS (Air Conditioners up to 65kW) Determination 2019 | MEPS 2019 | AS/NZS 3823.1.2:2012 | P024AHR3SA-RBB | P024AHR3SA- | N/A | APAC | N/A | Ducted | Packaged | - | Air | Air | Australia,Malaysia | 6.93 | N/A | 23.36 | N/A | N/A | N/A | N/A | N/A | 6.08 | 20.36 | Enthalpy Test Room | 3.2067 | 3.1872 | N/A | - | N/A | N/A | N/A | N/A | N/A | N/A | N/A | N/A | N/A | N/A | N/A | N/A | N/A | N/A | N/A | N/A | N/A | Three | R410A | Australia,Fiji,New Zealand | 152704 | 2028-02-20 |  | Approved | Reverse Cycle | N/A | No | Class 6 | No | N/A | N/A | N/A | N/A | N/A | N/A | N/A | Available | N/A | N/A | http://rinnai.com.au | https://www.apacair.com.au | N/A |  |  | AAC7276 | Yes | Two-stage | - | No | - | 23360 | 6.93 | - | - | - | Yes | 3830 | 11520 | Yes | 6380 | 25040 | - | - | - | - | 3550 | 11800 | 20360 | 6.08 | - | - | - | 3090 | 10600 | - | - | - | - | 5600 | 16170 | - | - | - | Yes | 3100 | 8480 | - | - | - | No | - | - | - | - | - | - | - | 2.975 | 3.005 | 3.338 | 3.286 | 3.215 | 3.451 | 2108 | 3168 | 9061 | 5110 | 6171 | 12619 | 1 | 1.5 | 1.5 | 2.775 | 2.986 | 3.135 | 2.851 | 3.045 | 3.138 | 9677 | 3819 | 654 | 3239 | 1764 | 429 | 1 | 1 | 1.5 | - | - | - | - | - | N/A | N/A | N/A | 43.677 | 3.3005 | 3.2693
[SEER Non Multi-Split <=65kW] GEMS (Air Conditioners up to 65kW) Determination 2019 | MEPS 2019 | AS/NZS 3823.1.2:2012 | P024AHR3SA-RRR | P024AHR3SA- | N/A | APAC | N/A | Ducted | Packaged | - | Air | Air | Australia,Malaysia | 6.93 | N/A | 23.36 | N/A | N/A | N/A | N/A | N/A | 6.08 | 20.36 | Enthalpy Test Room | 3.2067 | 3.1872 | N/A | - | N/A | N/A | N/A | N/A | N/A | N/A | N/A | N/A | N/A | N/A | N/A | N/A | N/A | N/A | N/A | N/A | N/A | Three | R410A | Australia,Fiji,New Zealand | 152704 | 2028-02-20 |  | Approved | Reverse Cycle | N/A | No | Class 6 | No | N/A | N/A | N/A | N/A | N/A | N/A | N/A | Available | N/A | N/A | http://rinnai.com.au | https://www.apacair.com.au | N/A |  |  | AAC7276 | Yes | Two-stage | - | No | - | 23360 | 6.93 | - | - | - | Yes | 3830 | 11520 | Yes | 6380 | 25040 | - | - | - | - | 3550 | 11800 | 20360 | 6.08 | - | - | - | 3090 | 10600 | - | - | - | - | 5600 | 16170 | - | - | - | Yes | 3100 | 8480 | - | - | - | No | - | - | - | - | - | - | - | 2.975 | 3.005 | 3.338 | 3.286 | 3.215 | 3.451 | 2108 | 3168 | 9061 | 5110 | 6171 | 12619 | 1 | 1.5 | 1.5 | 2.775 | 2.986 | 3.135 | 2.851 | 3.045 | 3.138 | 9677 | 3819 | 654 | 3239 | 1764 | 429 | 1 | 1 | 1.5 | - | - | - | - | - | N/A | N/A | N/A | 43.677 | 3.3005 | 3.2693
[SEER Non Multi-Split <=65kW] GEMS (Air Conditioners up to 65kW) Determination 2019 | MEPS 2019 | AS/NZS 3823.1.2:2012 | P024AHR3SA-RTR | P024AHR3SA- | N/A | APAC | N/A | Ducted | Packaged | - | Air | Air | Australia,Malaysia | 6.93 | N/A | 23.36 | N/A | N/A | N/A | N/A | N/A | 6.08 | 20.36 | Enthalpy Test Room | 3.2067 | 3.1872 | N/A | - | N/A | N/A | N/A | N/A | N/A | N/A | N/A | N/A | N/A | N/A | N/A | N/A | N/A | N/A | N/A | N/A | N/A | Three | R410A | Australia,Fiji,New Zealand | 152704 | 2028-02-20 |  | Approved | Reverse Cycle | N/A | No | Class 6 | No | N/A | N/A | N/A | N/A | N/A | N/A | N/A | Available | N/A | N/A | http://rinnai.com.au | https://www.apacair.com.au | N/A |  |  | AAC7276 | Yes | Two-stage | - | No | - | 23360 | 6.93 | - | - | - | Yes | 3830 | 11520 | Yes | 6380 | 25040 | - | - | - | - | 3550 | 11800 | 20360 | 6.08 | - | - | - | 3090 | 10600 | - | - | - | - | 5600 | 16170 | - | - | - | Yes | 3100 | 8480 | - | - | - | No | - | - | - | - | - | - | - | 2.975 | 3.005 | 3.338 | 3.286 | 3.215 | 3.451 | 2108 | 3168 | 9061 | 5110 | 6171 | 12619 | 1 | 1.5 | 1.5 | 2.775 | 2.986 | 3.135 | 2.851 | 3.045 | 3.138 | 9677 | 3819 | 654 | 3239 | 1764 | 429 | 1 | 1 | 1.5 | - | - | - | - | - | N/A | N/A | N/A | 43.677 | 3.3005 | 3.2693
[SEER Non Multi-Split <=65kW] GEMS (Air Conditioners up to 65kW) Determination 2019 | MEPS 2019 | AS/NZS 3823.1.2:2012 | P024AHR3SA-RTT | P024AHR3SA- | N/A | APAC | N/A | Ducted | Packaged | - | Air | Air | Australia,Malaysia | 6.93 | N/A | 23.36 | N/A | N/A | N/A | N/A | N/A | 6.08 | 20.36 | Enthalpy Test Room | 3.2067 | 3.1872 | N/A | - | N/A | N/A | N/A | N/A | N/A | N/A | N/A | N/A | N/A | N/A | N/A | N/A | N/A | N/A | N/A | N/A | N/A | Three | R410A | Australia,Fiji,New Zealand | 152704 | 2028-02-20 |  | Approved | Reverse Cycle | N/A | No | Class 6 | No | N/A | N/A | N/A | N/A | N/A | N/A | N/A | Available | N/A | N/A | http://rinnai.com.au | https://www.apacair.com.au | N/A |  |  | AAC7276 | Yes | Two-stage | - | No | - | 23360 | 6.93 | - | - | - | Yes | 3830 | 11520 | Yes | 6380 | 25040 | - | - | - | - | 3550 | 11800 | 20360 | 6.08 | - | - | - | 3090 | 10600 | - | - | - | - | 5600 | 16170 | - | - | - | Yes | 3100 | 8480 | - | - | - | No | - | - | - | - | - | - | - | 2.975 | 3.005 | 3.338 | 3.286 | 3.215 | 3.451 | 2108 | 3168 | 9061 | 5110 | 6171 | 12619 | 1 | 1.5 | 1.5 | 2.775 | 2.986 | 3.135 | 2.851 | 3.045 | 3.138 | 9677 | 3819 | 654 | 3239 | 1764 | 429 | 1 | 1 | 1.5 | - | - | - | - | - | N/A | N/A | N/A | 43.677 | 3.3005 | 3.2693
[SEER Non Multi-Split <=65kW] GEMS (Air Conditioners up to 65kW) Determination 2019 | MEPS 2019 | AS/NZS 3823.1.2:2012 | P024AVR3SA- | P024AVR3SA- | N/A | APAC | N/A | Ducted | Packaged | - | Air | Air | Australia,Malaysia | 6.93 | N/A | 23.36 | N/A | N/A | N/A | N/A | N/A | 6.08 | 20.36 | Enthalpy Test Room | 3.2067 | 3.1872 | N/A | - | N/A | N/A | N/A | N/A | N/A | N/A | N/A | N/A | N/A | N/A | N/A | N/A | N/A | N/A | N/A | N/A | N/A | Three | R410A | Australia,Fiji,New Zealand | 153284 | 2028-04-04 |  | Approved | Reverse Cycle | N/A | No | Class 6 | No | N/A | N/A | N/A | N/A | N/A | N/A | N/A | Available | N/A | N/A | http://rinnai.com.au | https://www.apacair.com.au | N/A |  |  | AAC7408 | Yes | Two-stage | - | No | - | 23360 | 6.93 | - | - | - | Yes | 3830 | 11520 | Yes | 6380 | 25040 | - | - | - | - | 3550 | 11800 | 20360 | 6.08 | - | - | - | 3090 | 10600 | - | - | - | - | 5600 | 16170 | - | - | - | Yes | 3100 | 8480 | - | - | - | No | - | - | - | - | - | - | - | 2.975 | 3.005 | 3.338 | 3.286 | 3.215 | 3.451 | 2108 | 3168 | 9061 | 5110 | 6171 | 12619 | 1 | 1.5 | 1.5 | 2.775 | 2.986 | 3.135 | 2.851 | 3.045 | 3.138 | 9677 | 3819 | 654 | 3239 | 1764 | 429 | 1 | 1 | 1.5 | - | - | - | - | - | N/A | N/A | N/A | 43.677 | 3.3005 | 3.2693
[SEER Non Multi-Split <=65kW] GEMS (Air Conditioners up to 65kW) Determination 2019 | MEPS 2019 | AS/NZS 3823.1.2:2012 | P024AVR3SA-LTR | P024AVR3SA- | N/A | APAC | N/A | Ducted | Packaged | - | Air | Air | Australia,Malaysia | 6.93 | N/A | 23.36 | N/A | N/A | N/A | N/A | N/A | 6.08 | 20.36 | Enthalpy Test Room | 3.2067 | 3.1872 | N/A | - | N/A | N/A | N/A | N/A | N/A | N/A | N/A | N/A | N/A | N/A | N/A | N/A | N/A | N/A | N/A | N/A | N/A | Three | R410A | Australia,Fiji,New Zealand | 153284 | 2028-04-04 |  | Approved | Reverse Cycle | N/A | No | Class 6 | No | N/A | N/A | N/A | N/A | N/A | N/A | N/A | Available | N/A | N/A | http://rinnai.com.au | https://www.apacair.com.au | N/A |  |  | AAC7408 | Yes | Two-stage | - | No | - | 23360 | 6.93 | - | - | - | Yes | 3830 | 11520 | Yes | 6380 | 25040 | - | - | - | - | 3550 | 11800 | 20360 | 6.08 | - | - | - | 3090 | 10600 | - | - | - | - | 5600 | 16170 | - | - | - | Yes | 3100 | 8480 | - | - | - | No | - | - | - | - | - | - | - | 2.975 | 3.005 | 3.338 | 3.286 | 3.215 | 3.451 | 2108 | 3168 | 9061 | 5110 | 6171 | 12619 | 1 | 1.5 | 1.5 | 2.775 | 2.986 | 3.135 | 2.851 | 3.045 | 3.138 | 9677 | 3819 | 654 | 3239 | 1764 | 429 | 1 | 1 | 1.5 | - | - | - | - | - | N/A | N/A | N/A | 43.677 | 3.3005 | 3.2693
[SEER Non Multi-Split <=65kW] GEMS (Air Conditioners up to 65kW) Determination 2019 | MEPS 2019 | AS/NZS 3823.1.2:2012 | P024AVR3SA-LTS | P024AVR3SA- | N/A | APAC | N/A | Ducted | Packaged | - | Air | Air | Australia,Malaysia | 6.93 | N/A | 23.36 | N/A | N/A | N/A | N/A | N/A | 6.08 | 20.36 | Enthalpy Test Room | 3.2067 | 3.1872 | N/A | - | N/A | N/A | N/A | N/A | N/A | N/A | N/A | N/A | N/A | N/A | N/A | N/A | N/A | N/A | N/A | N/A | N/A | Three | R410A | Australia,Fiji,New Zealand | 153284 | 2028-04-04 |  | Approved | Reverse Cycle | N/A | No | Class 6 | No | N/A | N/A | N/A | N/A | N/A | N/A | N/A | Available | N/A | N/A | http://rinnai.com.au | https://www.apacair.com.au | N/A |  |  | AAC7408 | Yes | Two-stage | - | No | - | 23360 | 6.93 | - | - | - | Yes | 3830 | 11520 | Yes | 6380 | 25040 | - | - | - | - | 3550 | 11800 | 20360 | 6.08 | - | - | - | 3090 | 10600 | - | - | - | - | 5600 | 16170 | - | - | - | Yes | 3100 | 8480 | - | - | - | No | - | - | - | - | - | - | - | 2.975 | 3.005 | 3.338 | 3.286 | 3.215 | 3.451 | 2108 | 3168 | 9061 | 5110 | 6171 | 12619 | 1 | 1.5 | 1.5 | 2.775 | 2.986 | 3.135 | 2.851 | 3.045 | 3.138 | 9677 | 3819 | 654 | 3239 | 1764 | 429 | 1 | 1 | 1.5 | - | - | - | - | - | N/A | N/A | N/A | 43.677 | 3.3005 | 3.2693
[SEER Non Multi-Split <=65kW] GEMS (Air Conditioners up to 65kW) Determination 2019 | MEPS 2019 | AS/NZS 3823.1.2:2012 | P024AVR3SA-RTR | P024AVR3SA- | N/A | APAC | N/A | Ducted | Packaged | - | Air | Air | Australia,Malaysia | 6.93 | N/A | 23.36 | N/A | N/A | N/A | N/A | N/A | 6.08 | 20.36 | Enthalpy Test Room | 3.2067 | 3.1872 | N/A | - | N/A | N/A | N/A | N/A | N/A | N/A | N/A | N/A | N/A | N/A | N/A | N/A | N/A | N/A | N/A | N/A | N/A | Three | R410A | Australia,Fiji,New Zealand | 153284 | 2028-04-04 |  | Approved | Reverse Cycle | N/A | No | Class 6 | No | N/A | N/A | N/A | N/A | N/A | N/A | N/A | Available | N/A | N/A | http://rinnai.com.au | https://www.apacair.com.au | N/A |  |  | AAC7408 | Yes | Two-stage | - | No | - | 23360 | 6.93 | - | - | - | Yes | 3830 | 11520 | Yes | 6380 | 25040 | - | - | - | - | 3550 | 11800 | 20360 | 6.08 | - | - | - | 3090 | 10600 | - | - | - | - | 5600 | 16170 | - | - | - | Yes | 3100 | 8480 | - | - | - | No | - | - | - | - | - | - | - | 2.975 | 3.005 | 3.338 | 3.286 | 3.215 | 3.451 | 2108 | 3168 | 9061 | 5110 | 6171 | 12619 | 1 | 1.5 | 1.5 | 2.775 | 2.986 | 3.135 | 2.851 | 3.045 | 3.138 | 9677 | 3819 | 654 | 3239 | 1764 | 429 | 1 | 1 | 1.5 | - | - | - | - | - | N/A | N/A | N/A | 43.677 | 3.3005 | 3.2693
[SEER Non Multi-Split <=65kW] GEMS (Air Conditioners up to 65kW) Determination 2019 | MEPS 2019 | AS/NZS 3823.1.2:2012 | P024AVR3SA-RTS | P024AVR3SA- | N/A | APAC | N/A | Ducted | Packaged | - | Air | Air | Australia,Malaysia | 6.93 | N/A | 23.36 | N/A | N/A | N/A | N/A | N/A | 6.08 | 20.36 | Enthalpy Test Room | 3.2067 | 3.1872 | N/A | - | N/A | N/A | N/A | N/A | N/A | N/A | N/A | N/A | N/A | N/A | N/A | N/A | N/A | N/A | N/A | N/A | N/A | Three | R410A | Australia,Fiji,New Zealand | 153284 | 2028-04-04 |  | Approved | Reverse Cycle | N/A | No | Class 6 | No | N/A | N/A | N/A | N/A | N/A | N/A | N/A | Available | N/A | N/A | http://rinnai.com.au | https://www.apacair.com.au | N/A |  |  | AAC7408 | Yes | Two-stage | - | No | - | 23360 | 6.93 | - | - | - | Yes | 3830 | 11520 | Yes | 6380 | 25040 | - | - | - | - | 3550 | 11800 | 20360 | 6.08 | - | - | - | 3090 | 10600 | - | - | - | - | 5600 | 16170 | - | - | - | Yes | 3100 | 8480 | - | - | - | No | - | - | - | - | - | - | - | 2.975 | 3.005 | 3.338 | 3.286 | 3.215 | 3.451 | 2108 | 3168 | 9061 | 5110 | 6171 | 12619 | 1 | 1.5 | 1.5 | 2.775 | 2.986 | 3.135 | 2.851 | 3.045 | 3.138 | 9677 | 3819 | 654 | 3239 | 1764 | 429 | 1 | 1 | 1.5 | - | - | - | - | - | N/A | N/A | N/A | 43.677 | 3.3005 | 3.2693
[SEER Non Multi-Split <=65kW] GEMS (Air Conditioners up to 65kW) Determination 2019 | MEPS 2019 | Simulation | P029AHR3SA- | P029AHR3SA- | N/A | APAC | N/A | Ducted | Packaged | - | Air | Air | Australia,Malaysia | 9.1 | N/A | 31 | N/A | N/A | N/A | N/A | N/A | 7.76 | 30.1 | Simulation test | 3.544 | 3.8673 | N/A | - | N/A | N/A | N/A | N/A | N/A | N/A | N/A | N/A | N/A | N/A | N/A | N/A | N/A | N/A | N/A | N/A | N/A | Three | R410A | Australia,Fiji,New Zealand | 157467 | 2028-10-22 |  | Approved | Reverse Cycle | N/A | No | Class 6 | No | N/A | N/A | N/A | N/A | N/A | N/A | N/A | Available | N/A | N/A | https://rinnai.com.au | https://www.apacair.com.au | N/A |  |  | AAC7839 | Yes | Two-stage | - | No | - | 31000 | 9.1 | - | - | - | Yes | 4410 | 19870 | Yes | 8020 | 34380 | - | - | - | - | 3980 | 20960 | 30100 | 7.76 | - | - | - | - | - | - | - | - | - | - | - | - | - | - | - | - | - | - | - | - | - | - | - | - | - | - | - | - | 3.511 | 3.519 | 4.174 | 4.467 | 4.288 | 4.485 | 2267 | 3461 | 9496 | 4880 | 6027 | 12784 | 2 | 2 | 2.5 | - | - | - | - | - | - | - | - | - | - | - | - | 0 | 0 | 0 | - | - | - | - | - | N/A | N/A | N/A | 95 | 3.2905 | 3.7247
[SEER Non Multi-Split <=65kW] GEMS (Air Conditioners up to 65kW) Determination 2019 | MEPS 2019 | Simulation | P029AHR3SA-LBB | P029AHR3SA- | N/A | APAC | N/A | Ducted | Packaged | - | Air | Air | Australia,Malaysia | 9.1 | N/A | 31 | N/A | N/A | N/A | N/A | N/A | 7.76 | 30.1 | Simulation test | 3.544 | 3.8673 | N/A | - | N/A | N/A | N/A | N/A | N/A | N/A | N/A | N/A | N/A | N/A | N/A | N/A | N/A | N/A | N/A | N/A | N/A | Three | R410A | Australia,Fiji,New Zealand | 157467 | 2028-10-22 |  | Approved | Reverse Cycle | N/A | No | Class 6 | No | N/A | N/A | N/A | N/A | N/A | N/A | N/A | Available | N/A | N/A | https://rinnai.com.au | https://www.apacair.com.au | N/A |  |  | AAC7839 | Yes | Two-stage | - | No | - | 31000 | 9.1 | - | - | - | Yes | 4410 | 19870 | Yes | 8020 | 34380 | - | - | - | - | 3980 | 20960 | 30100 | 7.76 | - | - | - | - | - | - | - | - | - | - | - | - | - | - | - | - | - | - | - | - | - | - | - | - | - | - | - | - | 3.511 | 3.519 | 4.174 | 4.467 | 4.288 | 4.485 | 2267 | 3461 | 9496 | 4880 | 6027 | 12784 | 2 | 2 | 2.5 | - | - | - | - | - | - | - | - | - | - | - | - | 0 | 0 | 0 | - | - | - | - | - | N/A | N/A | N/A | 95 | 3.2905 | 3.7247
[SEER Non Multi-Split <=65kW] GEMS (Air Conditioners up to 65kW) Determination 2019 | MEPS 2019 | Simulation | P029AHR3SA-LRR | P029AHR3SA- | N/A | APAC | N/A | Ducted | Packaged | - | Air | Air | Australia,Malaysia | 9.1 | N/A | 31 | N/A | N/A | N/A | N/A | N/A | 7.76 | 30.1 | Simulation test | 3.544 | 3.8673 | N/A | - | N/A | N/A | N/A | N/A | N/A | N/A | N/A | N/A | N/A | N/A | N/A | N/A | N/A | N/A | N/A | N/A | N/A | Three | R410A | Australia,Fiji,New Zealand | 157467 | 2028-10-22 |  | Approved | Reverse Cycle | N/A | No | Class 6 | No | N/A | N/A | N/A | N/A | N/A | N/A | N/A | Available | N/A | N/A | https://rinnai.com.au | https://www.apacair.com.au | N/A |  |  | AAC7839 | Yes | Two-stage | - | No | - | 31000 | 9.1 | - | - | - | Yes | 4410 | 19870 | Yes | 8020 | 34380 | - | - | - | - | 3980 | 20960 | 30100 | 7.76 | - | - | - | - | - | - | - | - | - | - | - | - | - | - | - | - | - | - | - | - | - | - | - | - | - | - | - | - | 3.511 | 3.519 | 4.174 | 4.467 | 4.288 | 4.485 | 2267 | 3461 | 9496 | 4880 | 6027 | 12784 | 2 | 2 | 2.5 | - | - | - | - | - | - | - | - | - | - | - | - | 0 | 0 | 0 | - | - | - | - | - | N/A | N/A | N/A | 95 | 3.2905 | 3.7247
[SEER Non Multi-Split <=65kW] GEMS (Air Conditioners up to 65kW) Determination 2019 | MEPS 2019 | Simulation | P029AHR3SA-LTR | P029AHR3SA- | N/A | APAC | N/A | Ducted | Packaged | - | Air | Air | Australia,Malaysia | 9.1 | N/A | 31 | N/A | N/A | N/A | N/A | N/A | 7.76 | 30.1 | Simulation test | 3.544 | 3.8673 | N/A | - | N/A | N/A | N/A | N/A | N/A | N/A | N/A | N/A | N/A | N/A | N/A | N/A | N/A | N/A | N/A | N/A | N/A | Three | R410A | Australia,Fiji,New Zealand | 157467 | 2028-10-22 |  | Approved | Reverse Cycle | N/A | No | Class 6 | No | N/A | N/A | N/A | N/A | N/A | N/A | N/A | Available | N/A | N/A | https://rinnai.com.au | https://www.apacair.com.au | N/A |  |  | AAC7839 | Yes | Two-stage | - | No | - | 31000 | 9.1 | - | - | - | Yes | 4410 | 19870 | Yes | 8020 | 34380 | - | - | - | - | 3980 | 20960 | 30100 | 7.76 | - | - | - | - | - | - | - | - | - | - | - | - | - | - | - | - | - | - | - | - | - | - | - | - | - | - | - | - | 3.511 | 3.519 | 4.174 | 4.467 | 4.288 | 4.485 | 2267 | 3461 | 9496 | 4880 | 6027 | 12784 | 2 | 2 | 2.5 | - | - | - | - | - | - | - | - | - | - | - | - | 0 | 0 | 0 | - | - | - | - | - | N/A | N/A | N/A | 95 | 3.2905 | 3.7247
[SEER Non Multi-Split <=65kW] GEMS (Air Conditioners up to 65kW) Determination 2019 | MEPS 2019 | Simulation | P029AHR3SA-LTT | P029AHR3SA- | N/A | APAC | N/A | Ducted | Packaged | - | Air | Air | Australia,Malaysia | 9.1 | N/A | 31 | N/A | N/A | N/A | N/A | N/A | 7.76 | 30.1 | Simulation test | 3.544 | 3.8673 | N/A | - | N/A | N/A | N/A | N/A | N/A | N/A | N/A | N/A | N/A | N/A | N/A | N/A | N/A | N/A | N/A | N/A | N/A | Three | R410A | Australia,Fiji,New Zealand | 157467 | 2028-10-22 |  | Approved | Reverse Cycle | N/A | No | Class 6 | No | N/A | N/A | N/A | N/A | N/A | N/A | N/A | Available | N/A | N/A | https://rinnai.com.au | https://www.apacair.com.au | N/A |  |  | AAC7839 | Yes | Two-stage | - | No | - | 31000 | 9.1 | - | - | - | Yes | 4410 | 19870 | Yes | 8020 | 34380 | - | - | - | - | 3980 | 20960 | 30100 | 7.76 | - | - | - | - | - | - | - | - | - | - | - | - | - | - | - | - | - | - | - | - | - | - | - | - | - | - | - | - | 3.511 | 3.519 | 4.174 | 4.467 | 4.288 | 4.485 | 2267 | 3461 | 9496 | 4880 | 6027 | 12784 | 2 | 2 | 2.5 | - | - | - | - | - | - | - | - | - | - | - | - | 0 | 0 | 0 | - | - | - | - | - | N/A | N/A | N/A | 95 | 3.2905 | 3.7247
[SEER Non Multi-Split <=65kW] GEMS (Air Conditioners up to 65kW) Determination 2019 | MEPS 2019 | Simulation | P029AHR3SA-RBB | P029AHR3SA- | N/A | APAC | N/A | Ducted | Packaged | - | Air | Air | Australia,Malaysia | 9.1 | N/A | 31 | N/A | N/A | N/A | N/A | N/A | 7.76 | 30.1 | Simulation test | 3.544 | 3.8673 | N/A | - | N/A | N/A | N/A | N/A | N/A | N/A | N/A | N/A | N/A | N/A | N/A | N/A | N/A | N/A | N/A | N/A | N/A | Three | R410A | Australia,Fiji,New Zealand | 157467 | 2028-10-22 |  | Approved | Reverse Cycle | N/A | No | Class 6 | No | N/A | N/A | N/A | N/A | N/A | N/A | N/A | Available | N/A | N/A | https://rinnai.com.au | https://www.apacair.com.au | N/A |  |  | AAC7839 | Yes | Two-stage | - | No | - | 31000 | 9.1 | - | - | - | Yes | 4410 | 19870 | Yes | 8020 | 34380 | - | - | - | - | 3980 | 20960 | 30100 | 7.76 | - | - | - | - | - | - | - | - | - | - | - | - | - | - | - | - | - | - | - | - | - | - | - | - | - | - | - | - | 3.511 | 3.519 | 4.174 | 4.467 | 4.288 | 4.485 | 2267 | 3461 | 9496 | 4880 | 6027 | 12784 | 2 | 2 | 2.5 | - | - | - | - | - | - | - | - | - | - | - | - | 0 | 0 | 0 | - | - | - | - | - | N/A | N/A | N/A | 95 | 3.2905 | 3.7247
[SEER Non Multi-Split <=65kW] GEMS (Air Conditioners up to 65kW) Determination 2019 | MEPS 2019 | Simulation | P029AHR3SA-RRR | P029AHR3SA- | N/A | APAC | N/A | Ducted | Packaged | - | Air | Air | Australia,Malaysia | 9.1 | N/A | 31 | N/A | N/A | N/A | N/A | N/A | 7.76 | 30.1 | Simulation test | 3.544 | 3.8673 | N/A | - | N/A | N/A | N/A | N/A | N/A | N/A | N/A | N/A | N/A | N/A | N/A | N/A | N/A | N/A | N/A | N/A | N/A | Three | R410A | Australia,Fiji,New Zealand | 157467 | 2028-10-22 |  | Approved | Reverse Cycle | N/A | No | Class 6 | No | N/A | N/A | N/A | N/A | N/A | N/A | N/A | Available | N/A | N/A | https://rinnai.com.au | https://www.apacair.com.au | N/A |  |  | AAC7839 | Yes | Two-stage | - | No | - | 31000 | 9.1 | - | - | - | Yes | 4410 | 19870 | Yes | 8020 | 34380 | - | - | - | - | 3980 | 20960 | 30100 | 7.76 | - | - | - | - | - | - | - | - | - | - | - | - | - | - | - | - | - | - | - | - | - | - | - | - | - | - | - | - | 3.511 | 3.519 | 4.174 | 4.467 | 4.288 | 4.485 | 2267 | 3461 | 9496 | 4880 | 6027 | 12784 | 2 | 2 | 2.5 | - | - | - | - | - | - | - | - | - | - | - | - | 0 | 0 | 0 | - | - | - | - | - | N/A | N/A | N/A | 95 | 3.2905 | 3.7247
[SEER Non Multi-Split <=65kW] GEMS (Air Conditioners up to 65kW) Determination 2019 | MEPS 2019 | Simulation | P029AHR3SA-RTR | P029AHR3SA- | N/A | APAC | N/A | Ducted | Packaged | - | Air | Air | Australia,Malaysia | 9.1 | N/A | 31 | N/A | N/A | N/A | N/A | N/A | 7.76 | 30.1 | Simulation test | 3.544 | 3.8673 | N/A | - | N/A | N/A | N/A | N/A | N/A | N/A | N/A | N/A | N/A | N/A | N/A | N/A | N/A | N/A | N/A | N/A | N/A | Three | R410A | Australia,Fiji,New Zealand | 157467 | 2028-10-22 |  | Approved | Reverse Cycle | N/A | No | Class 6 | No | N/A | N/A | N/A | N/A | N/A | N/A | N/A | Available | N/A | N/A | https://rinnai.com.au | https://www.apacair.com.au | N/A |  |  | AAC7839 | Yes | Two-stage | - | No | - | 31000 | 9.1 | - | - | - | Yes | 4410 | 19870 | Yes | 8020 | 34380 | - | - | - | - | 3980 | 20960 | 30100 | 7.76 | - | - | - | - | - | - | - | - | - | - | - | - | - | - | - | - | - | - | - | - | - | - | - | - | - | - | - | - | 3.511 | 3.519 | 4.174 | 4.467 | 4.288 | 4.485 | 2267 | 3461 | 9496 | 4880 | 6027 | 12784 | 2 | 2 | 2.5 | - | - | - | - | - | - | - | - | - | - | - | - | 0 | 0 | 0 | - | - | - | - | - | N/A | N/A | N/A | 95 | 3.2905 | 3.7247
[SEER Non Multi-Split <=65kW] GEMS (Air Conditioners up to 65kW) Determination 2019 | MEPS 2019 | Simulation | P029AHR3SA-RTT | P029AHR3SA- | N/A | APAC | N/A | Ducted | Packaged | - | Air | Air | Australia,Malaysia | 9.1 | N/A | 31 | N/A | N/A | N/A | N/A | N/A | 7.76 | 30.1 | Simulation test | 3.544 | 3.8673 | N/A | - | N/A | N/A | N/A | N/A | N/A | N/A | N/A | N/A | N/A | N/A | N/A | N/A | N/A | N/A | N/A | N/A | N/A | Three | R410A | Australia,Fiji,New Zealand | 157467 | 2028-10-22 |  | Approved | Reverse Cycle | N/A | No | Class 6 | No | N/A | N/A | N/A | N/A | N/A | N/A | N/A | Available | N/A | N/A | https://rinnai.com.au | https://www.apacair.com.au | N/A |  |  | AAC7839 | Yes | Two-stage | - | No | - | 31000 | 9.1 | - | - | - | Yes | 4410 | 19870 | Yes | 8020 | 34380 | - | - | - | - | 3980 | 20960 | 30100 | 7.76 | - | - | - | - | - | - | - | - | - | - | - | - | - | - | - | - | - | - | - | - | - | - | - | - | - | - | - | - | 3.511 | 3.519 | 4.174 | 4.467 | 4.288 | 4.485 | 2267 | 3461 | 9496 | 4880 | 6027 | 12784 | 2 | 2 | 2.5 | - | - | - | - | - | - | - | - | - | - | - | - | 0 | 0 | 0 | - | - | - | - | - | N/A | N/A | N/A | 95 | 3.2905 | 3.7247
[SEER Non Multi-Split <=65kW] GEMS (Air Conditioners up to 65kW) Determination 2019 | MEPS 2019 | AS/NZS 3823.1.2:2012 | P030AHR3SA- | P030AHR3SA- | N/A | APAC | N/A | Ducted | Packaged | - | Air | Air | Australia,Malaysia | 8.61 | N/A | 32.14 | N/A | N/A | N/A | N/A | N/A | 7.99 | 26.48 | Enthalpy Test Room | 3.5623 | 3.1592 | N/A | - | N/A | N/A | N/A | N/A | N/A | N/A | N/A | N/A | N/A | N/A | N/A | N/A | N/A | N/A | N/A | N/A | N/A | Three | R410A | Australia,Fiji,New Zealand | 153333 | 2028-04-04 |  | Approved | Reverse Cycle | N/A | No | Class 6 | No | N/A | N/A | N/A | N/A | N/A | N/A | N/A | Available | N/A | N/A | http://rinnai.com.au | https://www.apacair.com.au | N/A |  |  | AAC7405 | Yes | Two-stage | - | No | - | 32140 | 8.61 | - | - | - | Yes | 4640 | 15800 | Yes | 8100 | 33760 | - | - | - | - | 4310 | 16640 | 26480 | 7.99 | - | - | - | 3920 | 13380 | - | - | - | - | 7290 | 16670 | - | - | - | Yes | 4000 | 7800 | - | - | - | No | - | - | - | - | - | - | - | 3.406 | 3.434 | 3.732 | 3.724 | 3.645 | 3.845 | 2557 | 3848 | 11180 | 6227 | 7516 | 15607 | 1.5 | 1.5 | 2 | 2.318 | 2.534 | 3.028 | 2.55 | 2.814 | 3.099 | 15011 | 5787 | 838 | 4665 | 2443 | 534 | 0.5 | 1 | 1.5 | - | - | - | - | - | N/A | N/A | N/A | 41.8701 | 3.6725 | 3.2565
[SEER Non Multi-Split <=65kW] GEMS (Air Conditioners up to 65kW) Determination 2019 | MEPS 2019 | AS/NZS 3823.1.2:2012 | P030AHR3SA-LBB | P030AHR3SA- | N/A | APAC | N/A | Ducted | Packaged | - | Air | Air | Australia,Malaysia | 8.61 | N/A | 32.14 | N/A | N/A | N/A | N/A | N/A | 7.99 | 26.48 | Enthalpy Test Room | 3.5623 | 3.1592 | N/A | - | N/A | N/A | N/A | N/A | N/A | N/A | N/A | N/A | N/A | N/A | N/A | N/A | N/A | N/A | N/A | N/A | N/A | Three | R410A | Australia,Fiji,New Zealand | 153333 | 2028-04-04 |  | Approved | Reverse Cycle | N/A | No | Class 6 | No | N/A | N/A | N/A | N/A | N/A | N/A | N/A | Available | N/A | N/A | http://rinnai.com.au | https://www.apacair.com.au | N/A |  |  | AAC7405 | Yes | Two-stage | - | No | - | 32140 | 8.61 | - | - | - | Yes | 4640 | 15800 | Yes | 8100 | 33760 | - | - | - | - | 4310 | 16640 | 26480 | 7.99 | - | - | - | 3920 | 13380 | - | - | - | - | 7290 | 16670 | - | - | - | Yes | 4000 | 7800 | - | - | - | No | - | - | - | - | - | - | - | 3.406 | 3.434 | 3.732 | 3.724 | 3.645 | 3.845 | 2557 | 3848 | 11180 | 6227 | 7516 | 15607 | 1.5 | 1.5 | 2 | 2.318 | 2.534 | 3.028 | 2.55 | 2.814 | 3.099 | 15011 | 5787 | 838 | 4665 | 2443 | 534 | 0.5 | 1 | 1.5 | - | - | - | - | - | N/A | N/A | N/A | 41.8701 | 3.6725 | 3.2565
[SEER Non Multi-Split <=65kW] GEMS (Air Conditioners up to 65kW) Determination 2019 | MEPS 2019 | AS/NZS 3823.1.2:2012 | P030AHR3SA-LRR | P030AHR3SA- | N/A | APAC | N/A | Ducted | Packaged | - | Air | Air | Australia,Malaysia | 8.61 | N/A | 32.14 | N/A | N/A | N/A | N/A | N/A | 7.99 | 26.48 | Enthalpy Test Room | 3.5623 | 3.1592 | N/A | - | N/A | N/A | N/A | N/A | N/A | N/A | N/A | N/A | N/A | N/A | N/A | N/A | N/A | N/A | N/A | N/A | N/A | Three | R410A | Australia,Fiji,New Zealand | 153333 | 2028-04-04 |  | Approved | Reverse Cycle | N/A | No | Class 6 | No | N/A | N/A | N/A | N/A | N/A | N/A | N/A | Available | N/A | N/A | http://rinnai.com.au | https://www.apacair.com.au | N/A |  |  | AAC7405 | Yes | Two-stage | - | No | - | 32140 | 8.61 | - | - | - | Yes | 4640 | 15800 | Yes | 8100 | 33760 | - | - | - | - | 4310 | 16640 | 26480 | 7.99 | - | - | - | 3920 | 13380 | - | - | - | - | 7290 | 16670 | - | - | - | Yes | 4000 | 7800 | - | - | - | No | - | - | - | - | - | - | - | 3.406 | 3.434 | 3.732 | 3.724 | 3.645 | 3.845 | 2557 | 3848 | 11180 | 6227 | 7516 | 15607 | 1.5 | 1.5 | 2 | 2.318 | 2.534 | 3.028 | 2.55 | 2.814 | 3.099 | 15011 | 5787 | 838 | 4665 | 2443 | 534 | 0.5 | 1 | 1.5 | - | - | - | - | - | N/A | N/A | N/A | 41.8701 | 3.6725 | 3.2565
[SEER Non Multi-Split <=65kW] GEMS (Air Conditioners up to 65kW) Determination 2019 | MEPS 2019 | AS/NZS 3823.1.2:2012 | P030AHR3SA-LTR | P030AHR3SA- | N/A | APAC | N/A | Ducted | Packaged | - | Air | Air | Australia,Malaysia | 8.61 | N/A | 32.14 | N/A | N/A | N/A | N/A | N/A | 7.99 | 26.48 | Enthalpy Test Room | 3.5623 | 3.1592 | N/A | - | N/A | N/A | N/A | N/A | N/A | N/A | N/A | N/A | N/A | N/A | N/A | N/A | N/A | N/A | N/A | N/A | N/A | Three | R410A | Australia,Fiji,New Zealand | 153333 | 2028-04-04 |  | Approved | Reverse Cycle | N/A | No | Class 6 | No | N/A | N/A | N/A | N/A | N/A | N/A | N/A | Available | N/A | N/A | http://rinnai.com.au | https://www.apacair.com.au | N/A |  |  | AAC7405 | Yes | Two-stage | - | No | - | 32140 | 8.61 | - | - | - | Yes | 4640 | 15800 | Yes | 8100 | 33760 | - | - | - | - | 4310 | 16640 | 26480 | 7.99 | - | - | - | 3920 | 13380 | - | - | - | - | 7290 | 16670 | - | - | - | Yes | 4000 | 7800 | - | - | - | No | - | - | - | - | - | - | - | 3.406 | 3.434 | 3.732 | 3.724 | 3.645 | 3.845 | 2557 | 3848 | 11180 | 6227 | 7516 | 15607 | 1.5 | 1.5 | 2 | 2.318 | 2.534 | 3.028 | 2.55 | 2.814 | 3.099 | 15011 | 5787 | 838 | 4665 | 2443 | 534 | 0.5 | 1 | 1.5 | - | - | - | - | - | N/A | N/A | N/A | 41.8701 | 3.6725 | 3.2565
[SEER Non Multi-Split <=65kW] GEMS (Air Conditioners up to 65kW) Determination 2019 | MEPS 2019 | AS/NZS 3823.1.2:2012 | P030AHR3SA-LTT | P030AHR3SA- | N/A | APAC | N/A | Ducted | Packaged | - | Air | Air | Australia,Malaysia | 8.61 | N/A | 32.14 | N/A | N/A | N/A | N/A | N/A | 7.99 | 26.48 | Enthalpy Test Room | 3.5623 | 3.1592 | N/A | - | N/A | N/A | N/A | N/A | N/A | N/A | N/A | N/A | N/A | N/A | N/A | N/A | N/A | N/A | N/A | N/A | N/A | Three | R410A | Australia,Fiji,New Zealand | 153333 | 2028-04-04 |  | Approved | Reverse Cycle | N/A | No | Class 6 | No | N/A | N/A | N/A | N/A | N/A | N/A | N/A | Available | N/A | N/A | http://rinnai.com.au | https://www.apacair.com.au | N/A |  |  | AAC7405 | Yes | Two-stage | - | No | - | 32140 | 8.61 | - | - | - | Yes | 4640 | 15800 | Yes | 8100 | 33760 | - | - | - | - | 4310 | 16640 | 26480 | 7.99 | - | - | - | 3920 | 13380 | - | - | - | - | 7290 | 16670 | - | - | - | Yes | 4000 | 7800 | - | - | - | No | - | - | - | - | - | - | - | 3.406 | 3.434 | 3.732 | 3.724 | 3.645 | 3.845 | 2557 | 3848 | 11180 | 6227 | 7516 | 15607 | 1.5 | 1.5 | 2 | 2.318 | 2.534 | 3.028 | 2.55 | 2.814 | 3.099 | 15011 | 5787 | 838 | 4665 | 2443 | 534 | 0.5 | 1 | 1.5 | - | - | - | - | - | N/A | N/A | N/A | 41.8701 | 3.6725 | 3.2565
[SEER Non Multi-Split <=65kW] GEMS (Air Conditioners up to 65kW) Determination 2019 | MEPS 2019 | AS/NZS 3823.1.2:2012 | P030AHR3SA-RBB | P030AHR3SA- | N/A | APAC | N/A | Ducted | Packaged | - | Air | Air | Australia,Malaysia | 8.61 | N/A | 32.14 | N/A | N/A | N/A | N/A | N/A | 7.99 | 26.48 | Enthalpy Test Room | 3.5623 | 3.1592 | N/A | - | N/A | N/A | N/A | N/A | N/A | N/A | N/A | N/A | N/A | N/A | N/A | N/A | N/A | N/A | N/A | N/A | N/A | Three | R410A | Australia,Fiji,New Zealand | 153333 | 2028-04-04 |  | Approved | Reverse Cycle | N/A | No | Class 6 | No | N/A | N/A | N/A | N/A | N/A | N/A | N/A | Available | N/A | N/A | http://rinnai.com.au | https://www.apacair.com.au | N/A |  |  | AAC7405 | Yes | Two-stage | - | No | - | 32140 | 8.61 | - | - | - | Yes | 4640 | 15800 | Yes | 8100 | 33760 | - | - | - | - | 4310 | 16640 | 26480 | 7.99 | - | - | - | 3920 | 13380 | - | - | - | - | 7290 | 16670 | - | - | - | Yes | 4000 | 7800 | - | - | - | No | - | - | - | - | - | - | - | 3.406 | 3.434 | 3.732 | 3.724 | 3.645 | 3.845 | 2557 | 3848 | 11180 | 6227 | 7516 | 15607 | 1.5 | 1.5 | 2 | 2.318 | 2.534 | 3.028 | 2.55 | 2.814 | 3.099 | 15011 | 5787 | 838 | 4665 | 2443 | 534 | 0.5 | 1 | 1.5 | - | - | - | - | - | N/A | N/A | N/A | 41.8701 | 3.6725 | 3.2565
[SEER Non Multi-Split <=65kW] GEMS (Air Conditioners up to 65kW) Determination 2019 | MEPS 2019 | AS/NZS 3823.1.2:2012 | P030AHR3SA-RRR | P030AHR3SA- | N/A | APAC | N/A | Ducted | Packaged | - | Air | Air | Australia,Malaysia | 8.61 | N/A | 32.14 | N/A | N/A | N/A | N/A | N/A | 7.99 | 26.48 | Enthalpy Test Room | 3.5623 | 3.1592 | N/A | - | N/A | N/A | N/A | N/A | N/A | N/A | N/A | N/A | N/A | N/A | N/A | N/A | N/A | N/A | N/A | N/A | N/A | Three | R410A | Australia,Fiji,New Zealand | 153333 | 2028-04-04 |  | Approved | Reverse Cycle | N/A | No | Class 6 | No | N/A | N/A | N/A | N/A | N/A | N/A | N/A | Available | N/A | N/A | http://rinnai.com.au | https://www.apacair.com.au | N/A |  |  | AAC7405 | Yes | Two-stage | - | No | - | 32140 | 8.61 | - | - | - | Yes | 4640 | 15800 | Yes | 8100 | 33760 | - | - | - | - | 4310 | 16640 | 26480 | 7.99 | - | - | - | 3920 | 13380 | - | - | - | - | 7290 | 16670 | - | - | - | Yes | 4000 | 7800 | - | - | - | No | - | - | - | - | - | - | - | 3.406 | 3.434 | 3.732 | 3.724 | 3.645 | 3.845 | 2557 | 3848 | 11180 | 6227 | 7516 | 15607 | 1.5 | 1.5 | 2 | 2.318 | 2.534 | 3.028 | 2.55 | 2.814 | 3.099 | 15011 | 5787 | 838 | 4665 | 2443 | 534 | 0.5 | 1 | 1.5 | - | - | - | - | - | N/A | N/A | N/A | 41.8701 | 3.6725 | 3.2565
[SEER Non Multi-Split <=65kW] GEMS (Air Conditioners up to 65kW) Determination 2019 | MEPS 2019 | AS/NZS 3823.1.2:2012 | P030AHR3SA-RTR | P030AHR3SA- | N/A | APAC | N/A | Ducted | Packaged | - | Air | Air | Australia,Malaysia | 8.61 | N/A | 32.14 | N/A | N/A | N/A | N/A | N/A | 7.99 | 26.48 | Enthalpy Test Room | 3.5623 | 3.1592 | N/A | - | N/A | N/A | N/A | N/A | N/A | N/A | N/A | N/A | N/A | N/A | N/A | N/A | N/A | N/A | N/A | N/A | N/A | Three | R410A | Australia,Fiji,New Zealand | 153333 | 2028-04-04 |  | Approved | Reverse Cycle | N/A | No | Class 6 | No | N/A | N/A | N/A | N/A | N/A | N/A | N/A | Available | N/A | N/A | http://rinnai.com.au | https://www.apacair.com.au | N/A |  |  | AAC7405 | Yes | Two-stage | - | No | - | 32140 | 8.61 | - | - | - | Yes | 4640 | 15800 | Yes | 8100 | 33760 | - | - | - | - | 4310 | 16640 | 26480 | 7.99 | - | - | - | 3920 | 13380 | - | - | - | - | 7290 | 16670 | - | - | - | Yes | 4000 | 7800 | - | - | - | No | - | - | - | - | - | - | - | 3.406 | 3.434 | 3.732 | 3.724 | 3.645 | 3.845 | 2557 | 3848 | 11180 | 6227 | 7516 | 15607 | 1.5 | 1.5 | 2 | 2.318 | 2.534 | 3.028 | 2.55 | 2.814 | 3.099 | 15011 | 5787 | 838 | 4665 | 2443 | 534 | 0.5 | 1 | 1.5 | - | - | - | - | - | N/A | N/A | N/A | 41.8701 | 3.6725 | 3.2565
[SEER Non Multi-Split <=65kW] GEMS (Air Conditioners up to 65kW) Determination 2019 | MEPS 2019 | AS/NZS 3823.1.2:2012 | P030AHR3SA-RTT | P030AHR3SA- | N/A | APAC | N/A | Ducted | Packaged | - | Air | Air | Australia,Malaysia | 8.61 | N/A | 32.14 | N/A | N/A | N/A | N/A | N/A | 7.99 | 26.48 | Enthalpy Test Room | 3.5623 | 3.1592 | N/A | - | N/A | N/A | N/A | N/A | N/A | N/A | N/A | N/A | N/A | N/A | N/A | N/A | N/A | N/A | N/A | N/A | N/A | Three | R410A | Australia,Fiji,New Zealand | 153333 | 2028-04-04 |  | Approved | Reverse Cycle | N/A | No | Class 6 | No | N/A | N/A | N/A | N/A | N/A | N/A | N/A | Available | N/A | N/A | http://rinnai.com.au | https://www.apacair.com.au | N/A |  |  | AAC7405 | Yes | Two-stage | - | No | - | 32140 | 8.61 | - | - | - | Yes | 4640 | 15800 | Yes | 8100 | 33760 | - | - | - | - | 4310 | 16640 | 26480 | 7.99 | - | - | - | 3920 | 13380 | - | - | - | - | 7290 | 16670 | - | - | - | Yes | 4000 | 7800 | - | - | - | No | - | - | - | - | - | - | - | 3.406 | 3.434 | 3.732 | 3.724 | 3.645 | 3.845 | 2557 | 3848 | 11180 | 6227 | 7516 | 15607 | 1.5 | 1.5 | 2 | 2.318 | 2.534 | 3.028 | 2.55 | 2.814 | 3.099 | 15011 | 5787 | 838 | 4665 | 2443 | 534 | 0.5 | 1 | 1.5 | - | - | - | - | - | N/A | N/A | N/A | 41.8701 | 3.6725 | 3.2565
[SEER Non Multi-Split <=65kW] GEMS (Air Conditioners up to 65kW) Determination 2019 | MEPS 2019 | AS/NZS 3823.1.2:2012 | P030AVR3SA- | P030AVR3SA- | N/A | APAC | N/A | Ducted | Packaged | - | Air | Air | Australia,Malaysia | 8.61 | N/A | 32.14 | N/A | N/A | N/A | N/A | N/A | 7.99 | 26.48 | Enthalpy Test Room | 3.5623 | 3.1592 | N/A | - | N/A | N/A | N/A | N/A | N/A | N/A | N/A | N/A | N/A | N/A | N/A | N/A | N/A | N/A | N/A | N/A | N/A | Three | R410A | Australia,Fiji,New Zealand | 153334 | 2028-04-04 |  | Approved | Reverse Cycle | N/A | No | Class 6 | No | N/A | N/A | N/A | N/A | N/A | N/A | N/A | Available | N/A | N/A | http://rinnai.com.au | https://www.apacair.com.au | N/A |  |  | AAC7407 | Yes | Two-stage | - | No | - | 32140 | 8.61 | - | - | - | Yes | 4640 | 15800 | Yes | 8100 | 33760 | - | - | - | - | 4310 | 16640 | 26480 | 7.99 | - | - | - | 3920 | 13380 | - | - | - | - | 7290 | 16670 | - | - | - | Yes | 4000 | 7800 | - | - | - | No | - | - | - | - | - | - | - | 3.406 | 3.434 | 3.732 | 3.724 | 3.645 | 3.845 | 2557 | 3848 | 11180 | 6227 | 7516 | 15607 | 1.5 | 1.5 | 2 | 2.318 | 2.534 | 3.028 | 2.55 | 2.814 | 3.099 | 15011 | 5787 | 838 | 4665 | 2443 | 534 | 0.5 | 1 | 1.5 | - | - | - | - | - | N/A | N/A | N/A | 41.8701 | 3.6725 | 3.2565
[SEER Non Multi-Split <=65kW] GEMS (Air Conditioners up to 65kW) Determination 2019 | MEPS 2019 | AS/NZS 3823.1.2:2012 | P030AVR3SA-LTR | P030AVR3SA- | N/A | APAC | N/A | Ducted | Packaged | - | Air | Air | Australia,Malaysia | 8.61 | N/A | 32.14 | N/A | N/A | N/A | N/A | N/A | 7.99 | 26.48 | Enthalpy Test Room | 3.5623 | 3.1592 | N/A | - | N/A | N/A | N/A | N/A | N/A | N/A | N/A | N/A | N/A | N/A | N/A | N/A | N/A | N/A | N/A | N/A | N/A | Three | R410A | Australia,Fiji,New Zealand | 153334 | 2028-04-04 |  | Approved | Reverse Cycle | N/A | No | Class 6 | No | N/A | N/A | N/A | N/A | N/A | N/A | N/A | Available | N/A | N/A | http://rinnai.com.au | https://www.apacair.com.au | N/A |  |  | AAC7407 | Yes | Two-stage | - | No | - | 32140 | 8.61 | - | - | - | Yes | 4640 | 15800 | Yes | 8100 | 33760 | - | - | - | - | 4310 | 16640 | 26480 | 7.99 | - | - | - | 3920 | 13380 | - | - | - | - | 7290 | 16670 | - | - | - | Yes | 4000 | 7800 | - | - | - | No | - | - | - | - | - | - | - | 3.406 | 3.434 | 3.732 | 3.724 | 3.645 | 3.845 | 2557 | 3848 | 11180 | 6227 | 7516 | 15607 | 1.5 | 1.5 | 2 | 2.318 | 2.534 | 3.028 | 2.55 | 2.814 | 3.099 | 15011 | 5787 | 838 | 4665 | 2443 | 534 | 0.5 | 1 | 1.5 | - | - | - | - | - | N/A | N/A | N/A | 41.8701 | 3.6725 | 3.2565
[SEER Non Multi-Split <=65kW] GEMS (Air Conditioners up to 65kW) Determination 2019 | MEPS 2019 | AS/NZS 3823.1.2:2012 | P030AVR3SA-LTS | P030AVR3SA- | N/A | APAC | N/A | Ducted | Packaged | - | Air | Air | Australia,Malaysia | 8.61 | N/A | 32.14 | N/A | N/A | N/A | N/A | N/A | 7.99 | 26.48 | Enthalpy Test Room | 3.5623 | 3.1592 | N/A | - | N/A | N/A | N/A | N/A | N/A | N/A | N/A | N/A | N/A | N/A | N/A | N/A | N/A | N/A | N/A | N/A | N/A | Three | R410A | Australia,Fiji,New Zealand | 153334 | 2028-04-04 |  | Approved | Reverse Cycle | N/A | No | Class 6 | No | N/A | N/A | N/A | N/A | N/A | N/A | N/A | Available | N/A | N/A | http://rinnai.com.au | https://www.apacair.com.au | N/A |  |  | AAC7407 | Yes | Two-stage | - | No | - | 32140 | 8.61 | - | - | - | Yes | 4640 | 15800 | Yes | 8100 | 33760 | - | - | - | - | 4310 | 16640 | 26480 | 7.99 | - | - | - | 3920 | 13380 | - | - | - | - | 7290 | 16670 | - | - | - | Yes | 4000 | 7800 | - | - | - | No | - | - | - | - | - | - | - | 3.406 | 3.434 | 3.732 | 3.724 | 3.645 | 3.845 | 2557 | 3848 | 11180 | 6227 | 7516 | 15607 | 1.5 | 1.5 | 2 | 2.318 | 2.534 | 3.028 | 2.55 | 2.814 | 3.099 | 15011 | 5787 | 838 | 4665 | 2443 | 534 | 0.5 | 1 | 1.5 | - | - | - | - | - | N/A | N/A | N/A | 41.8701 | 3.6725 | 3.2565
[SEER Non Multi-Split <=65kW] GEMS (Air Conditioners up to 65kW) Determination 2019 | MEPS 2019 | AS/NZS 3823.1.2:2012 | P030AVR3SA-RTR | P030AVR3SA- | N/A | APAC | N/A | Ducted | Packaged | - | Air | Air | Australia,Malaysia | 8.61 | N/A | 32.14 | N/A | N/A | N/A | N/A | N/A | 7.99 | 26.48 | Enthalpy Test Room | 3.5623 | 3.1592 | N/A | - | N/A | N/A | N/A | N/A | N/A | N/A | N/A | N/A | N/A | N/A | N/A | N/A | N/A | N/A | N/A | N/A | N/A | Three | R410A | Australia,Fiji,New Zealand | 153334 | 2028-04-04 |  | Approved | Reverse Cycle | N/A | No | Class 6 | No | N/A | N/A | N/A | N/A | N/A | N/A | N/A | Available | N/A | N/A | http://rinnai.com.au | https://www.apacair.com.au | N/A |  |  | AAC7407 | Yes | Two-stage | - | No | - | 32140 | 8.61 | - | - | - | Yes | 4640 | 15800 | Yes | 8100 | 33760 | - | - | - | - | 4310 | 16640 | 26480 | 7.99 | - | - | - | 3920 | 13380 | - | - | - | - | 7290 | 16670 | - | - | - | Yes | 4000 | 7800 | - | - | - | No | - | - | - | - | - | - | - | 3.406 | 3.434 | 3.732 | 3.724 | 3.645 | 3.845 | 2557 | 3848 | 11180 | 6227 | 7516 | 15607 | 1.5 | 1.5 | 2 | 2.318 | 2.534 | 3.028 | 2.55 | 2.814 | 3.099 | 15011 | 5787 | 838 | 4665 | 2443 | 534 | 0.5 | 1 | 1.5 | - | - | - | - | - | N/A | N/A | N/A | 41.8701 | 3.6725 | 3.2565
[SEER Non Multi-Split <=65kW] GEMS (Air Conditioners up to 65kW) Determination 2019 | MEPS 2019 | AS/NZS 3823.1.2:2012 | P030AVR3SA-RTS | P030AVR3SA- | N/A | APAC | N/A | Ducted | Packaged | - | Air | Air | Australia,Malaysia | 8.61 | N/A | 32.14 | N/A | N/A | N/A | N/A | N/A | 7.99 | 26.48 | Enthalpy Test Room | 3.5623 | 3.1592 | N/A | - | N/A | N/A | N/A | N/A | N/A | N/A | N/A | N/A | N/A | N/A | N/A | N/A | N/A | N/A | N/A | N/A | N/A | Three | R410A | Australia,Fiji,New Zealand | 153334 | 2028-04-04 |  | Approved | Reverse Cycle | N/A | No | Class 6 | No | N/A | N/A | N/A | N/A | N/A | N/A | N/A | Available | N/A | N/A | http://rinnai.com.au | https://www.apacair.com.au | N/A |  |  | AAC7407 | Yes | Two-stage | - | No | - | 32140 | 8.61 | - | - | - | Yes | 4640 | 15800 | Yes | 8100 | 33760 | - | - | - | - | 4310 | 16640 | 26480 | 7.99 | - | - | - | 3920 | 13380 | - | - | - | - | 7290 | 16670 | - | - | - | Yes | 4000 | 7800 | - | - | - | No | - | - | - | - | - | - | - | 3.406 | 3.434 | 3.732 | 3.724 | 3.645 | 3.845 | 2557 | 3848 | 11180 | 6227 | 7516 | 15607 | 1.5 | 1.5 | 2 | 2.318 | 2.534 | 3.028 | 2.55 | 2.814 | 3.099 | 15011 | 5787 | 838 | 4665 | 2443 | 534 | 0.5 | 1 | 1.5 | - | - | - | - | - | N/A | N/A | N/A | 41.8701 | 3.6725 | 3.2565
[SEER Non Multi-Split <=65kW] GEMS (Air Conditioners up to 65kW) Determination 2019 | MEPS 2019 | Simulation | P033AHR3SA- | P033AHR3SA- | N/A | APAC | N/A | Ducted | Packaged | - | Air | Air | Australia,Malaysia | 10.2 | N/A | 34.4 | N/A | N/A | N/A | N/A | N/A | 9 | 32.9 | Simulation test | 3.2363 | 3.4677 | N/A | - | N/A | N/A | N/A | N/A | N/A | N/A | N/A | N/A | N/A | N/A | N/A | N/A | N/A | N/A | N/A | N/A | N/A | Three | R410A | Australia,Fiji,New Zealand | 153764 | 2028-05-07 |  | Approved | Reverse Cycle | N/A | No | Class 6 | No | N/A | N/A | N/A | N/A | N/A | N/A | N/A | Available | N/A | N/A | https://rinnai.com.au | https://www.apacair.com.au | N/A |  |  | AAC7468 | Yes | Two-stage | - | No | - | 34400 | 10.2 | - | - | - | Yes | 4910 | 22840 | Yes | 9110 | 36560 | - | - | - | - | 4460 | 23760 | 32900 | 9 | - | - | - | - | - | - | - | - | - | - | - | - | - | - | - | - | - | - | - | - | - | - | - | - | - | - | - | - | 3.613 | 3.609 | 4.201 | 4.524 | 4.351 | 4.492 | 2462 | 3778 | 10494 | 5366 | 6617 | 14186 | 2 | 2 | 2.5 | - | - | - | - | - | - | - | - | - | - | - | - | 0 | 0 | 0 | - | - | - | - | - | N/A | N/A | N/A | 95 | 3.2696 | 3.5296
[SEER Non Multi-Split <=65kW] GEMS (Air Conditioners up to 65kW) Determination 2019 | MEPS 2019 | Simulation | P033AHR3SA-LBB | P033AHR3SA- | N/A | APAC | N/A | Ducted | Packaged | - | Air | Air | Australia,Malaysia | 10.2 | N/A | 34.4 | N/A | N/A | N/A | N/A | N/A | 9 | 32.9 | Simulation test | 3.2363 | 3.4677 | N/A | - | N/A | N/A | N/A | N/A | N/A | N/A | N/A | N/A | N/A | N/A | N/A | N/A | N/A | N/A | N/A | N/A | N/A | Three | R410A | Australia,Fiji,New Zealand | 153764 | 2028-05-07 |  | Approved | Reverse Cycle | N/A | No | Class 6 | No | N/A | N/A | N/A | N/A | N/A | N/A | N/A | Available | N/A | N/A | https://rinnai.com.au | https://www.apacair.com.au | N/A |  |  | AAC7468 | Yes | Two-stage | - | No | - | 34400 | 10.2 | - | - | - | Yes | 4910 | 22840 | Yes | 9110 | 36560 | - | - | - | - | 4460 | 23760 | 32900 | 9 | - | - | - | - | - | - | - | - | - | - | - | - | - | - | - | - | - | - | - | - | - | - | - | - | - | - | - | - | 3.613 | 3.609 | 4.201 | 4.524 | 4.351 | 4.492 | 2462 | 3778 | 10494 | 5366 | 6617 | 14186 | 2 | 2 | 2.5 | - | - | - | - | - | - | - | - | - | - | - | - | 0 | 0 | 0 | - | - | - | - | - | N/A | N/A | N/A | 95 | 3.2696 | 3.5296
[SEER Non Multi-Split <=65kW] GEMS (Air Conditioners up to 65kW) Determination 2019 | MEPS 2019 | Simulation | P033AHR3SA-LRR | P033AHR3SA- | N/A | APAC | N/A | Ducted | Packaged | - | Air | Air | Australia,Malaysia | 10.2 | N/A | 34.4 | N/A | N/A | N/A | N/A | N/A | 9 | 32.9 | Simulation test | 3.2363 | 3.4677 | N/A | - | N/A | N/A | N/A | N/A | N/A | N/A | N/A | N/A | N/A | N/A | N/A | N/A | N/A | N/A | N/A | N/A | N/A | Three | R410A | Australia,Fiji,New Zealand | 153764 | 2028-05-07 |  | Approved | Reverse Cycle | N/A | No | Class 6 | No | N/A | N/A | N/A | N/A | N/A | N/A | N/A | Available | N/A | N/A | https://rinnai.com.au | https://www.apacair.com.au | N/A |  |  | AAC7468 | Yes | Two-stage | - | No | - | 34400 | 10.2 | - | - | - | Yes | 4910 | 22840 | Yes | 9110 | 36560 | - | - | - | - | 4460 | 23760 | 32900 | 9 | - | - | - | - | - | - | - | - | - | - | - | - | - | - | - | - | - | - | - | - | - | - | - | - | - | - | - | - | 3.613 | 3.609 | 4.201 | 4.524 | 4.351 | 4.492 | 2462 | 3778 | 10494 | 5366 | 6617 | 14186 | 2 | 2 | 2.5 | - | - | - | - | - | - | - | - | - | - | - | - | 0 | 0 | 0 | - | - | - | - | - | N/A | N/A | N/A | 95 | 3.2696 | 3.5296
[SEER Non Multi-Split <=65kW] GEMS (Air Conditioners up to 65kW) Determination 2019 | MEPS 2019 | Simulation | P033AHR3SA-LTR | P033AHR3SA- | N/A | APAC | N/A | Ducted | Packaged | - | Air | Air | Australia,Malaysia | 10.2 | N/A | 34.4 | N/A | N/A | N/A | N/A | N/A | 9 | 32.9 | Simulation test | 3.2363 | 3.4677 | N/A | - | N/A | N/A | N/A | N/A | N/A | N/A | N/A | N/A | N/A | N/A | N/A | N/A | N/A | N/A | N/A | N/A | N/A | Three | R410A | Australia,Fiji,New Zealand | 153764 | 2028-05-07 |  | Approved | Reverse Cycle | N/A | No | Class 6 | No | N/A | N/A | N/A | N/A | N/A | N/A | N/A | Available | N/A | N/A | https://rinnai.com.au | https://www.apacair.com.au | N/A |  |  | AAC7468 | Yes | Two-stage | - | No | - | 34400 | 10.2 | - | - | - | Yes | 4910 | 22840 | Yes | 9110 | 36560 | - | - | - | - | 4460 | 23760 | 32900 | 9 | - | - | - | - | - | - | - | - | - | - | - | - | - | - | - | - | - | - | - | - | - | - | - | - | - | - | - | - | 3.613 | 3.609 | 4.201 | 4.524 | 4.351 | 4.492 | 2462 | 3778 | 10494 | 5366 | 6617 | 14186 | 2 | 2 | 2.5 | - | - | - | - | - | - | - | - | - | - | - | - | 0 | 0 | 0 | - | - | - | - | - | N/A | N/A | N/A | 95 | 3.2696 | 3.5296
[SEER Non Multi-Split <=65kW] GEMS (Air Conditioners up to 65kW) Determination 2019 | MEPS 2019 | Simulation | P033AHR3SA-LTT | P033AHR3SA- | N/A | APAC | N/A | Ducted | Packaged | - | Air | Air | Australia,Malaysia | 10.2 | N/A | 34.4 | N/A | N/A | N/A | N/A | N/A | 9 | 32.9 | Simulation test | 3.2363 | 3.4677 | N/A | - | N/A | N/A | N/A | N/A | N/A | N/A | N/A | N/A | N/A | N/A | N/A | N/A | N/A | N/A | N/A | N/A | N/A | Three | R410A | Australia,Fiji,New Zealand | 153764 | 2028-05-07 |  | Approved | Reverse Cycle | N/A | No | Class 6 | No | N/A | N/A | N/A | N/A | N/A | N/A | N/A | Available | N/A | N/A | https://rinnai.com.au | https://www.apacair.com.au | N/A |  |  | AAC7468 | Yes | Two-stage | - | No | - | 34400 | 10.2 | - | - | - | Yes | 4910 | 22840 | Yes | 9110 | 36560 | - | - | - | - | 4460 | 23760 | 32900 | 9 | - | - | - | - | - | - | - | - | - | - | - | - | - | - | - | - | - | - | - | - | - | - | - | - | - | - | - | - | 3.613 | 3.609 | 4.201 | 4.524 | 4.351 | 4.492 | 2462 | 3778 | 10494 | 5366 | 6617 | 14186 | 2 | 2 | 2.5 | - | - | - | - | - | - | - | - | - | - | - | - | 0 | 0 | 0 | - | - | - | - | - | N/A | N/A | N/A | 95 | 3.2696 | 3.5296
[SEER Non Multi-Split <=65kW] GEMS (Air Conditioners up to 65kW) Determination 2019 | MEPS 2019 | Simulation | P033AHR3SA-RBB | P033AHR3SA- | N/A | APAC | N/A | Ducted | Packaged | - | Air | Air | Australia,Malaysia | 10.2 | N/A | 34.4 | N/A | N/A | N/A | N/A | N/A | 9 | 32.9 | Simulation test | 3.2363 | 3.4677 | N/A | - | N/A | N/A | N/A | N/A | N/A | N/A | N/A | N/A | N/A | N/A | N/A | N/A | N/A | N/A | N/A | N/A | N/A | Three | R410A | Australia,Fiji,New Zealand | 153764 | 2028-05-07 |  | Approved | Reverse Cycle | N/A | No | Class 6 | No | N/A | N/A | N/A | N/A | N/A | N/A | N/A | Available | N/A | N/A | https://rinnai.com.au | https://www.apacair.com.au | N/A |  |  | AAC7468 | Yes | Two-stage | - | No | - | 34400 | 10.2 | - | - | - | Yes | 4910 | 22840 | Yes | 9110 | 36560 | - | - | - | - | 4460 | 23760 | 32900 | 9 | - | - | - | - | - | - | - | - | - | - | - | - | - | - | - | - | - | - | - | - | - | - | - | - | - | - | - | - | 3.613 | 3.609 | 4.201 | 4.524 | 4.351 | 4.492 | 2462 | 3778 | 10494 | 5366 | 6617 | 14186 | 2 | 2 | 2.5 | - | - | - | - | - | - | - | - | - | - | - | - | 0 | 0 | 0 | - | - | - | - | - | N/A | N/A | N/A | 95 | 3.2696 | 3.5296
[SEER Non Multi-Split <=65kW] GEMS (Air Conditioners up to 65kW) Determination 2019 | MEPS 2019 | Simulation | P033AHR3SA-RRR | P033AHR3SA- | N/A | APAC | N/A | Ducted | Packaged | - | Air | Air | Australia,Malaysia | 10.2 | N/A | 34.4 | N/A | N/A | N/A | N/A | N/A | 9 | 32.9 | Simulation test | 3.2363 | 3.4677 | N/A | - | N/A | N/A | N/A | N/A | N/A | N/A | N/A | N/A | N/A | N/A | N/A | N/A | N/A | N/A | N/A | N/A | N/A | Three | R410A | Australia,Fiji,New Zealand | 153764 | 2028-05-07 |  | Approved | Reverse Cycle | N/A | No | Class 6 | No | N/A | N/A | N/A | N/A | N/A | N/A | N/A | Available | N/A | N/A | https://rinnai.com.au | https://www.apacair.com.au | N/A |  |  | AAC7468 | Yes | Two-stage | - | No | - | 34400 | 10.2 | - | - | - | Yes | 4910 | 22840 | Yes | 9110 | 36560 | - | - | - | - | 4460 | 23760 | 32900 | 9 | - | - | - | - | - | - | - | - | - | - | - | - | - | - | - | - | - | - | - | - | - | - | - | - | - | - | - | - | 3.613 | 3.609 | 4.201 | 4.524 | 4.351 | 4.492 | 2462 | 3778 | 10494 | 5366 | 6617 | 14186 | 2 | 2 | 2.5 | - | - | - | - | - | - | - | - | - | - | - | - | 0 | 0 | 0 | - | - | - | - | - | N/A | N/A | N/A | 95 | 3.2696 | 3.5296
[SEER Non Multi-Split <=65kW] GEMS (Air Conditioners up to 65kW) Determination 2019 | MEPS 2019 | Simulation | P033AHR3SA-RTR | P033AHR3SA- | N/A | APAC | N/A | Ducted | Packaged | - | Air | Air | Australia,Malaysia | 10.2 | N/A | 34.4 | N/A | N/A | N/A | N/A | N/A | 9 | 32.9 | Simulation test | 3.2363 | 3.4677 | N/A | - | N/A | N/A | N/A | N/A | N/A | N/A | N/A | N/A | N/A | N/A | N/A | N/A | N/A | N/A | N/A | N/A | N/A | Three | R410A | Australia,Fiji,New Zealand | 153764 | 2028-05-07 |  | Approved | Reverse Cycle | N/A | No | Class 6 | No | N/A | N/A | N/A | N/A | N/A | N/A | N/A | Available | N/A | N/A | https://rinnai.com.au | https://www.apacair.com.au | N/A |  |  | AAC7468 | Yes | Two-stage | - | No | - | 34400 | 10.2 | - | - | - | Yes | 4910 | 22840 | Yes | 9110 | 36560 | - | - | - | - | 4460 | 23760 | 32900 | 9 | - | - | - | - | - | - | - | - | - | - | - | - | - | - | - | - | - | - | - | - | - | - | - | - | - | - | - | - | 3.613 | 3.609 | 4.201 | 4.524 | 4.351 | 4.492 | 2462 | 3778 | 10494 | 5366 | 6617 | 14186 | 2 | 2 | 2.5 | - | - | - | - | - | - | - | - | - | - | - | - | 0 | 0 | 0 | - | - | - | - | - | N/A | N/A | N/A | 95 | 3.2696 | 3.5296
[SEER Non Multi-Split <=65kW] GEMS (Air Conditioners up to 65kW) Determination 2019 | MEPS 2019 | Simulation | P033AHR3SA-RTT | P033AHR3SA- | N/A | APAC | N/A | Ducted | Packaged | - | Air | Air | Australia,Malaysia | 10.2 | N/A | 34.4 | N/A | N/A | N/A | N/A | N/A | 9 | 32.9 | Simulation test | 3.2363 | 3.4677 | N/A | - | N/A | N/A | N/A | N/A | N/A | N/A | N/A | N/A | N/A | N/A | N/A | N/A | N/A | N/A | N/A | N/A | N/A | Three | R410A | Australia,Fiji,New Zealand | 153764 | 2028-05-07 |  | Approved | Reverse Cycle | N/A | No | Class 6 | No | N/A | N/A | N/A | N/A | N/A | N/A | N/A | Available | N/A | N/A | https://rinnai.com.au | https://www.apacair.com.au | N/A |  |  | AAC7468 | Yes | Two-stage | - | No | - | 34400 | 10.2 | - | - | - | Yes | 4910 | 22840 | Yes | 9110 | 36560 | - | - | - | - | 4460 | 23760 | 32900 | 9 | - | - | - | - | - | - | - | - | - | - | - | - | - | - | - | - | - | - | - | - | - | - | - | - | - | - | - | - | 3.613 | 3.609 | 4.201 | 4.524 | 4.351 | 4.492 | 2462 | 3778 | 10494 | 5366 | 6617 | 14186 | 2 | 2 | 2.5 | - | - | - | - | - | - | - | - | - | - | - | - | 0 | 0 | 0 | - | - | - | - | - | N/A | N/A | N/A | 95 | 3.2696 | 3.5296
[SEER Non Multi-Split <=65kW] GEMS (Air Conditioners up to 65kW) Determination 2019 | MEPS 2019 | Simulation | P035AHR3SA- | P035AHR3SA- | N/A | APAC | N/A | Ducted | Packaged | - | Air | Air | Australia,Malaysia | 9.7 | N/A | 36 | N/A | N/A | N/A | N/A | N/A | 8.9 | 31.5 | Simulation test | 3.5448 | 3.3588 | N/A | - | N/A | N/A | N/A | N/A | N/A | N/A | N/A | N/A | N/A | N/A | N/A | N/A | N/A | N/A | N/A | N/A | N/A | Three | R410A | Australia,Fiji,New Zealand | 153715 | 2028-04-24 |  | Approved | Reverse Cycle | N/A | No | Class 6 | No | N/A | N/A | N/A | N/A | N/A | N/A | N/A | Available | N/A | N/A | https://rinnai.com.au | https://www.apacair.com.au | N/A |  |  | AAC7445 | Yes | Two-stage | - | No | - | 36000 | 9.7 | - | - | - | Yes | 4930 | 23550 | Yes | 8760 | 38410 | - | - | - | - | 4530 | 24660 | 31500 | 8.9 | - | - | - | - | - | - | - | - | - | - | - | - | - | - | - | - | - | - | - | - | - | - | - | - | - | - | - | - | 3.717 | 3.746 | 4.378 | 4.597 | 4.458 | 4.657 | 2497 | 3796 | 10526 | 5522 | 6752 | 14310 | 2 | 2 | 2.5 | - | - | - | - | - | - | - | - | - | - | - | - | 0 | 0 | 0 | - | - | - | - | - | N/A | N/A | N/A | 100 | 3.5864 | 3.4098
[SEER Non Multi-Split <=65kW] GEMS (Air Conditioners up to 65kW) Determination 2019 | MEPS 2019 | Simulation | P035AHR3SA-LBB | P035AHR3SA- | N/A | APAC | N/A | Ducted | Packaged | - | Air | Air | Australia,Malaysia | 9.7 | N/A | 36 | N/A | N/A | N/A | N/A | N/A | 8.9 | 31.5 | Simulation test | 3.5448 | 3.3588 | N/A | - | N/A | N/A | N/A | N/A | N/A | N/A | N/A | N/A | N/A | N/A | N/A | N/A | N/A | N/A | N/A | N/A | N/A | Three | R410A | Australia,Fiji,New Zealand | 153715 | 2028-04-24 |  | Approved | Reverse Cycle | N/A | No | Class 6 | No | N/A | N/A | N/A | N/A | N/A | N/A | N/A | Available | N/A | N/A | https://rinnai.com.au | https://www.apacair.com.au | N/A |  |  | AAC7445 | Yes | Two-stage | - | No | - | 36000 | 9.7 | - | - | - | Yes | 4930 | 23550 | Yes | 8760 | 38410 | - | - | - | - | 4530 | 24660 | 31500 | 8.9 | - | - | - | - | - | - | - | - | - | - | - | - | - | - | - | - | - | - | - | - | - | - | - | - | - | - | - | - | 3.717 | 3.746 | 4.378 | 4.597 | 4.458 | 4.657 | 2497 | 3796 | 10526 | 5522 | 6752 | 14310 | 2 | 2 | 2.5 | - | - | - | - | - | - | - | - | - | - | - | - | 0 | 0 | 0 | - | - | - | - | - | N/A | N/A | N/A | 100 | 3.5864 | 3.4098
[SEER Non Multi-Split <=65kW] GEMS (Air Conditioners up to 65kW) Determination 2019 | MEPS 2019 | Simulation | P035AHR3SA-LRR | P035AHR3SA- | N/A | APAC | N/A | Ducted | Packaged | - | Air | Air | Australia,Malaysia | 9.7 | N/A | 36 | N/A | N/A | N/A | N/A | N/A | 8.9 | 31.5 | Simulation test | 3.5448 | 3.3588 | N/A | - | N/A | N/A | N/A | N/A | N/A | N/A | N/A | N/A | N/A | N/A | N/A | N/A | N/A | N/A | N/A | N/A | N/A | Three | R410A | Australia,Fiji,New Zealand | 153715 | 2028-04-24 |  | Approved | Reverse Cycle | N/A | No | Class 6 | No | N/A | N/A | N/A | N/A | N/A | N/A | N/A | Available | N/A | N/A | https://rinnai.com.au | https://www.apacair.com.au | N/A |  |  | AAC7445 | Yes | Two-stage | - | No | - | 36000 | 9.7 | - | - | - | Yes | 4930 | 23550 | Yes | 8760 | 38410 | - | - | - | - | 4530 | 24660 | 31500 | 8.9 | - | - | - | - | - | - | - | - | - | - | - | - | - | - | - | - | - | - | - | - | - | - | - | - | - | - | - | - | 3.717 | 3.746 | 4.378 | 4.597 | 4.458 | 4.657 | 2497 | 3796 | 10526 | 5522 | 6752 | 14310 | 2 | 2 | 2.5 | - | - | - | - | - | - | - | - | - | - | - | - | 0 | 0 | 0 | - | - | - | - | - | N/A | N/A | N/A | 100 | 3.5864 | 3.4098
[SEER Non Multi-Split <=65kW] GEMS (Air Conditioners up to 65kW) Determination 2019 | MEPS 2019 | Simulation | P035AHR3SA-LTR | P035AHR3SA- | N/A | APAC | N/A | Ducted | Packaged | - | Air | Air | Australia,Malaysia | 9.7 | N/A | 36 | N/A | N/A | N/A | N/A | N/A | 8.9 | 31.5 | Simulation test | 3.5448 | 3.3588 | N/A | - | N/A | N/A | N/A | N/A | N/A | N/A | N/A | N/A | N/A | N/A | N/A | N/A | N/A | N/A | N/A | N/A | N/A | Three | R410A | Australia,Fiji,New Zealand | 153715 | 2028-04-24 |  | Approved | Reverse Cycle | N/A | No | Class 6 | No | N/A | N/A | N/A | N/A | N/A | N/A | N/A | Available | N/A | N/A | https://rinnai.com.au | https://www.apacair.com.au | N/A |  |  | AAC7445 | Yes | Two-stage | - | No | - | 36000 | 9.7 | - | - | - | Yes | 4930 | 23550 | Yes | 8760 | 38410 | - | - | - | - | 4530 | 24660 | 31500 | 8.9 | - | - | - | - | - | - | - | - | - | - | - | - | - | - | - | - | - | - | - | - | - | - | - | - | - | - | - | - | 3.717 | 3.746 | 4.378 | 4.597 | 4.458 | 4.657 | 2497 | 3796 | 10526 | 5522 | 6752 | 14310 | 2 | 2 | 2.5 | - | - | - | - | - | - | - | - | - | - | - | - | 0 | 0 | 0 | - | - | - | - | - | N/A | N/A | N/A | 100 | 3.5864 | 3.4098
[SEER Non Multi-Split <=65kW] GEMS (Air Conditioners up to 65kW) Determination 2019 | MEPS 2019 | Simulation | P035AHR3SA-LTT | P035AHR3SA- | N/A | APAC | N/A | Ducted | Packaged | - | Air | Air | Australia,Malaysia | 9.7 | N/A | 36 | N/A | N/A | N/A | N/A | N/A | 8.9 | 31.5 | Simulation test | 3.5448 | 3.3588 | N/A | - | N/A | N/A | N/A | N/A | N/A | N/A | N/A | N/A | N/A | N/A | N/A | N/A | N/A | N/A | N/A | N/A | N/A | Three | R410A | Australia,Fiji,New Zealand | 153715 | 2028-04-24 |  | Approved | Reverse Cycle | N/A | No | Class 6 | No | N/A | N/A | N/A | N/A | N/A | N/A | N/A | Available | N/A | N/A | https://rinnai.com.au | https://www.apacair.com.au | N/A |  |  | AAC7445 | Yes | Two-stage | - | No | - | 36000 | 9.7 | - | - | - | Yes | 4930 | 23550 | Yes | 8760 | 38410 | - | - | - | - | 4530 | 24660 | 31500 | 8.9 | - | - | - | - | - | - | - | - | - | - | - | - | - | - | - | - | - | - | - | - | - | - | - | - | - | - | - | - | 3.717 | 3.746 | 4.378 | 4.597 | 4.458 | 4.657 | 2497 | 3796 | 10526 | 5522 | 6752 | 14310 | 2 | 2 | 2.5 | - | - | - | - | - | - | - | - | - | - | - | - | 0 | 0 | 0 | - | - | - | - | - | N/A | N/A | N/A | 100 | 3.5864 | 3.4098
[SEER Non Multi-Split <=65kW] GEMS (Air Conditioners up to 65kW) Determination 2019 | MEPS 2019 | Simulation | P035AHR3SA-RBB | P035AHR3SA- | N/A | APAC | N/A | Ducted | Packaged | - | Air | Air | Australia,Malaysia | 9.7 | N/A | 36 | N/A | N/A | N/A | N/A | N/A | 8.9 | 31.5 | Simulation test | 3.5448 | 3.3588 | N/A | - | N/A | N/A | N/A | N/A | N/A | N/A | N/A | N/A | N/A | N/A | N/A | N/A | N/A | N/A | N/A | N/A | N/A | Three | R410A | Australia,Fiji,New Zealand | 153715 | 2028-04-24 |  | Approved | Reverse Cycle | N/A | No | Class 6 | No | N/A | N/A | N/A | N/A | N/A | N/A | N/A | Available | N/A | N/A | https://rinnai.com.au | https://www.apacair.com.au | N/A |  |  | AAC7445 | Yes | Two-stage | - | No | - | 36000 | 9.7 | - | - | - | Yes | 4930 | 23550 | Yes | 8760 | 38410 | - | - | - | - | 4530 | 24660 | 31500 | 8.9 | - | - | - | - | - | - | - | - | - | - | - | - | - | - | - | - | - | - | - | - | - | - | - | - | - | - | - | - | 3.717 | 3.746 | 4.378 | 4.597 | 4.458 | 4.657 | 2497 | 3796 | 10526 | 5522 | 6752 | 14310 | 2 | 2 | 2.5 | - | - | - | - | - | - | - | - | - | - | - | - | 0 | 0 | 0 | - | - | - | - | - | N/A | N/A | N/A | 100 | 3.5864 | 3.4098
[SEER Non Multi-Split <=65kW] GEMS (Air Conditioners up to 65kW) Determination 2019 | MEPS 2019 | Simulation | P035AHR3SA-RRR | P035AHR3SA- | N/A | APAC | N/A | Ducted | Packaged | - | Air | Air | Australia,Malaysia | 9.7 | N/A | 36 | N/A | N/A | N/A | N/A | N/A | 8.9 | 31.5 | Simulation test | 3.5448 | 3.3588 | N/A | - | N/A | N/A | N/A | N/A | N/A | N/A | N/A | N/A | N/A | N/A | N/A | N/A | N/A | N/A | N/A | N/A | N/A | Three | R410A | Australia,Fiji,New Zealand | 153715 | 2028-04-24 |  | Approved | Reverse Cycle | N/A | No | Class 6 | No | N/A | N/A | N/A | N/A | N/A | N/A | N/A | Available | N/A | N/A | https://rinnai.com.au | https://www.apacair.com.au | N/A |  |  | AAC7445 | Yes | Two-stage | - | No | - | 36000 | 9.7 | - | - | - | Yes | 4930 | 23550 | Yes | 8760 | 38410 | - | - | - | - | 4530 | 24660 | 31500 | 8.9 | - | - | - | - | - | - | - | - | - | - | - | - | - | - | - | - | - | - | - | - | - | - | - | - | - | - | - | - | 3.717 | 3.746 | 4.378 | 4.597 | 4.458 | 4.657 | 2497 | 3796 | 10526 | 5522 | 6752 | 14310 | 2 | 2 | 2.5 | - | - | - | - | - | - | - | - | - | - | - | - | 0 | 0 | 0 | - | - | - | - | - | N/A | N/A | N/A | 100 | 3.5864 | 3.4098
[SEER Non Multi-Split <=65kW] GEMS (Air Conditioners up to 65kW) Determination 2019 | MEPS 2019 | Simulation | P035AHR3SA-RTR | P035AHR3SA- | N/A | APAC | N/A | Ducted | Packaged | - | Air | Air | Australia,Malaysia | 9.7 | N/A | 36 | N/A | N/A | N/A | N/A | N/A | 8.9 | 31.5 | Simulation test | 3.5448 | 3.3588 | N/A | - | N/A | N/A | N/A | N/A | N/A | N/A | N/A | N/A | N/A | N/A | N/A | N/A | N/A | N/A | N/A | N/A | N/A | Three | R410A | Australia,Fiji,New Zealand | 153715 | 2028-04-24 |  | Approved | Reverse Cycle | N/A | No | Class 6 | No | N/A | N/A | N/A | N/A | N/A | N/A | N/A | Available | N/A | N/A | https://rinnai.com.au | https://www.apacair.com.au | N/A |  |  | AAC7445 | Yes | Two-stage | - | No | - | 36000 | 9.7 | - | - | - | Yes | 4930 | 23550 | Yes | 8760 | 38410 | - | - | - | - | 4530 | 24660 | 31500 | 8.9 | - | - | - | - | - | - | - | - | - | - | - | - | - | - | - | - | - | - | - | - | - | - | - | - | - | - | - | - | 3.717 | 3.746 | 4.378 | 4.597 | 4.458 | 4.657 | 2497 | 3796 | 10526 | 5522 | 6752 | 14310 | 2 | 2 | 2.5 | - | - | - | - | - | - | - | - | - | - | - | - | 0 | 0 | 0 | - | - | - | - | - | N/A | N/A | N/A | 100 | 3.5864 | 3.4098
[SEER Non Multi-Split <=65kW] GEMS (Air Conditioners up to 65kW) Determination 2019 | MEPS 2019 | Simulation | P035AHR3SA-RTT | P035AHR3SA- | N/A | APAC | N/A | Ducted | Packaged | - | Air | Air | Australia,Malaysia | 9.7 | N/A | 36 | N/A | N/A | N/A | N/A | N/A | 8.9 | 31.5 | Simulation test | 3.5448 | 3.3588 | N/A | - | N/A | N/A | N/A | N/A | N/A | N/A | N/A | N/A | N/A | N/A | N/A | N/A | N/A | N/A | N/A | N/A | N/A | Three | R410A | Australia,Fiji,New Zealand | 153715 | 2028-04-24 |  | Approved | Reverse Cycle | N/A | No | Class 6 | No | N/A | N/A | N/A | N/A | N/A | N/A | N/A | Available | N/A | N/A | https://rinnai.com.au | https://www.apacair.com.au | N/A |  |  | AAC7445 | Yes | Two-stage | - | No | - | 36000 | 9.7 | - | - | - | Yes | 4930 | 23550 | Yes | 8760 | 38410 | - | - | - | - | 4530 | 24660 | 31500 | 8.9 | - | - | - | - | - | - | - | - | - | - | - | - | - | - | - | - | - | - | - | - | - | - | - | - | - | - | - | - | 3.717 | 3.746 | 4.378 | 4.597 | 4.458 | 4.657 | 2497 | 3796 | 10526 | 5522 | 6752 | 14310 | 2 | 2 | 2.5 | - | - | - | - | - | - | - | - | - | - | - | - | 0 | 0 | 0 | - | - | - | - | - | N/A | N/A | N/A | 100 | 3.5864 | 3.4098
[SEER Non Multi-Split <=65kW] GEMS (Air Conditioners up to 65kW) Determination 2019 | MEPS 2019 | Simulation | P035AVR3SA- | P035AVR3SA- | N/A | APAC | N/A | Ducted | Packaged | - | Air | Air | Australia,Malaysia | 9.7 | N/A | 36 | N/A | N/A | N/A | N/A | N/A | 8.9 | 31.5 | Simulation test | 3.5448 | 3.3588 | N/A | - | N/A | N/A | N/A | N/A | N/A | N/A | N/A | N/A | N/A | N/A | N/A | N/A | N/A | N/A | N/A | N/A | N/A | Three | R410A | Australia,Fiji,New Zealand | 153716 | 2028-04-16 |  | Approved | Reverse Cycle | N/A | No | Class 6 | No | N/A | N/A | N/A | N/A | N/A | N/A | N/A | Available | N/A | N/A | https://rinnai.com.au | https://www.apacair.com.au | N/A |  |  | AAC7423 | Yes | Two-stage | - | No | - | 36000 | 9.7 | - | - | - | Yes | 4930 | 23550 | Yes | 8760 | 38410 | - | - | - | - | 4530 | 24660 | 31500 | 8.9 | - | - | - | - | - | - | - | - | - | - | - | - | - | - | - | - | - | - | - | - | - | - | - | - | - | - | - | - | 3.717 | 3.746 | 4.378 | 4.597 | 4.458 | 4.657 | 2497 | 3796 | 10526 | 5522 | 6752 | 14310 | 2 | 2 | 2.5 | - | - | - | - | - | - | - | - | - | - | - | - | 0 | 0 | 0 | - | - | - | - | - | N/A | N/A | N/A | 100 | 3.5864 | 3.4098
[SEER Non Multi-Split <=65kW] GEMS (Air Conditioners up to 65kW) Determination 2019 | MEPS 2019 | Simulation | P035AVR3SA-LTR | P035AVR3SA- | N/A | APAC | N/A | Ducted | Packaged | - | Air | Air | Australia,Malaysia | 9.7 | N/A | 36 | N/A | N/A | N/A | N/A | N/A | 8.9 | 31.5 | Simulation test | 3.5448 | 3.3588 | N/A | - | N/A | N/A | N/A | N/A | N/A | N/A | N/A | N/A | N/A | N/A | N/A | N/A | N/A | N/A | N/A | N/A | N/A | Three | R410A | Australia,Fiji,New Zealand | 153716 | 2028-04-16 |  | Approved | Reverse Cycle | N/A | No | Class 6 | No | N/A | N/A | N/A | N/A | N/A | N/A | N/A | Available | N/A | N/A | https://rinnai.com.au | https://www.apacair.com.au | N/A |  |  | AAC7423 | Yes | Two-stage | - | No | - | 36000 | 9.7 | - | - | - | Yes | 4930 | 23550 | Yes | 8760 | 38410 | - | - | - | - | 4530 | 24660 | 31500 | 8.9 | - | - | - | - | - | - | - | - | - | - | - | - | - | - | - | - | - | - | - | - | - | - | - | - | - | - | - | - | 3.717 | 3.746 | 4.378 | 4.597 | 4.458 | 4.657 | 2497 | 3796 | 10526 | 5522 | 6752 | 14310 | 2 | 2 | 2.5 | - | - | - | - | - | - | - | - | - | - | - | - | 0 | 0 | 0 | - | - | - | - | - | N/A | N/A | N/A | 100 | 3.5864 | 3.4098
[SEER Non Multi-Split <=65kW] GEMS (Air Conditioners up to 65kW) Determination 2019 | MEPS 2019 | Simulation | P035AVR3SA-LTS | P035AVR3SA- | N/A | APAC | N/A | Ducted | Packaged | - | Air | Air | Australia,Malaysia | 9.7 | N/A | 36 | N/A | N/A | N/A | N/A | N/A | 8.9 | 31.5 | Simulation test | 3.5448 | 3.3588 | N/A | - | N/A | N/A | N/A | N/A | N/A | N/A | N/A | N/A | N/A | N/A | N/A | N/A | N/A | N/A | N/A | N/A | N/A | Three | R410A | Australia,Fiji,New Zealand | 153716 | 2028-04-16 |  | Approved | Reverse Cycle | N/A | No | Class 6 | No | N/A | N/A | N/A | N/A | N/A | N/A | N/A | Available | N/A | N/A | https://rinnai.com.au | https://www.apacair.com.au | N/A |  |  | AAC7423 | Yes | Two-stage | - | No | - | 36000 | 9.7 | - | - | - | Yes | 4930 | 23550 | Yes | 8760 | 38410 | - | - | - | - | 4530 | 24660 | 31500 | 8.9 | - | - | - | - | - | - | - | - | - | - | - | - | - | - | - | - | - | - | - | - | - | - | - | - | - | - | - | - | 3.717 | 3.746 | 4.378 | 4.597 | 4.458 | 4.657 | 2497 | 3796 | 10526 | 5522 | 6752 | 14310 | 2 | 2 | 2.5 | - | - | - | - | - | - | - | - | - | - | - | - | 0 | 0 | 0 | - | - | - | - | - | N/A | N/A | N/A | 100 | 3.5864 | 3.4098
[SEER Non Multi-Split <=65kW] GEMS (Air Conditioners up to 65kW) Determination 2019 | MEPS 2019 | Simulation | P035AVR3SA-RTR | P035AVR3SA- | N/A | APAC | N/A | Ducted | Packaged | - | Air | Air | Australia,Malaysia | 9.7 | N/A | 36 | N/A | N/A | N/A | N/A | N/A | 8.9 | 31.5 | Simulation test | 3.5448 | 3.3588 | N/A | - | N/A | N/A | N/A | N/A | N/A | N/A | N/A | N/A | N/A | N/A | N/A | N/A | N/A | N/A | N/A | N/A | N/A | Three | R410A | Australia,Fiji,New Zealand | 153716 | 2028-04-16 |  | Approved | Reverse Cycle | N/A | No | Class 6 | No | N/A | N/A | N/A | N/A | N/A | N/A | N/A | Available | N/A | N/A | https://rinnai.com.au | https://www.apacair.com.au | N/A |  |  | AAC7423 | Yes | Two-stage | - | No | - | 36000 | 9.7 | - | - | - | Yes | 4930 | 23550 | Yes | 8760 | 38410 | - | - | - | - | 4530 | 24660 | 31500 | 8.9 | - | - | - | - | - | - | - | - | - | - | - | - | - | - | - | - | - | - | - | - | - | - | - | - | - | - | - | - | 3.717 | 3.746 | 4.378 | 4.597 | 4.458 | 4.657 | 2497 | 3796 | 10526 | 5522 | 6752 | 14310 | 2 | 2 | 2.5 | - | - | - | - | - | - | - | - | - | - | - | - | 0 | 0 | 0 | - | - | - | - | - | N/A | N/A | N/A | 100 | 3.5864 | 3.4098
[SEER Non Multi-Split <=65kW] GEMS (Air Conditioners up to 65kW) Determination 2019 | MEPS 2019 | Simulation | P035AVR3SA-RTS | P035AVR3SA- | N/A | APAC | N/A | Ducted | Packaged | - | Air | Air | Australia,Malaysia | 9.7 | N/A | 36 | N/A | N/A | N/A | N/A | N/A | 8.9 | 31.5 | Simulation test | 3.5448 | 3.3588 | N/A | - | N/A | N/A | N/A | N/A | N/A | N/A | N/A | N/A | N/A | N/A | N/A | N/A | N/A | N/A | N/A | N/A | N/A | Three | R410A | Australia,Fiji,New Zealand | 153716 | 2028-04-16 |  | Approved | Reverse Cycle | N/A | No | Class 6 | No | N/A | N/A | N/A | N/A | N/A | N/A | N/A | Available | N/A | N/A | https://rinnai.com.au | https://www.apacair.com.au | N/A |  |  | AAC7423 | Yes | Two-stage | - | No | - | 36000 | 9.7 | - | - | - | Yes | 4930 | 23550 | Yes | 8760 | 38410 | - | - | - | - | 4530 | 24660 | 31500 | 8.9 | - | - | - | - | - | - | - | - | - | - | - | - | - | - | - | - | - | - | - | - | - | - | - | - | - | - | - | - | 3.717 | 3.746 | 4.378 | 4.597 | 4.458 | 4.657 | 2497 | 3796 | 10526 | 5522 | 6752 | 14310 | 2 | 2 | 2.5 | - | - | - | - | - | - | - | - | - | - | - | - | 0 | 0 | 0 | - | - | - | - | - | N/A | N/A | N/A | 100 | 3.5864 | 3.4098
[SEER Non Multi-Split <=65kW] GEMS (Air Conditioners up to 65kW) Determination 2019 | MEPS 2019 | Simulation | P038AHR3SA- | P038AHR3SA- | N/A | APAC | N/A | Ducted | Packaged | - | Air | Air | Australia,Malaysia | 11.6 | N/A | 39.7 | N/A | N/A | N/A | N/A | N/A | 9.8 | 37.7 | Simulation test | 3.274 | 3.6614 | N/A | - | N/A | N/A | N/A | N/A | N/A | N/A | N/A | N/A | N/A | N/A | N/A | N/A | N/A | N/A | N/A | N/A | N/A | Three | R410A | Australia,Fiji,New Zealand | 153762 | 2028-04-17 |  | Approved | Reverse Cycle | N/A | No | Class 7 | No | N/A | N/A | N/A | N/A | N/A | N/A | N/A | Available | N/A | N/A | https://rinnai.com.au | https://www.apacair.com.au | N/A |  |  | AAC7431 | Yes | Two-stage | - | No | - | 39700 | 11.6 | - | - | - | No | - | - | Yes | 10300 | 42430 | - | - | - | - | 1 | 1 | 37700 | 9.8 | - | - | - | - | - | - | - | - | - | - | - | - | - | - | - | - | - | - | - | - | - | - | - | - | - | - | - | - | 3.365 | 3.417 | 3.872 | 4.383 | 4.171 | 4.157 | 3101 | 4657 | 13201 | 6430 | 8006 | 17737 | 1.5 | 1.5 | 2 | - | - | - | - | - | - | - | - | - | - | - | - | 0 | 0 | 0 | - | - | - | - | - | N/A | N/A | N/A | 95 | 3.3302 | 3.7249
[SEER Non Multi-Split <=65kW] GEMS (Air Conditioners up to 65kW) Determination 2019 | MEPS 2019 | Simulation | P038AHR3SA-LBB | P038AHR3SA- | N/A | APAC | N/A | Ducted | Packaged | - | Air | Air | Australia,Malaysia | 11.6 | N/A | 39.7 | N/A | N/A | N/A | N/A | N/A | 9.8 | 37.7 | Simulation test | 3.274 | 3.6614 | N/A | - | N/A | N/A | N/A | N/A | N/A | N/A | N/A | N/A | N/A | N/A | N/A | N/A | N/A | N/A | N/A | N/A | N/A | Three | R410A | Australia,Fiji,New Zealand | 153762 | 2028-04-17 |  | Approved | Reverse Cycle | N/A | No | Class 7 | No | N/A | N/A | N/A | N/A | N/A | N/A | N/A | Available | N/A | N/A | https://rinnai.com.au | https://www.apacair.com.au | N/A |  |  | AAC7431 | Yes | Two-stage | - | No | - | 39700 | 11.6 | - | - | - | No | - | - | Yes | 10300 | 42430 | - | - | - | - | 1 | 1 | 37700 | 9.8 | - | - | - | - | - | - | - | - | - | - | - | - | - | - | - | - | - | - | - | - | - | - | - | - | - | - | - | - | 3.365 | 3.417 | 3.872 | 4.383 | 4.171 | 4.157 | 3101 | 4657 | 13201 | 6430 | 8006 | 17737 | 1.5 | 1.5 | 2 | - | - | - | - | - | - | - | - | - | - | - | - | 0 | 0 | 0 | - | - | - | - | - | N/A | N/A | N/A | 95 | 3.3302 | 3.7249
[SEER Non Multi-Split <=65kW] GEMS (Air Conditioners up to 65kW) Determination 2019 | MEPS 2019 | Simulation | P038AHR3SA-LRR | P038AHR3SA- | N/A | APAC | N/A | Ducted | Packaged | - | Air | Air | Australia,Malaysia | 11.6 | N/A | 39.7 | N/A | N/A | N/A | N/A | N/A | 9.8 | 37.7 | Simulation test | 3.274 | 3.6614 | N/A | - | N/A | N/A | N/A | N/A | N/A | N/A | N/A | N/A | N/A | N/A | N/A | N/A | N/A | N/A | N/A | N/A | N/A | Three | R410A | Australia,Fiji,New Zealand | 153762 | 2028-04-17 |  | Approved | Reverse Cycle | N/A | No | Class 7 | No | N/A | N/A | N/A | N/A | N/A | N/A | N/A | Available | N/A | N/A | https://rinnai.com.au | https://www.apacair.com.au | N/A |  |  | AAC7431 | Yes | Two-stage | - | No | - | 39700 | 11.6 | - | - | - | No | - | - | Yes | 10300 | 42430 | - | - | - | - | 1 | 1 | 37700 | 9.8 | - | - | - | - | - | - | - | - | - | - | - | - | - | - | - | - | - | - | - | - | - | - | - | - | - | - | - | - | 3.365 | 3.417 | 3.872 | 4.383 | 4.171 | 4.157 | 3101 | 4657 | 13201 | 6430 | 8006 | 17737 | 1.5 | 1.5 | 2 | - | - | - | - | - | - | - | - | - | - | - | - | 0 | 0 | 0 | - | - | - | - | - | N/A | N/A | N/A | 95 | 3.3302 | 3.7249
[SEER Non Multi-Split <=65kW] GEMS (Air Conditioners up to 65kW) Determination 2019 | MEPS 2019 | Simulation | P038AHR3SA-LTR | P038AHR3SA- | N/A | APAC | N/A | Ducted | Packaged | - | Air | Air | Australia,Malaysia | 11.6 | N/A | 39.7 | N/A | N/A | N/A | N/A | N/A | 9.8 | 37.7 | Simulation test | 3.274 | 3.6614 | N/A | - | N/A | N/A | N/A | N/A | N/A | N/A | N/A | N/A | N/A | N/A | N/A | N/A | N/A | N/A | N/A | N/A | N/A | Three | R410A | Australia,Fiji,New Zealand | 153762 | 2028-04-17 |  | Approved | Reverse Cycle | N/A | No | Class 7 | No | N/A | N/A | N/A | N/A | N/A | N/A | N/A | Available | N/A | N/A | https://rinnai.com.au | https://www.apacair.com.au | N/A |  |  | AAC7431 | Yes | Two-stage | - | No | - | 39700 | 11.6 | - | - | - | No | - | - | Yes | 10300 | 42430 | - | - | - | - | 1 | 1 | 37700 | 9.8 | - | - | - | - | - | - | - | - | - | - | - | - | - | - | - | - | - | - | - | - | - | - | - | - | - | - | - | - | 3.365 | 3.417 | 3.872 | 4.383 | 4.171 | 4.157 | 3101 | 4657 | 13201 | 6430 | 8006 | 17737 | 1.5 | 1.5 | 2 | - | - | - | - | - | - | - | - | - | - | - | - | 0 | 0 | 0 | - | - | - | - | - | N/A | N/A | N/A | 95 | 3.3302 | 3.7249
[SEER Non Multi-Split <=65kW] GEMS (Air Conditioners up to 65kW) Determination 2019 | MEPS 2019 | Simulation | P038AHR3SA-LTT | P038AHR3SA- | N/A | APAC | N/A | Ducted | Packaged | - | Air | Air | Australia,Malaysia | 11.6 | N/A | 39.7 | N/A | N/A | N/A | N/A | N/A | 9.8 | 37.7 | Simulation test | 3.274 | 3.6614 | N/A | - | N/A | N/A | N/A | N/A | N/A | N/A | N/A | N/A | N/A | N/A | N/A | N/A | N/A | N/A | N/A | N/A | N/A | Three | R410A | Australia,Fiji,New Zealand | 153762 | 2028-04-17 |  | Approved | Reverse Cycle | N/A | No | Class 7 | No | N/A | N/A | N/A | N/A | N/A | N/A | N/A | Available | N/A | N/A | https://rinnai.com.au | https://www.apacair.com.au | N/A |  |  | AAC7431 | Yes | Two-stage | - | No | - | 39700 | 11.6 | - | - | - | No | - | - | Yes | 10300 | 42430 | - | - | - | - | 1 | 1 | 37700 | 9.8 | - | - | - | - | - | - | - | - | - | - | - | - | - | - | - | - | - | - | - | - | - | - | - | - | - | - | - | - | 3.365 | 3.417 | 3.872 | 4.383 | 4.171 | 4.157 | 3101 | 4657 | 13201 | 6430 | 8006 | 17737 | 1.5 | 1.5 | 2 | - | - | - | - | - | - | - | - | - | - | - | - | 0 | 0 | 0 | - | - | - | - | - | N/A | N/A | N/A | 95 | 3.3302 | 3.7249
[SEER Non Multi-Split <=65kW] GEMS (Air Conditioners up to 65kW) Determination 2019 | MEPS 2019 | Simulation | P038AHR3SA-RBB | P038AHR3SA- | N/A | APAC | N/A | Ducted | Packaged | - | Air | Air | Australia,Malaysia | 11.6 | N/A | 39.7 | N/A | N/A | N/A | N/A | N/A | 9.8 | 37.7 | Simulation test | 3.274 | 3.6614 | N/A | - | N/A | N/A | N/A | N/A | N/A | N/A | N/A | N/A | N/A | N/A | N/A | N/A | N/A | N/A | N/A | N/A | N/A | Three | R410A | Australia,Fiji,New Zealand | 153762 | 2028-04-17 |  | Approved | Reverse Cycle | N/A | No | Class 7 | No | N/A | N/A | N/A | N/A | N/A | N/A | N/A | Available | N/A | N/A | https://rinnai.com.au | https://www.apacair.com.au | N/A |  |  | AAC7431 | Yes | Two-stage | - | No | - | 39700 | 11.6 | - | - | - | No | - | - | Yes | 10300 | 42430 | - | - | - | - | 1 | 1 | 37700 | 9.8 | - | - | - | - | - | - | - | - | - | - | - | - | - | - | - | - | - | - | - | - | - | - | - | - | - | - | - | - | 3.365 | 3.417 | 3.872 | 4.383 | 4.171 | 4.157 | 3101 | 4657 | 13201 | 6430 | 8006 | 17737 | 1.5 | 1.5 | 2 | - | - | - | - | - | - | - | - | - | - | - | - | 0 | 0 | 0 | - | - | - | - | - | N/A | N/A | N/A | 95 | 3.3302 | 3.7249