[SEER Non Multi-Split <=65kW] GEMS (Air Conditioners up to 65kW) Determination 2019 | MEPS 2019 | AS/NZS 3823.1.1:2012 | MUY-GW71VFD/MSY-GW71VFD |  | N/A | MITSUBISHI ELECTRIC | N/A | Non Ducted | Single Split System | Wall Hung | Air | - | Thailand | 1.84 | N/A | 7.1 | N/A | N/A | N/A | N/A | N/A | - | - | Calorimeter Room | 3.9551 | - | N/A | - | N/A | N/A | N/A | N/A | N/A | N/A | N/A | N/A | N/A | N/A | N/A | N/A | N/A | N/A | N/A | N/A | N/A | Single | R32 | Australia,New Zealand | 146511 | 2027-05-04 |  | Approved | Cooling Only | N/A | Yes | Class 9 | Yes | N/A | N/A | N/A | N/A | N/A | N/A | N/A | Available | N/A | N/A | http://www.MitsubishiElectric.com.au/ | http://www.mitsubishielectric.com.au | N/A |  |  | AAC6656 | Yes | Variable output compressor | Inverter | No | - | 7100 | 1.84 | - | 690 | 3550 | No | - | - | - | 1681.76 | 7646.7 | Yes | 590 | 3820 | No | - | - | - | - | - | - | - | - | - | - | - | - | - | - | - | - | - | - | - | - | - | - | - | - | - | - | - | - | - | - | 61.3 | 65.3 | 5.217 | 5.022 | 5.438 | 6.769 | 6.165 | 5.963 | 371 | 584 | 1699 | 757 | 982 | 2225 | 3.5 | 3.5 | 3.5 | - | - | - | - | - | - | - | - | - | - | - | - | - | - | - | No | - | - | - | - | N/A | N/A | N/A | 5 | 3.8236 | -
[SEER Non Multi-Split <=65kW] GEMS (Air Conditioners up to 65kW) Determination 2019 | MEPS 2019 | AS/NZS 3823.1.1:2012 | MUY-GW80VFD/MSY-GW80VFD |  | N/A | MITSUBISHI ELECTRIC | N/A | Non Ducted | Single Split System | Wall Hung | Air | - | Thailand | 2.31 | N/A | 8 | N/A | N/A | N/A | N/A | N/A | - | - | Calorimeter Room | 3.5821 | - | N/A | - | N/A | N/A | N/A | N/A | N/A | N/A | N/A | N/A | N/A | N/A | N/A | N/A | N/A | N/A | N/A | N/A | N/A | Single | R32 | Australia,New Zealand | 146512 | 2027-04-27 |  | Approved | Cooling Only | N/A | Yes | Class 9 | Yes | N/A | N/A | N/A | N/A | N/A | N/A | N/A | Available | N/A | N/A | http://www.MitsubishiElectric.com.au/ | http://www.mitsubishielectric.com.au | N/A |  |  | AAC6627 | Yes | Variable output compressor | Inverter | No | - | 8000 | 2.31 | - | 820 | 4000 | No | - | - | - | 2111.34 | 8616 | Yes | 690 | 4310 | No | - | - | - | - | - | - | - | - | - | - | - | - | - | - | - | - | - | - | - | - | - | - | - | - | - | - | - | - | - | - | 61.3 | 65.9 | 5.001 | 4.761 | 5.133 | 6.62 | 5.944 | 5.678 | 438 | 696 | 2030 | 874 | 1149 | 2635 | 3.5 | 3 | 3.5 | - | - | - | - | - | - | - | - | - | - | - | - | - | - | - | No | - | - | - | - | N/A | N/A | N/A | 5 | 3.4381 | -
[SEER Non Multi-Split <=65kW] GEMS (Air Conditioners up to 65kW) Determination 2019 | MEPS 2019 | AS/NZS 3823.1.1:2012 | MUY-GY90VFD/MSY-GY90VFD |  | N/A | MITSUBISHI ELECTRIC | N/A | Non Ducted | Single Split System | Wall Hung | Air | - | Thailand | 2.78 | N/A | 9 | N/A | N/A | N/A | N/A | N/A | - | - | Calorimeter Room | 3.4123 | - | N/A | - | N/A | N/A | N/A | N/A | N/A | N/A | N/A | N/A | N/A | N/A | N/A | N/A | N/A | N/A | N/A | N/A | N/A | Single | R32 | Australia,New Zealand | 157142 | 2028-10-11 |  | Approved | Cooling Only | N/A | Yes | Class 9 | Yes | N/A | N/A | N/A | N/A | N/A | N/A | N/A | Available | N/A | N/A | http://www.MitsubishiElectric.com.au/ | http://www.mitsubishielectric.com.au | N/A |  |  | AAC7833 | Yes | Variable output compressor | Inverter | No | - | 9000 | 2.78 | - | 830 | 4500 | No | - | - | - | 2540.92 | 9693 | No | 758.62 | 4846.5 | No | - | - | - | - | - | - | - | - | - | - | - | - | - | - | - | - | - | - | - | - | - | - | - | - | - | - | - | - | - | - | 63.6 | 65.1 | 5.167 | 4.801 | 5.02 | 6.2 | 5.687 | 5.417 | 487 | 789 | 2347 | 1060 | 1362 | 3117 | 3.5 | 3 | 3.5 | - | - | - | - | - | - | - | - | - | - | - | - | - | - | - | No | - | - | - | - | N/A | N/A | N/A | 1 | 3.2335 | -
[SEER Non Multi-Split <=65kW] GEMS (Air Conditioners up to 65kW) Determination 2019 | MEPS 2019 | AS/NZS 3823.1.1:2012 | MUZ-AP20VG*/MSZ-AP20VGD Series | MUZ-AP20VG*/MSZ-AP20VGD Series | N/A | MITSUBISHI ELECTRIC | N/A | Non Ducted | Single Split System | Wall Hung | Air | Air | Thailand | 0.46 | N/A | 2 | N/A | N/A | N/A | N/A | N/A | 0.6 | 2.5 | Calorimeter Room | 4.4345 | 4.1058 | N/A | - | N/A | N/A | N/A | N/A | N/A | N/A | N/A | N/A | N/A | N/A | N/A | N/A | N/A | N/A | N/A | N/A | N/A | Single | R32 | Australia,New Zealand | 128811 | 2025-05-08 |  | Approved | Reverse Cycle | N/A | No | Class 8 | No | N/A | N/A | N/A | N/A | N/A | N/A | N/A | Available | N/A | N/A | http://www.MitsubishiElectric.com.au/ | http://www.mitsubishielectric.com.au | N/A |  |  | AAC4830 | Yes | Variable output compressor | Inverter | No | - | 2000 | 0.46 | - | 190 | 1000 | No | - | - | - | 420.44 | 2154 | No | 173.66 | 1077 | No | - | - | 2500 | 0.6 | 250 | 1250 | No | - | - | Yes | 1500 | 3300 | No | - | - | No | - | - | - | - | - | No | - | - | No | - | - | No | - | - | 52 | 55 | 5.289 | 5.149 | 5.495 | 6.238 | 5.881 | 5.836 | 104 | 161 | 474 | 232 | 291 | 641 | 3.5 | 3.5 | 3.5 | 3.936 | 4.28 | 4.606 | 4.099 | 4.396 | 4.598 | 832 | 320 | 48 | 271 | 144 | 31 | 2 | 2.5 | 3 | No | - | - | - | - | N/A | N/A | N/A | 1 | 4.3161 | 4.1433
[SEER Non Multi-Split <=65kW] GEMS (Air Conditioners up to 65kW) Determination 2019 | MEPS 2019 | AS/NZS 3823.1.1:2012 | MUZ-AP20VG/MSZ-AP20VGD | MUZ-AP20VG*/MSZ-AP20VGD Series | N/A | MITSUBISHI ELECTRIC | N/A | Non Ducted | Single Split System | Wall Hung | Air | Air | Thailand | 0.46 | N/A | 2 | N/A | N/A | N/A | N/A | N/A | 0.6 | 2.5 | Calorimeter Room | 4.4345 | 4.1058 | N/A | - | N/A | N/A | N/A | N/A | N/A | N/A | N/A | N/A | N/A | N/A | N/A | N/A | N/A | N/A | N/A | N/A | N/A | Single | R32 | Australia,New Zealand | 128811 | 2025-05-08 |  | Approved | Reverse Cycle | N/A | No | Class 8 | No | N/A | N/A | N/A | N/A | N/A | N/A | N/A | Available | N/A | N/A | http://www.MitsubishiElectric.com.au/ | http://www.mitsubishielectric.com.au | N/A |  |  | AAC4830 | Yes | Variable output compressor | Inverter | No | - | 2000 | 0.46 | - | 190 | 1000 | No | - | - | - | 420.44 | 2154 | No | 173.66 | 1077 | No | - | - | 2500 | 0.6 | 250 | 1250 | No | - | - | Yes | 1500 | 3300 | No | - | - | No | - | - | - | - | - | No | - | - | No | - | - | No | - | - | 52 | 55 | 5.289 | 5.149 | 5.495 | 6.238 | 5.881 | 5.836 | 104 | 161 | 474 | 232 | 291 | 641 | 3.5 | 3.5 | 3.5 | 3.936 | 4.28 | 4.606 | 4.099 | 4.396 | 4.598 | 832 | 320 | 48 | 271 | 144 | 31 | 2 | 2.5 | 3 | No | - | - | - | - | N/A | N/A | N/A | 1 | 4.3161 | 4.1433
[SEER Non Multi-Split <=65kW] GEMS (Air Conditioners up to 65kW) Determination 2019 | MEPS 2019 | AS/NZS 3823.1.1:2012 | MUZ-AP20VGD/MSZ-AP20VGD | MUZ-AP20VG*/MSZ-AP20VGD Series | N/A | MITSUBISHI ELECTRIC | N/A | Non Ducted | Single Split System | Wall Hung | Air | Air | Thailand | 0.46 | N/A | 2 | N/A | N/A | N/A | N/A | N/A | 0.6 | 2.5 | Calorimeter Room | 4.4345 | 4.1058 | N/A | - | N/A | N/A | N/A | N/A | N/A | N/A | N/A | N/A | N/A | N/A | N/A | N/A | N/A | N/A | N/A | N/A | N/A | Single | R32 | Australia,New Zealand | 128811 | 2025-05-08 |  | Approved | Reverse Cycle | N/A | No | Class 8 | No | N/A | N/A | N/A | N/A | N/A | N/A | N/A | Available | N/A | N/A | http://www.MitsubishiElectric.com.au/ | http://www.mitsubishielectric.com.au | N/A |  |  | AAC4830 | Yes | Variable output compressor | Inverter | No | - | 2000 | 0.46 | - | 190 | 1000 | No | - | - | - | 420.44 | 2154 | No | 173.66 | 1077 | No | - | - | 2500 | 0.6 | 250 | 1250 | No | - | - | Yes | 1500 | 3300 | No | - | - | No | - | - | - | - | - | No | - | - | No | - | - | No | - | - | 52 | 55 | 5.289 | 5.149 | 5.495 | 6.238 | 5.881 | 5.836 | 104 | 161 | 474 | 232 | 291 | 641 | 3.5 | 3.5 | 3.5 | 3.936 | 4.28 | 4.606 | 4.099 | 4.396 | 4.598 | 832 | 320 | 48 | 271 | 144 | 31 | 2 | 2.5 | 3 | No | - | - | - | - | N/A | N/A | N/A | 1 | 4.3161 | 4.1433
[SEER Non Multi-Split <=65kW] GEMS (Air Conditioners up to 65kW) Determination 2019 | MEPS 2019 | AS/NZS 3823.1.1:2012 | MUZ-AP25VG/MSZ-AP25VG Series | MUZ-AP25VG/MSZ-AP25VG Series | N/A | MITSUBISHI ELECTRIC | N/A | Non Ducted | Single Split System | Wall Hung | Air | Air | Thailand | 0.5 | N/A | 2.5 | N/A | N/A | N/A | N/A | N/A | 0.67 | 3.2 | Calorimeter Room | 5.1173 | 4.844 | N/A | - | N/A | N/A | N/A | N/A | N/A | N/A | N/A | N/A | N/A | N/A | N/A | N/A | N/A | N/A | N/A | N/A | N/A | Single | R32 | Australia,New Zealand | 143033 | 2026-11-18 |  | Approved | Reverse Cycle | N/A | Yes | Class 8 | Yes | N/A | N/A | N/A | N/A | N/A | N/A | N/A | Available | N/A | N/A | http://www.MitsubishiElectric.com.au/ | http://www.mitsubishielectric.com.au | N/A |  |  | AAC6357 | Yes | Variable output compressor | Inverter | No | - | 2500 | 0.5 | - | 210 | 1250 | No | - | - | - | 457 | 2692.5 | Yes | 160 | 1340 | Yes | 100 | 880 | 3200 | 0.67 | 280 | 1600 | No | - | - | Yes | 1320 | 3900 | No | - | - | No | - | - | - | - | - | No | - | - | No | - | - | No | - | - | 54.1 | 53.2 | 7.014 | 6.719 | 7.259 | 9.083 | 8.243 | 8.095 | 98 | 154 | 449 | 199 | 259 | 578 | 5.5 | 5 | 5.5 | 4.531 | 4.901 | 5.265 | 4.708 | 5.03 | 5.256 | 925 | 357 | 53 | 302 | 161 | 34 | 3 | 3 | 3.5 | No | - | - | - | - | N/A | N/A | N/A | 1 | 4.9664 | 4.7521
[SEER Non Multi-Split <=65kW] GEMS (Air Conditioners up to 65kW) Determination 2019 | MEPS 2019 | AS/NZS 3823.1.1:2012 | MUZ-AP25VG/MSZ-AP25VGD | MUZ-AP25VG/MSZ-AP25VG Series | N/A | MITSUBISHI ELECTRIC | N/A | Non Ducted | Single Split System | Wall Hung | Air | Air | Thailand | 0.5 | N/A | 2.5 | N/A | N/A | N/A | N/A | N/A | 0.67 | 3.2 | Calorimeter Room | 5.1173 | 4.844 | N/A | - | N/A | N/A | N/A | N/A | N/A | N/A | N/A | N/A | N/A | N/A | N/A | N/A | N/A | N/A | N/A | N/A | N/A | Single | R32 | Australia,New Zealand | 143033 | 2026-11-18 |  | Approved | Reverse Cycle | N/A | Yes | Class 8 | Yes | N/A | N/A | N/A | N/A | N/A | N/A | N/A | Available | N/A | N/A | http://www.MitsubishiElectric.com.au/ | http://www.mitsubishielectric.com.au | N/A |  |  | AAC6357 | Yes | Variable output compressor | Inverter | No | - | 2500 | 0.5 | - | 210 | 1250 | No | - | - | - | 457 | 2692.5 | Yes | 160 | 1340 | Yes | 100 | 880 | 3200 | 0.67 | 280 | 1600 | No | - | - | Yes | 1320 | 3900 | No | - | - | No | - | - | - | - | - | No | - | - | No | - | - | No | - | - | 54.1 | 53.2 | 7.014 | 6.719 | 7.259 | 9.083 | 8.243 | 8.095 | 98 | 154 | 449 | 199 | 259 | 578 | 5.5 | 5 | 5.5 | 4.531 | 4.901 | 5.265 | 4.708 | 5.03 | 5.256 | 925 | 357 | 53 | 302 | 161 | 34 | 3 | 3 | 3.5 | No | - | - | - | - | N/A | N/A | N/A | 1 | 4.9664 | 4.7521
[SEER Non Multi-Split <=65kW] GEMS (Air Conditioners up to 65kW) Determination 2019 | MEPS 2019 | AS/NZS 3823.1.1:2012 | MUZ-AP25VG/MSZ-AP25VGD2 | MUZ-AP25VG/MSZ-AP25VG Series | N/A | MITSUBISHI ELECTRIC | N/A | Non Ducted | Single Split System | Wall Hung | Air | Air | Thailand | 0.5 | N/A | 2.5 | N/A | N/A | N/A | N/A | N/A | 0.67 | 3.2 | Calorimeter Room | 5.1173 | 4.844 | N/A | - | N/A | N/A | N/A | N/A | N/A | N/A | N/A | N/A | N/A | N/A | N/A | N/A | N/A | N/A | N/A | N/A | N/A | Single | R32 | Australia,New Zealand | 143033 | 2026-11-18 |  | Approved | Reverse Cycle | N/A | Yes | Class 8 | Yes | N/A | N/A | N/A | N/A | N/A | N/A | N/A | Available | N/A | N/A | http://www.MitsubishiElectric.com.au/ | http://www.mitsubishielectric.com.au | N/A |  |  | AAC6357 | Yes | Variable output compressor | Inverter | No | - | 2500 | 0.5 | - | 210 | 1250 | No | - | - | - | 457 | 2692.5 | Yes | 160 | 1340 | Yes | 100 | 880 | 3200 | 0.67 | 280 | 1600 | No | - | - | Yes | 1320 | 3900 | No | - | - | No | - | - | - | - | - | No | - | - | No | - | - | No | - | - | 54.1 | 53.2 | 7.014 | 6.719 | 7.259 | 9.083 | 8.243 | 8.095 | 98 | 154 | 449 | 199 | 259 | 578 | 5.5 | 5 | 5.5 | 4.531 | 4.901 | 5.265 | 4.708 | 5.03 | 5.256 | 925 | 357 | 53 | 302 | 161 | 34 | 3 | 3 | 3.5 | No | - | - | - | - | N/A | N/A | N/A | 1 | 4.9664 | 4.7521
[SEER Non Multi-Split <=65kW] GEMS (Air Conditioners up to 65kW) Determination 2019 | MEPS 2019 | AS/NZS 3823.1.1:2012 | MUZ-AP25VG/MSZ-AP25VGKD | MUZ-AP25VG/MSZ-AP25VG Series | N/A | MITSUBISHI ELECTRIC | N/A | Non Ducted | Single Split System | Wall Hung | Air | Air | Thailand | 0.5 | N/A | 2.5 | N/A | N/A | N/A | N/A | N/A | 0.67 | 3.2 | Calorimeter Room | 5.1173 | 4.844 | N/A | - | N/A | N/A | N/A | N/A | N/A | N/A | N/A | N/A | N/A | N/A | N/A | N/A | N/A | N/A | N/A | N/A | N/A | Single | R32 | Australia,New Zealand | 143033 | 2026-11-18 |  | Approved | Reverse Cycle | N/A | Yes | Class 8 | Yes | N/A | N/A | N/A | N/A | N/A | N/A | N/A | Available | N/A | N/A | http://www.MitsubishiElectric.com.au/ | http://www.mitsubishielectric.com.au | N/A |  |  | AAC6357 | Yes | Variable output compressor | Inverter | No | - | 2500 | 0.5 | - | 210 | 1250 | No | - | - | - | 457 | 2692.5 | Yes | 160 | 1340 | Yes | 100 | 880 | 3200 | 0.67 | 280 | 1600 | No | - | - | Yes | 1320 | 3900 | No | - | - | No | - | - | - | - | - | No | - | - | No | - | - | No | - | - | 54.1 | 53.2 | 7.014 | 6.719 | 7.259 | 9.083 | 8.243 | 8.095 | 98 | 154 | 449 | 199 | 259 | 578 | 5.5 | 5 | 5.5 | 4.531 | 4.901 | 5.265 | 4.708 | 5.03 | 5.256 | 925 | 357 | 53 | 302 | 161 | 34 | 3 | 3 | 3.5 | No | - | - | - | - | N/A | N/A | N/A | 1 | 4.9664 | 4.7521
[SEER Non Multi-Split <=65kW] GEMS (Air Conditioners up to 65kW) Determination 2019 | MEPS 2019 | AS/NZS 3823.1.1:2012 | MUZ-AP25VG2/MSZ-AP25VG2 Series | MUZ-AP25VG2/MSZ-AP25VG2 Series | N/A | MITSUBISHI ELECTRIC | N/A | Non Ducted | Single Split System | Wall Hung | Air | Air | Thailand | 0.5 | N/A | 2.5 | N/A | N/A | N/A | N/A | N/A | 0.67 | 3.2 | Calorimeter Room | 5.1173 | 4.844 | N/A | - | N/A | N/A | N/A | N/A | N/A | N/A | N/A | N/A | N/A | N/A | N/A | N/A | N/A | N/A | N/A | N/A | N/A | Single | R32 | Australia,New Zealand | 155721 | 2028-08-22 |  | Approved | Reverse Cycle | N/A | Yes | Class 8 | Yes | N/A | N/A | N/A | N/A | N/A | N/A | N/A | Available | N/A | N/A | http://www.MitsubishiElectric.com.au/ | http://www.mitsubishielectric.com.au | N/A |  |  | AAC7727 | Yes | Variable output compressor | Inverter | No | - | 2500 | 0.5 | - | 210 | 1250 | Yes | 165 | 870 | - | 457 | 2692.5 | Yes | 155 | 1340 | - | 100 | 870 | 3200 | 0.67 | 280 | 1600 | Yes | 130 | 700 | Yes | 1320 | 3900 | No | - | - | No | - | - | - | - | - | No | - | - | No | - | - | No | - | - | 56 | 55.7 | 7.612 | 7.309 | 7.847 | 17.391 | 11.851 | 9.585 | 90 | 142 | 415 | 103 | 180 | 488 | 6 | 5.5 | 6 | 4.587 | 4.989 | 5.481 | 4.837 | 5.182 | 5.465 | 913 | 351 | 51 | 294 | 157 | 33 | 3 | 3 | 3.5 | No | - | - | - | - | N/A | N/A | N/A | 1 | 4.9664 | 4.7521
[SEER Non Multi-Split <=65kW] GEMS (Air Conditioners up to 65kW) Determination 2019 | MEPS 2019 | AS/NZS 3823.1.1:2012 | MUZ-AP25VG2/MSZ-AP25VGD | MUZ-AP25VG2/MSZ-AP25VG2 Series | N/A | MITSUBISHI ELECTRIC | N/A | Non Ducted | Single Split System | Wall Hung | Air | Air | Thailand | 0.5 | N/A | 2.5 | N/A | N/A | N/A | N/A | N/A | 0.67 | 3.2 | Calorimeter Room | 5.1173 | 4.844 | N/A | - | N/A | N/A | N/A | N/A | N/A | N/A | N/A | N/A | N/A | N/A | N/A | N/A | N/A | N/A | N/A | N/A | N/A | Single | R32 | Australia,New Zealand | 155721 | 2028-08-22 |  | Approved | Reverse Cycle | N/A | Yes | Class 8 | Yes | N/A | N/A | N/A | N/A | N/A | N/A | N/A | Available | N/A | N/A | http://www.MitsubishiElectric.com.au/ | http://www.mitsubishielectric.com.au | N/A |  |  | AAC7727 | Yes | Variable output compressor | Inverter | No | - | 2500 | 0.5 | - | 210 | 1250 | Yes | 165 | 870 | - | 457 | 2692.5 | Yes | 155 | 1340 | - | 100 | 870 | 3200 | 0.67 | 280 | 1600 | Yes | 130 | 700 | Yes | 1320 | 3900 | No | - | - | No | - | - | - | - | - | No | - | - | No | - | - | No | - | - | 56 | 55.7 | 7.612 | 7.309 | 7.847 | 17.391 | 11.851 | 9.585 | 90 | 142 | 415 | 103 | 180 | 488 | 6 | 5.5 | 6 | 4.587 | 4.989 | 5.481 | 4.837 | 5.182 | 5.465 | 913 | 351 | 51 | 294 | 157 | 33 | 3 | 3 | 3.5 | No | - | - | - | - | N/A | N/A | N/A | 1 | 4.9664 | 4.7521
[SEER Non Multi-Split <=65kW] GEMS (Air Conditioners up to 65kW) Determination 2019 | MEPS 2019 | AS/NZS 3823.1.1:2012 | MUZ-AP25VG2/MSZ-AP25VGD2 | MUZ-AP25VG2/MSZ-AP25VG2 Series | N/A | MITSUBISHI ELECTRIC | N/A | Non Ducted | Single Split System | Wall Hung | Air | Air | Thailand | 0.5 | N/A | 2.5 | N/A | N/A | N/A | N/A | N/A | 0.67 | 3.2 | Calorimeter Room | 5.1173 | 4.844 | N/A | - | N/A | N/A | N/A | N/A | N/A | N/A | N/A | N/A | N/A | N/A | N/A | N/A | N/A | N/A | N/A | N/A | N/A | Single | R32 | Australia,New Zealand | 155721 | 2028-08-22 |  | Approved | Reverse Cycle | N/A | Yes | Class 8 | Yes | N/A | N/A | N/A | N/A | N/A | N/A | N/A | Available | N/A | N/A | http://www.MitsubishiElectric.com.au/ | http://www.mitsubishielectric.com.au | N/A |  |  | AAC7727 | Yes | Variable output compressor | Inverter | No | - | 2500 | 0.5 | - | 210 | 1250 | Yes | 165 | 870 | - | 457 | 2692.5 | Yes | 155 | 1340 | - | 100 | 870 | 3200 | 0.67 | 280 | 1600 | Yes | 130 | 700 | Yes | 1320 | 3900 | No | - | - | No | - | - | - | - | - | No | - | - | No | - | - | No | - | - | 56 | 55.7 | 7.612 | 7.309 | 7.847 | 17.391 | 11.851 | 9.585 | 90 | 142 | 415 | 103 | 180 | 488 | 6 | 5.5 | 6 | 4.587 | 4.989 | 5.481 | 4.837 | 5.182 | 5.465 | 913 | 351 | 51 | 294 | 157 | 33 | 3 | 3 | 3.5 | No | - | - | - | - | N/A | N/A | N/A | 1 | 4.9664 | 4.7521
[SEER Non Multi-Split <=65kW] GEMS (Air Conditioners up to 65kW) Determination 2019 | MEPS 2019 | AS/NZS 3823.1.1:2012 | MUZ-AP25VG2/MSZ-AP25VGKD2 | MUZ-AP25VG2/MSZ-AP25VG2 Series | N/A | MITSUBISHI ELECTRIC | N/A | Non Ducted | Single Split System | Wall Hung | Air | Air | Thailand | 0.5 | N/A | 2.5 | N/A | N/A | N/A | N/A | N/A | 0.67 | 3.2 | Calorimeter Room | 5.1173 | 4.844 | N/A | - | N/A | N/A | N/A | N/A | N/A | N/A | N/A | N/A | N/A | N/A | N/A | N/A | N/A | N/A | N/A | N/A | N/A | Single | R32 | Australia,New Zealand | 155721 | 2028-08-22 |  | Approved | Reverse Cycle | N/A | Yes | Class 8 | Yes | N/A | N/A | N/A | N/A | N/A | N/A | N/A | Available | N/A | N/A | http://www.MitsubishiElectric.com.au/ | http://www.mitsubishielectric.com.au | N/A |  |  | AAC7727 | Yes | Variable output compressor | Inverter | No | - | 2500 | 0.5 | - | 210 | 1250 | Yes | 165 | 870 | - | 457 | 2692.5 | Yes | 155 | 1340 | - | 100 | 870 | 3200 | 0.67 | 280 | 1600 | Yes | 130 | 700 | Yes | 1320 | 3900 | No | - | - | No | - | - | - | - | - | No | - | - | No | - | - | No | - | - | 56 | 55.7 | 7.612 | 7.309 | 7.847 | 17.391 | 11.851 | 9.585 | 90 | 142 | 415 | 103 | 180 | 488 | 6 | 5.5 | 6 | 4.587 | 4.989 | 5.481 | 4.837 | 5.182 | 5.465 | 913 | 351 | 51 | 294 | 157 | 33 | 3 | 3 | 3.5 | No | - | - | - | - | N/A | N/A | N/A | 1 | 4.9664 | 4.7521
[SEER Non Multi-Split <=65kW] GEMS (Air Conditioners up to 65kW) Determination 2019 | MEPS 2019 | AS/NZS 3823.1.1:2012 | MUZ-AP25VGD/MSZ-AP25VGD | MUZ-AP25VG/MSZ-AP25VG Series | N/A | MITSUBISHI ELECTRIC | N/A | Non Ducted | Single Split System | Wall Hung | Air | Air | Thailand | 0.5 | N/A | 2.5 | N/A | N/A | N/A | N/A | N/A | 0.67 | 3.2 | Calorimeter Room | 5.1173 | 4.844 | N/A | - | N/A | N/A | N/A | N/A | N/A | N/A | N/A | N/A | N/A | N/A | N/A | N/A | N/A | N/A | N/A | N/A | N/A | Single | R32 | Australia,New Zealand | 143033 | 2026-11-18 |  | Approved | Reverse Cycle | N/A | Yes | Class 8 | Yes | N/A | N/A | N/A | N/A | N/A | N/A | N/A | Available | N/A | N/A | http://www.MitsubishiElectric.com.au/ | http://www.mitsubishielectric.com.au | N/A |  |  | AAC6357 | Yes | Variable output compressor | Inverter | No | - | 2500 | 0.5 | - | 210 | 1250 | No | - | - | - | 457 | 2692.5 | Yes | 160 | 1340 | Yes | 100 | 880 | 3200 | 0.67 | 280 | 1600 | No | - | - | Yes | 1320 | 3900 | No | - | - | No | - | - | - | - | - | No | - | - | No | - | - | No | - | - | 54.1 | 53.2 | 7.014 | 6.719 | 7.259 | 9.083 | 8.243 | 8.095 | 98 | 154 | 449 | 199 | 259 | 578 | 5.5 | 5 | 5.5 | 4.531 | 4.901 | 5.265 | 4.708 | 5.03 | 5.256 | 925 | 357 | 53 | 302 | 161 | 34 | 3 | 3 | 3.5 | No | - | - | - | - | N/A | N/A | N/A | 1 | 4.9664 | 4.7521
[SEER Non Multi-Split <=65kW] GEMS (Air Conditioners up to 65kW) Determination 2019 | MEPS 2019 | AS/NZS 3823.1.1:2012 | MUZ-AP25VGD/MSZ-AP25VGD2 | MUZ-AP25VG/MSZ-AP25VG Series | N/A | MITSUBISHI ELECTRIC | N/A | Non Ducted | Single Split System | Wall Hung | Air | Air | Thailand | 0.5 | N/A | 2.5 | N/A | N/A | N/A | N/A | N/A | 0.67 | 3.2 | Calorimeter Room | 5.1173 | 4.844 | N/A | - | N/A | N/A | N/A | N/A | N/A | N/A | N/A | N/A | N/A | N/A | N/A | N/A | N/A | N/A | N/A | N/A | N/A | Single | R32 | Australia,New Zealand | 143033 | 2026-11-18 |  | Approved | Reverse Cycle | N/A | Yes | Class 8 | Yes | N/A | N/A | N/A | N/A | N/A | N/A | N/A | Available | N/A | N/A | http://www.MitsubishiElectric.com.au/ | http://www.mitsubishielectric.com.au | N/A |  |  | AAC6357 | Yes | Variable output compressor | Inverter | No | - | 2500 | 0.5 | - | 210 | 1250 | No | - | - | - | 457 | 2692.5 | Yes | 160 | 1340 | Yes | 100 | 880 | 3200 | 0.67 | 280 | 1600 | No | - | - | Yes | 1320 | 3900 | No | - | - | No | - | - | - | - | - | No | - | - | No | - | - | No | - | - | 54.1 | 53.2 | 7.014 | 6.719 | 7.259 | 9.083 | 8.243 | 8.095 | 98 | 154 | 449 | 199 | 259 | 578 | 5.5 | 5 | 5.5 | 4.531 | 4.901 | 5.265 | 4.708 | 5.03 | 5.256 | 925 | 357 | 53 | 302 | 161 | 34 | 3 | 3 | 3.5 | No | - | - | - | - | N/A | N/A | N/A | 1 | 4.9664 | 4.7521
[SEER Non Multi-Split <=65kW] GEMS (Air Conditioners up to 65kW) Determination 2019 | MEPS 2019 | AS/NZS 3823.1.1:2012 | MUZ-AP25VGD/MSZ-AP25VGKD | MUZ-AP25VG/MSZ-AP25VG Series | N/A | MITSUBISHI ELECTRIC | N/A | Non Ducted | Single Split System | Wall Hung | Air | Air | Thailand | 0.5 | N/A | 2.5 | N/A | N/A | N/A | N/A | N/A | 0.67 | 3.2 | Calorimeter Room | 5.1173 | 4.844 | N/A | - | N/A | N/A | N/A | N/A | N/A | N/A | N/A | N/A | N/A | N/A | N/A | N/A | N/A | N/A | N/A | N/A | N/A | Single | R32 | Australia,New Zealand | 143033 | 2026-11-18 |  | Approved | Reverse Cycle | N/A | Yes | Class 8 | Yes | N/A | N/A | N/A | N/A | N/A | N/A | N/A | Available | N/A | N/A | http://www.MitsubishiElectric.com.au/ | http://www.mitsubishielectric.com.au | N/A |  |  | AAC6357 | Yes | Variable output compressor | Inverter | No | - | 2500 | 0.5 | - | 210 | 1250 | No | - | - | - | 457 | 2692.5 | Yes | 160 | 1340 | Yes | 100 | 880 | 3200 | 0.67 | 280 | 1600 | No | - | - | Yes | 1320 | 3900 | No | - | - | No | - | - | - | - | - | No | - | - | No | - | - | No | - | - | 54.1 | 53.2 | 7.014 | 6.719 | 7.259 | 9.083 | 8.243 | 8.095 | 98 | 154 | 449 | 199 | 259 | 578 | 5.5 | 5 | 5.5 | 4.531 | 4.901 | 5.265 | 4.708 | 5.03 | 5.256 | 925 | 357 | 53 | 302 | 161 | 34 | 3 | 3 | 3.5 | No | - | - | - | - | N/A | N/A | N/A | 1 | 4.9664 | 4.7521
[SEER Non Multi-Split <=65kW] GEMS (Air Conditioners up to 65kW) Determination 2019 | MEPS 2019 | AS/NZS 3823.1.1:2012 | MUZ-AP25VGD2/MSZ-AP25VGD | MUZ-AP25VG2/MSZ-AP25VG2 Series | N/A | MITSUBISHI ELECTRIC | N/A | Non Ducted | Single Split System | Wall Hung | Air | Air | Thailand | 0.5 | N/A | 2.5 | N/A | N/A | N/A | N/A | N/A | 0.67 | 3.2 | Calorimeter Room | 5.1173 | 4.844 | N/A | - | N/A | N/A | N/A | N/A | N/A | N/A | N/A | N/A | N/A | N/A | N/A | N/A | N/A | N/A | N/A | N/A | N/A | Single | R32 | Australia,New Zealand | 155721 | 2028-08-22 |  | Approved | Reverse Cycle | N/A | Yes | Class 8 | Yes | N/A | N/A | N/A | N/A | N/A | N/A | N/A | Available | N/A | N/A | http://www.MitsubishiElectric.com.au/ | http://www.mitsubishielectric.com.au | N/A |  |  | AAC7727 | Yes | Variable output compressor | Inverter | No | - | 2500 | 0.5 | - | 210 | 1250 | Yes | 165 | 870 | - | 457 | 2692.5 | Yes | 155 | 1340 | - | 100 | 870 | 3200 | 0.67 | 280 | 1600 | Yes | 130 | 700 | Yes | 1320 | 3900 | No | - | - | No | - | - | - | - | - | No | - | - | No | - | - | No | - | - | 56 | 55.7 | 7.612 | 7.309 | 7.847 | 17.391 | 11.851 | 9.585 | 90 | 142 | 415 | 103 | 180 | 488 | 6 | 5.5 | 6 | 4.587 | 4.989 | 5.481 | 4.837 | 5.182 | 5.465 | 913 | 351 | 51 | 294 | 157 | 33 | 3 | 3 | 3.5 | No | - | - | - | - | N/A | N/A | N/A | 1 | 4.9664 | 4.7521
[SEER Non Multi-Split <=65kW] GEMS (Air Conditioners up to 65kW) Determination 2019 | MEPS 2019 | AS/NZS 3823.1.1:2012 | MUZ-AP25VGD2/MSZ-AP25VGD2 | MUZ-AP25VG2/MSZ-AP25VG2 Series | N/A | MITSUBISHI ELECTRIC | N/A | Non Ducted | Single Split System | Wall Hung | Air | Air | Thailand | 0.5 | N/A | 2.5 | N/A | N/A | N/A | N/A | N/A | 0.67 | 3.2 | Calorimeter Room | 5.1173 | 4.844 | N/A | - | N/A | N/A | N/A | N/A | N/A | N/A | N/A | N/A | N/A | N/A | N/A | N/A | N/A | N/A | N/A | N/A | N/A | Single | R32 | Australia,New Zealand | 155721 | 2028-08-22 |  | Approved | Reverse Cycle | N/A | Yes | Class 8 | Yes | N/A | N/A | N/A | N/A | N/A | N/A | N/A | Available | N/A | N/A | http://www.MitsubishiElectric.com.au/ | http://www.mitsubishielectric.com.au | N/A |  |  | AAC7727 | Yes | Variable output compressor | Inverter | No | - | 2500 | 0.5 | - | 210 | 1250 | Yes | 165 | 870 | - | 457 | 2692.5 | Yes | 155 | 1340 | - | 100 | 870 | 3200 | 0.67 | 280 | 1600 | Yes | 130 | 700 | Yes | 1320 | 3900 | No | - | - | No | - | - | - | - | - | No | - | - | No | - | - | No | - | - | 56 | 55.7 | 7.612 | 7.309 | 7.847 | 17.391 | 11.851 | 9.585 | 90 | 142 | 415 | 103 | 180 | 488 | 6 | 5.5 | 6 | 4.587 | 4.989 | 5.481 | 4.837 | 5.182 | 5.465 | 913 | 351 | 51 | 294 | 157 | 33 | 3 | 3 | 3.5 | No | - | - | - | - | N/A | N/A | N/A | 1 | 4.9664 | 4.7521
[SEER Non Multi-Split <=65kW] GEMS (Air Conditioners up to 65kW) Determination 2019 | MEPS 2019 | AS/NZS 3823.1.1:2012 | MUZ-AP25VGD2/MSZ-AP25VGKD2 | MUZ-AP25VG2/MSZ-AP25VG2 Series | N/A | MITSUBISHI ELECTRIC | N/A | Non Ducted | Single Split System | Wall Hung | Air | Air | Thailand | 0.5 | N/A | 2.5 | N/A | N/A | N/A | N/A | N/A | 0.67 | 3.2 | Calorimeter Room | 5.1173 | 4.844 | N/A | - | N/A | N/A | N/A | N/A | N/A | N/A | N/A | N/A | N/A | N/A | N/A | N/A | N/A | N/A | N/A | N/A | N/A | Single | R32 | Australia,New Zealand | 155721 | 2028-08-22 |  | Approved | Reverse Cycle | N/A | Yes | Class 8 | Yes | N/A | N/A | N/A | N/A | N/A | N/A | N/A | Available | N/A | N/A | http://www.MitsubishiElectric.com.au/ | http://www.mitsubishielectric.com.au | N/A |  |  | AAC7727 | Yes | Variable output compressor | Inverter | No | - | 2500 | 0.5 | - | 210 | 1250 | Yes | 165 | 870 | - | 457 | 2692.5 | Yes | 155 | 1340 | - | 100 | 870 | 3200 | 0.67 | 280 | 1600 | Yes | 130 | 700 | Yes | 1320 | 3900 | No | - | - | No | - | - | - | - | - | No | - | - | No | - | - | No | - | - | 56 | 55.7 | 7.612 | 7.309 | 7.847 | 17.391 | 11.851 | 9.585 | 90 | 142 | 415 | 103 | 180 | 488 | 6 | 5.5 | 6 | 4.587 | 4.989 | 5.481 | 4.837 | 5.182 | 5.465 | 913 | 351 | 51 | 294 | 157 | 33 | 3 | 3 | 3.5 | No | - | - | - | - | N/A | N/A | N/A | 1 | 4.9664 | 4.7521
[SEER Non Multi-Split <=65kW] GEMS (Air Conditioners up to 65kW) Determination 2019 | MEPS 2019 | AS/NZS 3823.1.1:2012 | MUZ-AP35VG/MSZ-AP35VG Series | MUZ-AP35VG/MSZ-AP35VG Series | N/A | MITSUBISHI ELECTRIC | N/A | Non Ducted | Single Split System | Wall Hung | Air | Air | Thailand | 0.87 | N/A | 3.5 | N/A | N/A | N/A | N/A | N/A | 0.81 | 3.7 | Calorimeter Room | 4.0585 | 4.5562 | N/A | - | N/A | N/A | N/A | N/A | N/A | N/A | N/A | N/A | N/A | N/A | N/A | N/A | N/A | N/A | N/A | N/A | N/A | Single | R32 | Australia,New Zealand | 143035 | 2026-11-18 |  | Approved | Reverse Cycle | N/A | Yes | Class 8 | Yes | N/A | N/A | N/A | N/A | N/A | N/A | N/A | Available | N/A | N/A | http://www.MitsubishiElectric.com.au/ | http://www.mitsubishielectric.com.au | N/A |  |  | AAC6354 | Yes | Variable output compressor | Inverter | No | - | 3500 | 0.87 | - | 290 | 1750 | No | - | - | - | 795.18 | 3769.5 | Yes | 230 | 1880 | Yes | 105 | 950 | 3700 | 0.81 | 330 | 1850 | No | - | - | Yes | 1400 | 3900 | No | - | - | No | - | - | - | - | - | No | - | - | No | - | - | No | - | - | 56.3 | 58.4 | 6.639 | 6.187 | 6.585 | 8.821 | 7.862 | 7.379 | 146 | 236 | 694 | 288 | 381 | 888 | 5 | 4.5 | 5 | 4.241 | 4.739 | 5.16 | 4.472 | 4.894 | 5.154 | 1142 | 427 | 63 | 367 | 191 | 40 | 2.5 | 3 | 3.5 | No | - | - | - | - | N/A | N/A | N/A | 1 | 4.0074 | 4.5489
[SEER Non Multi-Split <=65kW] GEMS (Air Conditioners up to 65kW) Determination 2019 | MEPS 2019 | AS/NZS 3823.1.1:2012 | MUZ-AP35VG/MSZ-AP35VGD | MUZ-AP35VG/MSZ-AP35VG Series | N/A | MITSUBISHI ELECTRIC | N/A | Non Ducted | Single Split System | Wall Hung | Air | Air | Thailand | 0.87 | N/A | 3.5 | N/A | N/A | N/A | N/A | N/A | 0.81 | 3.7 | Calorimeter Room | 4.0585 | 4.5562 | N/A | - | N/A | N/A | N/A | N/A | N/A | N/A | N/A | N/A | N/A | N/A | N/A | N/A | N/A | N/A | N/A | N/A | N/A | Single | R32 | Australia,New Zealand | 143035 | 2026-11-18 |  | Approved | Reverse Cycle | N/A | Yes | Class 8 | Yes | N/A | N/A | N/A | N/A | N/A | N/A | N/A | Available | N/A | N/A | http://www.MitsubishiElectric.com.au/ | http://www.mitsubishielectric.com.au | N/A |  |  | AAC6354 | Yes | Variable output compressor | Inverter | No | - | 3500 | 0.87 | - | 290 | 1750 | No | - | - | - | 795.18 | 3769.5 | Yes | 230 | 1880 | Yes | 105 | 950 | 3700 | 0.81 | 330 | 1850 | No | - | - | Yes | 1400 | 3900 | No | - | - | No | - | - | - | - | - | No | - | - | No | - | - | No | - | - | 56.3 | 58.4 | 6.639 | 6.187 | 6.585 | 8.821 | 7.862 | 7.379 | 146 | 236 | 694 | 288 | 381 | 888 | 5 | 4.5 | 5 | 4.241 | 4.739 | 5.16 | 4.472 | 4.894 | 5.154 | 1142 | 427 | 63 | 367 | 191 | 40 | 2.5 | 3 | 3.5 | No | - | - | - | - | N/A | N/A | N/A | 1 | 4.0074 | 4.5489
[SEER Non Multi-Split <=65kW] GEMS (Air Conditioners up to 65kW) Determination 2019 | MEPS 2019 | AS/NZS 3823.1.1:2012 | MUZ-AP35VG/MSZ-AP35VGD2 | MUZ-AP35VG/MSZ-AP35VG Series | N/A | MITSUBISHI ELECTRIC | N/A | Non Ducted | Single Split System | Wall Hung | Air | Air | Thailand | 0.87 | N/A | 3.5 | N/A | N/A | N/A | N/A | N/A | 0.81 | 3.7 | Calorimeter Room | 4.0585 | 4.5562 | N/A | - | N/A | N/A | N/A | N/A | N/A | N/A | N/A | N/A | N/A | N/A | N/A | N/A | N/A | N/A | N/A | N/A | N/A | Single | R32 | Australia,New Zealand | 143035 | 2026-11-18 |  | Approved | Reverse Cycle | N/A | Yes | Class 8 | Yes | N/A | N/A | N/A | N/A | N/A | N/A | N/A | Available | N/A | N/A | http://www.MitsubishiElectric.com.au/ | http://www.mitsubishielectric.com.au | N/A |  |  | AAC6354 | Yes | Variable output compressor | Inverter | No | - | 3500 | 0.87 | - | 290 | 1750 | No | - | - | - | 795.18 | 3769.5 | Yes | 230 | 1880 | Yes | 105 | 950 | 3700 | 0.81 | 330 | 1850 | No | - | - | Yes | 1400 | 3900 | No | - | - | No | - | - | - | - | - | No | - | - | No | - | - | No | - | - | 56.3 | 58.4 | 6.639 | 6.187 | 6.585 | 8.821 | 7.862 | 7.379 | 146 | 236 | 694 | 288 | 381 | 888 | 5 | 4.5 | 5 | 4.241 | 4.739 | 5.16 | 4.472 | 4.894 | 5.154 | 1142 | 427 | 63 | 367 | 191 | 40 | 2.5 | 3 | 3.5 | No | - | - | - | - | N/A | N/A | N/A | 1 | 4.0074 | 4.5489
[SEER Non Multi-Split <=65kW] GEMS (Air Conditioners up to 65kW) Determination 2019 | MEPS 2019 | AS/NZS 3823.1.1:2012 | MUZ-AP35VG/MSZ-AP35VGKD | MUZ-AP35VG/MSZ-AP35VG Series | N/A | MITSUBISHI ELECTRIC | N/A | Non Ducted | Single Split System | Wall Hung | Air | Air | Thailand | 0.87 | N/A | 3.5 | N/A | N/A | N/A | N/A | N/A | 0.81 | 3.7 | Calorimeter Room | 4.0585 | 4.5562 | N/A | - | N/A | N/A | N/A | N/A | N/A | N/A | N/A | N/A | N/A | N/A | N/A | N/A | N/A | N/A | N/A | N/A | N/A | Single | R32 | Australia,New Zealand | 143035 | 2026-11-18 |  | Approved | Reverse Cycle | N/A | Yes | Class 8 | Yes | N/A | N/A | N/A | N/A | N/A | N/A | N/A | Available | N/A | N/A | http://www.MitsubishiElectric.com.au/ | http://www.mitsubishielectric.com.au | N/A |  |  | AAC6354 | Yes | Variable output compressor | Inverter | No | - | 3500 | 0.87 | - | 290 | 1750 | No | - | - | - | 795.18 | 3769.5 | Yes | 230 | 1880 | Yes | 105 | 950 | 3700 | 0.81 | 330 | 1850 | No | - | - | Yes | 1400 | 3900 | No | - | - | No | - | - | - | - | - | No | - | - | No | - | - | No | - | - | 56.3 | 58.4 | 6.639 | 6.187 | 6.585 | 8.821 | 7.862 | 7.379 | 146 | 236 | 694 | 288 | 381 | 888 | 5 | 4.5 | 5 | 4.241 | 4.739 | 5.16 | 4.472 | 4.894 | 5.154 | 1142 | 427 | 63 | 367 | 191 | 40 | 2.5 | 3 | 3.5 | No | - | - | - | - | N/A | N/A | N/A | 1 | 4.0074 | 4.5489
[SEER Non Multi-Split <=65kW] GEMS (Air Conditioners up to 65kW) Determination 2019 | MEPS 2019 | AS/NZS 3823.1.1:2012 | MUZ-AP35VG2/MSZ-AP35VG2 Series | MUZ-AP35VG2/MSZ-AP35VG2 Series | N/A | MITSUBISHI ELECTRIC | N/A | Non Ducted | Single Split System | Wall Hung | Air | Air | Thailand | 0.87 | N/A | 3.5 | N/A | N/A | N/A | N/A | N/A | 0.82 | 3.7 | Calorimeter Room | 4.0269 | 4.5132 | N/A | - | N/A | N/A | N/A | N/A | N/A | N/A | N/A | N/A | N/A | N/A | N/A | N/A | N/A | N/A | N/A | N/A | N/A | Single | R32 | Australia,New Zealand | 155725 | 2028-08-20 |  | Approved | Reverse Cycle | N/A | Yes | Class 8 | Yes | N/A | N/A | N/A | N/A | N/A | N/A | N/A | Available | N/A | N/A | http://www.MitsubishiElectric.com.au/ | http://www.mitsubishielectric.com.au | N/A |  |  | AAC7721 | Yes | Variable output compressor | Inverter | No | - | 3500 | 0.87 | - | 310 | 1750 | No | - | - | - | 795.18 | 3769.5 | Yes | 230 | 1880 | Yes | 105 | 930 | 3700 | 0.82 | 310 | 1850 | Yes | 130 | 710 | Yes | 1350 | 3900 | No | - | - | No | - | - | - | - | - | Yes | 1130 | 3340 | No | - | - | No | - | - | 57 | 59.4 | 6.642 | 6.184 | 6.643 | 9.004 | 7.924 | 7.57 | 146 | 236 | 688 | 282 | 378 | 866 | 5 | 4.5 | 5 | 4.513 | 5.012 | 5.654 | 4.838 | 5.272 | 5.642 | 1073 | 404 | 57 | 339 | 178 | 36 | 3 | 3.5 | 4 | No | - | - | - | - | N/A | N/A | N/A | 1 | 4.0074 | 4.4937
[SEER Non Multi-Split <=65kW] GEMS (Air Conditioners up to 65kW) Determination 2019 | MEPS 2019 | AS/NZS 3823.1.1:2012 | MUZ-AP35VG2/MSZ-AP35VGD | MUZ-AP35VG2/MSZ-AP35VG2 Series | N/A | MITSUBISHI ELECTRIC | N/A | Non Ducted | Single Split System | Wall Hung | Air | Air | Thailand | 0.87 | N/A | 3.5 | N/A | N/A | N/A | N/A | N/A | 0.82 | 3.7 | Calorimeter Room | 4.0269 | 4.5132 | N/A | - | N/A | N/A | N/A | N/A | N/A | N/A | N/A | N/A | N/A | N/A | N/A | N/A | N/A | N/A | N/A | N/A | N/A | Single | R32 | Australia,New Zealand | 155725 | 2028-08-20 |  | Approved | Reverse Cycle | N/A | Yes | Class 8 | Yes | N/A | N/A | N/A | N/A | N/A | N/A | N/A | Available | N/A | N/A | http://www.MitsubishiElectric.com.au/ | http://www.mitsubishielectric.com.au | N/A |  |  | AAC7721 | Yes | Variable output compressor | Inverter | No | - | 3500 | 0.87 | - | 310 | 1750 | No | - | - | - | 795.18 | 3769.5 | Yes | 230 | 1880 | Yes | 105 | 930 | 3700 | 0.82 | 310 | 1850 | Yes | 130 | 710 | Yes | 1350 | 3900 | No | - | - | No | - | - | - | - | - | Yes | 1130 | 3340 | No | - | - | No | - | - | 57 | 59.4 | 6.642 | 6.184 | 6.643 | 9.004 | 7.924 | 7.57 | 146 | 236 | 688 | 282 | 378 | 866 | 5 | 4.5 | 5 | 4.513 | 5.012 | 5.654 | 4.838 | 5.272 | 5.642 | 1073 | 404 | 57 | 339 | 178 | 36 | 3 | 3.5 | 4 | No | - | - | - | - | N/A | N/A | N/A | 1 | 4.0074 | 4.4937
[SEER Non Multi-Split <=65kW] GEMS (Air Conditioners up to 65kW) Determination 2019 | MEPS 2019 | AS/NZS 3823.1.1:2012 | MUZ-AP35VG2/MSZ-AP35VGD2 | MUZ-AP35VG2/MSZ-AP35VG2 Series | N/A | MITSUBISHI ELECTRIC | N/A | Non Ducted | Single Split System | Wall Hung | Air | Air | Thailand | 0.87 | N/A | 3.5 | N/A | N/A | N/A | N/A | N/A | 0.82 | 3.7 | Calorimeter Room | 4.0269 | 4.5132 | N/A | - | N/A | N/A | N/A | N/A | N/A | N/A | N/A | N/A | N/A | N/A | N/A | N/A | N/A | N/A | N/A | N/A | N/A | Single | R32 | Australia,New Zealand | 155725 | 2028-08-20 |  | Approved | Reverse Cycle | N/A | Yes | Class 8 | Yes | N/A | N/A | N/A | N/A | N/A | N/A | N/A | Available | N/A | N/A | http://www.MitsubishiElectric.com.au/ | http://www.mitsubishielectric.com.au | N/A |  |  | AAC7721 | Yes | Variable output compressor | Inverter | No | - | 3500 | 0.87 | - | 310 | 1750 | No | - | - | - | 795.18 | 3769.5 | Yes | 230 | 1880 | Yes | 105 | 930 | 3700 | 0.82 | 310 | 1850 | Yes | 130 | 710 | Yes | 1350 | 3900 | No | - | - | No | - | - | - | - | - | Yes | 1130 | 3340 | No | - | - | No | - | - | 57 | 59.4 | 6.642 | 6.184 | 6.643 | 9.004 | 7.924 | 7.57 | 146 | 236 | 688 | 282 | 378 | 866 | 5 | 4.5 | 5 | 4.513 | 5.012 | 5.654 | 4.838 | 5.272 | 5.642 | 1073 | 404 | 57 | 339 | 178 | 36 | 3 | 3.5 | 4 | No | - | - | - | - | N/A | N/A | N/A | 1 | 4.0074 | 4.4937
[SEER Non Multi-Split <=65kW] GEMS (Air Conditioners up to 65kW) Determination 2019 | MEPS 2019 | AS/NZS 3823.1.1:2012 | MUZ-AP35VG2/MSZ-AP35VGKD2 | MUZ-AP35VG2/MSZ-AP35VG2 Series | N/A | MITSUBISHI ELECTRIC | N/A | Non Ducted | Single Split System | Wall Hung | Air | Air | Thailand | 0.87 | N/A | 3.5 | N/A | N/A | N/A | N/A | N/A | 0.82 | 3.7 | Calorimeter Room | 4.0269 | 4.5132 | N/A | - | N/A | N/A | N/A | N/A | N/A | N/A | N/A | N/A | N/A | N/A | N/A | N/A | N/A | N/A | N/A | N/A | N/A | Single | R32 | Australia,New Zealand | 155725 | 2028-08-20 |  | Approved | Reverse Cycle | N/A | Yes | Class 8 | Yes | N/A | N/A | N/A | N/A | N/A | N/A | N/A | Available | N/A | N/A | http://www.MitsubishiElectric.com.au/ | http://www.mitsubishielectric.com.au | N/A |  |  | AAC7721 | Yes | Variable output compressor | Inverter | No | - | 3500 | 0.87 | - | 310 | 1750 | No | - | - | - | 795.18 | 3769.5 | Yes | 230 | 1880 | Yes | 105 | 930 | 3700 | 0.82 | 310 | 1850 | Yes | 130 | 710 | Yes | 1350 | 3900 | No | - | - | No | - | - | - | - | - | Yes | 1130 | 3340 | No | - | - | No | - | - | 57 | 59.4 | 6.642 | 6.184 | 6.643 | 9.004 | 7.924 | 7.57 | 146 | 236 | 688 | 282 | 378 | 866 | 5 | 4.5 | 5 | 4.513 | 5.012 | 5.654 | 4.838 | 5.272 | 5.642 | 1073 | 404 | 57 | 339 | 178 | 36 | 3 | 3.5 | 4 | No | - | - | - | - | N/A | N/A | N/A | 1 | 4.0074 | 4.4937
[SEER Non Multi-Split <=65kW] GEMS (Air Conditioners up to 65kW) Determination 2019 | MEPS 2019 | AS/NZS 3823.1.1:2012 | MUZ-AP35VGD/MSZ-AP35VGD | MUZ-AP35VG/MSZ-AP35VG Series | N/A | MITSUBISHI ELECTRIC | N/A | Non Ducted | Single Split System | Wall Hung | Air | Air | Thailand | 0.87 | N/A | 3.5 | N/A | N/A | N/A | N/A | N/A | 0.81 | 3.7 | Calorimeter Room | 4.0585 | 4.5562 | N/A | - | N/A | N/A | N/A | N/A | N/A | N/A | N/A | N/A | N/A | N/A | N/A | N/A | N/A | N/A | N/A | N/A | N/A | Single | R32 | Australia,New Zealand | 143035 | 2026-11-18 |  | Approved | Reverse Cycle | N/A | Yes | Class 8 | Yes | N/A | N/A | N/A | N/A | N/A | N/A | N/A | Available | N/A | N/A | http://www.MitsubishiElectric.com.au/ | http://www.mitsubishielectric.com.au | N/A |  |  | AAC6354 | Yes | Variable output compressor | Inverter | No | - | 3500 | 0.87 | - | 290 | 1750 | No | - | - | - | 795.18 | 3769.5 | Yes | 230 | 1880 | Yes | 105 | 950 | 3700 | 0.81 | 330 | 1850 | No | - | - | Yes | 1400 | 3900 | No | - | - | No | - | - | - | - | - | No | - | - | No | - | - | No | - | - | 56.3 | 58.4 | 6.639 | 6.187 | 6.585 | 8.821 | 7.862 | 7.379 | 146 | 236 | 694 | 288 | 381 | 888 | 5 | 4.5 | 5 | 4.241 | 4.739 | 5.16 | 4.472 | 4.894 | 5.154 | 1142 | 427 | 63 | 367 | 191 | 40 | 2.5 | 3 | 3.5 | No | - | - | - | - | N/A | N/A | N/A | 1 | 4.0074 | 4.5489
[SEER Non Multi-Split <=65kW] GEMS (Air Conditioners up to 65kW) Determination 2019 | MEPS 2019 | AS/NZS 3823.1.1:2012 | MUZ-AP35VGD/MSZ-AP35VGD2 | MUZ-AP35VG/MSZ-AP35VG Series | N/A | MITSUBISHI ELECTRIC | N/A | Non Ducted | Single Split System | Wall Hung | Air | Air | Thailand | 0.87 | N/A | 3.5 | N/A | N/A | N/A | N/A | N/A | 0.81 | 3.7 | Calorimeter Room | 4.0585 | 4.5562 | N/A | - | N/A | N/A | N/A | N/A | N/A | N/A | N/A | N/A | N/A | N/A | N/A | N/A | N/A | N/A | N/A | N/A | N/A | Single | R32 | Australia,New Zealand | 143035 | 2026-11-18 |  | Approved | Reverse Cycle | N/A | Yes | Class 8 | Yes | N/A | N/A | N/A | N/A | N/A | N/A | N/A | Available | N/A | N/A | http://www.MitsubishiElectric.com.au/ | http://www.mitsubishielectric.com.au | N/A |  |  | AAC6354 | Yes | Variable output compressor | Inverter | No | - | 3500 | 0.87 | - | 290 | 1750 | No | - | - | - | 795.18 | 3769.5 | Yes | 230 | 1880 | Yes | 105 | 950 | 3700 | 0.81 | 330 | 1850 | No | - | - | Yes | 1400 | 3900 | No | - | - | No | - | - | - | - | - | No | - | - | No | - | - | No | - | - | 56.3 | 58.4 | 6.639 | 6.187 | 6.585 | 8.821 | 7.862 | 7.379 | 146 | 236 | 694 | 288 | 381 | 888 | 5 | 4.5 | 5 | 4.241 | 4.739 | 5.16 | 4.472 | 4.894 | 5.154 | 1142 | 427 | 63 | 367 | 191 | 40 | 2.5 | 3 | 3.5 | No | - | - | - | - | N/A | N/A | N/A | 1 | 4.0074 | 4.5489
[SEER Non Multi-Split <=65kW] GEMS (Air Conditioners up to 65kW) Determination 2019 | MEPS 2019 | AS/NZS 3823.1.1:2012 | MUZ-AP35VGD/MSZ-AP35VGKD | MUZ-AP35VG/MSZ-AP35VG Series | N/A | MITSUBISHI ELECTRIC | N/A | Non Ducted | Single Split System | Wall Hung | Air | Air | Thailand | 0.87 | N/A | 3.5 | N/A | N/A | N/A | N/A | N/A | 0.81 | 3.7 | Calorimeter Room | 4.0585 | 4.5562 | N/A | - | N/A | N/A | N/A | N/A | N/A | N/A | N/A | N/A | N/A | N/A | N/A | N/A | N/A | N/A | N/A | N/A | N/A | Single | R32 | Australia,New Zealand | 143035 | 2026-11-18 |  | Approved | Reverse Cycle | N/A | Yes | Class 8 | Yes | N/A | N/A | N/A | N/A | N/A | N/A | N/A | Available | N/A | N/A | http://www.MitsubishiElectric.com.au/ | http://www.mitsubishielectric.com.au | N/A |  |  | AAC6354 | Yes | Variable output compressor | Inverter | No | - | 3500 | 0.87 | - | 290 | 1750 | No | - | - | - | 795.18 | 3769.5 | Yes | 230 | 1880 | Yes | 105 | 950 | 3700 | 0.81 | 330 | 1850 | No | - | - | Yes | 1400 | 3900 | No | - | - | No | - | - | - | - | - | No | - | - | No | - | - | No | - | - | 56.3 | 58.4 | 6.639 | 6.187 | 6.585 | 8.821 | 7.862 | 7.379 | 146 | 236 | 694 | 288 | 381 | 888 | 5 | 4.5 | 5 | 4.241 | 4.739 | 5.16 | 4.472 | 4.894 | 5.154 | 1142 | 427 | 63 | 367 | 191 | 40 | 2.5 | 3 | 3.5 | No | - | - | - | - | N/A | N/A | N/A | 1 | 4.0074 | 4.5489
[SEER Non Multi-Split <=65kW] GEMS (Air Conditioners up to 65kW) Determination 2019 | MEPS 2019 | AS/NZS 3823.1.1:2012 | MUZ-AP35VGD2/MSZ-AP35VGD | MUZ-AP35VG2/MSZ-AP35VG2 Series | N/A | MITSUBISHI ELECTRIC | N/A | Non Ducted | Single Split System | Wall Hung | Air | Air | Thailand | 0.87 | N/A | 3.5 | N/A | N/A | N/A | N/A | N/A | 0.82 | 3.7 | Calorimeter Room | 4.0269 | 4.5132 | N/A | - | N/A | N/A | N/A | N/A | N/A | N/A | N/A | N/A | N/A | N/A | N/A | N/A | N/A | N/A | N/A | N/A | N/A | Single | R32 | Australia,New Zealand | 155725 | 2028-08-20 |  | Approved | Reverse Cycle | N/A | Yes | Class 8 | Yes | N/A | N/A | N/A | N/A | N/A | N/A | N/A | Available | N/A | N/A | http://www.MitsubishiElectric.com.au/ | http://www.mitsubishielectric.com.au | N/A |  |  | AAC7721 | Yes | Variable output compressor | Inverter | No | - | 3500 | 0.87 | - | 310 | 1750 | No | - | - | - | 795.18 | 3769.5 | Yes | 230 | 1880 | Yes | 105 | 930 | 3700 | 0.82 | 310 | 1850 | Yes | 130 | 710 | Yes | 1350 | 3900 | No | - | - | No | - | - | - | - | - | Yes | 1130 | 3340 | No | - | - | No | - | - | 57 | 59.4 | 6.642 | 6.184 | 6.643 | 9.004 | 7.924 | 7.57 | 146 | 236 | 688 | 282 | 378 | 866 | 5 | 4.5 | 5 | 4.513 | 5.012 | 5.654 | 4.838 | 5.272 | 5.642 | 1073 | 404 | 57 | 339 | 178 | 36 | 3 | 3.5 | 4 | No | - | - | - | - | N/A | N/A | N/A | 1 | 4.0074 | 4.4937
[SEER Non Multi-Split <=65kW] GEMS (Air Conditioners up to 65kW) Determination 2019 | MEPS 2019 | AS/NZS 3823.1.1:2012 | MUZ-AP35VGD2/MSZ-AP35VGD2 | MUZ-AP35VG2/MSZ-AP35VG2 Series | N/A | MITSUBISHI ELECTRIC | N/A | Non Ducted | Single Split System | Wall Hung | Air | Air | Thailand | 0.87 | N/A | 3.5 | N/A | N/A | N/A | N/A | N/A | 0.82 | 3.7 | Calorimeter Room | 4.0269 | 4.5132 | N/A | - | N/A | N/A | N/A | N/A | N/A | N/A | N/A | N/A | N/A | N/A | N/A | N/A | N/A | N/A | N/A | N/A | N/A | Single | R32 | Australia,New Zealand | 155725 | 2028-08-20 |  | Approved | Reverse Cycle | N/A | Yes | Class 8 | Yes | N/A | N/A | N/A | N/A | N/A | N/A | N/A | Available | N/A | N/A | http://www.MitsubishiElectric.com.au/ | http://www.mitsubishielectric.com.au | N/A |  |  | AAC7721 | Yes | Variable output compressor | Inverter | No | - | 3500 | 0.87 | - | 310 | 1750 | No | - | - | - | 795.18 | 3769.5 | Yes | 230 | 1880 | Yes | 105 | 930 | 3700 | 0.82 | 310 | 1850 | Yes | 130 | 710 | Yes | 1350 | 3900 | No | - | - | No | - | - | - | - | - | Yes | 1130 | 3340 | No | - | - | No | - | - | 57 | 59.4 | 6.642 | 6.184 | 6.643 | 9.004 | 7.924 | 7.57 | 146 | 236 | 688 | 282 | 378 | 866 | 5 | 4.5 | 5 | 4.513 | 5.012 | 5.654 | 4.838 | 5.272 | 5.642 | 1073 | 404 | 57 | 339 | 178 | 36 | 3 | 3.5 | 4 | No | - | - | - | - | N/A | N/A | N/A | 1 | 4.0074 | 4.4937
[SEER Non Multi-Split <=65kW] GEMS (Air Conditioners up to 65kW) Determination 2019 | MEPS 2019 | AS/NZS 3823.1.1:2012 | MUZ-AP35VGD2/MSZ-AP35VGKD2 | MUZ-AP35VG2/MSZ-AP35VG2 Series | N/A | MITSUBISHI ELECTRIC | N/A | Non Ducted | Single Split System | Wall Hung | Air | Air | Thailand | 0.87 | N/A | 3.5 | N/A | N/A | N/A | N/A | N/A | 0.82 | 3.7 | Calorimeter Room | 4.0269 | 4.5132 | N/A | - | N/A | N/A | N/A | N/A | N/A | N/A | N/A | N/A | N/A | N/A | N/A | N/A | N/A | N/A | N/A | N/A | N/A | Single | R32 | Australia,New Zealand | 155725 | 2028-08-20 |  | Approved | Reverse Cycle | N/A | Yes | Class 8 | Yes | N/A | N/A | N/A | N/A | N/A | N/A | N/A | Available | N/A | N/A | http://www.MitsubishiElectric.com.au/ | http://www.mitsubishielectric.com.au | N/A |  |  | AAC7721 | Yes | Variable output compressor | Inverter | No | - | 3500 | 0.87 | - | 310 | 1750 | No | - | - | - | 795.18 | 3769.5 | Yes | 230 | 1880 | Yes | 105 | 930 | 3700 | 0.82 | 310 | 1850 | Yes | 130 | 710 | Yes | 1350 | 3900 | No | - | - | No | - | - | - | - | - | Yes | 1130 | 3340 | No | - | - | No | - | - | 57 | 59.4 | 6.642 | 6.184 | 6.643 | 9.004 | 7.924 | 7.57 | 146 | 236 | 688 | 282 | 378 | 866 | 5 | 4.5 | 5 | 4.513 | 5.012 | 5.654 | 4.838 | 5.272 | 5.642 | 1073 | 404 | 57 | 339 | 178 | 36 | 3 | 3.5 | 4 | No | - | - | - | - | N/A | N/A | N/A | 1 | 4.0074 | 4.4937
[SEER Non Multi-Split <=65kW] GEMS (Air Conditioners up to 65kW) Determination 2019 | MEPS 2019 | AS/NZS 3823.1.1:2012 | MUZ-AP42VG/MSZ-AP42VG Series | MUZ-AP42VG/MSZ-AP42VG Series | N/A | MITSUBISHI ELECTRIC | N/A | Non Ducted | Single Split System | Wall Hung | Air | Air | Thailand | 1.19 | N/A | 4.2 | N/A | N/A | N/A | N/A | N/A | 1.43 | 5.4 | Calorimeter Room | 3.5118 | 3.8493 | N/A | - | N/A | N/A | N/A | N/A | N/A | N/A | N/A | N/A | N/A | N/A | N/A | N/A | N/A | N/A | N/A | N/A | N/A | Single | R32 | Australia,New Zealand | 143037 | 2026-11-18 |  | Approved | Reverse Cycle | N/A | Yes | Class 9 | Yes | N/A | N/A | N/A | N/A | N/A | N/A | N/A | Available | N/A | N/A | http://www.MitsubishiElectric.com.au/ | http://www.mitsubishielectric.com.au | N/A |  |  | AAC6358 | Yes | Variable output compressor | Inverter | No | - | 4200 | 1.19 | - | 410 | 2100 | No | - | - | - | 1087.66 | 4523.4 | Yes | 330 | 2260 | Yes | 130 | 980 | 5400 | 1.43 | 540 | 2700 | No | - | - | Yes | 2200 | 5400 | No | - | - | No | - | - | - | - | - | No | - | - | No | - | - | No | - | - | 56.4 | 59.1 | 5.696 | 5.326 | 5.628 | 7.467 | 6.687 | 6.263 | 205 | 330 | 975 | 409 | 539 | 1257 | 4 | 3.5 | 4 | 3.641 | 4.115 | 4.587 | 3.898 | 4.305 | 4.591 | 1939 | 715 | 101 | 613 | 316 | 64 | 2 | 2.5 | 3 | No | - | - | - | - | N/A | N/A | N/A | 1 | 3.5194 | 3.7673
[SEER Non Multi-Split <=65kW] GEMS (Air Conditioners up to 65kW) Determination 2019 | MEPS 2019 | AS/NZS 3823.1.1:2012 | MUZ-AP42VG/MSZ-AP42VGD | MUZ-AP42VG/MSZ-AP42VG Series | N/A | MITSUBISHI ELECTRIC | N/A | Non Ducted | Single Split System | Wall Hung | Air | Air | Thailand | 1.19 | N/A | 4.2 | N/A | N/A | N/A | N/A | N/A | 1.43 | 5.4 | Calorimeter Room | 3.5118 | 3.8493 | N/A | - | N/A | N/A | N/A | N/A | N/A | N/A | N/A | N/A | N/A | N/A | N/A | N/A | N/A | N/A | N/A | N/A | N/A | Single | R32 | Australia,New Zealand | 143037 | 2026-11-18 |  | Approved | Reverse Cycle | N/A | Yes | Class 9 | Yes | N/A | N/A | N/A | N/A | N/A | N/A | N/A | Available | N/A | N/A | http://www.MitsubishiElectric.com.au/ | http://www.mitsubishielectric.com.au | N/A |  |  | AAC6358 | Yes | Variable output compressor | Inverter | No | - | 4200 | 1.19 | - | 410 | 2100 | No | - | - | - | 1087.66 | 4523.4 | Yes | 330 | 2260 | Yes | 130 | 980 | 5400 | 1.43 | 540 | 2700 | No | - | - | Yes | 2200 | 5400 | No | - | - | No | - | - | - | - | - | No | - | - | No | - | - | No | - | - | 56.4 | 59.1 | 5.696 | 5.326 | 5.628 | 7.467 | 6.687 | 6.263 | 205 | 330 | 975 | 409 | 539 | 1257 | 4 | 3.5 | 4 | 3.641 | 4.115 | 4.587 | 3.898 | 4.305 | 4.591 | 1939 | 715 | 101 | 613 | 316 | 64 | 2 | 2.5 | 3 | No | - | - | - | - | N/A | N/A | N/A | 1 | 3.5194 | 3.7673
[SEER Non Multi-Split <=65kW] GEMS (Air Conditioners up to 65kW) Determination 2019 | MEPS 2019 | AS/NZS 3823.1.1:2012 | MUZ-AP42VG/MSZ-AP42VGD2 | MUZ-AP42VG/MSZ-AP42VG Series | N/A | MITSUBISHI ELECTRIC | N/A | Non Ducted | Single Split System | Wall Hung | Air | Air | Thailand | 1.19 | N/A | 4.2 | N/A | N/A | N/A | N/A | N/A | 1.43 | 5.4 | Calorimeter Room | 3.5118 | 3.8493 | N/A | - | N/A | N/A | N/A | N/A | N/A | N/A | N/A | N/A | N/A | N/A | N/A | N/A | N/A | N/A | N/A | N/A | N/A | Single | R32 | Australia,New Zealand | 143037 | 2026-11-18 |  | Approved | Reverse Cycle | N/A | Yes | Class 9 | Yes | N/A | N/A | N/A | N/A | N/A | N/A | N/A | Available | N/A | N/A | http://www.MitsubishiElectric.com.au/ | http://www.mitsubishielectric.com.au | N/A |  |  | AAC6358 | Yes | Variable output compressor | Inverter | No | - | 4200 | 1.19 | - | 410 | 2100 | No | - | - | - | 1087.66 | 4523.4 | Yes | 330 | 2260 | Yes | 130 | 980 | 5400 | 1.43 | 540 | 2700 | No | - | - | Yes | 2200 | 5400 | No | - | - | No | - | - | - | - | - | No | - | - | No | - | - | No | - | - | 56.4 | 59.1 | 5.696 | 5.326 | 5.628 | 7.467 | 6.687 | 6.263 | 205 | 330 | 975 | 409 | 539 | 1257 | 4 | 3.5 | 4 | 3.641 | 4.115 | 4.587 | 3.898 | 4.305 | 4.591 | 1939 | 715 | 101 | 613 | 316 | 64 | 2 | 2.5 | 3 | No | - | - | - | - | N/A | N/A | N/A | 1 | 3.5194 | 3.7673
[SEER Non Multi-Split <=65kW] GEMS (Air Conditioners up to 65kW) Determination 2019 | MEPS 2019 | AS/NZS 3823.1.1:2012 | MUZ-AP42VG/MSZ-AP42VGKD | MUZ-AP42VG/MSZ-AP42VG Series | N/A | MITSUBISHI ELECTRIC | N/A | Non Ducted | Single Split System | Wall Hung | Air | Air | Thailand | 1.19 | N/A | 4.2 | N/A | N/A | N/A | N/A | N/A | 1.43 | 5.4 | Calorimeter Room | 3.5118 | 3.8493 | N/A | - | N/A | N/A | N/A | N/A | N/A | N/A | N/A | N/A | N/A | N/A | N/A | N/A | N/A | N/A | N/A | N/A | N/A | Single | R32 | Australia,New Zealand | 143037 | 2026-11-18 |  | Approved | Reverse Cycle | N/A | Yes | Class 9 | Yes | N/A | N/A | N/A | N/A | N/A | N/A | N/A | Available | N/A | N/A | http://www.MitsubishiElectric.com.au/ | http://www.mitsubishielectric.com.au | N/A |  |  | AAC6358 | Yes | Variable output compressor | Inverter | No | - | 4200 | 1.19 | - | 410 | 2100 | No | - | - | - | 1087.66 | 4523.4 | Yes | 330 | 2260 | Yes | 130 | 980 | 5400 | 1.43 | 540 | 2700 | No | - | - | Yes | 2200 | 5400 | No | - | - | No | - | - | - | - | - | No | - | - | No | - | - | No | - | - | 56.4 | 59.1 | 5.696 | 5.326 | 5.628 | 7.467 | 6.687 | 6.263 | 205 | 330 | 975 | 409 | 539 | 1257 | 4 | 3.5 | 4 | 3.641 | 4.115 | 4.587 | 3.898 | 4.305 | 4.591 | 1939 | 715 | 101 | 613 | 316 | 64 | 2 | 2.5 | 3 | No | - | - | - | - | N/A | N/A | N/A | 1 | 3.5194 | 3.7673
[SEER Non Multi-Split <=65kW] GEMS (Air Conditioners up to 65kW) Determination 2019 | MEPS 2019 | AS/NZS 3823.1.1:2012 | MUZ-AP42VG2/MSZ-AP42VG2 Series | MUZ-AP42VG2/MSZ-AP42VG2 Series | N/A | MITSUBISHI ELECTRIC | N/A | Non Ducted | Single Split System | Wall Hung | Air | Air | Thailand | 1.19 | N/A | 4.2 | N/A | N/A | N/A | N/A | N/A | 1.43 | 5.4 | Calorimeter Room | 3.6557 | 3.9285 | N/A | - | N/A | N/A | N/A | N/A | N/A | N/A | N/A | N/A | N/A | N/A | N/A | N/A | N/A | N/A | N/A | N/A | N/A | Single | R32 | Australia,New Zealand | 155729 | 2028-08-20 |  | Approved | Reverse Cycle | N/A | Yes | Class 9 | Yes | N/A | N/A | N/A | N/A | N/A | N/A | N/A | Available | N/A | N/A | http://www.MitsubishiElectric.com.au/ | http://www.mitsubishielectric.com.au | N/A |  |  | AAC7722 | Yes | Variable output compressor | Inverter | No | - | 4200 | 1.19 | - | 410 | 2100 | Yes | 180 | 920 | - | 1087.66 | 4523.4 | Yes | 330 | 2260 | - | 130 | 980 | 5400 | 1.43 | 520 | 2700 | Yes | 155 | 770 | Yes | 2050 | 5400 | No | - | - | No | - | - | - | - | - | Yes | 1950 | 4800 | No | - | - | No | - | - | 58 | 60.5 | 5.898 | 5.529 | 5.79 | 9.556 | 7.801 | 6.655 | 198 | 318 | 948 | 319 | 462 | 1183 | 4 | 4 | 4 | 3.88 | 4.351 | 5.048 | 4.261 | 4.726 | 5.12 | 1819 | 677 | 92 | 561 | 288 | 57 | 2 | 2.5 | 3.5 | No | - | - | - | - | N/A | N/A | N/A | 1 | 3.5194 | 3.7673
[SEER Non Multi-Split <=65kW] GEMS (Air Conditioners up to 65kW) Determination 2019 | MEPS 2019 | AS/NZS 3823.1.1:2012 | MUZ-AP42VG2/MSZ-AP42VGD | MUZ-AP42VG2/MSZ-AP42VG2 Series | N/A | MITSUBISHI ELECTRIC | N/A | Non Ducted | Single Split System | Wall Hung | Air | Air | Thailand | 1.19 | N/A | 4.2 | N/A | N/A | N/A | N/A | N/A | 1.43 | 5.4 | Calorimeter Room | 3.6557 | 3.9285 | N/A | - | N/A | N/A | N/A | N/A | N/A | N/A | N/A | N/A | N/A | N/A | N/A | N/A | N/A | N/A | N/A | N/A | N/A | Single | R32 | Australia,New Zealand | 155729 | 2028-08-20 |  | Approved | Reverse Cycle | N/A | Yes | Class 9 | Yes | N/A | N/A | N/A | N/A | N/A | N/A | N/A | Available | N/A | N/A | http://www.MitsubishiElectric.com.au/ | http://www.mitsubishielectric.com.au | N/A |  |  | AAC7722 | Yes | Variable output compressor | Inverter | No | - | 4200 | 1.19 | - | 410 | 2100 | Yes | 180 | 920 | - | 1087.66 | 4523.4 | Yes | 330 | 2260 | - | 130 | 980 | 5400 | 1.43 | 520 | 2700 | Yes | 155 | 770 | Yes | 2050 | 5400 | No | - | - | No | - | - | - | - | - | Yes | 1950 | 4800 | No | - | - | No | - | - | 58 | 60.5 | 5.898 | 5.529 | 5.79 | 9.556 | 7.801 | 6.655 | 198 | 318 | 948 | 319 | 462 | 1183 | 4 | 4 | 4 | 3.88 | 4.351 | 5.048 | 4.261 | 4.726 | 5.12 | 1819 | 677 | 92 | 561 | 288 | 57 | 2 | 2.5 | 3.5 | No | - | - | - | - | N/A | N/A | N/A | 1 | 3.5194 | 3.7673
[SEER Non Multi-Split <=65kW] GEMS (Air Conditioners up to 65kW) Determination 2019 | MEPS 2019 | AS/NZS 3823.1.1:2012 | MUZ-AP42VG2/MSZ-AP42VGD2 | MUZ-AP42VG2/MSZ-AP42VG2 Series | N/A | MITSUBISHI ELECTRIC | N/A | Non Ducted | Single Split System | Wall Hung | Air | Air | Thailand | 1.19 | N/A | 4.2 | N/A | N/A | N/A | N/A | N/A | 1.43 | 5.4 | Calorimeter Room | 3.6557 | 3.9285 | N/A | - | N/A | N/A | N/A | N/A | N/A | N/A | N/A | N/A | N/A | N/A | N/A | N/A | N/A | N/A | N/A | N/A | N/A | Single | R32 | Australia,New Zealand | 155729 | 2028-08-20 |  | Approved | Reverse Cycle | N/A | Yes | Class 9 | Yes | N/A | N/A | N/A | N/A | N/A | N/A | N/A | Available | N/A | N/A | http://www.MitsubishiElectric.com.au/ | http://www.mitsubishielectric.com.au | N/A |  |  | AAC7722 | Yes | Variable output compressor | Inverter | No | - | 4200 | 1.19 | - | 410 | 2100 | Yes | 180 | 920 | - | 1087.66 | 4523.4 | Yes | 330 | 2260 | - | 130 | 980 | 5400 | 1.43 | 520 | 2700 | Yes | 155 | 770 | Yes | 2050 | 5400 | No | - | - | No | - | - | - | - | - | Yes | 1950 | 4800 | No | - | - | No | - | - | 58 | 60.5 | 5.898 | 5.529 | 5.79 | 9.556 | 7.801 | 6.655 | 198 | 318 | 948 | 319 | 462 | 1183 | 4 | 4 | 4 | 3.88 | 4.351 | 5.048 | 4.261 | 4.726 | 5.12 | 1819 | 677 | 92 | 561 | 288 | 57 | 2 | 2.5 | 3.5 | No | - | - | - | - | N/A | N/A | N/A | 1 | 3.5194 | 3.7673
[SEER Non Multi-Split <=65kW] GEMS (Air Conditioners up to 65kW) Determination 2019 | MEPS 2019 | AS/NZS 3823.1.1:2012 | MUZ-AP42VG2/MSZ-AP42VGKD2 | MUZ-AP42VG2/MSZ-AP42VG2 Series | N/A | MITSUBISHI ELECTRIC | N/A | Non Ducted | Single Split System | Wall Hung | Air | Air | Thailand | 1.19 | N/A | 4.2 | N/A | N/A | N/A | N/A | N/A | 1.43 | 5.4 | Calorimeter Room | 3.6557 | 3.9285 | N/A | - | N/A | N/A | N/A | N/A | N/A | N/A | N/A | N/A | N/A | N/A | N/A | N/A | N/A | N/A | N/A | N/A | N/A | Single | R32 | Australia,New Zealand | 155729 | 2028-08-20 |  | Approved | Reverse Cycle | N/A | Yes | Class 9 | Yes | N/A | N/A | N/A | N/A | N/A | N/A | N/A | Available | N/A | N/A | http://www.MitsubishiElectric.com.au/ | http://www.mitsubishielectric.com.au | N/A |  |  | AAC7722 | Yes | Variable output compressor | Inverter | No | - | 4200 | 1.19 | - | 410 | 2100 | Yes | 180 | 920 | - | 1087.66 | 4523.4 | Yes | 330 | 2260 | - | 130 | 980 | 5400 | 1.43 | 520 | 2700 | Yes | 155 | 770 | Yes | 2050 | 5400 | No | - | - | No | - | - | - | - | - | Yes | 1950 | 4800 | No | - | - | No | - | - | 58 | 60.5 | 5.898 | 5.529 | 5.79 | 9.556 | 7.801 | 6.655 | 198 | 318 | 948 | 319 | 462 | 1183 | 4 | 4 | 4 | 3.88 | 4.351 | 5.048 | 4.261 | 4.726 | 5.12 | 1819 | 677 | 92 | 561 | 288 | 57 | 2 | 2.5 | 3.5 | No | - | - | - | - | N/A | N/A | N/A | 1 | 3.5194 | 3.7673
[SEER Non Multi-Split <=65kW] GEMS (Air Conditioners up to 65kW) Determination 2019 | MEPS 2019 | AS/NZS 3823.1.1:2012 | MUZ-AP42VGD/MSZ-AP42VGD | MUZ-AP42VG/MSZ-AP42VG Series | N/A | MITSUBISHI ELECTRIC | N/A | Non Ducted | Single Split System | Wall Hung | Air | Air | Thailand | 1.19 | N/A | 4.2 | N/A | N/A | N/A | N/A | N/A | 1.43 | 5.4 | Calorimeter Room | 3.5118 | 3.8493 | N/A | - | N/A | N/A | N/A | N/A | N/A | N/A | N/A | N/A | N/A | N/A | N/A | N/A | N/A | N/A | N/A | N/A | N/A | Single | R32 | Australia,New Zealand | 143037 | 2026-11-18 |  | Approved | Reverse Cycle | N/A | Yes | Class 9 | Yes | N/A | N/A | N/A | N/A | N/A | N/A | N/A | Available | N/A | N/A | http://www.MitsubishiElectric.com.au/ | http://www.mitsubishielectric.com.au | N/A |  |  | AAC6358 | Yes | Variable output compressor | Inverter | No | - | 4200 | 1.19 | - | 410 | 2100 | No | - | - | - | 1087.66 | 4523.4 | Yes | 330 | 2260 | Yes | 130 | 980 | 5400 | 1.43 | 540 | 2700 | No | - | - | Yes | 2200 | 5400 | No | - | - | No | - | - | - | - | - | No | - | - | No | - | - | No | - | - | 56.4 | 59.1 | 5.696 | 5.326 | 5.628 | 7.467 | 6.687 | 6.263 | 205 | 330 | 975 | 409 | 539 | 1257 | 4 | 3.5 | 4 | 3.641 | 4.115 | 4.587 | 3.898 | 4.305 | 4.591 | 1939 | 715 | 101 | 613 | 316 | 64 | 2 | 2.5 | 3 | No | - | - | - | - | N/A | N/A | N/A | 1 | 3.5194 | 3.7673
[SEER Non Multi-Split <=65kW] GEMS (Air Conditioners up to 65kW) Determination 2019 | MEPS 2019 | AS/NZS 3823.1.1:2012 | MUZ-AP42VGD/MSZ-AP42VGD2 | MUZ-AP42VG/MSZ-AP42VG Series | N/A | MITSUBISHI ELECTRIC | N/A | Non Ducted | Single Split System | Wall Hung | Air | Air | Thailand | 1.19 | N/A | 4.2 | N/A | N/A | N/A | N/A | N/A | 1.43 | 5.4 | Calorimeter Room | 3.5118 | 3.8493 | N/A | - | N/A | N/A | N/A | N/A | N/A | N/A | N/A | N/A | N/A | N/A | N/A | N/A | N/A | N/A | N/A | N/A | N/A | Single | R32 | Australia,New Zealand | 143037 | 2026-11-18 |  | Approved | Reverse Cycle | N/A | Yes | Class 9 | Yes | N/A | N/A | N/A | N/A | N/A | N/A | N/A | Available | N/A | N/A | http://www.MitsubishiElectric.com.au/ | http://www.mitsubishielectric.com.au | N/A |  |  | AAC6358 | Yes | Variable output compressor | Inverter | No | - | 4200 | 1.19 | - | 410 | 2100 | No | - | - | - | 1087.66 | 4523.4 | Yes | 330 | 2260 | Yes | 130 | 980 | 5400 | 1.43 | 540 | 2700 | No | - | - | Yes | 2200 | 5400 | No | - | - | No | - | - | - | - | - | No | - | - | No | - | - | No | - | - | 56.4 | 59.1 | 5.696 | 5.326 | 5.628 | 7.467 | 6.687 | 6.263 | 205 | 330 | 975 | 409 | 539 | 1257 | 4 | 3.5 | 4 | 3.641 | 4.115 | 4.587 | 3.898 | 4.305 | 4.591 | 1939 | 715 | 101 | 613 | 316 | 64 | 2 | 2.5 | 3 | No | - | - | - | - | N/A | N/A | N/A | 1 | 3.5194 | 3.7673
[SEER Non Multi-Split <=65kW] GEMS (Air Conditioners up to 65kW) Determination 2019 | MEPS 2019 | AS/NZS 3823.1.1:2012 | MUZ-AP42VGD/MSZ-AP42VGKD | MUZ-AP42VG/MSZ-AP42VG Series | N/A | MITSUBISHI ELECTRIC | N/A | Non Ducted | Single Split System | Wall Hung | Air | Air | Thailand | 1.19 | N/A | 4.2 | N/A | N/A | N/A | N/A | N/A | 1.43 | 5.4 | Calorimeter Room | 3.5118 | 3.8493 | N/A | - | N/A | N/A | N/A | N/A | N/A | N/A | N/A | N/A | N/A | N/A | N/A | N/A | N/A | N/A | N/A | N/A | N/A | Single | R32 | Australia,New Zealand | 143037 | 2026-11-18 |  | Approved | Reverse Cycle | N/A | Yes | Class 9 | Yes | N/A | N/A | N/A | N/A | N/A | N/A | N/A | Available | N/A | N/A | http://www.MitsubishiElectric.com.au/ | http://www.mitsubishielectric.com.au | N/A |  |  | AAC6358 | Yes | Variable output compressor | Inverter | No | - | 4200 | 1.19 | - | 410 | 2100 | No | - | - | - | 1087.66 | 4523.4 | Yes | 330 | 2260 | Yes | 130 | 980 | 5400 | 1.43 | 540 | 2700 | No | - | - | Yes | 2200 | 5400 | No | - | - | No | - | - | - | - | - | No | - | - | No | - | - | No | - | - | 56.4 | 59.1 | 5.696 | 5.326 | 5.628 | 7.467 | 6.687 | 6.263 | 205 | 330 | 975 | 409 | 539 | 1257 | 4 | 3.5 | 4 | 3.641 | 4.115 | 4.587 | 3.898 | 4.305 | 4.591 | 1939 | 715 | 101 | 613 | 316 | 64 | 2 | 2.5 | 3 | No | - | - | - | - | N/A | N/A | N/A | 1 | 3.5194 | 3.7673
[SEER Non Multi-Split <=65kW] GEMS (Air Conditioners up to 65kW) Determination 2019 | MEPS 2019 | AS/NZS 3823.1.1:2012 | MUZ-AP42VGD2/MSZ-AP42VGD | MUZ-AP42VG2/MSZ-AP42VG2 Series | N/A | MITSUBISHI ELECTRIC | N/A | Non Ducted | Single Split System | Wall Hung | Air | Air | Thailand | 1.19 | N/A | 4.2 | N/A | N/A | N/A | N/A | N/A | 1.43 | 5.4 | Calorimeter Room | 3.6557 | 3.9285 | N/A | - | N/A | N/A | N/A | N/A | N/A | N/A | N/A | N/A | N/A | N/A | N/A | N/A | N/A | N/A | N/A | N/A | N/A | Single | R32 | Australia,New Zealand | 155729 | 2028-08-20 |  | Approved | Reverse Cycle | N/A | Yes | Class 9 | Yes | N/A | N/A | N/A | N/A | N/A | N/A | N/A | Available | N/A | N/A | http://www.MitsubishiElectric.com.au/ | http://www.mitsubishielectric.com.au | N/A |  |  | AAC7722 | Yes | Variable output compressor | Inverter | No | - | 4200 | 1.19 | - | 410 | 2100 | Yes | 180 | 920 | - | 1087.66 | 4523.4 | Yes | 330 | 2260 | - | 130 | 980 | 5400 | 1.43 | 520 | 2700 | Yes | 155 | 770 | Yes | 2050 | 5400 | No | - | - | No | - | - | - | - | - | Yes | 1950 | 4800 | No | - | - | No | - | - | 58 | 60.5 | 5.898 | 5.529 | 5.79 | 9.556 | 7.801 | 6.655 | 198 | 318 | 948 | 319 | 462 | 1183 | 4 | 4 | 4 | 3.88 | 4.351 | 5.048 | 4.261 | 4.726 | 5.12 | 1819 | 677 | 92 | 561 | 288 | 57 | 2 | 2.5 | 3.5 | No | - | - | - | - | N/A | N/A | N/A | 1 | 3.5194 | 3.7673
[SEER Non Multi-Split <=65kW] GEMS (Air Conditioners up to 65kW) Determination 2019 | MEPS 2019 | AS/NZS 3823.1.1:2012 | MUZ-AP42VGD2/MSZ-AP42VGD2 | MUZ-AP42VG2/MSZ-AP42VG2 Series | N/A | MITSUBISHI ELECTRIC | N/A | Non Ducted | Single Split System | Wall Hung | Air | Air | Thailand | 1.19 | N/A | 4.2 | N/A | N/A | N/A | N/A | N/A | 1.43 | 5.4 | Calorimeter Room | 3.6557 | 3.9285 | N/A | - | N/A | N/A | N/A | N/A | N/A | N/A | N/A | N/A | N/A | N/A | N/A | N/A | N/A | N/A | N/A | N/A | N/A | Single | R32 | Australia,New Zealand | 155729 | 2028-08-20 |  | Approved | Reverse Cycle | N/A | Yes | Class 9 | Yes | N/A | N/A | N/A | N/A | N/A | N/A | N/A | Available | N/A | N/A | http://www.MitsubishiElectric.com.au/ | http://www.mitsubishielectric.com.au | N/A |  |  | AAC7722 | Yes | Variable output compressor | Inverter | No | - | 4200 | 1.19 | - | 410 | 2100 | Yes | 180 | 920 | - | 1087.66 | 4523.4 | Yes | 330 | 2260 | - | 130 | 980 | 5400 | 1.43 | 520 | 2700 | Yes | 155 | 770 | Yes | 2050 | 5400 | No | - | - | No | - | - | - | - | - | Yes | 1950 | 4800 | No | - | - | No | - | - | 58 | 60.5 | 5.898 | 5.529 | 5.79 | 9.556 | 7.801 | 6.655 | 198 | 318 | 948 | 319 | 462 | 1183 | 4 | 4 | 4 | 3.88 | 4.351 | 5.048 | 4.261 | 4.726 | 5.12 | 1819 | 677 | 92 | 561 | 288 | 57 | 2 | 2.5 | 3.5 | No | - | - | - | - | N/A | N/A | N/A | 1 | 3.5194 | 3.7673
[SEER Non Multi-Split <=65kW] GEMS (Air Conditioners up to 65kW) Determination 2019 | MEPS 2019 | AS/NZS 3823.1.1:2012 | MUZ-AP42VGD2/MSZ-AP42VGKD2 | MUZ-AP42VG2/MSZ-AP42VG2 Series | N/A | MITSUBISHI ELECTRIC | N/A | Non Ducted | Single Split System | Wall Hung | Air | Air | Thailand | 1.19 | N/A | 4.2 | N/A | N/A | N/A | N/A | N/A | 1.43 | 5.4 | Calorimeter Room | 3.6557 | 3.9285 | N/A | - | N/A | N/A | N/A | N/A | N/A | N/A | N/A | N/A | N/A | N/A | N/A | N/A | N/A | N/A | N/A | N/A | N/A | Single | R32 | Australia,New Zealand | 155729 | 2028-08-20 |  | Approved | Reverse Cycle | N/A | Yes | Class 9 | Yes | N/A | N/A | N/A | N/A | N/A | N/A | N/A | Available | N/A | N/A | http://www.MitsubishiElectric.com.au/ | http://www.mitsubishielectric.com.au | N/A |  |  | AAC7722 | Yes | Variable output compressor | Inverter | No | - | 4200 | 1.19 | - | 410 | 2100 | Yes | 180 | 920 | - | 1087.66 | 4523.4 | Yes | 330 | 2260 | - | 130 | 980 | 5400 | 1.43 | 520 | 2700 | Yes | 155 | 770 | Yes | 2050 | 5400 | No | - | - | No | - | - | - | - | - | Yes | 1950 | 4800 | No | - | - | No | - | - | 58 | 60.5 | 5.898 | 5.529 | 5.79 | 9.556 | 7.801 | 6.655 | 198 | 318 | 948 | 319 | 462 | 1183 | 4 | 4 | 4 | 3.88 | 4.351 | 5.048 | 4.261 | 4.726 | 5.12 | 1819 | 677 | 92 | 561 | 288 | 57 | 2 | 2.5 | 3.5 | No | - | - | - | - | N/A | N/A | N/A | 1 | 3.5194 | 3.7673
[SEER Non Multi-Split <=65kW] GEMS (Air Conditioners up to 65kW) Determination 2019 | MEPS 2019 | AS/NZS 3823.1.1:2012 | MUZ-AP50VG/MSZ-AP50VG Series | MUZ-AP50VG/MSZ-AP50VG Series | N/A | MITSUBISHI ELECTRIC | N/A | Non Ducted | Single Split System | Wall Hung | Air | Air | Thailand | 1.32 | N/A | 5 | N/A | N/A | N/A | N/A | N/A | 1.62 | 6 | Calorimeter Room | 3.8383 | 4.0238 | N/A | - | N/A | N/A | N/A | N/A | N/A | N/A | N/A | N/A | N/A | N/A | N/A | N/A | N/A | N/A | N/A | N/A | N/A | Single | R32 | Australia,New Zealand | 143039 | 2026-11-30 |  | Approved | Reverse Cycle | N/A | Yes | Class 9 | Yes | N/A | N/A | N/A | N/A | N/A | N/A | N/A | Available | N/A | N/A | http://www.MitsubishiElectric.com.au/ | http://www.mitsubishielectric.com.au | N/A |  |  | AAC6369 | Yes | Variable output compressor | Inverter | No | - | 5000 | 1.32 | - | 470 | 2500 | No | - | - | - | 1206.48 | 5385 | Yes | 365 | 2690 | Yes | 145 | 940 | 6000 | 1.62 | 600 | 3000 | Yes | 300 | 1820 | Yes | 2640 | 6700 | No | - | - | No | - | - | - | - | - | Yes | 2250 | 5500 | Yes | 1330 | 3800 | No | - | - | 60.1 | 58.9 | 5.989 | 5.584 | 5.971 | 7.655 | 6.837 | 6.685 | 232 | 376 | 1095 | 476 | 628 | 1402 | 4 | 4 | 4 | 3.944 | 4.421 | 5.453 | 4.478 | 5.016 | 5.598 | 1989 | 740 | 95 | 593 | 301 | 58 | 2 | 2.5 | 3.5 | No | - | - | - | - | N/A | N/A | N/A | 1 | 3.7782 | 3.696
[SEER Non Multi-Split <=65kW] GEMS (Air Conditioners up to 65kW) Determination 2019 | MEPS 2019 | AS/NZS 3823.1.1:2012 | MUZ-AP50VG/MSZ-AP50VGD | MUZ-AP50VG/MSZ-AP50VG Series | N/A | MITSUBISHI ELECTRIC | N/A | Non Ducted | Single Split System | Wall Hung | Air | Air | Thailand | 1.32 | N/A | 5 | N/A | N/A | N/A | N/A | N/A | 1.62 | 6 | Calorimeter Room | 3.8383 | 4.0238 | N/A | - | N/A | N/A | N/A | N/A | N/A | N/A | N/A | N/A | N/A | N/A | N/A | N/A | N/A | N/A | N/A | N/A | N/A | Single | R32 | Australia,New Zealand | 143039 | 2026-11-30 |  | Approved | Reverse Cycle | N/A | Yes | Class 9 | Yes | N/A | N/A | N/A | N/A | N/A | N/A | N/A | Available | N/A | N/A | http://www.MitsubishiElectric.com.au/ | http://www.mitsubishielectric.com.au | N/A |  |  | AAC6369 | Yes | Variable output compressor | Inverter | No | - | 5000 | 1.32 | - | 470 | 2500 | No | - | - | - | 1206.48 | 5385 | Yes | 365 | 2690 | Yes | 145 | 940 | 6000 | 1.62 | 600 | 3000 | Yes | 300 | 1820 | Yes | 2640 | 6700 | No | - | - | No | - | - | - | - | - | Yes | 2250 | 5500 | Yes | 1330 | 3800 | No | - | - | 60.1 | 58.9 | 5.989 | 5.584 | 5.971 | 7.655 | 6.837 | 6.685 | 232 | 376 | 1095 | 476 | 628 | 1402 | 4 | 4 | 4 | 3.944 | 4.421 | 5.453 | 4.478 | 5.016 | 5.598 | 1989 | 740 | 95 | 593 | 301 | 58 | 2 | 2.5 | 3.5 | No | - | - | - | - | N/A | N/A | N/A | 1 | 3.7782 | 3.696
[SEER Non Multi-Split <=65kW] GEMS (Air Conditioners up to 65kW) Determination 2019 | MEPS 2019 | AS/NZS 3823.1.1:2012 | MUZ-AP50VG/MSZ-AP50VGD2 | MUZ-AP50VG/MSZ-AP50VG Series | N/A | MITSUBISHI ELECTRIC | N/A | Non Ducted | Single Split System | Wall Hung | Air | Air | Thailand | 1.32 | N/A | 5 | N/A | N/A | N/A | N/A | N/A | 1.62 | 6 | Calorimeter Room | 3.8383 | 4.0238 | N/A | - | N/A | N/A | N/A | N/A | N/A | N/A | N/A | N/A | N/A | N/A | N/A | N/A | N/A | N/A | N/A | N/A | N/A | Single | R32 | Australia,New Zealand | 143039 | 2026-11-30 |  | Approved | Reverse Cycle | N/A | Yes | Class 9 | Yes | N/A | N/A | N/A | N/A | N/A | N/A | N/A | Available | N/A | N/A | http://www.MitsubishiElectric.com.au/ | http://www.mitsubishielectric.com.au | N/A |  |  | AAC6369 | Yes | Variable output compressor | Inverter | No | - | 5000 | 1.32 | - | 470 | 2500 | No | - | - | - | 1206.48 | 5385 | Yes | 365 | 2690 | Yes | 145 | 940 | 6000 | 1.62 | 600 | 3000 | Yes | 300 | 1820 | Yes | 2640 | 6700 | No | - | - | No | - | - | - | - | - | Yes | 2250 | 5500 | Yes | 1330 | 3800 | No | - | - | 60.1 | 58.9 | 5.989 | 5.584 | 5.971 | 7.655 | 6.837 | 6.685 | 232 | 376 | 1095 | 476 | 628 | 1402 | 4 | 4 | 4 | 3.944 | 4.421 | 5.453 | 4.478 | 5.016 | 5.598 | 1989 | 740 | 95 | 593 | 301 | 58 | 2 | 2.5 | 3.5 | No | - | - | - | - | N/A | N/A | N/A | 1 | 3.7782 | 3.696
[SEER Non Multi-Split <=65kW] GEMS (Air Conditioners up to 65kW) Determination 2019 | MEPS 2019 | AS/NZS 3823.1.1:2012 | MUZ-AP50VG/MSZ-AP50VGKD | MUZ-AP50VG/MSZ-AP50VG Series | N/A | MITSUBISHI ELECTRIC | N/A | Non Ducted | Single Split System | Wall Hung | Air | Air | Thailand | 1.32 | N/A | 5 | N/A | N/A | N/A | N/A | N/A | 1.62 | 6 | Calorimeter Room | 3.8383 | 4.0238 | N/A | - | N/A | N/A | N/A | N/A | N/A | N/A | N/A | N/A | N/A | N/A | N/A | N/A | N/A | N/A | N/A | N/A | N/A | Single | R32 | Australia,New Zealand | 143039 | 2026-11-30 |  | Approved | Reverse Cycle | N/A | Yes | Class 9 | Yes | N/A | N/A | N/A | N/A | N/A | N/A | N/A | Available | N/A | N/A | http://www.MitsubishiElectric.com.au/ | http://www.mitsubishielectric.com.au | N/A |  |  | AAC6369 | Yes | Variable output compressor | Inverter | No | - | 5000 | 1.32 | - | 470 | 2500 | No | - | - | - | 1206.48 | 5385 | Yes | 365 | 2690 | Yes | 145 | 940 | 6000 | 1.62 | 600 | 3000 | Yes | 300 | 1820 | Yes | 2640 | 6700 | No | - | - | No | - | - | - | - | - | Yes | 2250 | 5500 | Yes | 1330 | 3800 | No | - | - | 60.1 | 58.9 | 5.989 | 5.584 | 5.971 | 7.655 | 6.837 | 6.685 | 232 | 376 | 1095 | 476 | 628 | 1402 | 4 | 4 | 4 | 3.944 | 4.421 | 5.453 | 4.478 | 5.016 | 5.598 | 1989 | 740 | 95 | 593 | 301 | 58 | 2 | 2.5 | 3.5 | No | - | - | - | - | N/A | N/A | N/A | 1 | 3.7782 | 3.696
[SEER Non Multi-Split <=65kW] GEMS (Air Conditioners up to 65kW) Determination 2019 | MEPS 2019 | AS/NZS 3823.1.1:2012 | MUZ-AP50VG2/MSZ-AP50VG2 Series | MUZ-AP50VG2/MSZ-AP50VG2 Series | N/A | MITSUBISHI ELECTRIC | N/A | Non Ducted | Single Split System | Wall Hung | Air | Air | Thailand | 1.32 | N/A | 5 | N/A | N/A | N/A | N/A | N/A | 1.62 | 6 | Calorimeter Room | 3.8355 | 3.7966 | N/A | - | N/A | N/A | N/A | N/A | N/A | N/A | N/A | N/A | N/A | N/A | N/A | N/A | N/A | N/A | N/A | N/A | N/A | Single | R32 | Australia,New Zealand | 155738 | 2028-08-12 |  | Approved | Reverse Cycle | N/A | Yes | Class 9 | Yes | N/A | N/A | N/A | N/A | N/A | N/A | N/A | Available | N/A | N/A | http://www.MitsubishiElectric.com.au/ | http://www.mitsubishielectric.com.au | N/A |  |  | AAC7701 | Yes | Variable output compressor | Inverter | No | - | 5000 | 1.32 | - | 470 | 2500 | Yes | 180 | 880 | - | 1206.48 | 5385 | Yes | 365 | 2690 | - | 145 | 940 | 6000 | 1.62 | 600 | 3000 | Yes | 310 | 1820 | Yes | 2640 | 6700 | No | - | - | No | - | - | - | - | - | Yes | 2400 | 5500 | Yes | 1330 | 3800 | No | - | - | 61.1 | 61.6 | 6.098 | 5.692 | 6.054 | 8.596 | 7.375 | 6.88 | 228 | 368 | 1080 | 423 | 582 | 1362 | 4.5 | 4 | 4.5 | 3.898 | 4.381 | 5.346 | 4.397 | 4.92 | 5.463 | 2012 | 746 | 97 | 604 | 307 | 60 | 2 | 2.5 | 3.5 | No | - | - | - | - | N/A | N/A | N/A | 1 | 3.7782 | 3.696
[SEER Non Multi-Split <=65kW] GEMS (Air Conditioners up to 65kW) Determination 2019 | MEPS 2019 | AS/NZS 3823.1.1:2012 | MUZ-AP50VG2/MSZ-AP50VGD | MUZ-AP50VG2/MSZ-AP50VG2 Series | N/A | MITSUBISHI ELECTRIC | N/A | Non Ducted | Single Split System | Wall Hung | Air | Air | Thailand | 1.32 | N/A | 5 | N/A | N/A | N/A | N/A | N/A | 1.62 | 6 | Calorimeter Room | 3.8355 | 3.7966 | N/A | - | N/A | N/A | N/A | N/A | N/A | N/A | N/A | N/A | N/A | N/A | N/A | N/A | N/A | N/A | N/A | N/A | N/A | Single | R32 | Australia,New Zealand | 155738 | 2028-08-12 |  | Approved | Reverse Cycle | N/A | Yes | Class 9 | Yes | N/A | N/A | N/A | N/A | N/A | N/A | N/A | Available | N/A | N/A | http://www.MitsubishiElectric.com.au/ | http://www.mitsubishielectric.com.au | N/A |  |  | AAC7701 | Yes | Variable output compressor | Inverter | No | - | 5000 | 1.32 | - | 470 | 2500 | Yes | 180 | 880 | - | 1206.48 | 5385 | Yes | 365 | 2690 | - | 145 | 940 | 6000 | 1.62 | 600 | 3000 | Yes | 310 | 1820 | Yes | 2640 | 6700 | No | - | - | No | - | - | - | - | - | Yes | 2400 | 5500 | Yes | 1330 | 3800 | No | - | - | 61.1 | 61.6 | 6.098 | 5.692 | 6.054 | 8.596 | 7.375 | 6.88 | 228 | 368 | 1080 | 423 | 582 | 1362 | 4.5 | 4 | 4.5 | 3.898 | 4.381 | 5.346 | 4.397 | 4.92 | 5.463 | 2012 | 746 | 97 | 604 | 307 | 60 | 2 | 2.5 | 3.5 | No | - | - | - | - | N/A | N/A | N/A | 1 | 3.7782 | 3.696
[SEER Non Multi-Split <=65kW] GEMS (Air Conditioners up to 65kW) Determination 2019 | MEPS 2019 | AS/NZS 3823.1.1:2012 | MUZ-AP50VG2/MSZ-AP50VGD2 | MUZ-AP50VG2/MSZ-AP50VG2 Series | N/A | MITSUBISHI ELECTRIC | N/A | Non Ducted | Single Split System | Wall Hung | Air | Air | Thailand | 1.32 | N/A | 5 | N/A | N/A | N/A | N/A | N/A | 1.62 | 6 | Calorimeter Room | 3.8355 | 3.7966 | N/A | - | N/A | N/A | N/A | N/A | N/A | N/A | N/A | N/A | N/A | N/A | N/A | N/A | N/A | N/A | N/A | N/A | N/A | Single | R32 | Australia,New Zealand | 155738 | 2028-08-12 |  | Approved | Reverse Cycle | N/A | Yes | Class 9 | Yes | N/A | N/A | N/A | N/A | N/A | N/A | N/A | Available | N/A | N/A | http://www.MitsubishiElectric.com.au/ | http://www.mitsubishielectric.com.au | N/A |  |  | AAC7701 | Yes | Variable output compressor | Inverter | No | - | 5000 | 1.32 | - | 470 | 2500 | Yes | 180 | 880 | - | 1206.48 | 5385 | Yes | 365 | 2690 | - | 145 | 940 | 6000 | 1.62 | 600 | 3000 | Yes | 310 | 1820 | Yes | 2640 | 6700 | No | - | - | No | - | - | - | - | - | Yes | 2400 | 5500 | Yes | 1330 | 3800 | No | - | - | 61.1 | 61.6 | 6.098 | 5.692 | 6.054 | 8.596 | 7.375 | 6.88 | 228 | 368 | 1080 | 423 | 582 | 1362 | 4.5 | 4 | 4.5 | 3.898 | 4.381 | 5.346 | 4.397 | 4.92 | 5.463 | 2012 | 746 | 97 | 604 | 307 | 60 | 2 | 2.5 | 3.5 | No | - | - | - | - | N/A | N/A | N/A | 1 | 3.7782 | 3.696
[SEER Non Multi-Split <=65kW] GEMS (Air Conditioners up to 65kW) Determination 2019 | MEPS 2019 | AS/NZS 3823.1.1:2012 | MUZ-AP50VG2/MSZ-AP50VGKD2 | MUZ-AP50VG2/MSZ-AP50VG2 Series | N/A | MITSUBISHI ELECTRIC | N/A | Non Ducted | Single Split System | Wall Hung | Air | Air | Thailand | 1.32 | N/A | 5 | N/A | N/A | N/A | N/A | N/A | 1.62 | 6 | Calorimeter Room | 3.8355 | 3.7966 | N/A | - | N/A | N/A | N/A | N/A | N/A | N/A | N/A | N/A | N/A | N/A | N/A | N/A | N/A | N/A | N/A | N/A | N/A | Single | R32 | Australia,New Zealand | 155738 | 2028-08-12 |  | Approved | Reverse Cycle | N/A | Yes | Class 9 | Yes | N/A | N/A | N/A | N/A | N/A | N/A | N/A | Available | N/A | N/A | http://www.MitsubishiElectric.com.au/ | http://www.mitsubishielectric.com.au | N/A |  |  | AAC7701 | Yes | Variable output compressor | Inverter | No | - | 5000 | 1.32 | - | 470 | 2500 | Yes | 180 | 880 | - | 1206.48 | 5385 | Yes | 365 | 2690 | - | 145 | 940 | 6000 | 1.62 | 600 | 3000 | Yes | 310 | 1820 | Yes | 2640 | 6700 | No | - | - | No | - | - | - | - | - | Yes | 2400 | 5500 | Yes | 1330 | 3800 | No | - | - | 61.1 | 61.6 | 6.098 | 5.692 | 6.054 | 8.596 | 7.375 | 6.88 | 228 | 368 | 1080 | 423 | 582 | 1362 | 4.5 | 4 | 4.5 | 3.898 | 4.381 | 5.346 | 4.397 | 4.92 | 5.463 | 2012 | 746 | 97 | 604 | 307 | 60 | 2 | 2.5 | 3.5 | No | - | - | - | - | N/A | N/A | N/A | 1 | 3.7782 | 3.696
[SEER Non Multi-Split <=65kW] GEMS (Air Conditioners up to 65kW) Determination 2019 | MEPS 2019 | AS/NZS 3823.1.1:2012 | MUZ-AP50VGD/MSZ-AP50VGD | MUZ-AP50VG/MSZ-AP50VG Series | N/A | MITSUBISHI ELECTRIC | N/A | Non Ducted | Single Split System | Wall Hung | Air | Air | Thailand | 1.32 | N/A | 5 | N/A | N/A | N/A | N/A | N/A | 1.62 | 6 | Calorimeter Room | 3.8383 | 4.0238 | N/A | - | N/A | N/A | N/A | N/A | N/A | N/A | N/A | N/A | N/A | N/A | N/A | N/A | N/A | N/A | N/A | N/A | N/A | Single | R32 | Australia,New Zealand | 143039 | 2026-11-30 |  | Approved | Reverse Cycle | N/A | Yes | Class 9 | Yes | N/A | N/A | N/A | N/A | N/A | N/A | N/A | Available | N/A | N/A | http://www.MitsubishiElectric.com.au/ | http://www.mitsubishielectric.com.au | N/A |  |  | AAC6369 | Yes | Variable output compressor | Inverter | No | - | 5000 | 1.32 | - | 470 | 2500 | No | - | - | - | 1206.48 | 5385 | Yes | 365 | 2690 | Yes | 145 | 940 | 6000 | 1.62 | 600 | 3000 | Yes | 300 | 1820 | Yes | 2640 | 6700 | No | - | - | No | - | - | - | - | - | Yes | 2250 | 5500 | Yes | 1330 | 3800 | No | - | - | 60.1 | 58.9 | 5.989 | 5.584 | 5.971 | 7.655 | 6.837 | 6.685 | 232 | 376 | 1095 | 476 | 628 | 1402 | 4 | 4 | 4 | 3.944 | 4.421 | 5.453 | 4.478 | 5.016 | 5.598 | 1989 | 740 | 95 | 593 | 301 | 58 | 2 | 2.5 | 3.5 | No | - | - | - | - | N/A | N/A | N/A | 1 | 3.7782 | 3.696
[SEER Non Multi-Split <=65kW] GEMS (Air Conditioners up to 65kW) Determination 2019 | MEPS 2019 | AS/NZS 3823.1.1:2012 | MUZ-AP50VGD/MSZ-AP50VGD2 | MUZ-AP50VG/MSZ-AP50VG Series | N/A | MITSUBISHI ELECTRIC | N/A | Non Ducted | Single Split System | Wall Hung | Air | Air | Thailand | 1.32 | N/A | 5 | N/A | N/A | N/A | N/A | N/A | 1.62 | 6 | Calorimeter Room | 3.8383 | 4.0238 | N/A | - | N/A | N/A | N/A | N/A | N/A | N/A | N/A | N/A | N/A | N/A | N/A | N/A | N/A | N/A | N/A | N/A | N/A | Single | R32 | Australia,New Zealand | 143039 | 2026-11-30 |  | Approved | Reverse Cycle | N/A | Yes | Class 9 | Yes | N/A | N/A | N/A | N/A | N/A | N/A | N/A | Available | N/A | N/A | http://www.MitsubishiElectric.com.au/ | http://www.mitsubishielectric.com.au | N/A |  |  | AAC6369 | Yes | Variable output compressor | Inverter | No | - | 5000 | 1.32 | - | 470 | 2500 | No | - | - | - | 1206.48 | 5385 | Yes | 365 | 2690 | Yes | 145 | 940 | 6000 | 1.62 | 600 | 3000 | Yes | 300 | 1820 | Yes | 2640 | 6700 | No | - | - | No | - | - | - | - | - | Yes | 2250 | 5500 | Yes | 1330 | 3800 | No | - | - | 60.1 | 58.9 | 5.989 | 5.584 | 5.971 | 7.655 | 6.837 | 6.685 | 232 | 376 | 1095 | 476 | 628 | 1402 | 4 | 4 | 4 | 3.944 | 4.421 | 5.453 | 4.478 | 5.016 | 5.598 | 1989 | 740 | 95 | 593 | 301 | 58 | 2 | 2.5 | 3.5 | No | - | - | - | - | N/A | N/A | N/A | 1 | 3.7782 | 3.696
[SEER Non Multi-Split <=65kW] GEMS (Air Conditioners up to 65kW) Determination 2019 | MEPS 2019 | AS/NZS 3823.1.1:2012 | MUZ-AP50VGD/MSZ-AP50VGKD | MUZ-AP50VG/MSZ-AP50VG Series | N/A | MITSUBISHI ELECTRIC | N/A | Non Ducted | Single Split System | Wall Hung | Air | Air | Thailand | 1.32 | N/A | 5 | N/A | N/A | N/A | N/A | N/A | 1.62 | 6 | Calorimeter Room | 3.8383 | 4.0238 | N/A | - | N/A | N/A | N/A | N/A | N/A | N/A | N/A | N/A | N/A | N/A | N/A | N/A | N/A | N/A | N/A | N/A | N/A | Single | R32 | Australia,New Zealand | 143039 | 2026-11-30 |  | Approved | Reverse Cycle | N/A | Yes | Class 9 | Yes | N/A | N/A | N/A | N/A | N/A | N/A | N/A | Available | N/A | N/A | http://www.MitsubishiElectric.com.au/ | http://www.mitsubishielectric.com.au | N/A |  |  | AAC6369 | Yes | Variable output compressor | Inverter | No | - | 5000 | 1.32 | - | 470 | 2500 | No | - | - | - | 1206.48 | 5385 | Yes | 365 | 2690 | Yes | 145 | 940 | 6000 | 1.62 | 600 | 3000 | Yes | 300 | 1820 | Yes | 2640 | 6700 | No | - | - | No | - | - | - | - | - | Yes | 2250 | 5500 | Yes | 1330 | 3800 | No | - | - | 60.1 | 58.9 | 5.989 | 5.584 | 5.971 | 7.655 | 6.837 | 6.685 | 232 | 376 | 1095 | 476 | 628 | 1402 | 4 | 4 | 4 | 3.944 | 4.421 | 5.453 | 4.478 | 5.016 | 5.598 | 1989 | 740 | 95 | 593 | 301 | 58 | 2 | 2.5 | 3.5 | No | - | - | - | - | N/A | N/A | N/A | 1 | 3.7782 | 3.696
[SEER Non Multi-Split <=65kW] GEMS (Air Conditioners up to 65kW) Determination 2019 | MEPS 2019 | AS/NZS 3823.1.1:2012 | MUZ-AP50VGD2/MSZ-AP50VGD | MUZ-AP50VG2/MSZ-AP50VG2 Series | N/A | MITSUBISHI ELECTRIC | N/A | Non Ducted | Single Split System | Wall Hung | Air | Air | Thailand | 1.32 | N/A | 5 | N/A | N/A | N/A | N/A | N/A | 1.62 | 6 | Calorimeter Room | 3.8355 | 3.7966 | N/A | - | N/A | N/A | N/A | N/A | N/A | N/A | N/A | N/A | N/A | N/A | N/A | N/A | N/A | N/A | N/A | N/A | N/A | Single | R32 | Australia,New Zealand | 155738 | 2028-08-12 |  | Approved | Reverse Cycle | N/A | Yes | Class 9 | Yes | N/A | N/A | N/A | N/A | N/A | N/A | N/A | Available | N/A | N/A | http://www.MitsubishiElectric.com.au/ | http://www.mitsubishielectric.com.au | N/A |  |  | AAC7701 | Yes | Variable output compressor | Inverter | No | - | 5000 | 1.32 | - | 470 | 2500 | Yes | 180 | 880 | - | 1206.48 | 5385 | Yes | 365 | 2690 | - | 145 | 940 | 6000 | 1.62 | 600 | 3000 | Yes | 310 | 1820 | Yes | 2640 | 6700 | No | - | - | No | - | - | - | - | - | Yes | 2400 | 5500 | Yes | 1330 | 3800 | No | - | - | 61.1 | 61.6 | 6.098 | 5.692 | 6.054 | 8.596 | 7.375 | 6.88 | 228 | 368 | 1080 | 423 | 582 | 1362 | 4.5 | 4 | 4.5 | 3.898 | 4.381 | 5.346 | 4.397 | 4.92 | 5.463 | 2012 | 746 | 97 | 604 | 307 | 60 | 2 | 2.5 | 3.5 | No | - | - | - | - | N/A | N/A | N/A | 1 | 3.7782 | 3.696
[SEER Non Multi-Split <=65kW] GEMS (Air Conditioners up to 65kW) Determination 2019 | MEPS 2019 | AS/NZS 3823.1.1:2012 | MUZ-AP50VGD2/MSZ-AP50VGD2 | MUZ-AP50VG2/MSZ-AP50VG2 Series | N/A | MITSUBISHI ELECTRIC | N/A | Non Ducted | Single Split System | Wall Hung | Air | Air | Thailand | 1.32 | N/A | 5 | N/A | N/A | N/A | N/A | N/A | 1.62 | 6 | Calorimeter Room | 3.8355 | 3.7966 | N/A | - | N/A | N/A | N/A | N/A | N/A | N/A | N/A | N/A | N/A | N/A | N/A | N/A | N/A | N/A | N/A | N/A | N/A | Single | R32 | Australia,New Zealand | 155738 | 2028-08-12 |  | Approved | Reverse Cycle | N/A | Yes | Class 9 | Yes | N/A | N/A | N/A | N/A | N/A | N/A | N/A | Available | N/A | N/A | http://www.MitsubishiElectric.com.au/ | http://www.mitsubishielectric.com.au | N/A |  |  | AAC7701 | Yes | Variable output compressor | Inverter | No | - | 5000 | 1.32 | - | 470 | 2500 | Yes | 180 | 880 | - | 1206.48 | 5385 | Yes | 365 | 2690 | - | 145 | 940 | 6000 | 1.62 | 600 | 3000 | Yes | 310 | 1820 | Yes | 2640 | 6700 | No | - | - | No | - | - | - | - | - | Yes | 2400 | 5500 | Yes | 1330 | 3800 | No | - | - | 61.1 | 61.6 | 6.098 | 5.692 | 6.054 | 8.596 | 7.375 | 6.88 | 228 | 368 | 1080 | 423 | 582 | 1362 | 4.5 | 4 | 4.5 | 3.898 | 4.381 | 5.346 | 4.397 | 4.92 | 5.463 | 2012 | 746 | 97 | 604 | 307 | 60 | 2 | 2.5 | 3.5 | No | - | - | - | - | N/A | N/A | N/A | 1 | 3.7782 | 3.696
[SEER Non Multi-Split <=65kW] GEMS (Air Conditioners up to 65kW) Determination 2019 | MEPS 2019 | AS/NZS 3823.1.1:2012 | MUZ-AP50VGD2/MSZ-AP50VGKD2 | MUZ-AP50VG2/MSZ-AP50VG2 Series | N/A | MITSUBISHI ELECTRIC | N/A | Non Ducted | Single Split System | Wall Hung | Air | Air | Thailand | 1.32 | N/A | 5 | N/A | N/A | N/A | N/A | N/A | 1.62 | 6 | Calorimeter Room | 3.8355 | 3.7966 | N/A | - | N/A | N/A | N/A | N/A | N/A | N/A | N/A | N/A | N/A | N/A | N/A | N/A | N/A | N/A | N/A | N/A | N/A | Single | R32 | Australia,New Zealand | 155738 | 2028-08-12 |  | Approved | Reverse Cycle | N/A | Yes | Class 9 | Yes | N/A | N/A | N/A | N/A | N/A | N/A | N/A | Available | N/A | N/A | http://www.MitsubishiElectric.com.au/ | http://www.mitsubishielectric.com.au | N/A |  |  | AAC7701 | Yes | Variable output compressor | Inverter | No | - | 5000 | 1.32 | - | 470 | 2500 | Yes | 180 | 880 | - | 1206.48 | 5385 | Yes | 365 | 2690 | - | 145 | 940 | 6000 | 1.62 | 600 | 3000 | Yes | 310 | 1820 | Yes | 2640 | 6700 | No | - | - | No | - | - | - | - | - | Yes | 2400 | 5500 | Yes | 1330 | 3800 | No | - | - | 61.1 | 61.6 | 6.098 | 5.692 | 6.054 | 8.596 | 7.375 | 6.88 | 228 | 368 | 1080 | 423 | 582 | 1362 | 4.5 | 4 | 4.5 | 3.898 | 4.381 | 5.346 | 4.397 | 4.92 | 5.463 | 2012 | 746 | 97 | 604 | 307 | 60 | 2 | 2.5 | 3.5 | No | - | - | - | - | N/A | N/A | N/A | 1 | 3.7782 | 3.696
[SEER Non Multi-Split <=65kW] GEMS (Air Conditioners up to 65kW) Determination 2019 | MEPS 2019 | AS/NZS 3823.1.1:2012 | MUZ-AP60VG/MSZ-AP60VG Series | MUZ-AP60VG/MSZ-AP60VG Series | N/A | MITSUBISHI ELECTRIC | N/A | Non Ducted | Single Split System | Wall Hung | Air | Air | Thailand | 1.59 | N/A | 6 | N/A | N/A | N/A | N/A | N/A | 1.67 | 6.8 | Calorimeter Room | 3.9625 | 4.1993 | N/A | - | N/A | N/A | N/A | N/A | N/A | N/A | N/A | N/A | N/A | N/A | N/A | N/A | N/A | N/A | N/A | N/A | N/A | Single | R32 | Australia,New Zealand | 143060 | 2026-11-17 |  | Approved | Reverse Cycle | N/A | Yes | Class 9 | Yes | N/A | N/A | N/A | N/A | N/A | N/A | N/A | Available | N/A | N/A | http://www.MitsubishiElectric.com.au/ | http://www.mitsubishielectric.com.au | N/A |  |  | AAC6353 | Yes | Variable output compressor | Inverter | No | - | 6000 | 1.59 | - | 570 | 3000 | No | - | - | - | 1453.26 | 6462 | Yes | 490 | 3230 | No | - | - | 6800 | 1.67 | 660 | 3400 | No | - | - | Yes | 2300 | 6700 | No | - | - | No | - | - | - | - | - | No | - | - | No | - | - | No | - | - | 58.9 | 63.3 | 5.551 | 5.246 | 5.516 | 6.981 | 6.315 | 6.022 | 301 | 480 | 1423 | 627 | 817 | 1869 | 4 | 3.5 | 4 | 3.89 | 4.321 | 4.735 | 4.11 | 4.481 | 4.734 | 2285 | 857 | 123 | 731 | 382 | 77 | 2 | 2.5 | 3 | No | - | - | - | - | N/A | N/A | N/A | 1 | 3.7656 | 4.0636
[SEER Non Multi-Split <=65kW] GEMS (Air Conditioners up to 65kW) Determination 2019 | MEPS 2019 | AS/NZS 3823.1.1:2012 | MUZ-AP60VG/MSZ-AP60VGD | MUZ-AP60VG/MSZ-AP60VG Series | N/A | MITSUBISHI ELECTRIC | N/A | Non Ducted | Single Split System | Wall Hung | Air | Air | Thailand | 1.59 | N/A | 6 | N/A | N/A | N/A | N/A | N/A | 1.67 | 6.8 | Calorimeter Room | 3.9625 | 4.1993 | N/A | - | N/A | N/A | N/A | N/A | N/A | N/A | N/A | N/A | N/A | N/A | N/A | N/A | N/A | N/A | N/A | N/A | N/A | Single | R32 | Australia,New Zealand | 143060 | 2026-11-17 |  | Approved | Reverse Cycle | N/A | Yes | Class 9 | Yes | N/A | N/A | N/A | N/A | N/A | N/A | N/A | Available | N/A | N/A | http://www.MitsubishiElectric.com.au/ | http://www.mitsubishielectric.com.au | N/A |  |  | AAC6353 | Yes | Variable output compressor | Inverter | No | - | 6000 | 1.59 | - | 570 | 3000 | No | - | - | - | 1453.26 | 6462 | Yes | 490 | 3230 | No | - | - | 6800 | 1.67 | 660 | 3400 | No | - | - | Yes | 2300 | 6700 | No | - | - | No | - | - | - | - | - | No | - | - | No | - | - | No | - | - | 58.9 | 63.3 | 5.551 | 5.246 | 5.516 | 6.981 | 6.315 | 6.022 | 301 | 480 | 1423 | 627 | 817 | 1869 | 4 | 3.5 | 4 | 3.89 | 4.321 | 4.735 | 4.11 | 4.481 | 4.734 | 2285 | 857 | 123 | 731 | 382 | 77 | 2 | 2.5 | 3 | No | - | - | - | - | N/A | N/A | N/A | 1 | 3.7656 | 4.0636
[SEER Non Multi-Split <=65kW] GEMS (Air Conditioners up to 65kW) Determination 2019 | MEPS 2019 | AS/NZS 3823.1.1:2012 | MUZ-AP60VG/MSZ-AP60VGD2 | MUZ-AP60VG/MSZ-AP60VG Series | N/A | MITSUBISHI ELECTRIC | N/A | Non Ducted | Single Split System | Wall Hung | Air | Air | Thailand | 1.59 | N/A | 6 | N/A | N/A | N/A | N/A | N/A | 1.67 | 6.8 | Calorimeter Room | 3.9625 | 4.1993 | N/A | - | N/A | N/A | N/A | N/A | N/A | N/A | N/A | N/A | N/A | N/A | N/A | N/A | N/A | N/A | N/A | N/A | N/A | Single | R32 | Australia,New Zealand | 143060 | 2026-11-17 |  | Approved | Reverse Cycle | N/A | Yes | Class 9 | Yes | N/A | N/A | N/A | N/A | N/A | N/A | N/A | Available | N/A | N/A | http://www.MitsubishiElectric.com.au/ | http://www.mitsubishielectric.com.au | N/A |  |  | AAC6353 | Yes | Variable output compressor | Inverter | No | - | 6000 | 1.59 | - | 570 | 3000 | No | - | - | - | 1453.26 | 6462 | Yes | 490 | 3230 | No | - | - | 6800 | 1.67 | 660 | 3400 | No | - | - | Yes | 2300 | 6700 | No | - | - | No | - | - | - | - | - | No | - | - | No | - | - | No | - | - | 58.9 | 63.3 | 5.551 | 5.246 | 5.516 | 6.981 | 6.315 | 6.022 | 301 | 480 | 1423 | 627 | 817 | 1869 | 4 | 3.5 | 4 | 3.89 | 4.321 | 4.735 | 4.11 | 4.481 | 4.734 | 2285 | 857 | 123 | 731 | 382 | 77 | 2 | 2.5 | 3 | No | - | - | - | - | N/A | N/A | N/A | 1 | 3.7656 | 4.0636
[SEER Non Multi-Split <=65kW] GEMS (Air Conditioners up to 65kW) Determination 2019 | MEPS 2019 | AS/NZS 3823.1.1:2012 | MUZ-AP60VG/MSZ-AP60VGKD | MUZ-AP60VG/MSZ-AP60VG Series | N/A | MITSUBISHI ELECTRIC | N/A | Non Ducted | Single Split System | Wall Hung | Air | Air | Thailand | 1.59 | N/A | 6 | N/A | N/A | N/A | N/A | N/A | 1.67 | 6.8 | Calorimeter Room | 3.9625 | 4.1993 | N/A | - | N/A | N/A | N/A | N/A | N/A | N/A | N/A | N/A | N/A | N/A | N/A | N/A | N/A | N/A | N/A | N/A | N/A | Single | R32 | Australia,New Zealand | 143060 | 2026-11-17 |  | Approved | Reverse Cycle | N/A | Yes | Class 9 | Yes | N/A | N/A | N/A | N/A | N/A | N/A | N/A | Available | N/A | N/A | http://www.MitsubishiElectric.com.au/ | http://www.mitsubishielectric.com.au | N/A |  |  | AAC6353 | Yes | Variable output compressor | Inverter | No | - | 6000 | 1.59 | - | 570 | 3000 | No | - | - | - | 1453.26 | 6462 | Yes | 490 | 3230 | No | - | - | 6800 | 1.67 | 660 | 3400 | No | - | - | Yes | 2300 | 6700 | No | - | - | No | - | - | - | - | - | No | - | - | No | - | - | No | - | - | 58.9 | 63.3 | 5.551 | 5.246 | 5.516 | 6.981 | 6.315 | 6.022 | 301 | 480 | 1423 | 627 | 817 | 1869 | 4 | 3.5 | 4 | 3.89 | 4.321 | 4.735 | 4.11 | 4.481 | 4.734 | 2285 | 857 | 123 | 731 | 382 | 77 | 2 | 2.5 | 3 | No | - | - | - | - | N/A | N/A | N/A | 1 | 3.7656 | 4.0636
[SEER Non Multi-Split <=65kW] GEMS (Air Conditioners up to 65kW) Determination 2019 | MEPS 2019 | AS/NZS 3823.1.1:2012 | MUZ-AP60VG2/MSZ-AP60VG2 Series | MUZ-AP60VG2/MSZ-AP60VG2 Series | N/A | MITSUBISHI ELECTRIC | N/A | Non Ducted | Single Split System | Wall Hung | Air | Air | Thailand | 1.59 | N/A | 6 | N/A | N/A | N/A | N/A | N/A | 1.65 | 6.8 | Calorimeter Room | 3.9805 | 4.1377 | N/A | - | N/A | N/A | N/A | N/A | N/A | N/A | N/A | N/A | N/A | N/A | N/A | N/A | N/A | N/A | N/A | N/A | N/A | Single | R32 | Australia,New Zealand | 155742 | 2028-08-12 |  | Approved | Reverse Cycle | N/A | Yes | Class 9 | Yes | N/A | N/A | N/A | N/A | N/A | N/A | N/A | Available | N/A | N/A | http://www.MitsubishiElectric.com.au/ | http://www.mitsubishielectric.com.au | N/A |  |  | AAC7702 | Yes | Variable output compressor | Inverter | No | - | 6000 | 1.59 | - | 570 | 3000 | Yes | 180 | 730 | - | 1453.26 | 6462 | Yes | 460 | 3230 | - | 170 | 1360 | 6800 | 1.65 | 660 | 3400 | Yes | 170 | 780 | Yes | 2270 | 6700 | No | - | - | No | - | - | - | - | - | Yes | 1990 | 5700 | No | - | - | No | - | - | 58.5 | 64.5 | 6.161 | 5.795 | 6.04 | 8.802 | 7.701 | 6.797 | 271 | 435 | 1299 | 497 | 669 | 1655 | 4.5 | 4 | 4.5 | 4.006 | 4.418 | 4.909 | 4.277 | 4.659 | 4.935 | 2219 | 839 | 119 | 703 | 367 | 74 | 2.5 | 2.5 | 3 | No | - | - | - | - | N/A | N/A | N/A | 1 | 3.7656 | 4.1128
[SEER Non Multi-Split <=65kW] GEMS (Air Conditioners up to 65kW) Determination 2019 | MEPS 2019 | AS/NZS 3823.1.1:2012 | MUZ-AP60VG2/MSZ-AP60VGD | MUZ-AP60VG2/MSZ-AP60VG2 Series | N/A | MITSUBISHI ELECTRIC | N/A | Non Ducted | Single Split System | Wall Hung | Air | Air | Thailand | 1.59 | N/A | 6 | N/A | N/A | N/A | N/A | N/A | 1.65 | 6.8 | Calorimeter Room | 3.9805 | 4.1377 | N/A | - | N/A | N/A | N/A | N/A | N/A | N/A | N/A | N/A | N/A | N/A | N/A | N/A | N/A | N/A | N/A | N/A | N/A | Single | R32 | Australia,New Zealand | 155742 | 2028-08-12 |  | Approved | Reverse Cycle | N/A | Yes | Class 9 | Yes | N/A | N/A | N/A | N/A | N/A | N/A | N/A | Available | N/A | N/A | http://www.MitsubishiElectric.com.au/ | http://www.mitsubishielectric.com.au | N/A |  |  | AAC7702 | Yes | Variable output compressor | Inverter | No | - | 6000 | 1.59 | - | 570 | 3000 | Yes | 180 | 730 | - | 1453.26 | 6462 | Yes | 460 | 3230 | - | 170 | 1360 | 6800 | 1.65 | 660 | 3400 | Yes | 170 | 780 | Yes | 2270 | 6700 | No | - | - | No | - | - | - | - | - | Yes | 1990 | 5700 | No | - | - | No | - | - | 58.5 | 64.5 | 6.161 | 5.795 | 6.04 | 8.802 | 7.701 | 6.797 | 271 | 435 | 1299 | 497 | 669 | 1655 | 4.5 | 4 | 4.5 | 4.006 | 4.418 | 4.909 | 4.277 | 4.659 | 4.935 | 2219 | 839 | 119 | 703 | 367 | 74 | 2.5 | 2.5 | 3 | No | - | - | - | - | N/A | N/A | N/A | 1 | 3.7656 | 4.1128
[SEER Non Multi-Split <=65kW] GEMS (Air Conditioners up to 65kW) Determination 2019 | MEPS 2019 | AS/NZS 3823.1.1:2012 | MUZ-AP60VG2/MSZ-AP60VGD2 | MUZ-AP60VG2/MSZ-AP60VG2 Series | N/A | MITSUBISHI ELECTRIC | N/A | Non Ducted | Single Split System | Wall Hung | Air | Air | Thailand | 1.59 | N/A | 6 | N/A | N/A | N/A | N/A | N/A | 1.65 | 6.8 | Calorimeter Room | 3.9805 | 4.1377 | N/A | - | N/A | N/A | N/A | N/A | N/A | N/A | N/A | N/A | N/A | N/A | N/A | N/A | N/A | N/A | N/A | N/A | N/A | Single | R32 | Australia,New Zealand | 155742 | 2028-08-12 |  | Approved | Reverse Cycle | N/A | Yes | Class 9 | Yes | N/A | N/A | N/A | N/A | N/A | N/A | N/A | Available | N/A | N/A | http://www.MitsubishiElectric.com.au/ | http://www.mitsubishielectric.com.au | N/A |  |  | AAC7702 | Yes | Variable output compressor | Inverter | No | - | 6000 | 1.59 | - | 570 | 3000 | Yes | 180 | 730 | - | 1453.26 | 6462 | Yes | 460 | 3230 | - | 170 | 1360 | 6800 | 1.65 | 660 | 3400 | Yes | 170 | 780 | Yes | 2270 | 6700 | No | - | - | No | - | - | - | - | - | Yes | 1990 | 5700 | No | - | - | No | - | - | 58.5 | 64.5 | 6.161 | 5.795 | 6.04 | 8.802 | 7.701 | 6.797 | 271 | 435 | 1299 | 497 | 669 | 1655 | 4.5 | 4 | 4.5 | 4.006 | 4.418 | 4.909 | 4.277 | 4.659 | 4.935 | 2219 | 839 | 119 | 703 | 367 | 74 | 2.5 | 2.5 | 3 | No | - | - | - | - | N/A | N/A | N/A | 1 | 3.7656 | 4.1128
[SEER Non Multi-Split <=65kW] GEMS (Air Conditioners up to 65kW) Determination 2019 | MEPS 2019 | AS/NZS 3823.1.1:2012 | MUZ-AP60VG2/MSZ-AP60VGKD2 | MUZ-AP60VG2/MSZ-AP60VG2 Series | N/A | MITSUBISHI ELECTRIC | N/A | Non Ducted | Single Split System | Wall Hung | Air | Air | Thailand | 1.59 | N/A | 6 | N/A | N/A | N/A | N/A | N/A | 1.65 | 6.8 | Calorimeter Room | 3.9805 | 4.1377 | N/A | - | N/A | N/A | N/A | N/A | N/A | N/A | N/A | N/A | N/A | N/A | N/A | N/A | N/A | N/A | N/A | N/A | N/A | Single | R32 | Australia,New Zealand | 155742 | 2028-08-12 |  | Approved | Reverse Cycle | N/A | Yes | Class 9 | Yes | N/A | N/A | N/A | N/A | N/A | N/A | N/A | Available | N/A | N/A | http://www.MitsubishiElectric.com.au/ | http://www.mitsubishielectric.com.au | N/A |  |  | AAC7702 | Yes | Variable output compressor | Inverter | No | - | 6000 | 1.59 | - | 570 | 3000 | Yes | 180 | 730 | - | 1453.26 | 6462 | Yes | 460 | 3230 | - | 170 | 1360 | 6800 | 1.65 | 660 | 3400 | Yes | 170 | 780 | Yes | 2270 | 6700 | No | - | - | No | - | - | - | - | - | Yes | 1990 | 5700 | No | - | - | No | - | - | 58.5 | 64.5 | 6.161 | 5.795 | 6.04 | 8.802 | 7.701 | 6.797 | 271 | 435 | 1299 | 497 | 669 | 1655 | 4.5 | 4 | 4.5 | 4.006 | 4.418 | 4.909 | 4.277 | 4.659 | 4.935 | 2219 | 839 | 119 | 703 | 367 | 74 | 2.5 | 2.5 | 3 | No | - | - | - | - | N/A | N/A | N/A | 1 | 3.7656 | 4.1128
[SEER Non Multi-Split <=65kW] GEMS (Air Conditioners up to 65kW) Determination 2019 | MEPS 2019 | AS/NZS 3823.1.1:2012 | MUZ-AP60VGD/MSZ-AP60VGD | MUZ-AP60VG/MSZ-AP60VG Series | N/A | MITSUBISHI ELECTRIC | N/A | Non Ducted | Single Split System | Wall Hung | Air | Air | Thailand | 1.59 | N/A | 6 | N/A | N/A | N/A | N/A | N/A | 1.67 | 6.8 | Calorimeter Room | 3.9625 | 4.1993 | N/A | - | N/A | N/A | N/A | N/A | N/A | N/A | N/A | N/A | N/A | N/A | N/A | N/A | N/A | N/A | N/A | N/A | N/A | Single | R32 | Australia,New Zealand | 143060 | 2026-11-17 |  | Approved | Reverse Cycle | N/A | Yes | Class 9 | Yes | N/A | N/A | N/A | N/A | N/A | N/A | N/A | Available | N/A | N/A | http://www.MitsubishiElectric.com.au/ | http://www.mitsubishielectric.com.au | N/A |  |  | AAC6353 | Yes | Variable output compressor | Inverter | No | - | 6000 | 1.59 | - | 570 | 3000 | No | - | - | - | 1453.26 | 6462 | Yes | 490 | 3230 | No | - | - | 6800 | 1.67 | 660 | 3400 | No | - | - | Yes | 2300 | 6700 | No | - | - | No | - | - | - | - | - | No | - | - | No | - | - | No | - | - | 58.9 | 63.3 | 5.551 | 5.246 | 5.516 | 6.981 | 6.315 | 6.022 | 301 | 480 | 1423 | 627 | 817 | 1869 | 4 | 3.5 | 4 | 3.89 | 4.321 | 4.735 | 4.11 | 4.481 | 4.734 | 2285 | 857 | 123 | 731 | 382 | 77 | 2 | 2.5 | 3 | No | - | - | - | - | N/A | N/A | N/A | 1 | 3.7656 | 4.0636
[SEER Non Multi-Split <=65kW] GEMS (Air Conditioners up to 65kW) Determination 2019 | MEPS 2019 | AS/NZS 3823.1.1:2012 | MUZ-AP60VGD/MSZ-AP60VGD2 | MUZ-AP60VG/MSZ-AP60VG Series | N/A | MITSUBISHI ELECTRIC | N/A | Non Ducted | Single Split System | Wall Hung | Air | Air | Thailand | 1.59 | N/A | 6 | N/A | N/A | N/A | N/A | N/A | 1.67 | 6.8 | Calorimeter Room | 3.9625 | 4.1993 | N/A | - | N/A | N/A | N/A | N/A | N/A | N/A | N/A | N/A | N/A | N/A | N/A | N/A | N/A | N/A | N/A | N/A | N/A | Single | R32 | Australia,New Zealand | 143060 | 2026-11-17 |  | Approved | Reverse Cycle | N/A | Yes | Class 9 | Yes | N/A | N/A | N/A | N/A | N/A | N/A | N/A | Available | N/A | N/A | http://www.MitsubishiElectric.com.au/ | http://www.mitsubishielectric.com.au | N/A |  |  | AAC6353 | Yes | Variable output compressor | Inverter | No | - | 6000 | 1.59 | - | 570 | 3000 | No | - | - | - | 1453.26 | 6462 | Yes | 490 | 3230 | No | - | - | 6800 | 1.67 | 660 | 3400 | No | - | - | Yes | 2300 | 6700 | No | - | - | No | - | - | - | - | - | No | - | - | No | - | - | No | - | - | 58.9 | 63.3 | 5.551 | 5.246 | 5.516 | 6.981 | 6.315 | 6.022 | 301 | 480 | 1423 | 627 | 817 | 1869 | 4 | 3.5 | 4 | 3.89 | 4.321 | 4.735 | 4.11 | 4.481 | 4.734 | 2285 | 857 | 123 | 731 | 382 | 77 | 2 | 2.5 | 3 | No | - | - | - | - | N/A | N/A | N/A | 1 | 3.7656 | 4.0636
[SEER Non Multi-Split <=65kW] GEMS (Air Conditioners up to 65kW) Determination 2019 | MEPS 2019 | AS/NZS 3823.1.1:2012 | MUZ-AP60VGD/MSZ-AP60VGKD | MUZ-AP60VG/MSZ-AP60VG Series | N/A | MITSUBISHI ELECTRIC | N/A | Non Ducted | Single Split System | Wall Hung | Air | Air | Thailand | 1.59 | N/A | 6 | N/A | N/A | N/A | N/A | N/A | 1.67 | 6.8 | Calorimeter Room | 3.9625 | 4.1993 | N/A | - | N/A | N/A | N/A | N/A | N/A | N/A | N/A | N/A | N/A | N/A | N/A | N/A | N/A | N/A | N/A | N/A | N/A | Single | R32 | Australia,New Zealand | 143060 | 2026-11-17 |  | Approved | Reverse Cycle | N/A | Yes | Class 9 | Yes | N/A | N/A | N/A | N/A | N/A | N/A | N/A | Available | N/A | N/A | http://www.MitsubishiElectric.com.au/ | http://www.mitsubishielectric.com.au | N/A |  |  | AAC6353 | Yes | Variable output compressor | Inverter | No | - | 6000 | 1.59 | - | 570 | 3000 | No | - | - | - | 1453.26 | 6462 | Yes | 490 | 3230 | No | - | - | 6800 | 1.67 | 660 | 3400 | No | - | - | Yes | 2300 | 6700 | No | - | - | No | - | - | - | - | - | No | - | - | No | - | - | No | - | - | 58.9 | 63.3 | 5.551 | 5.246 | 5.516 | 6.981 | 6.315 | 6.022 | 301 | 480 | 1423 | 627 | 817 | 1869 | 4 | 3.5 | 4 | 3.89 | 4.321 | 4.735 | 4.11 | 4.481 | 4.734 | 2285 | 857 | 123 | 731 | 382 | 77 | 2 | 2.5 | 3 | No | - | - | - | - | N/A | N/A | N/A | 1 | 3.7656 | 4.0636
[SEER Non Multi-Split <=65kW] GEMS (Air Conditioners up to 65kW) Determination 2019 | MEPS 2019 | AS/NZS 3823.1.1:2012 | MUZ-AP60VGD2/MSZ-AP60VGD | MUZ-AP60VG2/MSZ-AP60VG2 Series | N/A | MITSUBISHI ELECTRIC | N/A | Non Ducted | Single Split System | Wall Hung | Air | Air | Thailand | 1.59 | N/A | 6 | N/A | N/A | N/A | N/A | N/A | 1.65 | 6.8 | Calorimeter Room | 3.9805 | 4.1377 | N/A | - | N/A | N/A | N/A | N/A | N/A | N/A | N/A | N/A | N/A | N/A | N/A | N/A | N/A | N/A | N/A | N/A | N/A | Single | R32 | Australia,New Zealand | 155742 | 2028-08-12 |  | Approved | Reverse Cycle | N/A | Yes | Class 9 | Yes | N/A | N/A | N/A | N/A | N/A | N/A | N/A | Available | N/A | N/A | http://www.MitsubishiElectric.com.au/ | http://www.mitsubishielectric.com.au | N/A |  |  | AAC7702 | Yes | Variable output compressor | Inverter | No | - | 6000 | 1.59 | - | 570 | 3000 | Yes | 180 | 730 | - | 1453.26 | 6462 | Yes | 460 | 3230 | - | 170 | 1360 | 6800 | 1.65 | 660 | 3400 | Yes | 170 | 780 | Yes | 2270 | 6700 | No | - | - | No | - | - | - | - | - | Yes | 1990 | 5700 | No | - | - | No | - | - | 58.5 | 64.5 | 6.161 | 5.795 | 6.04 | 8.802 | 7.701 | 6.797 | 271 | 435 | 1299 | 497 | 669 | 1655 | 4.5 | 4 | 4.5 | 4.006 | 4.418 | 4.909 | 4.277 | 4.659 | 4.935 | 2219 | 839 | 119 | 703 | 367 | 74 | 2.5 | 2.5 | 3 | No | - | - | - | - | N/A | N/A | N/A | 1 | 3.7656 | 4.1128
[SEER Non Multi-Split <=65kW] GEMS (Air Conditioners up to 65kW) Determination 2019 | MEPS 2019 | AS/NZS 3823.1.1:2012 | MUZ-AP60VGD2/MSZ-AP60VGD2 | MUZ-AP60VG2/MSZ-AP60VG2 Series | N/A | MITSUBISHI ELECTRIC | N/A | Non Ducted | Single Split System | Wall Hung | Air | Air | Thailand | 1.59 | N/A | 6 | N/A | N/A | N/A | N/A | N/A | 1.65 | 6.8 | Calorimeter Room | 3.9805 | 4.1377 | N/A | - | N/A | N/A | N/A | N/A | N/A | N/A | N/A | N/A | N/A | N/A | N/A | N/A | N/A | N/A | N/A | N/A | N/A | Single | R32 | Australia,New Zealand | 155742 | 2028-08-12 |  | Approved | Reverse Cycle | N/A | Yes | Class 9 | Yes | N/A | N/A | N/A | N/A | N/A | N/A | N/A | Available | N/A | N/A | http://www.MitsubishiElectric.com.au/ | http://www.mitsubishielectric.com.au | N/A |  |  | AAC7702 | Yes | Variable output compressor | Inverter | No | - | 6000 | 1.59 | - | 570 | 3000 | Yes | 180 | 730 | - | 1453.26 | 6462 | Yes | 460 | 3230 | - | 170 | 1360 | 6800 | 1.65 | 660 | 3400 | Yes | 170 | 780 | Yes | 2270 | 6700 | No | - | - | No | - | - | - | - | - | Yes | 1990 | 5700 | No | - | - | No | - | - | 58.5 | 64.5 | 6.161 | 5.795 | 6.04 | 8.802 | 7.701 | 6.797 | 271 | 435 | 1299 | 497 | 669 | 1655 | 4.5 | 4 | 4.5 | 4.006 | 4.418 | 4.909 | 4.277 | 4.659 | 4.935 | 2219 | 839 | 119 | 703 | 367 | 74 | 2.5 | 2.5 | 3 | No | - | - | - | - | N/A | N/A | N/A | 1 | 3.7656 | 4.1128
[SEER Non Multi-Split <=65kW] GEMS (Air Conditioners up to 65kW) Determination 2019 | MEPS 2019 | AS/NZS 3823.1.1:2012 | MUZ-AP60VGD2/MSZ-AP60VGKD2 | MUZ-AP60VG2/MSZ-AP60VG2 Series | N/A | MITSUBISHI ELECTRIC | N/A | Non Ducted | Single Split System | Wall Hung | Air | Air | Thailand | 1.59 | N/A | 6 | N/A | N/A | N/A | N/A | N/A | 1.65 | 6.8 | Calorimeter Room | 3.9805 | 4.1377 | N/A | - | N/A | N/A | N/A | N/A | N/A | N/A | N/A | N/A | N/A | N/A | N/A | N/A | N/A | N/A | N/A | N/A | N/A | Single | R32 | Australia,New Zealand | 155742 | 2028-08-12 |  | Approved | Reverse Cycle | N/A | Yes | Class 9 | Yes | N/A | N/A | N/A | N/A | N/A | N/A | N/A | Available | N/A | N/A | http://www.MitsubishiElectric.com.au/ | http://www.mitsubishielectric.com.au | N/A |  |  | AAC7702 | Yes | Variable output compressor | Inverter | No | - | 6000 | 1.59 | - | 570 | 3000 | Yes | 180 | 730 | - | 1453.26 | 6462 | Yes | 460 | 3230 | - | 170 | 1360 | 6800 | 1.65 | 660 | 3400 | Yes | 170 | 780 | Yes | 2270 | 6700 | No | - | - | No | - | - | - | - | - | Yes | 1990 | 5700 | No | - | - | No | - | - | 58.5 | 64.5 | 6.161 | 5.795 | 6.04 | 8.802 | 7.701 | 6.797 | 271 | 435 | 1299 | 497 | 669 | 1655 | 4.5 | 4 | 4.5 | 4.006 | 4.418 | 4.909 | 4.277 | 4.659 | 4.935 | 2219 | 839 | 119 | 703 | 367 | 74 | 2.5 | 2.5 | 3 | No | - | - | - | - | N/A | N/A | N/A | 1 | 3.7656 | 4.1128
[SEER Non Multi-Split <=65kW] GEMS (Air Conditioners up to 65kW) Determination 2019 | MEPS 2019 | AS/NZS 3823.1.1:2012 | MUZ-AP71VG/MSZ-AP71VG Series | MUZ-AP71VG/MSZ-AP71VG Series | N/A | MITSUBISHI ELECTRIC | N/A | Non Ducted | Single Split System | Wall Hung | Air | Air | Thailand | 2.01 | N/A | 7.1 | N/A | N/A | N/A | N/A | N/A | 2.09 | 8 | Calorimeter Room | 3.5534 | 3.8981 | N/A | - | N/A | N/A | N/A | N/A | N/A | N/A | N/A | N/A | N/A | N/A | N/A | N/A | N/A | N/A | N/A | N/A | N/A | Single | R32 | Australia,New Zealand | 143071 | 2026-11-18 |  | Approved | Reverse Cycle | N/A | Yes | Class 9 | Yes | N/A | N/A | N/A | N/A | N/A | N/A | N/A | Available | N/A | N/A | http://www.MitsubishiElectric.com.au/ | http://www.mitsubishielectric.com.au | N/A |  |  | AAC6359 | Yes | Variable output compressor | Inverter | No | - | 7100 | 2.01 | - | 730 | 3550 | No | - | - | - | 1837.14 | 7646.7 | Yes | 640 | 3820 | No | - | - | 8000 | 2.09 | 770 | 4000 | No | - | - | Yes | 3400 | 8500 | No | - | - | No | - | - | - | - | - | No | - | - | No | - | - | No | - | - | 58.1 | 64.4 | 5.077 | 4.812 | 5.042 | 6.217 | 5.684 | 5.456 | 390 | 621 | 1843 | 833 | 1074 | 2441 | 3.5 | 3 | 3.5 | 3.796 | 4.255 | 4.761 | 4.062 | 4.463 | 4.768 | 2754 | 1024 | 143 | 870 | 451 | 90 | 2 | 2.5 | 3 | No | - | - | - | - | N/A | N/A | N/A | 1 | 3.5264 | 3.8216
[SEER Non Multi-Split <=65kW] GEMS (Air Conditioners up to 65kW) Determination 2019 | MEPS 2019 | AS/NZS 3823.1.1:2012 | MUZ-AP71VG/MSZ-AP71VGD | MUZ-AP71VG/MSZ-AP71VG Series | N/A | MITSUBISHI ELECTRIC | N/A | Non Ducted | Single Split System | Wall Hung | Air | Air | Thailand | 2.01 | N/A | 7.1 | N/A | N/A | N/A | N/A | N/A | 2.09 | 8 | Calorimeter Room | 3.5534 | 3.8981 | N/A | - | N/A | N/A | N/A | N/A | N/A | N/A | N/A | N/A | N/A | N/A | N/A | N/A | N/A | N/A | N/A | N/A | N/A | Single | R32 | Australia,New Zealand | 143071 | 2026-11-18 |  | Approved | Reverse Cycle | N/A | Yes | Class 9 | Yes | N/A | N/A | N/A | N/A | N/A | N/A | N/A | Available | N/A | N/A | http://www.MitsubishiElectric.com.au/ | http://www.mitsubishielectric.com.au | N/A |  |  | AAC6359 | Yes | Variable output compressor | Inverter | No | - | 7100 | 2.01 | - | 730 | 3550 | No | - | - | - | 1837.14 | 7646.7 | Yes | 640 | 3820 | No | - | - | 8000 | 2.09 | 770 | 4000 | No | - | - | Yes | 3400 | 8500 | No | - | - | No | - | - | - | - | - | No | - | - | No | - | - | No | - | - | 58.1 | 64.4 | 5.077 | 4.812 | 5.042 | 6.217 | 5.684 | 5.456 | 390 | 621 | 1843 | 833 | 1074 | 2441 | 3.5 | 3 | 3.5 | 3.796 | 4.255 | 4.761 | 4.062 | 4.463 | 4.768 | 2754 | 1024 | 143 | 870 | 451 | 90 | 2 | 2.5 | 3 | No | - | - | - | - | N/A | N/A | N/A | 1 | 3.5264 | 3.8216
[SEER Non Multi-Split <=65kW] GEMS (Air Conditioners up to 65kW) Determination 2019 | MEPS 2019 | AS/NZS 3823.1.1:2012 | MUZ-AP71VG/MSZ-AP71VGD2 | MUZ-AP71VG/MSZ-AP71VG Series | N/A | MITSUBISHI ELECTRIC | N/A | Non Ducted | Single Split System | Wall Hung | Air | Air | Thailand | 2.01 | N/A | 7.1 | N/A | N/A | N/A | N/A | N/A | 2.09 | 8 | Calorimeter Room | 3.5534 | 3.8981 | N/A | - | N/A | N/A | N/A | N/A | N/A | N/A | N/A | N/A | N/A | N/A | N/A | N/A | N/A | N/A | N/A | N/A | N/A | Single | R32 | Australia,New Zealand | 143071 | 2026-11-18 |  | Approved | Reverse Cycle | N/A | Yes | Class 9 | Yes | N/A | N/A | N/A | N/A | N/A | N/A | N/A | Available | N/A | N/A | http://www.MitsubishiElectric.com.au/ | http://www.mitsubishielectric.com.au | N/A |  |  | AAC6359 | Yes | Variable output compressor | Inverter | No | - | 7100 | 2.01 | - | 730 | 3550 | No | - | - | - | 1837.14 | 7646.7 | Yes | 640 | 3820 | No | - | - | 8000 | 2.09 | 770 | 4000 | No | - | - | Yes | 3400 | 8500 | No | - | - | No | - | - | - | - | - | No | - | - | No | - | - | No | - | - | 58.1 | 64.4 | 5.077 | 4.812 | 5.042 | 6.217 | 5.684 | 5.456 | 390 | 621 | 1843 | 833 | 1074 | 2441 | 3.5 | 3 | 3.5 | 3.796 | 4.255 | 4.761 | 4.062 | 4.463 | 4.768 | 2754 | 1024 | 143 | 870 | 451 | 90 | 2 | 2.5 | 3 | No | - | - | - | - | N/A | N/A | N/A | 1 | 3.5264 | 3.8216
[SEER Non Multi-Split <=65kW] GEMS (Air Conditioners up to 65kW) Determination 2019 | MEPS 2019 | AS/NZS 3823.1.1:2012 | MUZ-AP71VG/MSZ-AP71VGKD | MUZ-AP71VG/MSZ-AP71VG Series | N/A | MITSUBISHI ELECTRIC | N/A | Non Ducted | Single Split System | Wall Hung | Air | Air | Thailand | 2.01 | N/A | 7.1 | N/A | N/A | N/A | N/A | N/A | 2.09 | 8 | Calorimeter Room | 3.5534 | 3.8981 | N/A | - | N/A | N/A | N/A | N/A | N/A | N/A | N/A | N/A | N/A | N/A | N/A | N/A | N/A | N/A | N/A | N/A | N/A | Single | R32 | Australia,New Zealand | 143071 | 2026-11-18 |  | Approved | Reverse Cycle | N/A | Yes | Class 9 | Yes | N/A | N/A | N/A | N/A | N/A | N/A | N/A | Available | N/A | N/A | http://www.MitsubishiElectric.com.au/ | http://www.mitsubishielectric.com.au | N/A |  |  | AAC6359 | Yes | Variable output compressor | Inverter | No | - | 7100 | 2.01 | - | 730 | 3550 | No | - | - | - | 1837.14 | 7646.7 | Yes | 640 | 3820 | No | - | - | 8000 | 2.09 | 770 | 4000 | No | - | - | Yes | 3400 | 8500 | No | - | - | No | - | - | - | - | - | No | - | - | No | - | - | No | - | - | 58.1 | 64.4 | 5.077 | 4.812 | 5.042 | 6.217 | 5.684 | 5.456 | 390 | 621 | 1843 | 833 | 1074 | 2441 | 3.5 | 3 | 3.5 | 3.796 | 4.255 | 4.761 | 4.062 | 4.463 | 4.768 | 2754 | 1024 | 143 | 870 | 451 | 90 | 2 | 2.5 | 3 | No | - | - | - | - | N/A | N/A | N/A | 1 | 3.5264 | 3.8216
[SEER Non Multi-Split <=65kW] GEMS (Air Conditioners up to 65kW) Determination 2019 | MEPS 2019 | AS/NZS 3823.1.1:2012 | MUZ-AP71VG2/MSZ-AP71VG2 Series | MUZ-AP71VG2/MSZ-AP71VG2 Series | N/A | MITSUBISHI ELECTRIC | N/A | Non Ducted | Single Split System | Wall Hung | Air | Air | Thailand | 2.01 | N/A | 7.1 | N/A | N/A | N/A | N/A | N/A | 2.09 | 8 | Calorimeter Room | 3.5845 | 3.9116 | N/A | - | N/A | N/A | N/A | N/A | N/A | N/A | N/A | N/A | N/A | N/A | N/A | N/A | N/A | N/A | N/A | N/A | N/A | Single | R32 | Australia,New Zealand | 150683 | 2027-12-06 |  | Approved | Reverse Cycle | N/A | Yes | Class 9 | Yes | N/A | N/A | N/A | N/A | N/A | N/A | N/A | Available | N/A | N/A | http://www.MitsubishiElectric.com.au/ | http://www.mitsubishielectric.com.au | N/A |  |  | AAC7201 | Yes | Variable output compressor | Inverter | No | - | 7100 | 2.01 | - | 730 | 3550 | No | - | - | - | 1837.14 | 7646.7 | Yes | 640 | 3820 | No | - | - | 8000 | 2.09 | 770 | 4000 | No | - | - | Yes | 3600 | 8500 | No | - | - | No | - | - | - | - | - | No | - | - | No | - | - | No | - | - | 59 | 65.9 | 5.077 | 4.812 | 5.042 | 6.217 | 5.684 | 5.456 | 390 | 621 | 1843 | 833 | 1074 | 2441 | 3.5 | 3 | 3.5 | 3.756 | 4.246 | 4.761 | 4.032 | 4.457 | 4.768 | 2784 | 1026 | 143 | 877 | 451 | 90 | 2 | 2.5 | 3 | No | - | - | - | - | N/A | N/A | N/A | 1 | 3.5264 | 3.8216
[SEER Non Multi-Split <=65kW] GEMS (Air Conditioners up to 65kW) Determination 2019 | MEPS 2019 | AS/NZS 3823.1.1:2012 | MUZ-AP71VG2/MSZ-AP71VGD | MUZ-AP71VG2/MSZ-AP71VG2 Series | N/A | MITSUBISHI ELECTRIC | N/A | Non Ducted | Single Split System | Wall Hung | Air | Air | Thailand | 2.01 | N/A | 7.1 | N/A | N/A | N/A | N/A | N/A | 2.09 | 8 | Calorimeter Room | 3.5845 | 3.9116 | N/A | - | N/A | N/A | N/A | N/A | N/A | N/A | N/A | N/A | N/A | N/A | N/A | N/A | N/A | N/A | N/A | N/A | N/A | Single | R32 | Australia,New Zealand | 150683 | 2027-12-06 |  | Approved | Reverse Cycle | N/A | Yes | Class 9 | Yes | N/A | N/A | N/A | N/A | N/A | N/A | N/A | Available | N/A | N/A | http://www.MitsubishiElectric.com.au/ | http://www.mitsubishielectric.com.au | N/A |  |  | AAC7201 | Yes | Variable output compressor | Inverter | No | - | 7100 | 2.01 | - | 730 | 3550 | No | - | - | - | 1837.14 | 7646.7 | Yes | 640 | 3820 | No | - | - | 8000 | 2.09 | 770 | 4000 | No | - | - | Yes | 3600 | 8500 | No | - | - | No | - | - | - | - | - | No | - | - | No | - | - | No | - | - | 59 | 65.9 | 5.077 | 4.812 | 5.042 | 6.217 | 5.684 | 5.456 | 390 | 621 | 1843 | 833 | 1074 | 2441 | 3.5 | 3 | 3.5 | 3.756 | 4.246 | 4.761 | 4.032 | 4.457 | 4.768 | 2784 | 1026 | 143 | 877 | 451 | 90 | 2 | 2.5 | 3 | No | - | - | - | - | N/A | N/A | N/A | 1 | 3.5264 | 3.8216
[SEER Non Multi-Split <=65kW] GEMS (Air Conditioners up to 65kW) Determination 2019 | MEPS 2019 | AS/NZS 3823.1.1:2012 | MUZ-AP71VG2/MSZ-AP71VGD2 | MUZ-AP71VG2/MSZ-AP71VG2 Series | N/A | MITSUBISHI ELECTRIC | N/A | Non Ducted | Single Split System | Wall Hung | Air | Air | Thailand | 2.01 | N/A | 7.1 | N/A | N/A | N/A | N/A | N/A | 2.09 | 8 | Calorimeter Room | 3.5845 | 3.9116 | N/A | - | N/A | N/A | N/A | N/A | N/A | N/A | N/A | N/A | N/A | N/A | N/A | N/A | N/A | N/A | N/A | N/A | N/A | Single | R32 | Australia,New Zealand | 150683 | 2027-12-06 |  | Approved | Reverse Cycle | N/A | Yes | Class 9 | Yes | N/A | N/A | N/A | N/A | N/A | N/A | N/A | Available | N/A | N/A | http://www.MitsubishiElectric.com.au/ | http://www.mitsubishielectric.com.au | N/A |  |  | AAC7201 | Yes | Variable output compressor | Inverter | No | - | 7100 | 2.01 | - | 730 | 3550 | No | - | - | - | 1837.14 | 7646.7 | Yes | 640 | 3820 | No | - | - | 8000 | 2.09 | 770 | 4000 | No | - | - | Yes | 3600 | 8500 | No | - | - | No | - | - | - | - | - | No | - | - | No | - | - | No | - | - | 59 | 65.9 | 5.077 | 4.812 | 5.042 | 6.217 | 5.684 | 5.456 | 390 | 621 | 1843 | 833 | 1074 | 2441 | 3.5 | 3 | 3.5 | 3.756 | 4.246 | 4.761 | 4.032 | 4.457 | 4.768 | 2784 | 1026 | 143 | 877 | 451 | 90 | 2 | 2.5 | 3 | No | - | - | - | - | N/A | N/A | N/A | 1 | 3.5264 | 3.8216
[SEER Non Multi-Split <=65kW] GEMS (Air Conditioners up to 65kW) Determination 2019 | MEPS 2019 | AS/NZS 3823.1.1:2012 | MUZ-AP71VG2/MSZ-AP71VGKD | MUZ-AP71VG2/MSZ-AP71VG2 Series | N/A | MITSUBISHI ELECTRIC | N/A | Non Ducted | Single Split System | Wall Hung | Air | Air | Thailand | 2.01 | N/A | 7.1 | N/A | N/A | N/A | N/A | N/A | 2.09 | 8 | Calorimeter Room | 3.5845 | 3.9116 | N/A | - | N/A | N/A | N/A | N/A | N/A | N/A | N/A | N/A | N/A | N/A | N/A | N/A | N/A | N/A | N/A | N/A | N/A | Single | R32 | Australia,New Zealand | 150683 | 2027-12-06 |  | Approved | Reverse Cycle | N/A | Yes | Class 9 | Yes | N/A | N/A | N/A | N/A | N/A | N/A | N/A | Available | N/A | N/A | http://www.MitsubishiElectric.com.au/ | http://www.mitsubishielectric.com.au | N/A |  |  | AAC7201 | Yes | Variable output compressor | Inverter | No | - | 7100 | 2.01 | - | 730 | 3550 | No | - | - | - | 1837.14 | 7646.7 | Yes | 640 | 3820 | No | - | - | 8000 | 2.09 | 770 | 4000 | No | - | - | Yes | 3600 | 8500 | No | - | - | No | - | - | - | - | - | No | - | - | No | - | - | No | - | - | 59 | 65.9 | 5.077 | 4.812 | 5.042 | 6.217 | 5.684 | 5.456 | 390 | 621 | 1843 | 833 | 1074 | 2441 | 3.5 | 3 | 3.5 | 3.756 | 4.246 | 4.761 | 4.032 | 4.457 | 4.768 | 2784 | 1026 | 143 | 877 | 451 | 90 | 2 | 2.5 | 3 | No | - | - | - | - | N/A | N/A | N/A | 1 | 3.5264 | 3.8216
[SEER Non Multi-Split <=65kW] GEMS (Air Conditioners up to 65kW) Determination 2019 | MEPS 2019 | AS/NZS 3823.1.1:2012 | MUZ-AP71VG2/MSZ-AP71VGKD2 | MUZ-AP71VG2/MSZ-AP71VG2 Series | N/A | MITSUBISHI ELECTRIC | N/A | Non Ducted | Single Split System | Wall Hung | Air | Air | Thailand | 2.01 | N/A | 7.1 | N/A | N/A | N/A | N/A | N/A | 2.09 | 8 | Calorimeter Room | 3.5845 | 3.9116 | N/A | - | N/A | N/A | N/A | N/A | N/A | N/A | N/A | N/A | N/A | N/A | N/A | N/A | N/A | N/A | N/A | N/A | N/A | Single | R32 | Australia,New Zealand | 150683 | 2027-12-06 |  | Approved | Reverse Cycle | N/A | Yes | Class 9 | Yes | N/A | N/A | N/A | N/A | N/A | N/A | N/A | Available | N/A | N/A | http://www.MitsubishiElectric.com.au/ | http://www.mitsubishielectric.com.au | N/A |  |  | AAC7201 | Yes | Variable output compressor | Inverter | No | - | 7100 | 2.01 | - | 730 | 3550 | No | - | - | - | 1837.14 | 7646.7 | Yes | 640 | 3820 | No | - | - | 8000 | 2.09 | 770 | 4000 | No | - | - | Yes | 3600 | 8500 | No | - | - | No | - | - | - | - | - | No | - | - | No | - | - | No | - | - | 59 | 65.9 | 5.077 | 4.812 | 5.042 | 6.217 | 5.684 | 5.456 | 390 | 621 | 1843 | 833 | 1074 | 2441 | 3.5 | 3 | 3.5 | 3.756 | 4.246 | 4.761 | 4.032 | 4.457 | 4.768 | 2784 | 1026 | 143 | 877 | 451 | 90 | 2 | 2.5 | 3 | No | - | - | - | - | N/A | N/A | N/A | 1 | 3.5264 | 3.8216
[SEER Non Multi-Split <=65kW] GEMS (Air Conditioners up to 65kW) Determination 2019 | MEPS 2019 | AS/NZS 3823.1.1:2012 | MUZ-AP71VGD/MSZ-AP71VGD | MUZ-AP71VG/MSZ-AP71VG Series | N/A | MITSUBISHI ELECTRIC | N/A | Non Ducted | Single Split System | Wall Hung | Air | Air | Thailand | 2.01 | N/A | 7.1 | N/A | N/A | N/A | N/A | N/A | 2.09 | 8 | Calorimeter Room | 3.5534 | 3.8981 | N/A | - | N/A | N/A | N/A | N/A | N/A | N/A | N/A | N/A | N/A | N/A | N/A | N/A | N/A | N/A | N/A | N/A | N/A | Single | R32 | Australia,New Zealand | 143071 | 2026-11-18 |  | Approved | Reverse Cycle | N/A | Yes | Class 9 | Yes | N/A | N/A | N/A | N/A | N/A | N/A | N/A | Available | N/A | N/A | http://www.MitsubishiElectric.com.au/ | http://www.mitsubishielectric.com.au | N/A |  |  | AAC6359 | Yes | Variable output compressor | Inverter | No | - | 7100 | 2.01 | - | 730 | 3550 | No | - | - | - | 1837.14 | 7646.7 | Yes | 640 | 3820 | No | - | - | 8000 | 2.09 | 770 | 4000 | No | - | - | Yes | 3400 | 8500 | No | - | - | No | - | - | - | - | - | No | - | - | No | - | - | No | - | - | 58.1 | 64.4 | 5.077 | 4.812 | 5.042 | 6.217 | 5.684 | 5.456 | 390 | 621 | 1843 | 833 | 1074 | 2441 | 3.5 | 3 | 3.5 | 3.796 | 4.255 | 4.761 | 4.062 | 4.463 | 4.768 | 2754 | 1024 | 143 | 870 | 451 | 90 | 2 | 2.5 | 3 | No | - | - | - | - | N/A | N/A | N/A | 1 | 3.5264 | 3.8216
[SEER Non Multi-Split <=65kW] GEMS (Air Conditioners up to 65kW) Determination 2019 | MEPS 2019 | AS/NZS 3823.1.1:2012 | MUZ-AP71VGD/MSZ-AP71VGD2 | MUZ-AP71VG/MSZ-AP71VG Series | N/A | MITSUBISHI ELECTRIC | N/A | Non Ducted | Single Split System | Wall Hung | Air | Air | Thailand | 2.01 | N/A | 7.1 | N/A | N/A | N/A | N/A | N/A | 2.09 | 8 | Calorimeter Room | 3.5534 | 3.8981 | N/A | - | N/A | N/A | N/A | N/A | N/A | N/A | N/A | N/A | N/A | N/A | N/A | N/A | N/A | N/A | N/A | N/A | N/A | Single | R32 | Australia,New Zealand | 143071 | 2026-11-18 |  | Approved | Reverse Cycle | N/A | Yes | Class 9 | Yes | N/A | N/A | N/A | N/A | N/A | N/A | N/A | Available | N/A | N/A | http://www.MitsubishiElectric.com.au/ | http://www.mitsubishielectric.com.au | N/A |  |  | AAC6359 | Yes | Variable output compressor | Inverter | No | - | 7100 | 2.01 | - | 730 | 3550 | No | - | - | - | 1837.14 | 7646.7 | Yes | 640 | 3820 | No | - | - | 8000 | 2.09 | 770 | 4000 | No | - | - | Yes | 3400 | 8500 | No | - | - | No | - | - | - | - | - | No | - | - | No | - | - | No | - | - | 58.1 | 64.4 | 5.077 | 4.812 | 5.042 | 6.217 | 5.684 | 5.456 | 390 | 621 | 1843 | 833 | 1074 | 2441 | 3.5 | 3 | 3.5 | 3.796 | 4.255 | 4.761 | 4.062 | 4.463 | 4.768 | 2754 | 1024 | 143 | 870 | 451 | 90 | 2 | 2.5 | 3 | No | - | - | - | - | N/A | N/A | N/A | 1 | 3.5264 | 3.8216
[SEER Non Multi-Split <=65kW] GEMS (Air Conditioners up to 65kW) Determination 2019 | MEPS 2019 | AS/NZS 3823.1.1:2012 | MUZ-AP71VGD/MSZ-AP71VGKD | MUZ-AP71VG/MSZ-AP71VG Series | N/A | MITSUBISHI ELECTRIC | N/A | Non Ducted | Single Split System | Wall Hung | Air | Air | Thailand | 2.01 | N/A | 7.1 | N/A | N/A | N/A | N/A | N/A | 2.09 | 8 | Calorimeter Room | 3.5534 | 3.8981 | N/A | - | N/A | N/A | N/A | N/A | N/A | N/A | N/A | N/A | N/A | N/A | N/A | N/A | N/A | N/A | N/A | N/A | N/A | Single | R32 | Australia,New Zealand | 143071 | 2026-11-18 |  | Approved | Reverse Cycle | N/A | Yes | Class 9 | Yes | N/A | N/A | N/A | N/A | N/A | N/A | N/A | Available | N/A | N/A | http://www.MitsubishiElectric.com.au/ | http://www.mitsubishielectric.com.au | N/A |  |  | AAC6359 | Yes | Variable output compressor | Inverter | No | - | 7100 | 2.01 | - | 730 | 3550 | No | - | - | - | 1837.14 | 7646.7 | Yes | 640 | 3820 | No | - | - | 8000 | 2.09 | 770 | 4000 | No | - | - | Yes | 3400 | 8500 | No | - | - | No | - | - | - | - | - | No | - | - | No | - | - | No | - | - | 58.1 | 64.4 | 5.077 | 4.812 | 5.042 | 6.217 | 5.684 | 5.456 | 390 | 621 | 1843 | 833 | 1074 | 2441 | 3.5 | 3 | 3.5 | 3.796 | 4.255 | 4.761 | 4.062 | 4.463 | 4.768 | 2754 | 1024 | 143 | 870 | 451 | 90 | 2 | 2.5 | 3 | No | - | - | - | - | N/A | N/A | N/A | 1 | 3.5264 | 3.8216
[SEER Non Multi-Split <=65kW] GEMS (Air Conditioners up to 65kW) Determination 2019 | MEPS 2019 | AS/NZS 3823.1.1:2012 | MUZ-AP71VGD2/MSZ-AP71VGD | MUZ-AP71VG2/MSZ-AP71VG2 Series | N/A | MITSUBISHI ELECTRIC | N/A | Non Ducted | Single Split System | Wall Hung | Air | Air | Thailand | 2.01 | N/A | 7.1 | N/A | N/A | N/A | N/A | N/A | 2.09 | 8 | Calorimeter Room | 3.5845 | 3.9116 | N/A | - | N/A | N/A | N/A | N/A | N/A | N/A | N/A | N/A | N/A | N/A | N/A | N/A | N/A | N/A | N/A | N/A | N/A | Single | R32 | Australia,New Zealand | 150683 | 2027-12-06 |  | Approved | Reverse Cycle | N/A | Yes | Class 9 | Yes | N/A | N/A | N/A | N/A | N/A | N/A | N/A | Available | N/A | N/A | http://www.MitsubishiElectric.com.au/ | http://www.mitsubishielectric.com.au | N/A |  |  | AAC7201 | Yes | Variable output compressor | Inverter | No | - | 7100 | 2.01 | - | 730 | 3550 | No | - | - | - | 1837.14 | 7646.7 | Yes | 640 | 3820 | No | - | - | 8000 | 2.09 | 770 | 4000 | No | - | - | Yes | 3600 | 8500 | No | - | - | No | - | - | - | - | - | No | - | - | No | - | - | No | - | - | 59 | 65.9 | 5.077 | 4.812 | 5.042 | 6.217 | 5.684 | 5.456 | 390 | 621 | 1843 | 833 | 1074 | 2441 | 3.5 | 3 | 3.5 | 3.756 | 4.246 | 4.761 | 4.032 | 4.457 | 4.768 | 2784 | 1026 | 143 | 877 | 451 | 90 | 2 | 2.5 | 3 | No | - | - | - | - | N/A | N/A | N/A | 1 | 3.5264 | 3.8216
[SEER Non Multi-Split <=65kW] GEMS (Air Conditioners up to 65kW) Determination 2019 | MEPS 2019 | AS/NZS 3823.1.1:2012 | MUZ-AP71VGD2/MSZ-AP71VGD2 | MUZ-AP71VG2/MSZ-AP71VG2 Series | N/A | MITSUBISHI ELECTRIC | N/A | Non Ducted | Single Split System | Wall Hung | Air | Air | Thailand | 2.01 | N/A | 7.1 | N/A | N/A | N/A | N/A | N/A | 2.09 | 8 | Calorimeter Room | 3.5845 | 3.9116 | N/A | - | N/A | N/A | N/A | N/A | N/A | N/A | N/A | N/A | N/A | N/A | N/A | N/A | N/A | N/A | N/A | N/A | N/A | Single | R32 | Australia,New Zealand | 150683 | 2027-12-06 |  | Approved | Reverse Cycle | N/A | Yes | Class 9 | Yes | N/A | N/A | N/A | N/A | N/A | N/A | N/A | Available | N/A | N/A | http://www.MitsubishiElectric.com.au/ | http://www.mitsubishielectric.com.au | N/A |  |  | AAC7201 | Yes | Variable output compressor | Inverter | No | - | 7100 | 2.01 | - | 730 | 3550 | No | - | - | - | 1837.14 | 7646.7 | Yes | 640 | 3820 | No | - | - | 8000 | 2.09 | 770 | 4000 | No | - | - | Yes | 3600 | 8500 | No | - | - | No | - | - | - | - | - | No | - | - | No | - | - | No | - | - | 59 | 65.9 | 5.077 | 4.812 | 5.042 | 6.217 | 5.684 | 5.456 | 390 | 621 | 1843 | 833 | 1074 | 2441 | 3.5 | 3 | 3.5 | 3.756 | 4.246 | 4.761 | 4.032 | 4.457 | 4.768 | 2784 | 1026 | 143 | 877 | 451 | 90 | 2 | 2.5 | 3 | No | - | - | - | - | N/A | N/A | N/A | 1 | 3.5264 | 3.8216
[SEER Non Multi-Split <=65kW] GEMS (Air Conditioners up to 65kW) Determination 2019 | MEPS 2019 | AS/NZS 3823.1.1:2012 | MUZ-AP71VGD2/MSZ-AP71VGKD | MUZ-AP71VG2/MSZ-AP71VG2 Series | N/A | MITSUBISHI ELECTRIC | N/A | Non Ducted | Single Split System | Wall Hung | Air | Air | Thailand | 2.01 | N/A | 7.1 | N/A | N/A | N/A | N/A | N/A | 2.09 | 8 | Calorimeter Room | 3.5845 | 3.9116 | N/A | - | N/A | N/A | N/A | N/A | N/A | N/A | N/A | N/A | N/A | N/A | N/A | N/A | N/A | N/A | N/A | N/A | N/A | Single | R32 | Australia,New Zealand | 150683 | 2027-12-06 |  | Approved | Reverse Cycle | N/A | Yes | Class 9 | Yes | N/A | N/A | N/A | N/A | N/A | N/A | N/A | Available | N/A | N/A | http://www.MitsubishiElectric.com.au/ | http://www.mitsubishielectric.com.au | N/A |  |  | AAC7201 | Yes | Variable output compressor | Inverter | No | - | 7100 | 2.01 | - | 730 | 3550 | No | - | - | - | 1837.14 | 7646.7 | Yes | 640 | 3820 | No | - | - | 8000 | 2.09 | 770 | 4000 | No | - | - | Yes | 3600 | 8500 | No | - | - | No | - | - | - | - | - | No | - | - | No | - | - | No | - | - | 59 | 65.9 | 5.077 | 4.812 | 5.042 | 6.217 | 5.684 | 5.456 | 390 | 621 | 1843 | 833 | 1074 | 2441 | 3.5 | 3 | 3.5 | 3.756 | 4.246 | 4.761 | 4.032 | 4.457 | 4.768 | 2784 | 1026 | 143 | 877 | 451 | 90 | 2 | 2.5 | 3 | No | - | - | - | - | N/A | N/A | N/A | 1 | 3.5264 | 3.8216
[SEER Non Multi-Split <=65kW] GEMS (Air Conditioners up to 65kW) Determination 2019 | MEPS 2019 | AS/NZS 3823.1.1:2012 | MUZ-AP71VGD2/MSZ-AP71VGKD2 | MUZ-AP71VG2/MSZ-AP71VG2 Series | N/A | MITSUBISHI ELECTRIC | N/A | Non Ducted | Single Split System | Wall Hung | Air | Air | Thailand | 2.01 | N/A | 7.1 | N/A | N/A | N/A | N/A | N/A | 2.09 | 8 | Calorimeter Room | 3.5845 | 3.9116 | N/A | - | N/A | N/A | N/A | N/A | N/A | N/A | N/A | N/A | N/A | N/A | N/A | N/A | N/A | N/A | N/A | N/A | N/A | Single | R32 | Australia,New Zealand | 150683 | 2027-12-06 |  | Approved | Reverse Cycle | N/A | Yes | Class 9 | Yes | N/A | N/A | N/A | N/A | N/A | N/A | N/A | Available | N/A | N/A | http://www.MitsubishiElectric.com.au/ | http://www.mitsubishielectric.com.au | N/A |  |  | AAC7201 | Yes | Variable output compressor | Inverter | No | - | 7100 | 2.01 | - | 730 | 3550 | No | - | - | - | 1837.14 | 7646.7 | Yes | 640 | 3820 | No | - | - | 8000 | 2.09 | 770 | 4000 | No | - | - | Yes | 3600 | 8500 | No | - | - | No | - | - | - | - | - | No | - | - | No | - | - | No | - | - | 59 | 65.9 | 5.077 | 4.812 | 5.042 | 6.217 | 5.684 | 5.456 | 390 | 621 | 1843 | 833 | 1074 | 2441 | 3.5 | 3 | 3.5 | 3.756 | 4.246 | 4.761 | 4.032 | 4.457 | 4.768 | 2784 | 1026 | 143 | 877 | 451 | 90 | 2 | 2.5 | 3 | No | - | - | - | - | N/A | N/A | N/A | 1 | 3.5264 | 3.8216
[SEER Non Multi-Split <=65kW] GEMS (Air Conditioners up to 65kW) Determination 2019 | MEPS 2019 | AS/NZS 3823.1.1:2012 | MUZ-AP80VG/MSZ-AP80VG Series | MUZ-AP80VG/MSZ-AP80VG Series | N/A | MITSUBISHI ELECTRIC | N/A | Non Ducted | Single Split System | Wall Hung | Air | Air | Thailand | 2.36 | N/A | 7.8 | N/A | N/A | N/A | N/A | N/A | 2.55 | 9 | Calorimeter Room | 3.3902 | 3.6957 | N/A | - | N/A | N/A | N/A | N/A | N/A | N/A | N/A | N/A | N/A | N/A | N/A | N/A | N/A | N/A | N/A | N/A | N/A | Single | R32 | Australia,New Zealand | 143074 | 2026-11-17 |  | Approved | Reverse Cycle | N/A | Yes | Class 9 | Yes | N/A | N/A | N/A | N/A | N/A | N/A | N/A | Available | N/A | N/A | http://www.MitsubishiElectric.com.au/ | http://www.mitsubishielectric.com.au | N/A |  |  | AAC6352 | Yes | Variable output compressor | Inverter | No | - | 7800 | 2.36 | - | 810 | 3900 | No | - | - | - | 2157.04 | 8400.6 | Yes | 690 | 4200 | No | - | - | 9000 | 2.55 | 880 | 4500 | No | - | - | Yes | 3400 | 8600 | No | - | - | No | - | - | - | - | - | No | - | - | No | - | - | No | - | - | 61.5 | 64.9 | 5.083 | 4.766 | 5.004 | 6.479 | 5.807 | 5.494 | 429 | 688 | 2040 | 879 | 1155 | 2663 | 3.5 | 3 | 3.5 | 3.585 | 4.087 | 4.675 | 3.893 | 4.336 | 4.689 | 3280 | 1198 | 164 | 1021 | 522 | 103 | 2 | 2.5 | 3 | No | - | - | - | - | N/A | N/A | N/A | 1 | 3.3004 | 3.5247
[SEER Non Multi-Split <=65kW] GEMS (Air Conditioners up to 65kW) Determination 2019 | MEPS 2019 | AS/NZS 3823.1.1:2012 | MUZ-AP80VG/MSZ-AP80VGD | MUZ-AP80VG/MSZ-AP80VG Series | N/A | MITSUBISHI ELECTRIC | N/A | Non Ducted | Single Split System | Wall Hung | Air | Air | Thailand | 2.36 | N/A | 7.8 | N/A | N/A | N/A | N/A | N/A | 2.55 | 9 | Calorimeter Room | 3.3902 | 3.6957 | N/A | - | N/A | N/A | N/A | N/A | N/A | N/A | N/A | N/A | N/A | N/A | N/A | N/A | N/A | N/A | N/A | N/A | N/A | Single | R32 | Australia,New Zealand | 143074 | 2026-11-17 |  | Approved | Reverse Cycle | N/A | Yes | Class 9 | Yes | N/A | N/A | N/A | N/A | N/A | N/A | N/A | Available | N/A | N/A | http://www.MitsubishiElectric.com.au/ | http://www.mitsubishielectric.com.au | N/A |  |  | AAC6352 | Yes | Variable output compressor | Inverter | No | - | 7800 | 2.36 | - | 810 | 3900 | No | - | - | - | 2157.04 | 8400.6 | Yes | 690 | 4200 | No | - | - | 9000 | 2.55 | 880 | 4500 | No | - | - | Yes | 3400 | 8600 | No | - | - | No | - | - | - | - | - | No | - | - | No | - | - | No | - | - | 61.5 | 64.9 | 5.083 | 4.766 | 5.004 | 6.479 | 5.807 | 5.494 | 429 | 688 | 2040 | 879 | 1155 | 2663 | 3.5 | 3 | 3.5 | 3.585 | 4.087 | 4.675 | 3.893 | 4.336 | 4.689 | 3280 | 1198 | 164 | 1021 | 522 | 103 | 2 | 2.5 | 3 | No | - | - | - | - | N/A | N/A | N/A | 1 | 3.3004 | 3.5247
[SEER Non Multi-Split <=65kW] GEMS (Air Conditioners up to 65kW) Determination 2019 | MEPS 2019 | AS/NZS 3823.1.1:2012 | MUZ-AP80VG/MSZ-AP80VGD2 | MUZ-AP80VG/MSZ-AP80VG Series | N/A | MITSUBISHI ELECTRIC | N/A | Non Ducted | Single Split System | Wall Hung | Air | Air | Thailand | 2.36 | N/A | 7.8 | N/A | N/A | N/A | N/A | N/A | 2.55 | 9 | Calorimeter Room | 3.3902 | 3.6957 | N/A | - | N/A | N/A | N/A | N/A | N/A | N/A | N/A | N/A | N/A | N/A | N/A | N/A | N/A | N/A | N/A | N/A | N/A | Single | R32 | Australia,New Zealand | 143074 | 2026-11-17 |  | Approved | Reverse Cycle | N/A | Yes | Class 9 | Yes | N/A | N/A | N/A | N/A | N/A | N/A | N/A | Available | N/A | N/A | http://www.MitsubishiElectric.com.au/ | http://www.mitsubishielectric.com.au | N/A |  |  | AAC6352 | Yes | Variable output compressor | Inverter | No | - | 7800 | 2.36 | - | 810 | 3900 | No | - | - | - | 2157.04 | 8400.6 | Yes | 690 | 4200 | No | - | - | 9000 | 2.55 | 880 | 4500 | No | - | - | Yes | 3400 | 8600 | No | - | - | No | - | - | - | - | - | No | - | - | No | - | - | No | - | - | 61.5 | 64.9 | 5.083 | 4.766 | 5.004 | 6.479 | 5.807 | 5.494 | 429 | 688 | 2040 | 879 | 1155 | 2663 | 3.5 | 3 | 3.5 | 3.585 | 4.087 | 4.675 | 3.893 | 4.336 | 4.689 | 3280 | 1198 | 164 | 1021 | 522 | 103 | 2 | 2.5 | 3 | No | - | - | - | - | N/A | N/A | N/A | 1 | 3.3004 | 3.5247
[SEER Non Multi-Split <=65kW] GEMS (Air Conditioners up to 65kW) Determination 2019 | MEPS 2019 | AS/NZS 3823.1.1:2012 | MUZ-AP80VG/MSZ-AP80VGKD | MUZ-AP80VG/MSZ-AP80VG Series | N/A | MITSUBISHI ELECTRIC | N/A | Non Ducted | Single Split System | Wall Hung | Air | Air | Thailand | 2.36 | N/A | 7.8 | N/A | N/A | N/A | N/A | N/A | 2.55 | 9 | Calorimeter Room | 3.3902 | 3.6957 | N/A | - | N/A | N/A | N/A | N/A | N/A | N/A | N/A | N/A | N/A | N/A | N/A | N/A | N/A | N/A | N/A | N/A | N/A | Single | R32 | Australia,New Zealand | 143074 | 2026-11-17 |  | Approved | Reverse Cycle | N/A | Yes | Class 9 | Yes | N/A | N/A | N/A | N/A | N/A | N/A | N/A | Available | N/A | N/A | http://www.MitsubishiElectric.com.au/ | http://www.mitsubishielectric.com.au | N/A |  |  | AAC6352 | Yes | Variable output compressor | Inverter | No | - | 7800 | 2.36 | - | 810 | 3900 | No | - | - | - | 2157.04 | 8400.6 | Yes | 690 | 4200 | No | - | - | 9000 | 2.55 | 880 | 4500 | No | - | - | Yes | 3400 | 8600 | No | - | - | No | - | - | - | - | - | No | - | - | No | - | - | No | - | - | 61.5 | 64.9 | 5.083 | 4.766 | 5.004 | 6.479 | 5.807 | 5.494 | 429 | 688 | 2040 | 879 | 1155 | 2663 | 3.5 | 3 | 3.5 | 3.585 | 4.087 | 4.675 | 3.893 | 4.336 | 4.689 | 3280 | 1198 | 164 | 1021 | 522 | 103 | 2 | 2.5 | 3 | No | - | - | - | - | N/A | N/A | N/A | 1 | 3.3004 | 3.5247
[SEER Non Multi-Split <=65kW] GEMS (Air Conditioners up to 65kW) Determination 2019 | MEPS 2019 | AS/NZS 3823.1.1:2012 | MUZ-AP80VG2/MSZ-AP80VG2 Series | MUZ-AP80VG2/MSZ-AP80VG2 Series | N/A | MITSUBISHI ELECTRIC | N/A | Non Ducted | Single Split System | Wall Hung | Air | Air | Thailand | 2.36 | N/A | 7.8 | N/A | N/A | N/A | N/A | N/A | 2.55 | 9 | Calorimeter Room | 3.3633 | 3.5277 | N/A | - | N/A | N/A | N/A | N/A | N/A | N/A | N/A | N/A | N/A | N/A | N/A | N/A | N/A | N/A | N/A | N/A | N/A | Single | R32 | Australia,New Zealand | 150696 | 2027-12-06 |  | Approved | Reverse Cycle | N/A | Yes | Class 9 | Yes | N/A | N/A | N/A | N/A | N/A | N/A | N/A | Available | N/A | N/A | http://www.MitsubishiElectric.com.au/ | http://www.mitsubishielectric.com.au | N/A |  |  | AAC7202 | Yes | Variable output compressor | Inverter | No | - | 7800 | 2.36 | - | 810 | 3900 | No | - | - | - | 2157.04 | 8400.6 | Yes | 690 | 4200 | No | - | - | 9000 | 2.55 | 880 | 4500 | No | - | - | Yes | 3600 | 8600 | No | - | - | No | - | - | - | - | - | No | - | - | No | - | - | No | - | - | 61.7 | 65.4 | 5.083 | 4.766 | 5.004 | 6.479 | 5.807 | 5.494 | 429 | 688 | 2040 | 879 | 1155 | 2663 | 3.5 | 3 | 3.5 | 3.541 | 4.074 | 4.675 | 3.859 | 4.328 | 4.689 | 3322 | 1202 | 164 | 1030 | 523 | 103 | 2 | 2.5 | 3 | No | - | - | - | - | N/A | N/A | N/A | 1 | 3.3004 | 3.5247
[SEER Non Multi-Split <=65kW] GEMS (Air Conditioners up to 65kW) Determination 2019 | MEPS 2019 | AS/NZS 3823.1.1:2012 | MUZ-AP80VG2/MSZ-AP80VGD | MUZ-AP80VG2/MSZ-AP80VG2 Series | N/A | MITSUBISHI ELECTRIC | N/A | Non Ducted | Single Split System | Wall Hung | Air | Air | Thailand | 2.36 | N/A | 7.8 | N/A | N/A | N/A | N/A | N/A | 2.55 | 9 | Calorimeter Room | 3.3633 | 3.5277 | N/A | - | N/A | N/A | N/A | N/A | N/A | N/A | N/A | N/A | N/A | N/A | N/A | N/A | N/A | N/A | N/A | N/A | N/A | Single | R32 | Australia,New Zealand | 150696 | 2027-12-06 |  | Approved | Reverse Cycle | N/A | Yes | Class 9 | Yes | N/A | N/A | N/A | N/A | N/A | N/A | N/A | Available | N/A | N/A | http://www.MitsubishiElectric.com.au/ | http://www.mitsubishielectric.com.au | N/A |  |  | AAC7202 | Yes | Variable output compressor | Inverter | No | - | 7800 | 2.36 | - | 810 | 3900 | No | - | - | - | 2157.04 | 8400.6 | Yes | 690 | 4200 | No | - | - | 9000 | 2.55 | 880 | 4500 | No | - | - | Yes | 3600 | 8600 | No | - | - | No | - | - | - | - | - | No | - | - | No | - | - | No | - | - | 61.7 | 65.4 | 5.083 | 4.766 | 5.004 | 6.479 | 5.807 | 5.494 | 429 | 688 | 2040 | 879 | 1155 | 2663 | 3.5 | 3 | 3.5 | 3.541 | 4.074 | 4.675 | 3.859 | 4.328 | 4.689 | 3322 | 1202 | 164 | 1030 | 523 | 103 | 2 | 2.5 | 3 | No | - | - | - | - | N/A | N/A | N/A | 1 | 3.3004 | 3.5247
[SEER Non Multi-Split <=65kW] GEMS (Air Conditioners up to 65kW) Determination 2019 | MEPS 2019 | AS/NZS 3823.1.1:2012 | MUZ-AP80VG2/MSZ-AP80VGD2 | MUZ-AP80VG2/MSZ-AP80VG2 Series | N/A | MITSUBISHI ELECTRIC | N/A | Non Ducted | Single Split System | Wall Hung | Air | Air | Thailand | 2.36 | N/A | 7.8 | N/A | N/A | N/A | N/A | N/A | 2.55 | 9 | Calorimeter Room | 3.3633 | 3.5277 | N/A | - | N/A | N/A | N/A | N/A | N/A | N/A | N/A | N/A | N/A | N/A | N/A | N/A | N/A | N/A | N/A | N/A | N/A | Single | R32 | Australia,New Zealand | 150696 | 2027-12-06 |  | Approved | Reverse Cycle | N/A | Yes | Class 9 | Yes | N/A | N/A | N/A | N/A | N/A | N/A | N/A | Available | N/A | N/A | http://www.MitsubishiElectric.com.au/ | http://www.mitsubishielectric.com.au | N/A |  |  | AAC7202 | Yes | Variable output compressor | Inverter | No | - | 7800 | 2.36 | - | 810 | 3900 | No | - | - | - | 2157.04 | 8400.6 | Yes | 690 | 4200 | No | - | - | 9000 | 2.55 | 880 | 4500 | No | - | - | Yes | 3600 | 8600 | No | - | - | No | - | - | - | - | - | No | - | - | No | - | - | No | - | - | 61.7 | 65.4 | 5.083 | 4.766 | 5.004 | 6.479 | 5.807 | 5.494 | 429 | 688 | 2040 | 879 | 1155 | 2663 | 3.5 | 3 | 3.5 | 3.541 | 4.074 | 4.675 | 3.859 | 4.328 | 4.689 | 3322 | 1202 | 164 | 1030 | 523 | 103 | 2 | 2.5 | 3 | No | - | - | - | - | N/A | N/A | N/A | 1 | 3.3004 | 3.5247
[SEER Non Multi-Split <=65kW] GEMS (Air Conditioners up to 65kW) Determination 2019 | MEPS 2019 | AS/NZS 3823.1.1:2012 | MUZ-AP80VG2/MSZ-AP80VGKD | MUZ-AP80VG2/MSZ-AP80VG2 Series | N/A | MITSUBISHI ELECTRIC | N/A | Non Ducted | Single Split System | Wall Hung | Air | Air | Thailand | 2.36 | N/A | 7.8 | N/A | N/A | N/A | N/A | N/A | 2.55 | 9 | Calorimeter Room | 3.3633 | 3.5277 | N/A | - | N/A | N/A | N/A | N/A | N/A | N/A | N/A | N/A | N/A | N/A | N/A | N/A | N/A | N/A | N/A | N/A | N/A | Single | R32 | Australia,New Zealand | 150696 | 2027-12-06 |  | Approved | Reverse Cycle | N/A | Yes | Class 9 | Yes | N/A | N/A | N/A | N/A | N/A | N/A | N/A | Available | N/A | N/A | http://www.MitsubishiElectric.com.au/ | http://www.mitsubishielectric.com.au | N/A |  |  | AAC7202 | Yes | Variable output compressor | Inverter | No | - | 7800 | 2.36 | - | 810 | 3900 | No | - | - | - | 2157.04 | 8400.6 | Yes | 690 | 4200 | No | - | - | 9000 | 2.55 | 880 | 4500 | No | - | - | Yes | 3600 | 8600 | No | - | - | No | - | - | - | - | - | No | - | - | No | - | - | No | - | - | 61.7 | 65.4 | 5.083 | 4.766 | 5.004 | 6.479 | 5.807 | 5.494 | 429 | 688 | 2040 | 879 | 1155 | 2663 | 3.5 | 3 | 3.5 | 3.541 | 4.074 | 4.675 | 3.859 | 4.328 | 4.689 | 3322 | 1202 | 164 | 1030 | 523 | 103 | 2 | 2.5 | 3 | No | - | - | - | - | N/A | N/A | N/A | 1 | 3.3004 | 3.5247
[SEER Non Multi-Split <=65kW] GEMS (Air Conditioners up to 65kW) Determination 2019 | MEPS 2019 | AS/NZS 3823.1.1:2012 | MUZ-AP80VG2/MSZ-AP80VGKD2 | MUZ-AP80VG2/MSZ-AP80VG2 Series | N/A | MITSUBISHI ELECTRIC | N/A | Non Ducted | Single Split System | Wall Hung | Air | Air | Thailand | 2.36 | N/A | 7.8 | N/A | N/A | N/A | N/A | N/A | 2.55 | 9 | Calorimeter Room | 3.3633 | 3.5277 | N/A | - | N/A | N/A | N/A | N/A | N/A | N/A | N/A | N/A | N/A | N/A | N/A | N/A | N/A | N/A | N/A | N/A | N/A | Single | R32 | Australia,New Zealand | 150696 | 2027-12-06 |  | Approved | Reverse Cycle | N/A | Yes | Class 9 | Yes | N/A | N/A | N/A | N/A | N/A | N/A | N/A | Available | N/A | N/A | http://www.MitsubishiElectric.com.au/ | http://www.mitsubishielectric.com.au | N/A |  |  | AAC7202 | Yes | Variable output compressor | Inverter | No | - | 7800 | 2.36 | - | 810 | 3900 | No | - | - | - | 2157.04 | 8400.6 | Yes | 690 | 4200 | No | - | - | 9000 | 2.55 | 880 | 4500 | No | - | - | Yes | 3600 | 8600 | No | - | - | No | - | - | - | - | - | No | - | - | No | - | - | No | - | - | 61.7 | 65.4 | 5.083 | 4.766 | 5.004 | 6.479 | 5.807 | 5.494 | 429 | 688 | 2040 | 879 | 1155 | 2663 | 3.5 | 3 | 3.5 | 3.541 | 4.074 | 4.675 | 3.859 | 4.328 | 4.689 | 3322 | 1202 | 164 | 1030 | 523 | 103 | 2 | 2.5 | 3 | No | - | - | - | - | N/A | N/A | N/A | 1 | 3.3004 | 3.5247
[SEER Non Multi-Split <=65kW] GEMS (Air Conditioners up to 65kW) Determination 2019 | MEPS 2019 | AS/NZS 3823.1.1:2012 | MUZ-AP80VGD/MSZ-AP80VGD | MUZ-AP80VG/MSZ-AP80VG Series | N/A | MITSUBISHI ELECTRIC | N/A | Non Ducted | Single Split System | Wall Hung | Air | Air | Thailand | 2.36 | N/A | 7.8 | N/A | N/A | N/A | N/A | N/A | 2.55 | 9 | Calorimeter Room | 3.3902 | 3.6957 | N/A | - | N/A | N/A | N/A | N/A | N/A | N/A | N/A | N/A | N/A | N/A | N/A | N/A | N/A | N/A | N/A | N/A | N/A | Single | R32 | Australia,New Zealand | 143074 | 2026-11-17 |  | Approved | Reverse Cycle | N/A | Yes | Class 9 | Yes | N/A | N/A | N/A | N/A | N/A | N/A | N/A | Available | N/A | N/A | http://www.MitsubishiElectric.com.au/ | http://www.mitsubishielectric.com.au | N/A |  |  | AAC6352 | Yes | Variable output compressor | Inverter | No | - | 7800 | 2.36 | - | 810 | 3900 | No | - | - | - | 2157.04 | 8400.6 | Yes | 690 | 4200 | No | - | - | 9000 | 2.55 | 880 | 4500 | No | - | - | Yes | 3400 | 8600 | No | - | - | No | - | - | - | - | - | No | - | - | No | - | - | No | - | - | 61.5 | 64.9 | 5.083 | 4.766 | 5.004 | 6.479 | 5.807 | 5.494 | 429 | 688 | 2040 | 879 | 1155 | 2663 | 3.5 | 3 | 3.5 | 3.585 | 4.087 | 4.675 | 3.893 | 4.336 | 4.689 | 3280 | 1198 | 164 | 1021 | 522 | 103 | 2 | 2.5 | 3 | No | - | - | - | - | N/A | N/A | N/A | 1 | 3.3004 | 3.5247
[SEER Non Multi-Split <=65kW] GEMS (Air Conditioners up to 65kW) Determination 2019 | MEPS 2019 | AS/NZS 3823.1.1:2012 | MUZ-AP80VGD/MSZ-AP80VGD2 | MUZ-AP80VG/MSZ-AP80VG Series | N/A | MITSUBISHI ELECTRIC | N/A | Non Ducted | Single Split System | Wall Hung | Air | Air | Thailand | 2.36 | N/A | 7.8 | N/A | N/A | N/A | N/A | N/A | 2.55 | 9 | Calorimeter Room | 3.3902 | 3.6957 | N/A | - | N/A | N/A | N/A | N/A | N/A | N/A | N/A | N/A | N/A | N/A | N/A | N/A | N/A | N/A | N/A | N/A | N/A | Single | R32 | Australia,New Zealand | 143074 | 2026-11-17 |  | Approved | Reverse Cycle | N/A | Yes | Class 9 | Yes | N/A | N/A | N/A | N/A | N/A | N/A | N/A | Available | N/A | N/A | http://www.MitsubishiElectric.com.au/ | http://www.mitsubishielectric.com.au | N/A |  |  | AAC6352 | Yes | Variable output compressor | Inverter | No | - | 7800 | 2.36 | - | 810 | 3900 | No | - | - | - | 2157.04 | 8400.6 | Yes | 690 | 4200 | No | - | - | 9000 | 2.55 | 880 | 4500 | No | - | - | Yes | 3400 | 8600 | No | - | - | No | - | - | - | - | - | No | - | - | No | - | - | No | - | - | 61.5 | 64.9 | 5.083 | 4.766 | 5.004 | 6.479 | 5.807 | 5.494 | 429 | 688 | 2040 | 879 | 1155 | 2663 | 3.5 | 3 | 3.5 | 3.585 | 4.087 | 4.675 | 3.893 | 4.336 | 4.689 | 3280 | 1198 | 164 | 1021 | 522 | 103 | 2 | 2.5 | 3 | No | - | - | - | - | N/A | N/A | N/A | 1 | 3.3004 | 3.5247
[SEER Non Multi-Split <=65kW] GEMS (Air Conditioners up to 65kW) Determination 2019 | MEPS 2019 | AS/NZS 3823.1.1:2012 | MUZ-AP80VGD/MSZ-AP80VGKD | MUZ-AP80VG/MSZ-AP80VG Series | N/A | MITSUBISHI ELECTRIC | N/A | Non Ducted | Single Split System | Wall Hung | Air | Air | Thailand | 2.36 | N/A | 7.8 | N/A | N/A | N/A | N/A | N/A | 2.55 | 9 | Calorimeter Room | 3.3902 | 3.6957 | N/A | - | N/A | N/A | N/A | N/A | N/A | N/A | N/A | N/A | N/A | N/A | N/A | N/A | N/A | N/A | N/A | N/A | N/A | Single | R32 | Australia,New Zealand | 143074 | 2026-11-17 |  | Approved | Reverse Cycle | N/A | Yes | Class 9 | Yes | N/A | N/A | N/A | N/A | N/A | N/A | N/A | Available | N/A | N/A | http://www.MitsubishiElectric.com.au/ | http://www.mitsubishielectric.com.au | N/A |  |  | AAC6352 | Yes | Variable output compressor | Inverter | No | - | 7800 | 2.36 | - | 810 | 3900 | No | - | - | - | 2157.04 | 8400.6 | Yes | 690 | 4200 | No | - | - | 9000 | 2.55 | 880 | 4500 | No | - | - | Yes | 3400 | 8600 | No | - | - | No | - | - | - | - | - | No | - | - | No | - | - | No | - | - | 61.5 | 64.9 | 5.083 | 4.766 | 5.004 | 6.479 | 5.807 | 5.494 | 429 | 688 | 2040 | 879 | 1155 | 2663 | 3.5 | 3 | 3.5 | 3.585 | 4.087 | 4.675 | 3.893 | 4.336 | 4.689 | 3280 | 1198 | 164 | 1021 | 522 | 103 | 2 | 2.5 | 3 | No | - | - | - | - | N/A | N/A | N/A | 1 | 3.3004 | 3.5247
[SEER Non Multi-Split <=65kW] GEMS (Air Conditioners up to 65kW) Determination 2019 | MEPS 2019 | AS/NZS 3823.1.1:2012 | MUZ-AP80VGD2/MSZ-AP80VGD | MUZ-AP80VG2/MSZ-AP80VG2 Series | N/A | MITSUBISHI ELECTRIC | N/A | Non Ducted | Single Split System | Wall Hung | Air | Air | Thailand | 2.36 | N/A | 7.8 | N/A | N/A | N/A | N/A | N/A | 2.55 | 9 | Calorimeter Room | 3.3633 | 3.5277 | N/A | - | N/A | N/A | N/A | N/A | N/A | N/A | N/A | N/A | N/A | N/A | N/A | N/A | N/A | N/A | N/A | N/A | N/A | Single | R32 | Australia,New Zealand | 150696 | 2027-12-06 |  | Approved | Reverse Cycle | N/A | Yes | Class 9 | Yes | N/A | N/A | N/A | N/A | N/A | N/A | N/A | Available | N/A | N/A | http://www.MitsubishiElectric.com.au/ | http://www.mitsubishielectric.com.au | N/A |  |  | AAC7202 | Yes | Variable output compressor | Inverter | No | - | 7800 | 2.36 | - | 810 | 3900 | No | - | - | - | 2157.04 | 8400.6 | Yes | 690 | 4200 | No | - | - | 9000 | 2.55 | 880 | 4500 | No | - | - | Yes | 3600 | 8600 | No | - | - | No | - | - | - | - | - | No | - | - | No | - | - | No | - | - | 61.7 | 65.4 | 5.083 | 4.766 | 5.004 | 6.479 | 5.807 | 5.494 | 429 | 688 | 2040 | 879 | 1155 | 2663 | 3.5 | 3 | 3.5 | 3.541 | 4.074 | 4.675 | 3.859 | 4.328 | 4.689 | 3322 | 1202 | 164 | 1030 | 523 | 103 | 2 | 2.5 | 3 | No | - | - | - | - | N/A | N/A | N/A | 1 | 3.3004 | 3.5247
[SEER Non Multi-Split <=65kW] GEMS (Air Conditioners up to 65kW) Determination 2019 | MEPS 2019 | AS/NZS 3823.1.1:2012 | MUZ-AP80VGD2/MSZ-AP80VGD2 | MUZ-AP80VG2/MSZ-AP80VG2 Series | N/A | MITSUBISHI ELECTRIC | N/A | Non Ducted | Single Split System | Wall Hung | Air | Air | Thailand | 2.36 | N/A | 7.8 | N/A | N/A | N/A | N/A | N/A | 2.55 | 9 | Calorimeter Room | 3.3633 | 3.5277 | N/A | - | N/A | N/A | N/A | N/A | N/A | N/A | N/A | N/A | N/A | N/A | N/A | N/A | N/A | N/A | N/A | N/A | N/A | Single | R32 | Australia,New Zealand | 150696 | 2027-12-06 |  | Approved | Reverse Cycle | N/A | Yes | Class 9 | Yes | N/A | N/A | N/A | N/A | N/A | N/A | N/A | Available | N/A | N/A | http://www.MitsubishiElectric.com.au/ | http://www.mitsubishielectric.com.au | N/A |  |  | AAC7202 | Yes | Variable output compressor | Inverter | No | - | 7800 | 2.36 | - | 810 | 3900 | No | - | - | - | 2157.04 | 8400.6 | Yes | 690 | 4200 | No | - | - | 9000 | 2.55 | 880 | 4500 | No | - | - | Yes | 3600 | 8600 | No | - | - | No | - | - | - | - | - | No | - | - | No | - | - | No | - | - | 61.7 | 65.4 | 5.083 | 4.766 | 5.004 | 6.479 | 5.807 | 5.494 | 429 | 688 | 2040 | 879 | 1155 | 2663 | 3.5 | 3 | 3.5 | 3.541 | 4.074 | 4.675 | 3.859 | 4.328 | 4.689 | 3322 | 1202 | 164 | 1030 | 523 | 103 | 2 | 2.5 | 3 | No | - | - | - | - | N/A | N/A | N/A | 1 | 3.3004 | 3.5247
[SEER Non Multi-Split <=65kW] GEMS (Air Conditioners up to 65kW) Determination 2019 | MEPS 2019 | AS/NZS 3823.1.1:2012 | MUZ-AP80VGD2/MSZ-AP80VGKD | MUZ-AP80VG2/MSZ-AP80VG2 Series | N/A | MITSUBISHI ELECTRIC | N/A | Non Ducted | Single Split System | Wall Hung | Air | Air | Thailand | 2.36 | N/A | 7.8 | N/A | N/A | N/A | N/A | N/A | 2.55 | 9 | Calorimeter Room | 3.3633 | 3.5277 | N/A | - | N/A | N/A | N/A | N/A | N/A | N/A | N/A | N/A | N/A | N/A | N/A | N/A | N/A | N/A | N/A | N/A | N/A | Single | R32 | Australia,New Zealand | 150696 | 2027-12-06 |  | Approved | Reverse Cycle | N/A | Yes | Class 9 | Yes | N/A | N/A | N/A | N/A | N/A | N/A | N/A | Available | N/A | N/A | http://www.MitsubishiElectric.com.au/ | http://www.mitsubishielectric.com.au | N/A |  |  | AAC7202 | Yes | Variable output compressor | Inverter | No | - | 7800 | 2.36 | - | 810 | 3900 | No | - | - | - | 2157.04 | 8400.6 | Yes | 690 | 4200 | No | - | - | 9000 | 2.55 | 880 | 4500 | No | - | - | Yes | 3600 | 8600 | No | - | - | No | - | - | - | - | - | No | - | - | No | - | - | No | - | - | 61.7 | 65.4 | 5.083 | 4.766 | 5.004 | 6.479 | 5.807 | 5.494 | 429 | 688 | 2040 | 879 | 1155 | 2663 | 3.5 | 3 | 3.5 | 3.541 | 4.074 | 4.675 | 3.859 | 4.328 | 4.689 | 3322 | 1202 | 164 | 1030 | 523 | 103 | 2 | 2.5 | 3 | No | - | - | - | - | N/A | N/A | N/A | 1 | 3.3004 | 3.5247
[SEER Non Multi-Split <=65kW] GEMS (Air Conditioners up to 65kW) Determination 2019 | MEPS 2019 | AS/NZS 3823.1.1:2012 | MUZ-AP80VGD2/MSZ-AP80VGKD2 | MUZ-AP80VG2/MSZ-AP80VG2 Series | N/A | MITSUBISHI ELECTRIC | N/A | Non Ducted | Single Split System | Wall Hung | Air | Air | Thailand | 2.36 | N/A | 7.8 | N/A | N/A | N/A | N/A | N/A | 2.55 | 9 | Calorimeter Room | 3.3633 | 3.5277 | N/A | - | N/A | N/A | N/A | N/A | N/A | N/A | N/A | N/A | N/A | N/A | N/A | N/A | N/A | N/A | N/A | N/A | N/A | Single | R32 | Australia,New Zealand | 150696 | 2027-12-06 |  | Approved | Reverse Cycle | N/A | Yes | Class 9 | Yes | N/A | N/A | N/A | N/A | N/A | N/A | N/A | Available | N/A | N/A | http://www.MitsubishiElectric.com.au/ | http://www.mitsubishielectric.com.au | N/A |  |  | AAC7202 | Yes | Variable output compressor | Inverter | No | - | 7800 | 2.36 | - | 810 | 3900 | No | - | - | - | 2157.04 | 8400.6 | Yes | 690 | 4200 | No | - | - | 9000 | 2.55 | 880 | 4500 | No | - | - | Yes | 3600 | 8600 | No | - | - | No | - | - | - | - | - | No | - | - | No | - | - | No | - | - | 61.7 | 65.4 | 5.083 | 4.766 | 5.004 | 6.479 | 5.807 | 5.494 | 429 | 688 | 2040 | 879 | 1155 | 2663 | 3.5 | 3 | 3.5 | 3.541 | 4.074 | 4.675 | 3.859 | 4.328 | 4.689 | 3322 | 1202 | 164 | 1030 | 523 | 103 | 2 | 2.5 | 3 | No | - | - | - | - | N/A | N/A | N/A | 1 | 3.3004 | 3.5247
[SEER Non Multi-Split <=65kW] GEMS (Air Conditioners up to 65kW) Determination 2019 | MEPS 2019 | AS/NZS 3823.1.1:2012 | MUZ-AS90VGD/MSZ-AS90VGD |  | N/A | MITSUBISHI ELECTRIC | N/A | Non Ducted | Single Split System | Wall Hung | Air | Air | Thailand | 2.78 | N/A | 9 | N/A | N/A | N/A | N/A | N/A | 2.94 | 10.3 | Calorimeter Room | 3.382 | 3.7654 | N/A | - | N/A | N/A | N/A | N/A | N/A | N/A | N/A | N/A | N/A | N/A | N/A | N/A | N/A | N/A | N/A | N/A | N/A | Single | R32 | Australia,New Zealand | 134190 | 2025-11-30 |  | Approved | Reverse Cycle | N/A | Yes | Class 9 | Yes | N/A | N/A | N/A | N/A | N/A | N/A | N/A | Available | N/A | N/A | http://www.MitsubishiElectric.com.au/ | http://www.mitsubishielectric.com.au | N/A |  |  | AAC5510 | Yes | Variable output compressor | Inverter | No | - | 9000 | 2.78 | - | 830 | 4500 | No | - | - | - | 2540.92 | 9693 | No | 758.62 | 4846.5 | No | - | - | 10300 | 2.94 | 1030 | 5150 | No | - | - | Yes | 3100 | 8800 | No | - | - | No | - | - | - | - | - | No | - | - | No | - | - | No | - | - | 62 | 64 | 5.167 | 4.801 | 5.02 | 6.2 | 5.687 | 5.417 | 487 | 789 | 2347 | 1060 | 1362 | 3117 | 3.5 | 3 | 3.5 | 3.507 | 4.011 | 4.574 | 3.806 | 4.248 | 4.586 | 3838 | 1397 | 191 | 1195 | 609 | 120 | 2 | 2.5 | 3 | No | - | - | - | - | N/A | N/A | N/A | 1 | 3.2335 | 3.4994
[SEER Non Multi-Split <=65kW] GEMS (Air Conditioners up to 65kW) Determination 2019 | MEPS 2019 | AS/NZS 3823.1.1:2012 | MUZ-EF25VG/MSZ-EF25VG*(W)(B)(S) | MUZ-EF25VG/MSZ-EF25VG*(W)(B)(S) | N/A | MITSUBISHI ELECTRIC | N/A | Non Ducted | Single Split System | Wall Hung | Air | Air | Thailand | 0.54 | N/A | 2.5 | N/A | N/A | N/A | N/A | N/A | 0.7 | 3.2 | Calorimeter Room | 4.8147 | 4.682 | N/A | - | N/A | N/A | N/A | N/A | N/A | N/A | N/A | N/A | N/A | N/A | N/A | N/A | N/A | N/A | N/A | N/A | N/A | Single | R32 | Australia,New Zealand | 127856 | 2025-04-01 |  | Approved | Reverse Cycle | N/A | No | Class 8 | No | N/A | N/A | N/A | N/A | N/A | N/A | N/A | Available | N/A | N/A | http://www.MitsubishiElectric.com.au/ | http://www.mitsubishielectric.com.au | N/A |  |  | AAC4703 | Yes | Variable output compressor | Inverter | No | - | 2500 | 0.54 | - | 210 | 1250 | No | - | - | - | 493.56 | 2692.5 | No | 191.94 | 1346.25 | No | - | - | 3200 | 0.7 | 310 | 1600 | No | - | - | Yes | 1180 | 3300 | No | - | - | No | - | - | - | - | - | No | - | - | No | - | - | No | - | - | 53 | 55 | 5.911 | 5.713 | 6.077 | 7.001 | 6.572 | 6.473 | 117 | 182 | 537 | 259 | 326 | 723 | 4 | 4 | 4.5 | 4.053 | 4.482 | 4.767 | 4.214 | 4.568 | 4.752 | 1033 | 390 | 59 | 337 | 177 | 37 | 2.5 | 2.5 | 3 | No | - | - | - | - | N/A | N/A | N/A | 1 | 4.6008 | 4.5495
[SEER Non Multi-Split <=65kW] GEMS (Air Conditioners up to 65kW) Determination 2019 | MEPS 2019 | AS/NZS 3823.1.1:2012 | MUZ-EF25VG/MSZ-EF25VGB | MUZ-EF25VG/MSZ-EF25VG*(W)(B)(S) | N/A | MITSUBISHI ELECTRIC | N/A | Non Ducted | Single Split System | Wall Hung | Air | Air | Thailand | 0.54 | N/A | 2.5 | N/A | N/A | N/A | N/A | N/A | 0.7 | 3.2 | Calorimeter Room | 4.8147 | 4.682 | N/A | - | N/A | N/A | N/A | N/A | N/A | N/A | N/A | N/A | N/A | N/A | N/A | N/A | N/A | N/A | N/A | N/A | N/A | Single | R32 | Australia,New Zealand | 127856 | 2025-04-01 |  | Approved | Reverse Cycle | N/A | No | Class 8 | No | N/A | N/A | N/A | N/A | N/A | N/A | N/A | Available | N/A | N/A | http://www.MitsubishiElectric.com.au/ | http://www.mitsubishielectric.com.au | N/A |  |  | AAC4703 | Yes | Variable output compressor | Inverter | No | - | 2500 | 0.54 | - | 210 | 1250 | No | - | - | - | 493.56 | 2692.5 | No | 191.94 | 1346.25 | No | - | - | 3200 | 0.7 | 310 | 1600 | No | - | - | Yes | 1180 | 3300 | No | - | - | No | - | - | - | - | - | No | - | - | No | - | - | No | - | - | 53 | 55 | 5.911 | 5.713 | 6.077 | 7.001 | 6.572 | 6.473 | 117 | 182 | 537 | 259 | 326 | 723 | 4 | 4 | 4.5 | 4.053 | 4.482 | 4.767 | 4.214 | 4.568 | 4.752 | 1033 | 390 | 59 | 337 | 177 | 37 | 2.5 | 2.5 | 3 | No | - | - | - | - | N/A | N/A | N/A | 1 | 4.6008 | 4.5495
[SEER Non Multi-Split <=65kW] GEMS (Air Conditioners up to 65kW) Determination 2019 | MEPS 2019 | AS/NZS 3823.1.1:2012 | MUZ-EF25VG/MSZ-EF25VGKB | MUZ-EF25VG/MSZ-EF25VG*(W)(B)(S) | N/A | MITSUBISHI ELECTRIC | N/A | Non Ducted | Single Split System | Wall Hung | Air | Air | Thailand | 0.54 | N/A | 2.5 | N/A | N/A | N/A | N/A | N/A | 0.7 | 3.2 | Calorimeter Room | 4.8147 | 4.682 | N/A | - | N/A | N/A | N/A | N/A | N/A | N/A | N/A | N/A | N/A | N/A | N/A | N/A | N/A | N/A | N/A | N/A | N/A | Single | R32 | Australia,New Zealand | 127856 | 2025-04-01 |  | Approved | Reverse Cycle | N/A | No | Class 8 | No | N/A | N/A | N/A | N/A | N/A | N/A | N/A | Available | N/A | N/A | http://www.MitsubishiElectric.com.au/ | http://www.mitsubishielectric.com.au | N/A |  |  | AAC4703 | Yes | Variable output compressor | Inverter | No | - | 2500 | 0.54 | - | 210 | 1250 | No | - | - | - | 493.56 | 2692.5 | No | 191.94 | 1346.25 | No | - | - | 3200 | 0.7 | 310 | 1600 | No | - | - | Yes | 1180 | 3300 | No | - | - | No | - | - | - | - | - | No | - | - | No | - | - | No | - | - | 53 | 55 | 5.911 | 5.713 | 6.077 | 7.001 | 6.572 | 6.473 | 117 | 182 | 537 | 259 | 326 | 723 | 4 | 4 | 4.5 | 4.053 | 4.482 | 4.767 | 4.214 | 4.568 | 4.752 | 1033 | 390 | 59 | 337 | 177 | 37 | 2.5 | 2.5 | 3 | No | - | - | - | - | N/A | N/A | N/A | 1 | 4.6008 | 4.5495
[SEER Non Multi-Split <=65kW] GEMS (Air Conditioners up to 65kW) Determination 2019 | MEPS 2019 | AS/NZS 3823.1.1:2012 | MUZ-EF25VG/MSZ-EF25VGKS | MUZ-EF25VG/MSZ-EF25VG*(W)(B)(S) | N/A | MITSUBISHI ELECTRIC | N/A | Non Ducted | Single Split System | Wall Hung | Air | Air | Thailand | 0.54 | N/A | 2.5 | N/A | N/A | N/A | N/A | N/A | 0.7 | 3.2 | Calorimeter Room | 4.8147 | 4.682 | N/A | - | N/A | N/A | N/A | N/A | N/A | N/A | N/A | N/A | N/A | N/A | N/A | N/A | N/A | N/A | N/A | N/A | N/A | Single | R32 | Australia,New Zealand | 127856 | 2025-04-01 |  | Approved | Reverse Cycle | N/A | No | Class 8 | No | N/A | N/A | N/A | N/A | N/A | N/A | N/A | Available | N/A | N/A | http://www.MitsubishiElectric.com.au/ | http://www.mitsubishielectric.com.au | N/A |  |  | AAC4703 | Yes | Variable output compressor | Inverter | No | - | 2500 | 0.54 | - | 210 | 1250 | No | - | - | - | 493.56 | 2692.5 | No | 191.94 | 1346.25 | No | - | - | 3200 | 0.7 | 310 | 1600 | No | - | - | Yes | 1180 | 3300 | No | - | - | No | - | - | - | - | - | No | - | - | No | - | - | No | - | - | 53 | 55 | 5.911 | 5.713 | 6.077 | 7.001 | 6.572 | 6.473 | 117 | 182 | 537 | 259 | 326 | 723 | 4 | 4 | 4.5 | 4.053 | 4.482 | 4.767 | 4.214 | 4.568 | 4.752 | 1033 | 390 | 59 | 337 | 177 | 37 | 2.5 | 2.5 | 3 | No | - | - | - | - | N/A | N/A | N/A | 1 | 4.6008 | 4.5495
[SEER Non Multi-Split <=65kW] GEMS (Air Conditioners up to 65kW) Determination 2019 | MEPS 2019 | AS/NZS 3823.1.1:2012 | MUZ-EF25VG/MSZ-EF25VGKW | MUZ-EF25VG/MSZ-EF25VG*(W)(B)(S) | N/A | MITSUBISHI ELECTRIC | N/A | Non Ducted | Single Split System | Wall Hung | Air | Air | Thailand | 0.54 | N/A | 2.5 | N/A | N/A | N/A | N/A | N/A | 0.7 | 3.2 | Calorimeter Room | 4.8147 | 4.682 | N/A | - | N/A | N/A | N/A | N/A | N/A | N/A | N/A | N/A | N/A | N/A | N/A | N/A | N/A | N/A | N/A | N/A | N/A | Single | R32 | Australia,New Zealand | 127856 | 2025-04-01 |  | Approved | Reverse Cycle | N/A | No | Class 8 | No | N/A | N/A | N/A | N/A | N/A | N/A | N/A | Available | N/A | N/A | http://www.MitsubishiElectric.com.au/ | http://www.mitsubishielectric.com.au | N/A |  |  | AAC4703 | Yes | Variable output compressor | Inverter | No | - | 2500 | 0.54 | - | 210 | 1250 | No | - | - | - | 493.56 | 2692.5 | No | 191.94 | 1346.25 | No | - | - | 3200 | 0.7 | 310 | 1600 | No | - | - | Yes | 1180 | 3300 | No | - | - | No | - | - | - | - | - | No | - | - | No | - | - | No | - | - | 53 | 55 | 5.911 | 5.713 | 6.077 | 7.001 | 6.572 | 6.473 | 117 | 182 | 537 | 259 | 326 | 723 | 4 | 4 | 4.5 | 4.053 | 4.482 | 4.767 | 4.214 | 4.568 | 4.752 | 1033 | 390 | 59 | 337 | 177 | 37 | 2.5 | 2.5 | 3 | No | - | - | - | - | N/A | N/A | N/A | 1 | 4.6008 | 4.5495
[SEER Non Multi-Split <=65kW] GEMS (Air Conditioners up to 65kW) Determination 2019 | MEPS 2019 | AS/NZS 3823.1.1:2012 | MUZ-EF25VG/MSZ-EF25VGS | MUZ-EF25VG/MSZ-EF25VG*(W)(B)(S) | N/A | MITSUBISHI ELECTRIC | N/A | Non Ducted | Single Split System | Wall Hung | Air | Air | Thailand | 0.54 | N/A | 2.5 | N/A | N/A | N/A | N/A | N/A | 0.7 | 3.2 | Calorimeter Room | 4.8147 | 4.682 | N/A | - | N/A | N/A | N/A | N/A | N/A | N/A | N/A | N/A | N/A | N/A | N/A | N/A | N/A | N/A | N/A | N/A | N/A | Single | R32 | Australia,New Zealand | 127856 | 2025-04-01 |  | Approved | Reverse Cycle | N/A | No | Class 8 | No | N/A | N/A | N/A | N/A | N/A | N/A | N/A | Available | N/A | N/A | http://www.MitsubishiElectric.com.au/ | http://www.mitsubishielectric.com.au | N/A |  |  | AAC4703 | Yes | Variable output compressor | Inverter | No | - | 2500 | 0.54 | - | 210 | 1250 | No | - | - | - | 493.56 | 2692.5 | No | 191.94 | 1346.25 | No | - | - | 3200 | 0.7 | 310 | 1600 | No | - | - | Yes | 1180 | 3300 | No | - | - | No | - | - | - | - | - | No | - | - | No | - | - | No | - | - | 53 | 55 | 5.911 | 5.713 | 6.077 | 7.001 | 6.572 | 6.473 | 117 | 182 | 537 | 259 | 326 | 723 | 4 | 4 | 4.5 | 4.053 | 4.482 | 4.767 | 4.214 | 4.568 | 4.752 | 1033 | 390 | 59 | 337 | 177 | 37 | 2.5 | 2.5 | 3 | No | - | - | - | - | N/A | N/A | N/A | 1 | 4.6008 | 4.5495
[SEER Non Multi-Split <=65kW] GEMS (Air Conditioners up to 65kW) Determination 2019 | MEPS 2019 | AS/NZS 3823.1.1:2012 | MUZ-EF25VG/MSZ-EF25VGW | MUZ-EF25VG/MSZ-EF25VG*(W)(B)(S) | N/A | MITSUBISHI ELECTRIC | N/A | Non Ducted | Single Split System | Wall Hung | Air | Air | Thailand | 0.54 | N/A | 2.5 | N/A | N/A | N/A | N/A | N/A | 0.7 | 3.2 | Calorimeter Room | 4.8147 | 4.682 | N/A | - | N/A | N/A | N/A | N/A | N/A | N/A | N/A | N/A | N/A | N/A | N/A | N/A | N/A | N/A | N/A | N/A | N/A | Single | R32 | Australia,New Zealand | 127856 | 2025-04-01 |  | Approved | Reverse Cycle | N/A | No | Class 8 | No | N/A | N/A | N/A | N/A | N/A | N/A | N/A | Available | N/A | N/A | http://www.MitsubishiElectric.com.au/ | http://www.mitsubishielectric.com.au | N/A |  |  | AAC4703 | Yes | Variable output compressor | Inverter | No | - | 2500 | 0.54 | - | 210 | 1250 | No | - | - | - | 493.56 | 2692.5 | No | 191.94 | 1346.25 | No | - | - | 3200 | 0.7 | 310 | 1600 | No | - | - | Yes | 1180 | 3300 | No | - | - | No | - | - | - | - | - | No | - | - | No | - | - | No | - | - | 53 | 55 | 5.911 | 5.713 | 6.077 | 7.001 | 6.572 | 6.473 | 117 | 182 | 537 | 259 | 326 | 723 | 4 | 4 | 4.5 | 4.053 | 4.482 | 4.767 | 4.214 | 4.568 | 4.752 | 1033 | 390 | 59 | 337 | 177 | 37 | 2.5 | 2.5 | 3 | No | - | - | - | - | N/A | N/A | N/A | 1 | 4.6008 | 4.5495
[SEER Non Multi-Split <=65kW] GEMS (Air Conditioners up to 65kW) Determination 2019 | MEPS 2019 | AS/NZS 3823.1.1:2012 | MUZ-EF25VGD/MSZ-EF25VGDB | MUZ-EF25VGD/MSZ-EF25VGKD(W)(B)(S) | N/A | MITSUBISHI ELECTRIC | N/A | Non Ducted | Single Split System | Wall Hung | Air | Air | Thailand | 0.54 | N/A | 2.5 | N/A | N/A | N/A | N/A | N/A | 0.7 | 3.2 | Calorimeter Room | 4.8318 | 4.6097 | N/A | - | N/A | N/A | N/A | N/A | N/A | N/A | N/A | N/A | N/A | N/A | N/A | N/A | N/A | N/A | N/A | N/A | N/A | Single | R32 | Australia,New Zealand | 160515 | 2029-04-01 |  | Approved | Reverse Cycle | N/A | Yes | Class 8 | Yes | N/A | N/A | N/A | N/A | N/A | N/A | N/A | Available | N/A | N/A | http://www.MitsubishiElectric.com.au/ | http://www.mitsubishielectric.com.au | N/A |  |  | AAC8150 | Yes | Variable output compressor | Inverter | No | - | 2500 | 0.54 | - | 210 | 1250 | No | - | - | - | 493.56 | 2692.5 | No | 191.94 | 1346.25 | No | - | - | 3200 | 0.7 | 310 | 1600 | No | - | - | Yes | 1180 | 3300 | No | - | - | No | - | - | - | - | - | No | - | - | No | - | - | No | - | - | 53.4 | 55 | 5.911 | 5.713 | 6.077 | 7.001 | 6.572 | 6.473 | 117 | 182 | 537 | 259 | 326 | 723 | 4 | 4 | 4.5 | 4.053 | 4.482 | 4.767 | 4.214 | 4.568 | 4.752 | 1033 | 390 | 59 | 337 | 177 | 37 | 2.5 | 2.5 | 3 | No | - | - | - | - | N/A | N/A | N/A | 1 | 4.6008 | 4.5495
[SEER Non Multi-Split <=65kW] GEMS (Air Conditioners up to 65kW) Determination 2019 | MEPS 2019 | AS/NZS 3823.1.1:2012 | MUZ-EF25VGD/MSZ-EF25VGDS | MUZ-EF25VGD/MSZ-EF25VGKD(W)(B)(S) | N/A | MITSUBISHI ELECTRIC | N/A | Non Ducted | Single Split System | Wall Hung | Air | Air | Thailand | 0.54 | N/A | 2.5 | N/A | N/A | N/A | N/A | N/A | 0.7 | 3.2 | Calorimeter Room | 4.8318 | 4.6097 | N/A | - | N/A | N/A | N/A | N/A | N/A | N/A | N/A | N/A | N/A | N/A | N/A | N/A | N/A | N/A | N/A | N/A | N/A | Single | R32 | Australia,New Zealand | 160515 | 2029-04-01 |  | Approved | Reverse Cycle | N/A | Yes | Class 8 | Yes | N/A | N/A | N/A | N/A | N/A | N/A | N/A | Available | N/A | N/A | http://www.MitsubishiElectric.com.au/ | http://www.mitsubishielectric.com.au | N/A |  |  | AAC8150 | Yes | Variable output compressor | Inverter | No | - | 2500 | 0.54 | - | 210 | 1250 | No | - | - | - | 493.56 | 2692.5 | No | 191.94 | 1346.25 | No | - | - | 3200 | 0.7 | 310 | 1600 | No | - | - | Yes | 1180 | 3300 | No | - | - | No | - | - | - | - | - | No | - | - | No | - | - | No | - | - | 53.4 | 55 | 5.911 | 5.713 | 6.077 | 7.001 | 6.572 | 6.473 | 117 | 182 | 537 | 259 | 326 | 723 | 4 | 4 | 4.5 | 4.053 | 4.482 | 4.767 | 4.214 | 4.568 | 4.752 | 1033 | 390 | 59 | 337 | 177 | 37 | 2.5 | 2.5 | 3 | No | - | - | - | - | N/A | N/A | N/A | 1 | 4.6008 | 4.5495
[SEER Non Multi-Split <=65kW] GEMS (Air Conditioners up to 65kW) Determination 2019 | MEPS 2019 | AS/NZS 3823.1.1:2012 | MUZ-EF25VGD/MSZ-EF25VGDW | MUZ-EF25VGD/MSZ-EF25VGKD(W)(B)(S) | N/A | MITSUBISHI ELECTRIC | N/A | Non Ducted | Single Split System | Wall Hung | Air | Air | Thailand | 0.54 | N/A | 2.5 | N/A | N/A | N/A | N/A | N/A | 0.7 | 3.2 | Calorimeter Room | 4.8318 | 4.6097 | N/A | - | N/A | N/A | N/A | N/A | N/A | N/A | N/A | N/A | N/A | N/A | N/A | N/A | N/A | N/A | N/A | N/A | N/A | Single | R32 | Australia,New Zealand | 160515 | 2029-04-01 |  | Approved | Reverse Cycle | N/A | Yes | Class 8 | Yes | N/A | N/A | N/A | N/A | N/A | N/A | N/A | Available | N/A | N/A | http://www.MitsubishiElectric.com.au/ | http://www.mitsubishielectric.com.au | N/A |  |  | AAC8150 | Yes | Variable output compressor | Inverter | No | - | 2500 | 0.54 | - | 210 | 1250 | No | - | - | - | 493.56 | 2692.5 | No | 191.94 | 1346.25 | No | - | - | 3200 | 0.7 | 310 | 1600 | No | - | - | Yes | 1180 | 3300 | No | - | - | No | - | - | - | - | - | No | - | - | No | - | - | No | - | - | 53.4 | 55 | 5.911 | 5.713 | 6.077 | 7.001 | 6.572 | 6.473 | 117 | 182 | 537 | 259 | 326 | 723 | 4 | 4 | 4.5 | 4.053 | 4.482 | 4.767 | 4.214 | 4.568 | 4.752 | 1033 | 390 | 59 | 337 | 177 | 37 | 2.5 | 2.5 | 3 | No | - | - | - | - | N/A | N/A | N/A | 1 | 4.6008 | 4.5495
[SEER Non Multi-Split <=65kW] GEMS (Air Conditioners up to 65kW) Determination 2019 | MEPS 2019 | AS/NZS 3823.1.1:2012 | MUZ-EF25VGD/MSZ-EF25VGKD(W)(B)(S) | MUZ-EF25VGD/MSZ-EF25VGKD(W)(B)(S) | N/A | MITSUBISHI ELECTRIC | N/A | Non Ducted | Single Split System | Wall Hung | Air | Air | Thailand | 0.54 | N/A | 2.5 | N/A | N/A | N/A | N/A | N/A | 0.7 | 3.2 | Calorimeter Room | 4.8318 | 4.6097 | N/A | - | N/A | N/A | N/A | N/A | N/A | N/A | N/A | N/A | N/A | N/A | N/A | N/A | N/A | N/A | N/A | N/A | N/A | Single | R32 | Australia,New Zealand | 160515 | 2029-04-01 |  | Approved | Reverse Cycle | N/A | Yes | Class 8 | Yes | N/A | N/A | N/A | N/A | N/A | N/A | N/A | Available | N/A | N/A | http://www.MitsubishiElectric.com.au/ | http://www.mitsubishielectric.com.au | N/A |  |  | AAC8150 | Yes | Variable output compressor | Inverter | No | - | 2500 | 0.54 | - | 210 | 1250 | No | - | - | - | 493.56 | 2692.5 | No | 191.94 | 1346.25 | No | - | - | 3200 | 0.7 | 310 | 1600 | No | - | - | Yes | 1180 | 3300 | No | - | - | No | - | - | - | - | - | No | - | - | No | - | - | No | - | - | 53.4 | 55 | 5.911 | 5.713 | 6.077 | 7.001 | 6.572 | 6.473 | 117 | 182 | 537 | 259 | 326 | 723 | 4 | 4 | 4.5 | 4.053 | 4.482 | 4.767 | 4.214 | 4.568 | 4.752 | 1033 | 390 | 59 | 337 | 177 | 37 | 2.5 | 2.5 | 3 | No | - | - | - | - | N/A | N/A | N/A | 1 | 4.6008 | 4.5495
[SEER Non Multi-Split <=65kW] GEMS (Air Conditioners up to 65kW) Determination 2019 | MEPS 2019 | AS/NZS 3823.1.1:2012 | MUZ-EF25VGD/MSZ-EF25VGKDB | MUZ-EF25VGD/MSZ-EF25VGKD(W)(B)(S) | N/A | MITSUBISHI ELECTRIC | N/A | Non Ducted | Single Split System | Wall Hung | Air | Air | Thailand | 0.54 | N/A | 2.5 | N/A | N/A | N/A | N/A | N/A | 0.7 | 3.2 | Calorimeter Room | 4.8318 | 4.6097 | N/A | - | N/A | N/A | N/A | N/A | N/A | N/A | N/A | N/A | N/A | N/A | N/A | N/A | N/A | N/A | N/A | N/A | N/A | Single | R32 | Australia,New Zealand | 160515 | 2029-04-01 |  | Approved | Reverse Cycle | N/A | Yes | Class 8 | Yes | N/A | N/A | N/A | N/A | N/A | N/A | N/A | Available | N/A | N/A | http://www.MitsubishiElectric.com.au/ | http://www.mitsubishielectric.com.au | N/A |  |  | AAC8150 | Yes | Variable output compressor | Inverter | No | - | 2500 | 0.54 | - | 210 | 1250 | No | - | - | - | 493.56 | 2692.5 | No | 191.94 | 1346.25 | No | - | - | 3200 | 0.7 | 310 | 1600 | No | - | - | Yes | 1180 | 3300 | No | - | - | No | - | - | - | - | - | No | - | - | No | - | - | No | - | - | 53.4 | 55 | 5.911 | 5.713 | 6.077 | 7.001 | 6.572 | 6.473 | 117 | 182 | 537 | 259 | 326 | 723 | 4 | 4 | 4.5 | 4.053 | 4.482 | 4.767 | 4.214 | 4.568 | 4.752 | 1033 | 390 | 59 | 337 | 177 | 37 | 2.5 | 2.5 | 3 | No | - | - | - | - | N/A | N/A | N/A | 1 | 4.6008 | 4.5495
[SEER Non Multi-Split <=65kW] GEMS (Air Conditioners up to 65kW) Determination 2019 | MEPS 2019 | AS/NZS 3823.1.1:2012 | MUZ-EF25VGD/MSZ-EF25VGKDS | MUZ-EF25VGD/MSZ-EF25VGKD(W)(B)(S) | N/A | MITSUBISHI ELECTRIC | N/A | Non Ducted | Single Split System | Wall Hung | Air | Air | Thailand | 0.54 | N/A | 2.5 | N/A | N/A | N/A | N/A | N/A | 0.7 | 3.2 | Calorimeter Room | 4.8318 | 4.6097 | N/A | - | N/A | N/A | N/A | N/A | N/A | N/A | N/A | N/A | N/A | N/A | N/A | N/A | N/A | N/A | N/A | N/A | N/A | Single | R32 | Australia,New Zealand | 160515 | 2029-04-01 |  | Approved | Reverse Cycle | N/A | Yes | Class 8 | Yes | N/A | N/A | N/A | N/A | N/A | N/A | N/A | Available | N/A | N/A | http://www.MitsubishiElectric.com.au/ | http://www.mitsubishielectric.com.au | N/A |  |  | AAC8150 | Yes | Variable output compressor | Inverter | No | - | 2500 | 0.54 | - | 210 | 1250 | No | - | - | - | 493.56 | 2692.5 | No | 191.94 | 1346.25 | No | - | - | 3200 | 0.7 | 310 | 1600 | No | - | - | Yes | 1180 | 3300 | No | - | - | No | - | - | - | - | - | No | - | - | No | - | - | No | - | - | 53.4 | 55 | 5.911 | 5.713 | 6.077 | 7.001 | 6.572 | 6.473 | 117 | 182 | 537 | 259 | 326 | 723 | 4 | 4 | 4.5 | 4.053 | 4.482 | 4.767 | 4.214 | 4.568 | 4.752 | 1033 | 390 | 59 | 337 | 177 | 37 | 2.5 | 2.5 | 3 | No | - | - | - | - | N/A | N/A | N/A | 1 | 4.6008 | 4.5495
[SEER Non Multi-Split <=65kW] GEMS (Air Conditioners up to 65kW) Determination 2019 | MEPS 2019 | AS/NZS 3823.1.1:2012 | MUZ-EF25VGD/MSZ-EF25VGKDW | MUZ-EF25VGD/MSZ-EF25VGKD(W)(B)(S) | N/A | MITSUBISHI ELECTRIC | N/A | Non Ducted | Single Split System | Wall Hung | Air | Air | Thailand | 0.54 | N/A | 2.5 | N/A | N/A | N/A | N/A | N/A | 0.7 | 3.2 | Calorimeter Room | 4.8318 | 4.6097 | N/A | - | N/A | N/A | N/A | N/A | N/A | N/A | N/A | N/A | N/A | N/A | N/A | N/A | N/A | N/A | N/A | N/A | N/A | Single | R32 | Australia,New Zealand | 160515 | 2029-04-01 |  | Approved | Reverse Cycle | N/A | Yes | Class 8 | Yes | N/A | N/A | N/A | N/A | N/A | N/A | N/A | Available | N/A | N/A | http://www.MitsubishiElectric.com.au/ | http://www.mitsubishielectric.com.au | N/A |  |  | AAC8150 | Yes | Variable output compressor | Inverter | No | - | 2500 | 0.54 | - | 210 | 1250 | No | - | - | - | 493.56 | 2692.5 | No | 191.94 | 1346.25 | No | - | - | 3200 | 0.7 | 310 | 1600 | No | - | - | Yes | 1180 | 3300 | No | - | - | No | - | - | - | - | - | No | - | - | No | - | - | No | - | - | 53.4 | 55 | 5.911 | 5.713 | 6.077 | 7.001 | 6.572 | 6.473 | 117 | 182 | 537 | 259 | 326 | 723 | 4 | 4 | 4.5 | 4.053 | 4.482 | 4.767 | 4.214 | 4.568 | 4.752 | 1033 | 390 | 59 | 337 | 177 | 37 | 2.5 | 2.5 | 3 | No | - | - | - | - | N/A | N/A | N/A | 1 | 4.6008 | 4.5495
[SEER Non Multi-Split <=65kW] GEMS (Air Conditioners up to 65kW) Determination 2019 | MEPS 2019 | AS/NZS 3823.1.1:2012 | MUZ-EF35VG/MSZ-EF35VG*(W)(B)(S) | MUZ-EF35VG/MSZ-EF35VG*(W)(B)(S) | N/A | MITSUBISHI ELECTRIC | N/A | Non Ducted | Single Split System | Wall Hung | Air | Air | Thailand | 0.91 | N/A | 3.5 | N/A | N/A | N/A | N/A | N/A | 0.95 | 4 | Calorimeter Room | 3.9212 | 4.3486 | N/A | - | N/A | N/A | N/A | N/A | N/A | N/A | N/A | N/A | N/A | N/A | N/A | N/A | N/A | N/A | N/A | N/A | N/A | Single | R32 | Australia,New Zealand | 127895 | 2025-05-05 |  | Approved | Reverse Cycle | N/A | No | Class 8 | No | N/A | N/A | N/A | N/A | N/A | N/A | N/A | Available | N/A | N/A | http://www.MitsubishiElectric.com.au/ | http://www.mitsubishielectric.com.au | N/A |  |  | AAC4827 | Yes | Variable output compressor | Inverter | No | - | 3500 | 0.91 | - | 330 | 1750 | No | - | - | - | 831.74 | 3769.5 | No | 301.62 | 1884.75 | No | - | - | 4000 | 0.95 | 410 | 2000 | No | - | - | Yes | 1230 | 3700 | No | - | - | No | - | - | - | - | - | No | - | - | No | - | - | No | - | - | 53 | 59 | 5.252 | 5.018 | 5.288 | 6.212 | 5.795 | 5.647 | 185 | 292 | 865 | 410 | 518 | 1162 | 3.5 | 3.5 | 3.5 | 3.773 | 4.196 | 4.5 | 3.947 | 4.297 | 4.489 | 1387 | 520 | 77 | 449 | 235 | 49 | 2 | 2.5 | 3 | No | - | - | - | - | N/A | N/A | N/A | 1 | 3.8319 | 4.1956
[SEER Non Multi-Split <=65kW] GEMS (Air Conditioners up to 65kW) Determination 2019 | MEPS 2019 | AS/NZS 3823.1.1:2012 | MUZ-EF35VG/MSZ-EF35VGB | MUZ-EF35VG/MSZ-EF35VG*(W)(B)(S) | N/A | MITSUBISHI ELECTRIC | N/A | Non Ducted | Single Split System | Wall Hung | Air | Air | Thailand | 0.91 | N/A | 3.5 | N/A | N/A | N/A | N/A | N/A | 0.95 | 4 | Calorimeter Room | 3.9212 | 4.3486 | N/A | - | N/A | N/A | N/A | N/A | N/A | N/A | N/A | N/A | N/A | N/A | N/A | N/A | N/A | N/A | N/A | N/A | N/A | Single | R32 | Australia,New Zealand | 127895 | 2025-05-05 |  | Approved | Reverse Cycle | N/A | No | Class 8 | No | N/A | N/A | N/A | N/A | N/A | N/A | N/A | Available | N/A | N/A | http://www.MitsubishiElectric.com.au/ | http://www.mitsubishielectric.com.au | N/A |  |  | AAC4827 | Yes | Variable output compressor | Inverter | No | - | 3500 | 0.91 | - | 330 | 1750 | No | - | - | - | 831.74 | 3769.5 | No | 301.62 | 1884.75 | No | - | - | 4000 | 0.95 | 410 | 2000 | No | - | - | Yes | 1230 | 3700 | No | - | - | No | - | - | - | - | - | No | - | - | No | - | - | No | - | - | 53 | 59 | 5.252 | 5.018 | 5.288 | 6.212 | 5.795 | 5.647 | 185 | 292 | 865 | 410 | 518 | 1162 | 3.5 | 3.5 | 3.5 | 3.773 | 4.196 | 4.5 | 3.947 | 4.297 | 4.489 | 1387 | 520 | 77 | 449 | 235 | 49 | 2 | 2.5 | 3 | No | - | - | - | - | N/A | N/A | N/A | 1 | 3.8319 | 4.1956
[SEER Non Multi-Split <=65kW] GEMS (Air Conditioners up to 65kW) Determination 2019 | MEPS 2019 | AS/NZS 3823.1.1:2012 | MUZ-EF35VG/MSZ-EF35VGKB | MUZ-EF35VG/MSZ-EF35VG*(W)(B)(S) | N/A | MITSUBISHI ELECTRIC | N/A | Non Ducted | Single Split System | Wall Hung | Air | Air | Thailand | 0.91 | N/A | 3.5 | N/A | N/A | N/A | N/A | N/A | 0.95 | 4 | Calorimeter Room | 3.9212 | 4.3486 | N/A | - | N/A | N/A | N/A | N/A | N/A | N/A | N/A | N/A | N/A | N/A | N/A | N/A | N/A | N/A | N/A | N/A | N/A | Single | R32 | Australia,New Zealand | 127895 | 2025-05-05 |  | Approved | Reverse Cycle | N/A | No | Class 8 | No | N/A | N/A | N/A | N/A | N/A | N/A | N/A | Available | N/A | N/A | http://www.MitsubishiElectric.com.au/ | http://www.mitsubishielectric.com.au | N/A |  |  | AAC4827 | Yes | Variable output compressor | Inverter | No | - | 3500 | 0.91 | - | 330 | 1750 | No | - | - | - | 831.74 | 3769.5 | No | 301.62 | 1884.75 | No | - | - | 4000 | 0.95 | 410 | 2000 | No | - | - | Yes | 1230 | 3700 | No | - | - | No | - | - | - | - | - | No | - | - | No | - | - | No | - | - | 53 | 59 | 5.252 | 5.018 | 5.288 | 6.212 | 5.795 | 5.647 | 185 | 292 | 865 | 410 | 518 | 1162 | 3.5 | 3.5 | 3.5 | 3.773 | 4.196 | 4.5 | 3.947 | 4.297 | 4.489 | 1387 | 520 | 77 | 449 | 235 | 49 | 2 | 2.5 | 3 | No | - | - | - | - | N/A | N/A | N/A | 1 | 3.8319 | 4.1956
[SEER Non Multi-Split <=65kW] GEMS (Air Conditioners up to 65kW) Determination 2019 | MEPS 2019 | AS/NZS 3823.1.1:2012 | MUZ-EF35VG/MSZ-EF35VGKS | MUZ-EF35VG/MSZ-EF35VG*(W)(B)(S) | N/A | MITSUBISHI ELECTRIC | N/A | Non Ducted | Single Split System | Wall Hung | Air | Air | Thailand | 0.91 | N/A | 3.5 | N/A | N/A | N/A | N/A | N/A | 0.95 | 4 | Calorimeter Room | 3.9212 | 4.3486 | N/A | - | N/A | N/A | N/A | N/A | N/A | N/A | N/A | N/A | N/A | N/A | N/A | N/A | N/A | N/A | N/A | N/A | N/A | Single | R32 | Australia,New Zealand | 127895 | 2025-05-05 |  | Approved | Reverse Cycle | N/A | No | Class 8 | No | N/A | N/A | N/A | N/A | N/A | N/A | N/A | Available | N/A | N/A | http://www.MitsubishiElectric.com.au/ | http://www.mitsubishielectric.com.au | N/A |  |  | AAC4827 | Yes | Variable output compressor | Inverter | No | - | 3500 | 0.91 | - | 330 | 1750 | No | - | - | - | 831.74 | 3769.5 | No | 301.62 | 1884.75 | No | - | - | 4000 | 0.95 | 410 | 2000 | No | - | - | Yes | 1230 | 3700 | No | - | - | No | - | - | - | - | - | No | - | - | No | - | - | No | - | - | 53 | 59 | 5.252 | 5.018 | 5.288 | 6.212 | 5.795 | 5.647 | 185 | 292 | 865 | 410 | 518 | 1162 | 3.5 | 3.5 | 3.5 | 3.773 | 4.196 | 4.5 | 3.947 | 4.297 | 4.489 | 1387 | 520 | 77 | 449 | 235 | 49 | 2 | 2.5 | 3 | No | - | - | - | - | N/A | N/A | N/A | 1 | 3.8319 | 4.1956
[SEER Non Multi-Split <=65kW] GEMS (Air Conditioners up to 65kW) Determination 2019 | MEPS 2019 | AS/NZS 3823.1.1:2012 | MUZ-EF35VG/MSZ-EF35VGKW | MUZ-EF35VG/MSZ-EF35VG*(W)(B)(S) | N/A | MITSUBISHI ELECTRIC | N/A | Non Ducted | Single Split System | Wall Hung | Air | Air | Thailand | 0.91 | N/A | 3.5 | N/A | N/A | N/A | N/A | N/A | 0.95 | 4 | Calorimeter Room | 3.9212 | 4.3486 | N/A | - | N/A | N/A | N/A | N/A | N/A | N/A | N/A | N/A | N/A | N/A | N/A | N/A | N/A | N/A | N/A | N/A | N/A | Single | R32 | Australia,New Zealand | 127895 | 2025-05-05 |  | Approved | Reverse Cycle | N/A | No | Class 8 | No | N/A | N/A | N/A | N/A | N/A | N/A | N/A | Available | N/A | N/A | http://www.MitsubishiElectric.com.au/ | http://www.mitsubishielectric.com.au | N/A |  |  | AAC4827 | Yes | Variable output compressor | Inverter | No | - | 3500 | 0.91 | - | 330 | 1750 | No | - | - | - | 831.74 | 3769.5 | No | 301.62 | 1884.75 | No | - | - | 4000 | 0.95 | 410 | 2000 | No | - | - | Yes | 1230 | 3700 | No | - | - | No | - | - | - | - | - | No | - | - | No | - | - | No | - | - | 53 | 59 | 5.252 | 5.018 | 5.288 | 6.212 | 5.795 | 5.647 | 185 | 292 | 865 | 410 | 518 | 1162 | 3.5 | 3.5 | 3.5 | 3.773 | 4.196 | 4.5 | 3.947 | 4.297 | 4.489 | 1387 | 520 | 77 | 449 | 235 | 49 | 2 | 2.5 | 3 | No | - | - | - | - | N/A | N/A | N/A | 1 | 3.8319 | 4.1956
[SEER Non Multi-Split <=65kW] GEMS (Air Conditioners up to 65kW) Determination 2019 | MEPS 2019 | AS/NZS 3823.1.1:2012 | MUZ-EF35VG/MSZ-EF35VGS | MUZ-EF35VG/MSZ-EF35VG*(W)(B)(S) | N/A | MITSUBISHI ELECTRIC | N/A | Non Ducted | Single Split System | Wall Hung | Air | Air | Thailand | 0.91 | N/A | 3.5 | N/A | N/A | N/A | N/A | N/A | 0.95 | 4 | Calorimeter Room | 3.9212 | 4.3486 | N/A | - | N/A | N/A | N/A | N/A | N/A | N/A | N/A | N/A | N/A | N/A | N/A | N/A | N/A | N/A | N/A | N/A | N/A | Single | R32 | Australia,New Zealand | 127895 | 2025-05-05 |  | Approved | Reverse Cycle | N/A | No | Class 8 | No | N/A | N/A | N/A | N/A | N/A | N/A | N/A | Available | N/A | N/A | http://www.MitsubishiElectric.com.au/ | http://www.mitsubishielectric.com.au | N/A |  |  | AAC4827 | Yes | Variable output compressor | Inverter | No | - | 3500 | 0.91 | - | 330 | 1750 | No | - | - | - | 831.74 | 3769.5 | No | 301.62 | 1884.75 | No | - | - | 4000 | 0.95 | 410 | 2000 | No | - | - | Yes | 1230 | 3700 | No | - | - | No | - | - | - | - | - | No | - | - | No | - | - | No | - | - | 53 | 59 | 5.252 | 5.018 | 5.288 | 6.212 | 5.795 | 5.647 | 185 | 292 | 865 | 410 | 518 | 1162 | 3.5 | 3.5 | 3.5 | 3.773 | 4.196 | 4.5 | 3.947 | 4.297 | 4.489 | 1387 | 520 | 77 | 449 | 235 | 49 | 2 | 2.5 | 3 | No | - | - | - | - | N/A | N/A | N/A | 1 | 3.8319 | 4.1956
[SEER Non Multi-Split <=65kW] GEMS (Air Conditioners up to 65kW) Determination 2019 | MEPS 2019 | AS/NZS 3823.1.1:2012 | MUZ-EF35VG/MSZ-EF35VGW | MUZ-EF35VG/MSZ-EF35VG*(W)(B)(S) | N/A | MITSUBISHI ELECTRIC | N/A | Non Ducted | Single Split System | Wall Hung | Air | Air | Thailand | 0.91 | N/A | 3.5 | N/A | N/A | N/A | N/A | N/A | 0.95 | 4 | Calorimeter Room | 3.9212 | 4.3486 | N/A | - | N/A | N/A | N/A | N/A | N/A | N/A | N/A | N/A | N/A | N/A | N/A | N/A | N/A | N/A | N/A | N/A | N/A | Single | R32 | Australia,New Zealand | 127895 | 2025-05-05 |  | Approved | Reverse Cycle | N/A | No | Class 8 | No | N/A | N/A | N/A | N/A | N/A | N/A | N/A | Available | N/A | N/A | http://www.MitsubishiElectric.com.au/ | http://www.mitsubishielectric.com.au | N/A |  |  | AAC4827 | Yes | Variable output compressor | Inverter | No | - | 3500 | 0.91 | - | 330 | 1750 | No | - | - | - | 831.74 | 3769.5 | No | 301.62 | 1884.75 | No | - | - | 4000 | 0.95 | 410 | 2000 | No | - | - | Yes | 1230 | 3700 | No | - | - | No | - | - | - | - | - | No | - | - | No | - | - | No | - | - | 53 | 59 | 5.252 | 5.018 | 5.288 | 6.212 | 5.795 | 5.647 | 185 | 292 | 865 | 410 | 518 | 1162 | 3.5 | 3.5 | 3.5 | 3.773 | 4.196 | 4.5 | 3.947 | 4.297 | 4.489 | 1387 | 520 | 77 | 449 | 235 | 49 | 2 | 2.5 | 3 | No | - | - | - | - | N/A | N/A | N/A | 1 | 3.8319 | 4.1956
[SEER Non Multi-Split <=65kW] GEMS (Air Conditioners up to 65kW) Determination 2019 | MEPS 2019 | AS/NZS 3823.1.1:2012 | MUZ-EF35VGD/MSZ-EF35VGDB | MUZ-EF35VGD/MSZ-EF35VGKD(W)(B)(S) | N/A | MITSUBISHI ELECTRIC | N/A | Non Ducted | Single Split System | Wall Hung | Air | Air | Thailand | 0.91 | N/A | 3.5 | N/A | N/A | N/A | N/A | N/A | 0.95 | 4 | Calorimeter Room | 3.9814 | 4.4107 | N/A | - | N/A | N/A | N/A | N/A | N/A | N/A | N/A | N/A | N/A | N/A | N/A | N/A | N/A | N/A | N/A | N/A | N/A | Single | R32 | Australia,New Zealand | 160518 | 2029-04-01 |  | Approved | Reverse Cycle | N/A | Yes | Class 8 | Yes | N/A | N/A | N/A | N/A | N/A | N/A | N/A | Available | N/A | N/A | http://www.MitsubishiElectric.com.au/ | http://www.mitsubishielectric.com.au | N/A |  |  | AAC8155 | Yes | Variable output compressor | Inverter | No | - | 3500 | 0.91 | - | 330 | 1750 | No | - | - | - | 831.74 | 3769.5 | No | 301.62 | 1884.75 | No | - | - | 4000 | 0.95 | 410 | 2000 | No | - | - | Yes | 1230 | 3700 | No | - | - | No | - | - | - | - | - | No | - | - | No | - | - | No | - | - | 53 | 58.5 | 5.252 | 5.018 | 5.288 | 6.212 | 5.795 | 5.647 | 185 | 292 | 865 | 410 | 518 | 1162 | 3.5 | 3.5 | 3.5 | 3.773 | 4.196 | 4.5 | 3.947 | 4.297 | 4.489 | 1387 | 520 | 77 | 449 | 235 | 49 | 2 | 2.5 | 3 | No | - | - | - | - | N/A | N/A | N/A | 1 | 3.8319 | 4.1956
[SEER Non Multi-Split <=65kW] GEMS (Air Conditioners up to 65kW) Determination 2019 | MEPS 2019 | AS/NZS 3823.1.1:2012 | MUZ-EF35VGD/MSZ-EF35VGDS | MUZ-EF35VGD/MSZ-EF35VGKD(W)(B)(S) | N/A | MITSUBISHI ELECTRIC | N/A | Non Ducted | Single Split System | Wall Hung | Air | Air | Thailand | 0.91 | N/A | 3.5 | N/A | N/A | N/A | N/A | N/A | 0.95 | 4 | Calorimeter Room | 3.9814 | 4.4107 | N/A | - | N/A | N/A | N/A | N/A | N/A | N/A | N/A | N/A | N/A | N/A | N/A | N/A | N/A | N/A | N/A | N/A | N/A | Single | R32 | Australia,New Zealand | 160518 | 2029-04-01 |  | Approved | Reverse Cycle | N/A | Yes | Class 8 | Yes | N/A | N/A | N/A | N/A | N/A | N/A | N/A | Available | N/A | N/A | http://www.MitsubishiElectric.com.au/ | http://www.mitsubishielectric.com.au | N/A |  |  | AAC8155 | Yes | Variable output compressor | Inverter | No | - | 3500 | 0.91 | - | 330 | 1750 | No | - | - | - | 831.74 | 3769.5 | No | 301.62 | 1884.75 | No | - | - | 4000 | 0.95 | 410 | 2000 | No | - | - | Yes | 1230 | 3700 | No | - | - | No | - | - | - | - | - | No | - | - | No | - | - | No | - | - | 53 | 58.5 | 5.252 | 5.018 | 5.288 | 6.212 | 5.795 | 5.647 | 185 | 292 | 865 | 410 | 518 | 1162 | 3.5 | 3.5 | 3.5 | 3.773 | 4.196 | 4.5 | 3.947 | 4.297 | 4.489 | 1387 | 520 | 77 | 449 | 235 | 49 | 2 | 2.5 | 3 | No | - | - | - | - | N/A | N/A | N/A | 1 | 3.8319 | 4.1956
[SEER Non Multi-Split <=65kW] GEMS (Air Conditioners up to 65kW) Determination 2019 | MEPS 2019 | AS/NZS 3823.1.1:2012 | MUZ-EF35VGD/MSZ-EF35VGDW | MUZ-EF35VGD/MSZ-EF35VGKD(W)(B)(S) | N/A | MITSUBISHI ELECTRIC | N/A | Non Ducted | Single Split System | Wall Hung | Air | Air | Thailand | 0.91 | N/A | 3.5 | N/A | N/A | N/A | N/A | N/A | 0.95 | 4 | Calorimeter Room | 3.9814 | 4.4107 | N/A | - | N/A | N/A | N/A | N/A | N/A | N/A | N/A | N/A | N/A | N/A | N/A | N/A | N/A | N/A | N/A | N/A | N/A | Single | R32 | Australia,New Zealand | 160518 | 2029-04-01 |  | Approved | Reverse Cycle | N/A | Yes | Class 8 | Yes | N/A | N/A | N/A | N/A | N/A | N/A | N/A | Available | N/A | N/A | http://www.MitsubishiElectric.com.au/ | http://www.mitsubishielectric.com.au | N/A |  |  | AAC8155 | Yes | Variable output compressor | Inverter | No | - | 3500 | 0.91 | - | 330 | 1750 | No | - | - | - | 831.74 | 3769.5 | No | 301.62 | 1884.75 | No | - | - | 4000 | 0.95 | 410 | 2000 | No | - | - | Yes | 1230 | 3700 | No | - | - | No | - | - | - | - | - | No | - | - | No | - | - | No | - | - | 53 | 58.5 | 5.252 | 5.018 | 5.288 | 6.212 | 5.795 | 5.647 | 185 | 292 | 865 | 410 | 518 | 1162 | 3.5 | 3.5 | 3.5 | 3.773 | 4.196 | 4.5 | 3.947 | 4.297 | 4.489 | 1387 | 520 | 77 | 449 | 235 | 49 | 2 | 2.5 | 3 | No | - | - | - | - | N/A | N/A | N/A | 1 | 3.8319 | 4.1956
[SEER Non Multi-Split <=65kW] GEMS (Air Conditioners up to 65kW) Determination 2019 | MEPS 2019 | AS/NZS 3823.1.1:2012 | MUZ-EF35VGD/MSZ-EF35VGKD(W)(B)(S) | MUZ-EF35VGD/MSZ-EF35VGKD(W)(B)(S) | N/A | MITSUBISHI ELECTRIC | N/A | Non Ducted | Single Split System | Wall Hung | Air | Air | Thailand | 0.91 | N/A | 3.5 | N/A | N/A | N/A | N/A | N/A | 0.95 | 4 | Calorimeter Room | 3.9814 | 4.4107 | N/A | - | N/A | N/A | N/A | N/A | N/A | N/A | N/A | N/A | N/A | N/A | N/A | N/A | N/A | N/A | N/A | N/A | N/A | Single | R32 | Australia,New Zealand | 160518 | 2029-04-01 |  | Approved | Reverse Cycle | N/A | Yes | Class 8 | Yes | N/A | N/A | N/A | N/A | N/A | N/A | N/A | Available | N/A | N/A | http://www.MitsubishiElectric.com.au/ | http://www.mitsubishielectric.com.au | N/A |  |  | AAC8155 | Yes | Variable output compressor | Inverter | No | - | 3500 | 0.91 | - | 330 | 1750 | No | - | - | - | 831.74 | 3769.5 | No | 301.62 | 1884.75 | No | - | - | 4000 | 0.95 | 410 | 2000 | No | - | - | Yes | 1230 | 3700 | No | - | - | No | - | - | - | - | - | No | - | - | No | - | - | No | - | - | 53 | 58.5 | 5.252 | 5.018 | 5.288 | 6.212 | 5.795 | 5.647 | 185 | 292 | 865 | 410 | 518 | 1162 | 3.5 | 3.5 | 3.5 | 3.773 | 4.196 | 4.5 | 3.947 | 4.297 | 4.489 | 1387 | 520 | 77 | 449 | 235 | 49 | 2 | 2.5 | 3 | No | - | - | - | - | N/A | N/A | N/A | 1 | 3.8319 | 4.1956
[SEER Non Multi-Split <=65kW] GEMS (Air Conditioners up to 65kW) Determination 2019 | MEPS 2019 | AS/NZS 3823.1.1:2012 | MUZ-EF35VGD/MSZ-EF35VGKDB | MUZ-EF35VGD/MSZ-EF35VGKD(W)(B)(S) | N/A | MITSUBISHI ELECTRIC | N/A | Non Ducted | Single Split System | Wall Hung | Air | Air | Thailand | 0.91 | N/A | 3.5 | N/A | N/A | N/A | N/A | N/A | 0.95 | 4 | Calorimeter Room | 3.9814 | 4.4107 | N/A | - | N/A | N/A | N/A | N/A | N/A | N/A | N/A | N/A | N/A | N/A | N/A | N/A | N/A | N/A | N/A | N/A | N/A | Single | R32 | Australia,New Zealand | 160518 | 2029-04-01 |  | Approved | Reverse Cycle | N/A | Yes | Class 8 | Yes | N/A | N/A | N/A | N/A | N/A | N/A | N/A | Available | N/A | N/A | http://www.MitsubishiElectric.com.au/ | http://www.mitsubishielectric.com.au | N/A |  |  | AAC8155 | Yes | Variable output compressor | Inverter | No | - | 3500 | 0.91 | - | 330 | 1750 | No | - | - | - | 831.74 | 3769.5 | No | 301.62 | 1884.75 | No | - | - | 4000 | 0.95 | 410 | 2000 | No | - | - | Yes | 1230 | 3700 | No | - | - | No | - | - | - | - | - | No | - | - | No | - | - | No | - | - | 53 | 58.5 | 5.252 | 5.018 | 5.288 | 6.212 | 5.795 | 5.647 | 185 | 292 | 865 | 410 | 518 | 1162 | 3.5 | 3.5 | 3.5 | 3.773 | 4.196 | 4.5 | 3.947 | 4.297 | 4.489 | 1387 | 520 | 77 | 449 | 235 | 49 | 2 | 2.5 | 3 | No | - | - | - | - | N/A | N/A | N/A | 1 | 3.8319 | 4.1956
[SEER Non Multi-Split <=65kW] GEMS (Air Conditioners up to 65kW) Determination 2019 | MEPS 2019 | AS/NZS 3823.1.1:2012 | MUZ-EF35VGD/MSZ-EF35VGKDS | MUZ-EF35VGD/MSZ-EF35VGKD(W)(B)(S) | N/A | MITSUBISHI ELECTRIC | N/A | Non Ducted | Single Split System | Wall Hung | Air | Air | Thailand | 0.91 | N/A | 3.5 | N/A | N/A | N/A | N/A | N/A | 0.95 | 4 | Calorimeter Room | 3.9814 | 4.4107 | N/A | - | N/A | N/A | N/A | N/A | N/A | N/A | N/A | N/A | N/A | N/A | N/A | N/A | N/A | N/A | N/A | N/A | N/A | Single | R32 | Australia,New Zealand | 160518 | 2029-04-01 |  | Approved | Reverse Cycle | N/A | Yes | Class 8 | Yes | N/A | N/A | N/A | N/A | N/A | N/A | N/A | Available | N/A | N/A | http://www.MitsubishiElectric.com.au/ | http://www.mitsubishielectric.com.au | N/A |  |  | AAC8155 | Yes | Variable output compressor | Inverter | No | - | 3500 | 0.91 | - | 330 | 1750 | No | - | - | - | 831.74 | 3769.5 | No | 301.62 | 1884.75 | No | - | - | 4000 | 0.95 | 410 | 2000 | No | - | - | Yes | 1230 | 3700 | No | - | - | No | - | - | - | - | - | No | - | - | No | - | - | No | - | - | 53 | 58.5 | 5.252 | 5.018 | 5.288 | 6.212 | 5.795 | 5.647 | 185 | 292 | 865 | 410 | 518 | 1162 | 3.5 | 3.5 | 3.5 | 3.773 | 4.196 | 4.5 | 3.947 | 4.297 | 4.489 | 1387 | 520 | 77 | 449 | 235 | 49 | 2 | 2.5 | 3 | No | - | - | - | - | N/A | N/A | N/A | 1 | 3.8319 | 4.1956
[SEER Non Multi-Split <=65kW] GEMS (Air Conditioners up to 65kW) Determination 2019 | MEPS 2019 | AS/NZS 3823.1.1:2012 | MUZ-EF35VGD/MSZ-EF35VGKDW | MUZ-EF35VGD/MSZ-EF35VGKD(W)(B)(S) | N/A | MITSUBISHI ELECTRIC | N/A | Non Ducted | Single Split System | Wall Hung | Air | Air | Thailand | 0.91 | N/A | 3.5 | N/A | N/A | N/A | N/A | N/A | 0.95 | 4 | Calorimeter Room | 3.9814 | 4.4107 | N/A | - | N/A | N/A | N/A | N/A | N/A | N/A | N/A | N/A | N/A | N/A | N/A | N/A | N/A | N/A | N/A | N/A | N/A | Single | R32 | Australia,New Zealand | 160518 | 2029-04-01 |  | Approved | Reverse Cycle | N/A | Yes | Class 8 | Yes | N/A | N/A | N/A | N/A | N/A | N/A | N/A | Available | N/A | N/A | http://www.MitsubishiElectric.com.au/ | http://www.mitsubishielectric.com.au | N/A |  |  | AAC8155 | Yes | Variable output compressor | Inverter | No | - | 3500 | 0.91 | - | 330 | 1750 | No | - | - | - | 831.74 | 3769.5 | No | 301.62 | 1884.75 | No | - | - | 4000 | 0.95 | 410 | 2000 | No | - | - | Yes | 1230 | 3700 | No | - | - | No | - | - | - | - | - | No | - | - | No | - | - | No | - | - | 53 | 58.5 | 5.252 | 5.018 | 5.288 | 6.212 | 5.795 | 5.647 | 185 | 292 | 865 | 410 | 518 | 1162 | 3.5 | 3.5 | 3.5 | 3.773 | 4.196 | 4.5 | 3.947 | 4.297 | 4.489 | 1387 | 520 | 77 | 449 | 235 | 49 | 2 | 2.5 | 3 | No | - | - | - | - | N/A | N/A | N/A | 1 | 3.8319 | 4.1956
[SEER Non Multi-Split <=65kW] GEMS (Air Conditioners up to 65kW) Determination 2019 | MEPS 2019 | AS/NZS 3823.1.1:2012 | MUZ-EF42VG/MSZ-EF42VG*(W)(B)(S) | MUZ-EF42VG/MSZ-EF42VG*(W)(B)(S) | N/A | MITSUBISHI ELECTRIC | N/A | Non Ducted | Single Split System | Wall Hung | Air | Air | Thailand | 1.2 | N/A | 4.2 | N/A | N/A | N/A | N/A | N/A | 1.455 | 5.4 | Calorimeter Room | 3.5762 | 3.9274 | N/A | - | N/A | N/A | N/A | N/A | N/A | N/A | N/A | N/A | N/A | N/A | N/A | N/A | N/A | N/A | N/A | N/A | N/A | Single | R32 | Australia,New Zealand | 127896 | 2025-04-01 |  | Approved | Reverse Cycle | N/A | No | Class 9 | No | N/A | N/A | N/A | N/A | N/A | N/A | N/A | Available | N/A | N/A | http://www.MitsubishiElectric.com.au/ | http://www.mitsubishielectric.com.au | N/A |  |  | AAC4714 | Yes | Variable output compressor | Inverter | No | - | 4200 | 1.2 | - | 450 | 2100 | No | - | - | - | 1096.8 | 4523.4 | No | 411.3 | 2261.7 | No | - | - | 5400 | 1.455 | 540 | 2700 | No | - | - | Yes | 2120 | 5100 | No | - | - | No | - | - | - | - | - | No | - | - | No | - | - | No | - | - | 55 | 58 | 4.703 | 4.502 | 4.725 | 5.515 | 5.153 | 5.032 | 248 | 391 | 1162 | 555 | 700 | 1565 | 3 | 3 | 3 | 3.545 | 4.071 | 4.584 | 3.828 | 4.279 | 4.59 | 1991 | 723 | 101 | 624 | 318 | 64 | 2 | 2.5 | 3 | No | - | - | - | - | N/A | N/A | N/A | 1 | 3.4902 | 3.7027
[SEER Non Multi-Split <=65kW] GEMS (Air Conditioners up to 65kW) Determination 2019 | MEPS 2019 | AS/NZS 3823.1.1:2012 | MUZ-EF42VG/MSZ-EF42VGB | MUZ-EF42VG/MSZ-EF42VG*(W)(B)(S) | N/A | MITSUBISHI ELECTRIC | N/A | Non Ducted | Single Split System | Wall Hung | Air | Air | Thailand | 1.2 | N/A | 4.2 | N/A | N/A | N/A | N/A | N/A | 1.455 | 5.4 | Calorimeter Room | 3.5762 | 3.9274 | N/A | - | N/A | N/A | N/A | N/A | N/A | N/A | N/A | N/A | N/A | N/A | N/A | N/A | N/A | N/A | N/A | N/A | N/A | Single | R32 | Australia,New Zealand | 127896 | 2025-04-01 |  | Approved | Reverse Cycle | N/A | No | Class 9 | No | N/A | N/A | N/A | N/A | N/A | N/A | N/A | Available | N/A | N/A | http://www.MitsubishiElectric.com.au/ | http://www.mitsubishielectric.com.au | N/A |  |  | AAC4714 | Yes | Variable output compressor | Inverter | No | - | 4200 | 1.2 | - | 450 | 2100 | No | - | - | - | 1096.8 | 4523.4 | No | 411.3 | 2261.7 | No | - | - | 5400 | 1.455 | 540 | 2700 | No | - | - | Yes | 2120 | 5100 | No | - | - | No | - | - | - | - | - | No | - | - | No | - | - | No | - | - | 55 | 58 | 4.703 | 4.502 | 4.725 | 5.515 | 5.153 | 5.032 | 248 | 391 | 1162 | 555 | 700 | 1565 | 3 | 3 | 3 | 3.545 | 4.071 | 4.584 | 3.828 | 4.279 | 4.59 | 1991 | 723 | 101 | 624 | 318 | 64 | 2 | 2.5 | 3 | No | - | - | - | - | N/A | N/A | N/A | 1 | 3.4902 | 3.7027
[SEER Non Multi-Split <=65kW] GEMS (Air Conditioners up to 65kW) Determination 2019 | MEPS 2019 | AS/NZS 3823.1.1:2012 | MUZ-EF42VG/MSZ-EF42VGKB | MUZ-EF42VG/MSZ-EF42VG*(W)(B)(S) | N/A | MITSUBISHI ELECTRIC | N/A | Non Ducted | Single Split System | Wall Hung | Air | Air | Thailand | 1.2 | N/A | 4.2 | N/A | N/A | N/A | N/A | N/A | 1.455 | 5.4 | Calorimeter Room | 3.5762 | 3.9274 | N/A | - | N/A | N/A | N/A | N/A | N/A | N/A | N/A | N/A | N/A | N/A | N/A | N/A | N/A | N/A | N/A | N/A | N/A | Single | R32 | Australia,New Zealand | 127896 | 2025-04-01 |  | Approved | Reverse Cycle | N/A | No | Class 9 | No | N/A | N/A | N/A | N/A | N/A | N/A | N/A | Available | N/A | N/A | http://www.MitsubishiElectric.com.au/ | http://www.mitsubishielectric.com.au | N/A |  |  | AAC4714 | Yes | Variable output compressor | Inverter | No | - | 4200 | 1.2 | - | 450 | 2100 | No | - | - | - | 1096.8 | 4523.4 | No | 411.3 | 2261.7 | No | - | - | 5400 | 1.455 | 540 | 2700 | No | - | - | Yes | 2120 | 5100 | No | - | - | No | - | - | - | - | - | No | - | - | No | - | - | No | - | - | 55 | 58 | 4.703 | 4.502 | 4.725 | 5.515 | 5.153 | 5.032 | 248 | 391 | 1162 | 555 | 700 | 1565 | 3 | 3 | 3 | 3.545 | 4.071 | 4.584 | 3.828 | 4.279 | 4.59 | 1991 | 723 | 101 | 624 | 318 | 64 | 2 | 2.5 | 3 | No | - | - | - | - | N/A | N/A | N/A | 1 | 3.4902 | 3.7027
[SEER Non Multi-Split <=65kW] GEMS (Air Conditioners up to 65kW) Determination 2019 | MEPS 2019 | AS/NZS 3823.1.1:2012 | MUZ-EF42VG/MSZ-EF42VGKS | MUZ-EF42VG/MSZ-EF42VG*(W)(B)(S) | N/A | MITSUBISHI ELECTRIC | N/A | Non Ducted | Single Split System | Wall Hung | Air | Air | Thailand | 1.2 | N/A | 4.2 | N/A | N/A | N/A | N/A | N/A | 1.455 | 5.4 | Calorimeter Room | 3.5762 | 3.9274 | N/A | - | N/A | N/A | N/A | N/A | N/A | N/A | N/A | N/A | N/A | N/A | N/A | N/A | N/A | N/A | N/A | N/A | N/A | Single | R32 | Australia,New Zealand | 127896 | 2025-04-01 |  | Approved | Reverse Cycle | N/A | No | Class 9 | No | N/A | N/A | N/A | N/A | N/A | N/A | N/A | Available | N/A | N/A | http://www.MitsubishiElectric.com.au/ | http://www.mitsubishielectric.com.au | N/A |  |  | AAC4714 | Yes | Variable output compressor | Inverter | No | - | 4200 | 1.2 | - | 450 | 2100 | No | - | - | - | 1096.8 | 4523.4 | No | 411.3 | 2261.7 | No | - | - | 5400 | 1.455 | 540 | 2700 | No | - | - | Yes | 2120 | 5100 | No | - | - | No | - | - | - | - | - | No | - | - | No | - | - | No | - | - | 55 | 58 | 4.703 | 4.502 | 4.725 | 5.515 | 5.153 | 5.032 | 248 | 391 | 1162 | 555 | 700 | 1565 | 3 | 3 | 3 | 3.545 | 4.071 | 4.584 | 3.828 | 4.279 | 4.59 | 1991 | 723 | 101 | 624 | 318 | 64 | 2 | 2.5 | 3 | No | - | - | - | - | N/A | N/A | N/A | 1 | 3.4902 | 3.7027
[SEER Non Multi-Split <=65kW] GEMS (Air Conditioners up to 65kW) Determination 2019 | MEPS 2019 | AS/NZS 3823.1.1:2012 | MUZ-EF42VG/MSZ-EF42VGKW | MUZ-EF42VG/MSZ-EF42VG*(W)(B)(S) | N/A | MITSUBISHI ELECTRIC | N/A | Non Ducted | Single Split System | Wall Hung | Air | Air | Thailand | 1.2 | N/A | 4.2 | N/A | N/A | N/A | N/A | N/A | 1.455 | 5.4 | Calorimeter Room | 3.5762 | 3.9274 | N/A | - | N/A | N/A | N/A | N/A | N/A | N/A | N/A | N/A | N/A | N/A | N/A | N/A | N/A | N/A | N/A | N/A | N/A | Single | R32 | Australia,New Zealand | 127896 | 2025-04-01 |  | Approved | Reverse Cycle | N/A | No | Class 9 | No | N/A | N/A | N/A | N/A | N/A | N/A | N/A | Available | N/A | N/A | http://www.MitsubishiElectric.com.au/ | http://www.mitsubishielectric.com.au | N/A |  |  | AAC4714 | Yes | Variable output compressor | Inverter | No | - | 4200 | 1.2 | - | 450 | 2100 | No | - | - | - | 1096.8 | 4523.4 | No | 411.3 | 2261.7 | No | - | - | 5400 | 1.455 | 540 | 2700 | No | - | - | Yes | 2120 | 5100 | No | - | - | No | - | - | - | - | - | No | - | - | No | - | - | No | - | - | 55 | 58 | 4.703 | 4.502 | 4.725 | 5.515 | 5.153 | 5.032 | 248 | 391 | 1162 | 555 | 700 | 1565 | 3 | 3 | 3 | 3.545 | 4.071 | 4.584 | 3.828 | 4.279 | 4.59 | 1991 | 723 | 101 | 624 | 318 | 64 | 2 | 2.5 | 3 | No | - | - | - | - | N/A | N/A | N/A | 1 | 3.4902 | 3.7027
[SEER Non Multi-Split <=65kW] GEMS (Air Conditioners up to 65kW) Determination 2019 | MEPS 2019 | AS/NZS 3823.1.1:2012 | MUZ-EF42VG/MSZ-EF42VGS | MUZ-EF42VG/MSZ-EF42VG*(W)(B)(S) | N/A | MITSUBISHI ELECTRIC | N/A | Non Ducted | Single Split System | Wall Hung | Air | Air | Thailand | 1.2 | N/A | 4.2 | N/A | N/A | N/A | N/A | N/A | 1.455 | 5.4 | Calorimeter Room | 3.5762 | 3.9274 | N/A | - | N/A | N/A | N/A | N/A | N/A | N/A | N/A | N/A | N/A | N/A | N/A | N/A | N/A | N/A | N/A | N/A | N/A | Single | R32 | Australia,New Zealand | 127896 | 2025-04-01 |  | Approved | Reverse Cycle | N/A | No | Class 9 | No | N/A | N/A | N/A | N/A | N/A | N/A | N/A | Available | N/A | N/A | http://www.MitsubishiElectric.com.au/ | http://www.mitsubishielectric.com.au | N/A |  |  | AAC4714 | Yes | Variable output compressor | Inverter | No | - | 4200 | 1.2 | - | 450 | 2100 | No | - | - | - | 1096.8 | 4523.4 | No | 411.3 | 2261.7 | No | - | - | 5400 | 1.455 | 540 | 2700 | No | - | - | Yes | 2120 | 5100 | No | - | - | No | - | - | - | - | - | No | - | - | No | - | - | No | - | - | 55 | 58 | 4.703 | 4.502 | 4.725 | 5.515 | 5.153 | 5.032 | 248 | 391 | 1162 | 555 | 700 | 1565 | 3 | 3 | 3 | 3.545 | 4.071 | 4.584 | 3.828 | 4.279 | 4.59 | 1991 | 723 | 101 | 624 | 318 | 64 | 2 | 2.5 | 3 | No | - | - | - | - | N/A | N/A | N/A | 1 | 3.4902 | 3.7027
[SEER Non Multi-Split <=65kW] GEMS (Air Conditioners up to 65kW) Determination 2019 | MEPS 2019 | AS/NZS 3823.1.1:2012 | MUZ-EF42VG/MSZ-EF42VGW | MUZ-EF42VG/MSZ-EF42VG*(W)(B)(S) | N/A | MITSUBISHI ELECTRIC | N/A | Non Ducted | Single Split System | Wall Hung | Air | Air | Thailand | 1.2 | N/A | 4.2 | N/A | N/A | N/A | N/A | N/A | 1.455 | 5.4 | Calorimeter Room | 3.5762 | 3.9274 | N/A | - | N/A | N/A | N/A | N/A | N/A | N/A | N/A | N/A | N/A | N/A | N/A | N/A | N/A | N/A | N/A | N/A | N/A | Single | R32 | Australia,New Zealand | 127896 | 2025-04-01 |  | Approved | Reverse Cycle | N/A | No | Class 9 | No | N/A | N/A | N/A | N/A | N/A | N/A | N/A | Available | N/A | N/A | http://www.MitsubishiElectric.com.au/ | http://www.mitsubishielectric.com.au | N/A |  |  | AAC4714 | Yes | Variable output compressor | Inverter | No | - | 4200 | 1.2 | - | 450 | 2100 | No | - | - | - | 1096.8 | 4523.4 | No | 411.3 | 2261.7 | No | - | - | 5400 | 1.455 | 540 | 2700 | No | - | - | Yes | 2120 | 5100 | No | - | - | No | - | - | - | - | - | No | - | - | No | - | - | No | - | - | 55 | 58 | 4.703 | 4.502 | 4.725 | 5.515 | 5.153 | 5.032 | 248 | 391 | 1162 | 555 | 700 | 1565 | 3 | 3 | 3 | 3.545 | 4.071 | 4.584 | 3.828 | 4.279 | 4.59 | 1991 | 723 | 101 | 624 | 318 | 64 | 2 | 2.5 | 3 | No | - | - | - | - | N/A | N/A | N/A | 1 | 3.4902 | 3.7027
[SEER Non Multi-Split <=65kW] GEMS (Air Conditioners up to 65kW) Determination 2019 | MEPS 2019 | AS/NZS 3823.1.1:2012 | MUZ-EF42VGD/MSZ-EF42VGDB | MUZ-EF42VGD/MSZ-EF42VGKD(W)(B)(S) | N/A | MITSUBISHI ELECTRIC | N/A | Non Ducted | Single Split System | Wall Hung | Air | Air | Thailand | 1.2 | N/A | 4.2 | N/A | N/A | N/A | N/A | N/A | 1.455 | 5.4 | Calorimeter Room | 3.539 | 3.827 | N/A | - | N/A | N/A | N/A | N/A | N/A | N/A | N/A | N/A | N/A | N/A | N/A | N/A | N/A | N/A | N/A | N/A | N/A | Single | R32 | Australia,New Zealand | 160533 | 2029-04-01 |  | Approved | Reverse Cycle | N/A | Yes | Class 9 | Yes | N/A | N/A | N/A | N/A | N/A | N/A | N/A | Available | N/A | N/A | http://www.MitsubishiElectric.com.au/ | http://www.mitsubishielectric.com.au | N/A |  |  | AAC8152 | Yes | Variable output compressor | Inverter | No | - | 4200 | 1.2 | - | 450 | 2100 | No | - | - | - | 1096.8 | 4523.4 | No | 411.3 | 2261.7 | No | - | - | 5400 | 1.455 | 540 | 2700 | No | - | - | Yes | 2120 | 5100 | No | - | - | No | - | - | - | - | - | No | - | - | No | - | - | No | - | - | 54.6 | 58.4 | 4.703 | 4.502 | 4.725 | 5.515 | 5.153 | 5.032 | 248 | 391 | 1162 | 555 | 700 | 1565 | 3 | 3 | 3 | 3.545 | 4.071 | 4.584 | 3.828 | 4.279 | 4.59 | 1991 | 723 | 101 | 624 | 318 | 64 | 2 | 2.5 | 3 | No | - | - | - | - | N/A | N/A | N/A | 1 | 3.4902 | 3.7027
[SEER Non Multi-Split <=65kW] GEMS (Air Conditioners up to 65kW) Determination 2019 | MEPS 2019 | AS/NZS 3823.1.1:2012 | MUZ-EF42VGD/MSZ-EF42VGDS | MUZ-EF42VGD/MSZ-EF42VGKD(W)(B)(S) | N/A | MITSUBISHI ELECTRIC | N/A | Non Ducted | Single Split System | Wall Hung | Air | Air | Thailand | 1.2 | N/A | 4.2 | N/A | N/A | N/A | N/A | N/A | 1.455 | 5.4 | Calorimeter Room | 3.539 | 3.827 | N/A | - | N/A | N/A | N/A | N/A | N/A | N/A | N/A | N/A | N/A | N/A | N/A | N/A | N/A | N/A | N/A | N/A | N/A | Single | R32 | Australia,New Zealand | 160533 | 2029-04-01 |  | Approved | Reverse Cycle | N/A | Yes | Class 9 | Yes | N/A | N/A | N/A | N/A | N/A | N/A | N/A | Available | N/A | N/A | http://www.MitsubishiElectric.com.au/ | http://www.mitsubishielectric.com.au | N/A |  |  | AAC8152 | Yes | Variable output compressor | Inverter | No | - | 4200 | 1.2 | - | 450 | 2100 | No | - | - | - | 1096.8 | 4523.4 | No | 411.3 | 2261.7 | No | - | - | 5400 | 1.455 | 540 | 2700 | No | - | - | Yes | 2120 | 5100 | No | - | - | No | - | - | - | - | - | No | - | - | No | - | - | No | - | - | 54.6 | 58.4 | 4.703 | 4.502 | 4.725 | 5.515 | 5.153 | 5.032 | 248 | 391 | 1162 | 555 | 700 | 1565 | 3 | 3 | 3 | 3.545 | 4.071 | 4.584 | 3.828 | 4.279 | 4.59 | 1991 | 723 | 101 | 624 | 318 | 64 | 2 | 2.5 | 3 | No | - | - | - | - | N/A | N/A | N/A | 1 | 3.4902 | 3.7027
[SEER Non Multi-Split <=65kW] GEMS (Air Conditioners up to 65kW) Determination 2019 | MEPS 2019 | AS/NZS 3823.1.1:2012 | MUZ-EF42VGD/MSZ-EF42VGDW | MUZ-EF42VGD/MSZ-EF42VGKD(W)(B)(S) | N/A | MITSUBISHI ELECTRIC | N/A | Non Ducted | Single Split System | Wall Hung | Air | Air | Thailand | 1.2 | N/A | 4.2 | N/A | N/A | N/A | N/A | N/A | 1.455 | 5.4 | Calorimeter Room | 3.539 | 3.827 | N/A | - | N/A | N/A | N/A | N/A | N/A | N/A | N/A | N/A | N/A | N/A | N/A | N/A | N/A | N/A | N/A | N/A | N/A | Single | R32 | Australia,New Zealand | 160533 | 2029-04-01 |  | Approved | Reverse Cycle | N/A | Yes | Class 9 | Yes | N/A | N/A | N/A | N/A | N/A | N/A | N/A | Available | N/A | N/A | http://www.MitsubishiElectric.com.au/ | http://www.mitsubishielectric.com.au | N/A |  |  | AAC8152 | Yes | Variable output compressor | Inverter | No | - | 4200 | 1.2 | - | 450 | 2100 | No | - | - | - | 1096.8 | 4523.4 | No | 411.3 | 2261.7 | No | - | - | 5400 | 1.455 | 540 | 2700 | No | - | - | Yes | 2120 | 5100 | No | - | - | No | - | - | - | - | - | No | - | - | No | - | - | No | - | - | 54.6 | 58.4 | 4.703 | 4.502 | 4.725 | 5.515 | 5.153 | 5.032 | 248 | 391 | 1162 | 555 | 700 | 1565 | 3 | 3 | 3 | 3.545 | 4.071 | 4.584 | 3.828 | 4.279 | 4.59 | 1991 | 723 | 101 | 624 | 318 | 64 | 2 | 2.5 | 3 | No | - | - | - | - | N/A | N/A | N/A | 1 | 3.4902 | 3.7027
[SEER Non Multi-Split <=65kW] GEMS (Air Conditioners up to 65kW) Determination 2019 | MEPS 2019 | AS/NZS 3823.1.1:2012 | MUZ-EF42VGD/MSZ-EF42VGKD(W)(B)(S) | MUZ-EF42VGD/MSZ-EF42VGKD(W)(B)(S) | N/A | MITSUBISHI ELECTRIC | N/A | Non Ducted | Single Split System | Wall Hung | Air | Air | Thailand | 1.2 | N/A | 4.2 | N/A | N/A | N/A | N/A | N/A | 1.455 | 5.4 | Calorimeter Room | 3.539 | 3.827 | N/A | - | N/A | N/A | N/A | N/A | N/A | N/A | N/A | N/A | N/A | N/A | N/A | N/A | N/A | N/A | N/A | N/A | N/A | Single | R32 | Australia,New Zealand | 160533 | 2029-04-01 |  | Approved | Reverse Cycle | N/A | Yes | Class 9 | Yes | N/A | N/A | N/A | N/A | N/A | N/A | N/A | Available | N/A | N/A | http://www.MitsubishiElectric.com.au/ | http://www.mitsubishielectric.com.au | N/A |  |  | AAC8152 | Yes | Variable output compressor | Inverter | No | - | 4200 | 1.2 | - | 450 | 2100 | No | - | - | - | 1096.8 | 4523.4 | No | 411.3 | 2261.7 | No | - | - | 5400 | 1.455 | 540 | 2700 | No | - | - | Yes | 2120 | 5100 | No | - | - | No | - | - | - | - | - | No | - | - | No | - | - | No | - | - | 54.6 | 58.4 | 4.703 | 4.502 | 4.725 | 5.515 | 5.153 | 5.032 | 248 | 391 | 1162 | 555 | 700 | 1565 | 3 | 3 | 3 | 3.545 | 4.071 | 4.584 | 3.828 | 4.279 | 4.59 | 1991 | 723 | 101 | 624 | 318 | 64 | 2 | 2.5 | 3 | No | - | - | - | - | N/A | N/A | N/A | 1 | 3.4902 | 3.7027
[SEER Non Multi-Split <=65kW] GEMS (Air Conditioners up to 65kW) Determination 2019 | MEPS 2019 | AS/NZS 3823.1.1:2012 | MUZ-EF42VGD/MSZ-EF42VGKDB | MUZ-EF42VGD/MSZ-EF42VGKD(W)(B)(S) | N/A | MITSUBISHI ELECTRIC | N/A | Non Ducted | Single Split System | Wall Hung | Air | Air | Thailand | 1.2 | N/A | 4.2 | N/A | N/A | N/A | N/A | N/A | 1.455 | 5.4 | Calorimeter Room | 3.539 | 3.827 | N/A | - | N/A | N/A | N/A | N/A | N/A | N/A | N/A | N/A | N/A | N/A | N/A | N/A | N/A | N/A | N/A | N/A | N/A | Single | R32 | Australia,New Zealand | 160533 | 2029-04-01 |  | Approved | Reverse Cycle | N/A | Yes | Class 9 | Yes | N/A | N/A | N/A | N/A | N/A | N/A | N/A | Available | N/A | N/A | http://www.MitsubishiElectric.com.au/ | http://www.mitsubishielectric.com.au | N/A |  |  | AAC8152 | Yes | Variable output compressor | Inverter | No | - | 4200 | 1.2 | - | 450 | 2100 | No | - | - | - | 1096.8 | 4523.4 | No | 411.3 | 2261.7 | No | - | - | 5400 | 1.455 | 540 | 2700 | No | - | - | Yes | 2120 | 5100 | No | - | - | No | - | - | - | - | - | No | - | - | No | - | - | No | - | - | 54.6 | 58.4 | 4.703 | 4.502 | 4.725 | 5.515 | 5.153 | 5.032 | 248 | 391 | 1162 | 555 | 700 | 1565 | 3 | 3 | 3 | 3.545 | 4.071 | 4.584 | 3.828 | 4.279 | 4.59 | 1991 | 723 | 101 | 624 | 318 | 64 | 2 | 2.5 | 3 | No | - | - | - | - | N/A | N/A | N/A | 1 | 3.4902 | 3.7027
[SEER Non Multi-Split <=65kW] GEMS (Air Conditioners up to 65kW) Determination 2019 | MEPS 2019 | AS/NZS 3823.1.1:2012 | MUZ-EF42VGD/MSZ-EF42VGKDS | MUZ-EF42VGD/MSZ-EF42VGKD(W)(B)(S) | N/A | MITSUBISHI ELECTRIC | N/A | Non Ducted | Single Split System | Wall Hung | Air | Air | Thailand | 1.2 | N/A | 4.2 | N/A | N/A | N/A | N/A | N/A | 1.455 | 5.4 | Calorimeter Room | 3.539 | 3.827 | N/A | - | N/A | N/A | N/A | N/A | N/A | N/A | N/A | N/A | N/A | N/A | N/A | N/A | N/A | N/A | N/A | N/A | N/A | Single | R32 | Australia,New Zealand | 160533 | 2029-04-01 |  | Approved | Reverse Cycle | N/A | Yes | Class 9 | Yes | N/A | N/A | N/A | N/A | N/A | N/A | N/A | Available | N/A | N/A | http://www.MitsubishiElectric.com.au/ | http://www.mitsubishielectric.com.au | N/A |  |  | AAC8152 | Yes | Variable output compressor | Inverter | No | - | 4200 | 1.2 | - | 450 | 2100 | No | - | - | - | 1096.8 | 4523.4 | No | 411.3 | 2261.7 | No | - | - | 5400 | 1.455 | 540 | 2700 | No | - | - | Yes | 2120 | 5100 | No | - | - | No | - | - | - | - | - | No | - | - | No | - | - | No | - | - | 54.6 | 58.4 | 4.703 | 4.502 | 4.725 | 5.515 | 5.153 | 5.032 | 248 | 391 | 1162 | 555 | 700 | 1565 | 3 | 3 | 3 | 3.545 | 4.071 | 4.584 | 3.828 | 4.279 | 4.59 | 1991 | 723 | 101 | 624 | 318 | 64 | 2 | 2.5 | 3 | No | - | - | - | - | N/A | N/A | N/A | 1 | 3.4902 | 3.7027
[SEER Non Multi-Split <=65kW] GEMS (Air Conditioners up to 65kW) Determination 2019 | MEPS 2019 | AS/NZS 3823.1.1:2012 | MUZ-EF42VGD/MSZ-EF42VGKDW | MUZ-EF42VGD/MSZ-EF42VGKD(W)(B)(S) | N/A | MITSUBISHI ELECTRIC | N/A | Non Ducted | Single Split System | Wall Hung | Air | Air | Thailand | 1.2 | N/A | 4.2 | N/A | N/A | N/A | N/A | N/A | 1.455 | 5.4 | Calorimeter Room | 3.539 | 3.827 | N/A | - | N/A | N/A | N/A | N/A | N/A | N/A | N/A | N/A | N/A | N/A | N/A | N/A | N/A | N/A | N/A | N/A | N/A | Single | R32 | Australia,New Zealand | 160533 | 2029-04-01 |  | Approved | Reverse Cycle | N/A | Yes | Class 9 | Yes | N/A | N/A | N/A | N/A | N/A | N/A | N/A | Available | N/A | N/A | http://www.MitsubishiElectric.com.au/ | http://www.mitsubishielectric.com.au | N/A |  |  | AAC8152 | Yes | Variable output compressor | Inverter | No | - | 4200 | 1.2 | - | 450 | 2100 | No | - | - | - | 1096.8 | 4523.4 | No | 411.3 | 2261.7 | No | - | - | 5400 | 1.455 | 540 | 2700 | No | - | - | Yes | 2120 | 5100 | No | - | - | No | - | - | - | - | - | No | - | - | No | - | - | No | - | - | 54.6 | 58.4 | 4.703 | 4.502 | 4.725 | 5.515 | 5.153 | 5.032 | 248 | 391 | 1162 | 555 | 700 | 1565 | 3 | 3 | 3 | 3.545 | 4.071 | 4.584 | 3.828 | 4.279 | 4.59 | 1991 | 723 | 101 | 624 | 318 | 64 | 2 | 2.5 | 3 | No | - | - | - | - | N/A | N/A | N/A | 1 | 3.4902 | 3.7027
[SEER Non Multi-Split <=65kW] GEMS (Air Conditioners up to 65kW) Determination 2019 | MEPS 2019 | AS/NZS 3823.1.1:2012 | MUZ-EF50VG/MSZ-EF50VG*(W)(B)(S) | MUZ-EF50VG/MSZ-EF50VG*(W)(B)(S) | N/A | MITSUBISHI ELECTRIC | N/A | Non Ducted | Single Split System | Wall Hung | Air | Air | Thailand | 1.55 | N/A | 5 | N/A | N/A | N/A | N/A | N/A | 1.56 | 5.8 | Calorimeter Room | 3.2317 | 3.7416 | N/A | - | N/A | N/A | N/A | N/A | N/A | N/A | N/A | N/A | N/A | N/A | N/A | N/A | N/A | N/A | N/A | N/A | N/A | Single | R32 | Australia,New Zealand | 127897 | 2025-05-06 |  | Approved | Reverse Cycle | N/A | No | Class 9 | No | N/A | N/A | N/A | N/A | N/A | N/A | N/A | Available | N/A | N/A | http://www.MitsubishiElectric.com.au/ | http://www.mitsubishielectric.com.au | N/A |  |  | AAC4828 | Yes | Variable output compressor | Inverter | No | - | 5000 | 1.55 | - | 500 | 2500 | No | - | - | - | 1416.7 | 5385 | No | 457 | 2692.5 | No | - | - | 5800 | 1.56 | 600 | 2900 | No | - | - | Yes | 2940 | 6500 | No | - | - | No | - | - | - | - | - | No | - | - | No | - | - | No | - | - | 55 | 62 | 4.836 | 4.547 | 4.768 | 5.771 | 5.332 | 5.124 | 288 | 462 | 1372 | 632 | 806 | 1830 | 3 | 3 | 3 | 3.599 | 4.015 | 4.438 | 3.824 | 4.183 | 4.439 | 2106 | 787 | 112 | 671 | 349 | 71 | 2 | 2.5 | 2.5 | No | - | - | - | - | N/A | N/A | N/A | 1 | 3.2188 | 3.7099
[SEER Non Multi-Split <=65kW] GEMS (Air Conditioners up to 65kW) Determination 2019 | MEPS 2019 | AS/NZS 3823.1.1:2012 | MUZ-EF50VG/MSZ-EF50VGB | MUZ-EF50VG/MSZ-EF50VG*(W)(B)(S) | N/A | MITSUBISHI ELECTRIC | N/A | Non Ducted | Single Split System | Wall Hung | Air | Air | Thailand | 1.55 | N/A | 5 | N/A | N/A | N/A | N/A | N/A | 1.56 | 5.8 | Calorimeter Room | 3.2317 | 3.7416 | N/A | - | N/A | N/A | N/A | N/A | N/A | N/A | N/A | N/A | N/A | N/A | N/A | N/A | N/A | N/A | N/A | N/A | N/A | Single | R32 | Australia,New Zealand | 127897 | 2025-05-06 |  | Approved | Reverse Cycle | N/A | No | Class 9 | No | N/A | N/A | N/A | N/A | N/A | N/A | N/A | Available | N/A | N/A | http://www.MitsubishiElectric.com.au/ | http://www.mitsubishielectric.com.au | N/A |  |  | AAC4828 | Yes | Variable output compressor | Inverter | No | - | 5000 | 1.55 | - | 500 | 2500 | No | - | - | - | 1416.7 | 5385 | No | 457 | 2692.5 | No | - | - | 5800 | 1.56 | 600 | 2900 | No | - | - | Yes | 2940 | 6500 | No | - | - | No | - | - | - | - | - | No | - | - | No | - | - | No | - | - | 55 | 62 | 4.836 | 4.547 | 4.768 | 5.771 | 5.332 | 5.124 | 288 | 462 | 1372 | 632 | 806 | 1830 | 3 | 3 | 3 | 3.599 | 4.015 | 4.438 | 3.824 | 4.183 | 4.439 | 2106 | 787 | 112 | 671 | 349 | 71 | 2 | 2.5 | 2.5 | No | - | - | - | - | N/A | N/A | N/A | 1 | 3.2188 | 3.7099
[SEER Non Multi-Split <=65kW] GEMS (Air Conditioners up to 65kW) Determination 2019 | MEPS 2019 | AS/NZS 3823.1.1:2012 | MUZ-EF50VG/MSZ-EF50VGKB | MUZ-EF50VG/MSZ-EF50VG*(W)(B)(S) | N/A | MITSUBISHI ELECTRIC | N/A | Non Ducted | Single Split System | Wall Hung | Air | Air | Thailand | 1.55 | N/A | 5 | N/A | N/A | N/A | N/A | N/A | 1.56 | 5.8 | Calorimeter Room | 3.2317 | 3.7416 | N/A | - | N/A | N/A | N/A | N/A | N/A | N/A | N/A | N/A | N/A | N/A | N/A | N/A | N/A | N/A | N/A | N/A | N/A | Single | R32 | Australia,New Zealand | 127897 | 2025-05-06 |  | Approved | Reverse Cycle | N/A | No | Class 9 | No | N/A | N/A | N/A | N/A | N/A | N/A | N/A | Available | N/A | N/A | http://www.MitsubishiElectric.com.au/ | http://www.mitsubishielectric.com.au | N/A |  |  | AAC4828 | Yes | Variable output compressor | Inverter | No | - | 5000 | 1.55 | - | 500 | 2500 | No | - | - | - | 1416.7 | 5385 | No | 457 | 2692.5 | No | - | - | 5800 | 1.56 | 600 | 2900 | No | - | - | Yes | 2940 | 6500 | No | - | - | No | - | - | - | - | - | No | - | - | No | - | - | No | - | - | 55 | 62 | 4.836 | 4.547 | 4.768 | 5.771 | 5.332 | 5.124 | 288 | 462 | 1372 | 632 | 806 | 1830 | 3 | 3 | 3 | 3.599 | 4.015 | 4.438 | 3.824 | 4.183 | 4.439 | 2106 | 787 | 112 | 671 | 349 | 71 | 2 | 2.5 | 2.5 | No | - | - | - | - | N/A | N/A | N/A | 1 | 3.2188 | 3.7099
[SEER Non Multi-Split <=65kW] GEMS (Air Conditioners up to 65kW) Determination 2019 | MEPS 2019 | AS/NZS 3823.1.1:2012 | MUZ-EF50VG/MSZ-EF50VGKS | MUZ-EF50VG/MSZ-EF50VG*(W)(B)(S) | N/A | MITSUBISHI ELECTRIC | N/A | Non Ducted | Single Split System | Wall Hung | Air | Air | Thailand | 1.55 | N/A | 5 | N/A | N/A | N/A | N/A | N/A | 1.56 | 5.8 | Calorimeter Room | 3.2317 | 3.7416 | N/A | - | N/A | N/A | N/A | N/A | N/A | N/A | N/A | N/A | N/A | N/A | N/A | N/A | N/A | N/A | N/A | N/A | N/A | Single | R32 | Australia,New Zealand | 127897 | 2025-05-06 |  | Approved | Reverse Cycle | N/A | No | Class 9 | No | N/A | N/A | N/A | N/A | N/A | N/A | N/A | Available | N/A | N/A | http://www.MitsubishiElectric.com.au/ | http://www.mitsubishielectric.com.au | N/A |  |  | AAC4828 | Yes | Variable output compressor | Inverter | No | - | 5000 | 1.55 | - | 500 | 2500 | No | - | - | - | 1416.7 | 5385 | No | 457 | 2692.5 | No | - | - | 5800 | 1.56 | 600 | 2900 | No | - | - | Yes | 2940 | 6500 | No | - | - | No | - | - | - | - | - | No | - | - | No | - | - | No | - | - | 55 | 62 | 4.836 | 4.547 | 4.768 | 5.771 | 5.332 | 5.124 | 288 | 462 | 1372 | 632 | 806 | 1830 | 3 | 3 | 3 | 3.599 | 4.015 | 4.438 | 3.824 | 4.183 | 4.439 | 2106 | 787 | 112 | 671 | 349 | 71 | 2 | 2.5 | 2.5 | No | - | - | - | - | N/A | N/A | N/A | 1 | 3.2188 | 3.7099
[SEER Non Multi-Split <=65kW] GEMS (Air Conditioners up to 65kW) Determination 2019 | MEPS 2019 | AS/NZS 3823.1.1:2012 | MUZ-EF50VG/MSZ-EF50VGKW | MUZ-EF50VG/MSZ-EF50VG*(W)(B)(S) | N/A | MITSUBISHI ELECTRIC | N/A | Non Ducted | Single Split System | Wall Hung | Air | Air | Thailand | 1.55 | N/A | 5 | N/A | N/A | N/A | N/A | N/A | 1.56 | 5.8 | Calorimeter Room | 3.2317 | 3.7416 | N/A | - | N/A | N/A | N/A | N/A | N/A | N/A | N/A | N/A | N/A | N/A | N/A | N/A | N/A | N/A | N/A | N/A | N/A | Single | R32 | Australia,New Zealand | 127897 | 2025-05-06 |  | Approved | Reverse Cycle | N/A | No | Class 9 | No | N/A | N/A | N/A | N/A | N/A | N/A | N/A | Available | N/A | N/A | http://www.MitsubishiElectric.com.au/ | http://www.mitsubishielectric.com.au | N/A |  |  | AAC4828 | Yes | Variable output compressor | Inverter | No | - | 5000 | 1.55 | - | 500 | 2500 | No | - | - | - | 1416.7 | 5385 | No | 457 | 2692.5 | No | - | - | 5800 | 1.56 | 600 | 2900 | No | - | - | Yes | 2940 | 6500 | No | - | - | No | - | - | - | - | - | No | - | - | No | - | - | No | - | - | 55 | 62 | 4.836 | 4.547 | 4.768 | 5.771 | 5.332 | 5.124 | 288 | 462 | 1372 | 632 | 806 | 1830 | 3 | 3 | 3 | 3.599 | 4.015 | 4.438 | 3.824 | 4.183 | 4.439 | 2106 | 787 | 112 | 671 | 349 | 71 | 2 | 2.5 | 2.5 | No | - | - | - | - | N/A | N/A | N/A | 1 | 3.2188 | 3.7099
[SEER Non Multi-Split <=65kW] GEMS (Air Conditioners up to 65kW) Determination 2019 | MEPS 2019 | AS/NZS 3823.1.1:2012 | MUZ-EF50VG/MSZ-EF50VGS | MUZ-EF50VG/MSZ-EF50VG*(W)(B)(S) | N/A | MITSUBISHI ELECTRIC | N/A | Non Ducted | Single Split System | Wall Hung | Air | Air | Thailand | 1.55 | N/A | 5 | N/A | N/A | N/A | N/A | N/A | 1.56 | 5.8 | Calorimeter Room | 3.2317 | 3.7416 | N/A | - | N/A | N/A | N/A | N/A | N/A | N/A | N/A | N/A | N/A | N/A | N/A | N/A | N/A | N/A | N/A | N/A | N/A | Single | R32 | Australia,New Zealand | 127897 | 2025-05-06 |  | Approved | Reverse Cycle | N/A | No | Class 9 | No | N/A | N/A | N/A | N/A | N/A | N/A | N/A | Available | N/A | N/A | http://www.MitsubishiElectric.com.au/ | http://www.mitsubishielectric.com.au | N/A |  |  | AAC4828 | Yes | Variable output compressor | Inverter | No | - | 5000 | 1.55 | - | 500 | 2500 | No | - | - | - | 1416.7 | 5385 | No | 457 | 2692.5 | No | - | - | 5800 | 1.56 | 600 | 2900 | No | - | - | Yes | 2940 | 6500 | No | - | - | No | - | - | - | - | - | No | - | - | No | - | - | No | - | - | 55 | 62 | 4.836 | 4.547 | 4.768 | 5.771 | 5.332 | 5.124 | 288 | 462 | 1372 | 632 | 806 | 1830 | 3 | 3 | 3 | 3.599 | 4.015 | 4.438 | 3.824 | 4.183 | 4.439 | 2106 | 787 | 112 | 671 | 349 | 71 | 2 | 2.5 | 2.5 | No | - | - | - | - | N/A | N/A | N/A | 1 | 3.2188 | 3.7099
[SEER Non Multi-Split <=65kW] GEMS (Air Conditioners up to 65kW) Determination 2019 | MEPS 2019 | AS/NZS 3823.1.1:2012 | MUZ-EF50VG/MSZ-EF50VGW | MUZ-EF50VG/MSZ-EF50VG*(W)(B)(S) | N/A | MITSUBISHI ELECTRIC | N/A | Non Ducted | Single Split System | Wall Hung | Air | Air | Thailand | 1.55 | N/A | 5 | N/A | N/A | N/A | N/A | N/A | 1.56 | 5.8 | Calorimeter Room | 3.2317 | 3.7416 | N/A | - | N/A | N/A | N/A | N/A | N/A | N/A | N/A | N/A | N/A | N/A | N/A | N/A | N/A | N/A | N/A | N/A | N/A | Single | R32 | Australia,New Zealand | 127897 | 2025-05-06 |  | Approved | Reverse Cycle | N/A | No | Class 9 | No | N/A | N/A | N/A | N/A | N/A | N/A | N/A | Available | N/A | N/A | http://www.MitsubishiElectric.com.au/ | http://www.mitsubishielectric.com.au | N/A |  |  | AAC4828 | Yes | Variable output compressor | Inverter | No | - | 5000 | 1.55 | - | 500 | 2500 | No | - | - | - | 1416.7 | 5385 | No | 457 | 2692.5 | No | - | - | 5800 | 1.56 | 600 | 2900 | No | - | - | Yes | 2940 | 6500 | No | - | - | No | - | - | - | - | - | No | - | - | No | - | - | No | - | - | 55 | 62 | 4.836 | 4.547 | 4.768 | 5.771 | 5.332 | 5.124 | 288 | 462 | 1372 | 632 | 806 | 1830 | 3 | 3 | 3 | 3.599 | 4.015 | 4.438 | 3.824 | 4.183 | 4.439 | 2106 | 787 | 112 | 671 | 349 | 71 | 2 | 2.5 | 2.5 | No | - | - | - | - | N/A | N/A | N/A | 1 | 3.2188 | 3.7099
[SEER Non Multi-Split <=65kW] GEMS (Air Conditioners up to 65kW) Determination 2019 | MEPS 2019 | AS/NZS 3823.1.1:2012 | MUZ-EF50VGD/MSZ-EF50VGDB | MUZ-EF50VGD/MSZ-EF50VGKD(W)(B)(S) | N/A | MITSUBISHI ELECTRIC | N/A | Non Ducted | Single Split System | Wall Hung | Air | Air | Thailand | 1.55 | N/A | 5 | N/A | N/A | N/A | N/A | N/A | 1.56 | 5.8 | Calorimeter Room | 3.2242 | 3.6558 | N/A | - | N/A | N/A | N/A | N/A | N/A | N/A | N/A | N/A | N/A | N/A | N/A | N/A | N/A | N/A | N/A | N/A | N/A | Single | R32 | Australia,New Zealand | 160535 | 2029-04-01 |  | Approved | Reverse Cycle | N/A | Yes | Class 9 | Yes | N/A | N/A | N/A | N/A | N/A | N/A | N/A | Available | N/A | N/A | http://www.MitsubishiElectric.com.au/ | http://www.mitsubishielectric.com.au | N/A |  |  | AAC8153 | Yes | Variable output compressor | Inverter | No | - | 5000 | 1.55 | - | 500 | 2500 | No | - | - | - | 1416.7 | 5385 | No | 457 | 2692.5 | No | - | - | 5800 | 1.56 | 600 | 2900 | No | - | - | Yes | 2940 | 6500 | No | - | - | No | - | - | - | - | - | No | - | - | No | - | - | No | - | - | 55.2 | 60.5 | 4.836 | 4.547 | 4.768 | 5.771 | 5.332 | 5.124 | 288 | 462 | 1372 | 632 | 806 | 1830 | 3 | 3 | 3 | 3.599 | 4.015 | 4.438 | 3.824 | 4.183 | 4.439 | 2106 | 787 | 112 | 671 | 349 | 71 | 2 | 2.5 | 2.5 | No | - | - | - | - | N/A | N/A | N/A | 1 | 3.2188 | 3.7099
[SEER Non Multi-Split <=65kW] GEMS (Air Conditioners up to 65kW) Determination 2019 | MEPS 2019 | AS/NZS 3823.1.1:2012 | MUZ-EF50VGD/MSZ-EF50VGDS | MUZ-EF50VGD/MSZ-EF50VGKD(W)(B)(S) | N/A | MITSUBISHI ELECTRIC | N/A | Non Ducted | Single Split System | Wall Hung | Air | Air | Thailand | 1.55 | N/A | 5 | N/A | N/A | N/A | N/A | N/A | 1.56 | 5.8 | Calorimeter Room | 3.2242 | 3.6558 | N/A | - | N/A | N/A | N/A | N/A | N/A | N/A | N/A | N/A | N/A | N/A | N/A | N/A | N/A | N/A | N/A | N/A | N/A | Single | R32 | Australia,New Zealand | 160535 | 2029-04-01 |  | Approved | Reverse Cycle | N/A | Yes | Class 9 | Yes | N/A | N/A | N/A | N/A | N/A | N/A | N/A | Available | N/A | N/A | http://www.MitsubishiElectric.com.au/ | http://www.mitsubishielectric.com.au | N/A |  |  | AAC8153 | Yes | Variable output compressor | Inverter | No | - | 5000 | 1.55 | - | 500 | 2500 | No | - | - | - | 1416.7 | 5385 | No | 457 | 2692.5 | No | - | - | 5800 | 1.56 | 600 | 2900 | No | - | - | Yes | 2940 | 6500 | No | - | - | No | - | - | - | - | - | No | - | - | No | - | - | No | - | - | 55.2 | 60.5 | 4.836 | 4.547 | 4.768 | 5.771 | 5.332 | 5.124 | 288 | 462 | 1372 | 632 | 806 | 1830 | 3 | 3 | 3 | 3.599 | 4.015 | 4.438 | 3.824 | 4.183 | 4.439 | 2106 | 787 | 112 | 671 | 349 | 71 | 2 | 2.5 | 2.5 | No | - | - | - | - | N/A | N/A | N/A | 1 | 3.2188 | 3.7099
[SEER Non Multi-Split <=65kW] GEMS (Air Conditioners up to 65kW) Determination 2019 | MEPS 2019 | AS/NZS 3823.1.1:2012 | MUZ-EF50VGD/MSZ-EF50VGDW | MUZ-EF50VGD/MSZ-EF50VGKD(W)(B)(S) | N/A | MITSUBISHI ELECTRIC | N/A | Non Ducted | Single Split System | Wall Hung | Air | Air | Thailand | 1.55 | N/A | 5 | N/A | N/A | N/A | N/A | N/A | 1.56 | 5.8 | Calorimeter Room | 3.2242 | 3.6558 | N/A | - | N/A | N/A | N/A | N/A | N/A | N/A | N/A | N/A | N/A | N/A | N/A | N/A | N/A | N/A | N/A | N/A | N/A | Single | R32 | Australia,New Zealand | 160535 | 2029-04-01 |  | Approved | Reverse Cycle | N/A | Yes | Class 9 | Yes | N/A | N/A | N/A | N/A | N/A | N/A | N/A | Available | N/A | N/A | http://www.MitsubishiElectric.com.au/ | http://www.mitsubishielectric.com.au | N/A |  |  | AAC8153 | Yes | Variable output compressor | Inverter | No | - | 5000 | 1.55 | - | 500 | 2500 | No | - | - | - | 1416.7 | 5385 | No | 457 | 2692.5 | No | - | - | 5800 | 1.56 | 600 | 2900 | No | - | - | Yes | 2940 | 6500 | No | - | - | No | - | - | - | - | - | No | - | - | No | - | - | No | - | - | 55.2 | 60.5 | 4.836 | 4.547 | 4.768 | 5.771 | 5.332 | 5.124 | 288 | 462 | 1372 | 632 | 806 | 1830 | 3 | 3 | 3 | 3.599 | 4.015 | 4.438 | 3.824 | 4.183 | 4.439 | 2106 | 787 | 112 | 671 | 349 | 71 | 2 | 2.5 | 2.5 | No | - | - | - | - | N/A | N/A | N/A | 1 | 3.2188 | 3.7099
[SEER Non Multi-Split <=65kW] GEMS (Air Conditioners up to 65kW) Determination 2019 | MEPS 2019 | AS/NZS 3823.1.1:2012 | MUZ-EF50VGD/MSZ-EF50VGKD(W)(B)(S) | MUZ-EF50VGD/MSZ-EF50VGKD(W)(B)(S) | N/A | MITSUBISHI ELECTRIC | N/A | Non Ducted | Single Split System | Wall Hung | Air | Air | Thailand | 1.55 | N/A | 5 | N/A | N/A | N/A | N/A | N/A | 1.56 | 5.8 | Calorimeter Room | 3.2242 | 3.6558 | N/A | - | N/A | N/A | N/A | N/A | N/A | N/A | N/A | N/A | N/A | N/A | N/A | N/A | N/A | N/A | N/A | N/A | N/A | Single | R32 | Australia,New Zealand | 160535 | 2029-04-01 |  | Approved | Reverse Cycle | N/A | Yes | Class 9 | Yes | N/A | N/A | N/A | N/A | N/A | N/A | N/A | Available | N/A | N/A | http://www.MitsubishiElectric.com.au/ | http://www.mitsubishielectric.com.au | N/A |  |  | AAC8153 | Yes | Variable output compressor | Inverter | No | - | 5000 | 1.55 | - | 500 | 2500 | No | - | - | - | 1416.7 | 5385 | No | 457 | 2692.5 | No | - | - | 5800 | 1.56 | 600 | 2900 | No | - | - | Yes | 2940 | 6500 | No | - | - | No | - | - | - | - | - | No | - | - | No | - | - | No | - | - | 55.2 | 60.5 | 4.836 | 4.547 | 4.768 | 5.771 | 5.332 | 5.124 | 288 | 462 | 1372 | 632 | 806 | 1830 | 3 | 3 | 3 | 3.599 | 4.015 | 4.438 | 3.824 | 4.183 | 4.439 | 2106 | 787 | 112 | 671 | 349 | 71 | 2 | 2.5 | 2.5 | No | - | - | - | - | N/A | N/A | N/A | 1 | 3.2188 | 3.7099
[SEER Non Multi-Split <=65kW] GEMS (Air Conditioners up to 65kW) Determination 2019 | MEPS 2019 | AS/NZS 3823.1.1:2012 | MUZ-EF50VGD/MSZ-EF50VGKDB | MUZ-EF50VGD/MSZ-EF50VGKD(W)(B)(S) | N/A | MITSUBISHI ELECTRIC | N/A | Non Ducted | Single Split System | Wall Hung | Air | Air | Thailand | 1.55 | N/A | 5 | N/A | N/A | N/A | N/A | N/A | 1.56 | 5.8 | Calorimeter Room | 3.2242 | 3.6558 | N/A | - | N/A | N/A | N/A | N/A | N/A | N/A | N/A | N/A | N/A | N/A | N/A | N/A | N/A | N/A | N/A | N/A | N/A | Single | R32 | Australia,New Zealand | 160535 | 2029-04-01 |  | Approved | Reverse Cycle | N/A | Yes | Class 9 | Yes | N/A | N/A | N/A | N/A | N/A | N/A | N/A | Available | N/A | N/A | http://www.MitsubishiElectric.com.au/ | http://www.mitsubishielectric.com.au | N/A |  |  | AAC8153 | Yes | Variable output compressor | Inverter | No | - | 5000 | 1.55 | - | 500 | 2500 | No | - | - | - | 1416.7 | 5385 | No | 457 | 2692.5 | No | - | - | 5800 | 1.56 | 600 | 2900 | No | - | - | Yes | 2940 | 6500 | No | - | - | No | - | - | - | - | - | No | - | - | No | - | - | No | - | - | 55.2 | 60.5 | 4.836 | 4.547 | 4.768 | 5.771 | 5.332 | 5.124 | 288 | 462 | 1372 | 632 | 806 | 1830 | 3 | 3 | 3 | 3.599 | 4.015 | 4.438 | 3.824 | 4.183 | 4.439 | 2106 | 787 | 112 | 671 | 349 | 71 | 2 | 2.5 | 2.5 | No | - | - | - | - | N/A | N/A | N/A | 1 | 3.2188 | 3.7099
[SEER Non Multi-Split <=65kW] GEMS (Air Conditioners up to 65kW) Determination 2019 | MEPS 2019 | AS/NZS 3823.1.1:2012 | MUZ-EF50VGD/MSZ-EF50VGKDS | MUZ-EF50VGD/MSZ-EF50VGKD(W)(B)(S) | N/A | MITSUBISHI ELECTRIC | N/A | Non Ducted | Single Split System | Wall Hung | Air | Air | Thailand | 1.55 | N/A | 5 | N/A | N/A | N/A | N/A | N/A | 1.56 | 5.8 | Calorimeter Room | 3.2242 | 3.6558 | N/A | - | N/A | N/A | N/A | N/A | N/A | N/A | N/A | N/A | N/A | N/A | N/A | N/A | N/A | N/A | N/A | N/A | N/A | Single | R32 | Australia,New Zealand | 160535 | 2029-04-01 |  | Approved | Reverse Cycle | N/A | Yes | Class 9 | Yes | N/A | N/A | N/A | N/A | N/A | N/A | N/A | Available | N/A | N/A | http://www.MitsubishiElectric.com.au/ | http://www.mitsubishielectric.com.au | N/A |  |  | AAC8153 | Yes | Variable output compressor | Inverter | No | - | 5000 | 1.55 | - | 500 | 2500 | No | - | - | - | 1416.7 | 5385 | No | 457 | 2692.5 | No | - | - | 5800 | 1.56 | 600 | 2900 | No | - | - | Yes | 2940 | 6500 | No | - | - | No | - | - | - | - | - | No | - | - | No | - | - | No | - | - | 55.2 | 60.5 | 4.836 | 4.547 | 4.768 | 5.771 | 5.332 | 5.124 | 288 | 462 | 1372 | 632 | 806 | 1830 | 3 | 3 | 3 | 3.599 | 4.015 | 4.438 | 3.824 | 4.183 | 4.439 | 2106 | 787 | 112 | 671 | 349 | 71 | 2 | 2.5 | 2.5 | No | - | - | - | - | N/A | N/A | N/A | 1 | 3.2188 | 3.7099
[SEER Non Multi-Split <=65kW] GEMS (Air Conditioners up to 65kW) Determination 2019 | MEPS 2019 | AS/NZS 3823.1.1:2012 | MUZ-EF50VGD/MSZ-EF50VGKDW | MUZ-EF50VGD/MSZ-EF50VGKD(W)(B)(S) | N/A | MITSUBISHI ELECTRIC | N/A | Non Ducted | Single Split System | Wall Hung | Air | Air | Thailand | 1.55 | N/A | 5 | N/A | N/A | N/A | N/A | N/A | 1.56 | 5.8 | Calorimeter Room | 3.2242 | 3.6558 | N/A | - | N/A | N/A | N/A | N/A | N/A | N/A | N/A | N/A | N/A | N/A | N/A | N/A | N/A | N/A | N/A | N/A | N/A | Single | R32 | Australia,New Zealand | 160535 | 2029-04-01 |  | Approved | Reverse Cycle | N/A | Yes | Class 9 | Yes | N/A | N/A | N/A | N/A | N/A | N/A | N/A | Available | N/A | N/A | http://www.MitsubishiElectric.com.au/ | http://www.mitsubishielectric.com.au | N/A |  |  | AAC8153 | Yes | Variable output compressor | Inverter | No | - | 5000 | 1.55 | - | 500 | 2500 | No | - | - | - | 1416.7 | 5385 | No | 457 | 2692.5 | No | - | - | 5800 | 1.56 | 600 | 2900 | No | - | - | Yes | 2940 | 6500 | No | - | - | No | - | - | - | - | - | No | - | - | No | - | - | No | - | - | 55.2 | 60.5 | 4.836 | 4.547 | 4.768 | 5.771 | 5.332 | 5.124 | 288 | 462 | 1372 | 632 | 806 | 1830 | 3 | 3 | 3 | 3.599 | 4.015 | 4.438 | 3.824 | 4.183 | 4.439 | 2106 | 787 | 112 | 671 | 349 | 71 | 2 | 2.5 | 2.5 | No | - | - | - | - | N/A | N/A | N/A | 1 | 3.2188 | 3.7099
[SEER Non Multi-Split <=65kW] GEMS (Air Conditioners up to 65kW) Determination 2019 | MEPS 2019 | AS/NZS 3823.1.1:2012 | MUZ-GS25VFD/MSZ-GS25VFD |  | N/A | MITSUBISHI ELECTRIC | N/A | Non Ducted | Single Split System | Wall Hung | Air | Air | Thailand | 0.59 | N/A | 2.5 | N/A | N/A | N/A | N/A | N/A | 0.78 | 3.1 | Calorimeter Room | 4.3278 | 4.1052 | N/A | - | N/A | N/A | N/A | N/A | N/A | N/A | N/A | N/A | N/A | N/A | N/A | N/A | N/A | N/A | N/A | N/A | N/A | Single | R32 | Australia,New Zealand | 134200 | 2025-11-30 |  | Approved | Reverse Cycle | N/A | Yes | Class 8 | Yes | N/A | N/A | N/A | N/A | N/A | N/A | N/A | Available | N/A | N/A | http://www.MitsubishiElectric.com.au/ | http://www.mitsubishielectric.com.au | N/A |  |  | AAC5531 | Yes | Variable output compressor | Inverter | No | - | 2500 | 0.59 | - | 280 | 1250 | No | - | - | - | 539.26 | 2692.5 | No | 255.92 | 1346.25 | No | - | - | 3100 | 0.78 | 310 | 1550 | No | - | - | Yes | 1280 | 3200 | No | - | - | No | - | - | - | - | - | No | - | - | No | - | - | No | - | - | 52 | 55 | 4.126 | 4.174 | 4.762 | 5.133 | 4.926 | 5.085 | 159 | 240 | 675 | 346 | 427 | 913 | 2.5 | 2.5 | 3 | 3.745 | 4.191 | 4.597 | 3.968 | 4.346 | 4.595 | 1092 | 415 | 69 | 355 | 189 | 46 | 2 | 2.5 | 3 | No | - | - | - | - | N/A | N/A | N/A | 5 | 4.1193 | 3.8901
[SEER Non Multi-Split <=65kW] GEMS (Air Conditioners up to 65kW) Determination 2019 | MEPS 2019 | AS/NZS 3823.1.1:2012 | MUZ-GS35VFD/MSZ-GS35VFD |  | N/A | MITSUBISHI ELECTRIC | N/A | Non Ducted | Single Split System | Wall Hung | Air | Air | Thailand | 0.95 | N/A | 3.5 | N/A | N/A | N/A | N/A | N/A | 0.94 | 3.7 | Calorimeter Room | 3.7373 | 4.0387 | N/A | - | N/A | N/A | N/A | N/A | N/A | N/A | N/A | N/A | N/A | N/A | N/A | N/A | N/A | N/A | N/A | N/A | N/A | Single | R32 | Australia,New Zealand | 134205 | 2026-01-12 |  | Approved | Reverse Cycle | N/A | Yes | Class 8 | Yes | N/A | N/A | N/A | N/A | N/A | N/A | N/A | Available | N/A | N/A | http://www.MitsubishiElectric.com.au/ | http://www.mitsubishielectric.com.au | N/A |  |  | AAC5631 | Yes | Variable output compressor | Inverter | No | - | 3500 | 0.95 | - | 330 | 1750 | No | - | - | - | 868.3 | 3769.5 | No | 301.62 | 1884.75 | No | - | - | 3700 | 0.94 | 410 | 1850 | No | - | - | Yes | 1430 | 3700 | No | - | - | No | - | - | - | - | - | No | - | - | No | - | - | No | - | - | 59 | 61 | 4.643 | 4.532 | 5.055 | 5.875 | 5.519 | 5.471 | 201 | 313 | 895 | 425 | 536 | 1191 | 3 | 3 | 3.5 | 3.547 | 3.903 | 4.165 | 3.692 | 3.987 | 4.153 | 1373 | 528 | 87 | 452 | 243 | 57 | 2 | 2 | 2.5 | No | - | - | - | - | N/A | N/A | N/A | 5 | 3.6198 | 3.8667
[SEER Non Multi-Split <=65kW] GEMS (Air Conditioners up to 65kW) Determination 2019 | MEPS 2019 | AS/NZS 3823.1.1:2012 | MUZ-GS50VFD/MSZ-GS50VFD |  | N/A | MITSUBISHI ELECTRIC | N/A | Non Ducted | Single Split System | Wall Hung | Air | Air | Thailand | 1.39 | N/A | 5 | N/A | N/A | N/A | N/A | N/A | 1.43 | 5.5 | Calorimeter Room | 4.2783 | 4.4809 | N/A | - | N/A | N/A | N/A | N/A | N/A | N/A | N/A | N/A | N/A | N/A | N/A | N/A | N/A | N/A | N/A | N/A | N/A | Single | R32 | Australia,New Zealand | 134209 | 2026-01-20 |  | Approved | Reverse Cycle | N/A | Yes | Class 9 | Yes | N/A | N/A | N/A | N/A | N/A | N/A | N/A | Available | N/A | N/A | http://www.MitsubishiElectric.com.au/ | http://www.mitsubishielectric.com.au | N/A |  |  | AAC5650 | Yes | Variable output compressor | Inverter | No | - | 5000 | 1.39 | - | 430 | 2500 | No | - | - | - | 1270.46 | 5385 | No | 393.02 | 2692.5 | No | - | - | 5500 | 1.43 | 560 | 2750 | No | - | - | Yes | 2500 | 6500 | No | - | - | No | - | - | - | - | - | No | - | - | No | - | - | No | - | - | 61 | 61 | 5.092 | 4.868 | 5.337 | 6.414 | 5.954 | 5.797 | 265 | 421 | 1215 | 560 | 713 | 1609 | 3.5 | 3 | 3.5 | 3.798 | 4.126 | 4.512 | 3.989 | 4.278 | 4.512 | 1902 | 737 | 115 | 618 | 332 | 74 | 2 | 2.5 | 3 | No | - | - | - | - | N/A | N/A | N/A | 5 | 3.5539 | 3.8012
[SEER Non Multi-Split <=65kW] GEMS (Air Conditioners up to 65kW) Determination 2019 | MEPS 2019 | AS/NZS 3823.1.1:2012 | MUZ-GS60VFD/MSZ-GS60VFD |  | N/A | MITSUBISHI ELECTRIC | N/A | Non Ducted | Single Split System | Wall Hung | Air | Air | Thailand | 1.66 | N/A | 6 | N/A | N/A | N/A | N/A | N/A | 1.7 | 6.6 | Calorimeter Room | 3.8116 | 3.9842 | N/A | - | N/A | N/A | N/A | N/A | N/A | N/A | N/A | N/A | N/A | N/A | N/A | N/A | N/A | N/A | N/A | N/A | N/A | Single | R32 | Australia,New Zealand | 134211 | 2026-01-21 |  | Approved | Reverse Cycle | N/A | Yes | Class 9 | Yes | N/A | N/A | N/A | N/A | N/A | N/A | N/A | Available | N/A | N/A | http://www.MitsubishiElectric.com.au/ | http://www.mitsubishielectric.com.au | N/A |  |  | AAC5655 | Yes | Variable output compressor | Inverter | No | - | 6000 | 1.66 | - | 540 | 3000 | No | - | - | - | 1517.24 | 6462 | No | 493.56 | 3231 | No | - | - | 6600 | 1.7 | 670 | 3300 | No | - | - | Yes | 2500 | 6600 | No | - | - | No | - | - | - | - | - | No | - | - | No | - | - | No | - | - | 61 | 63 | 5.036 | 4.819 | 5.23 | 6.236 | 5.801 | 5.653 | 323 | 513 | 1491 | 694 | 881 | 1983 | 3.5 | 3 | 3.5 | 3.699 | 4.122 | 4.527 | 3.917 | 4.279 | 4.526 | 2341 | 883 | 135 | 753 | 396 | 87 | 2 | 2.5 | 3 | No | - | - | - | - | N/A | N/A | N/A | 5 | 3.578 | 3.8441
[SEER Non Multi-Split <=65kW] GEMS (Air Conditioners up to 65kW) Determination 2019 | MEPS 2019 | AS/NZS 3823.1.1:2012 | MUZ-GS71VFD/MSZ-GS71VFD |  | N/A | MITSUBISHI ELECTRIC | N/A | Non Ducted | Single Split System | Wall Hung | Air | Air | Thailand | 2.19 | N/A | 7.1 | N/A | N/A | N/A | N/A | N/A | 2.2 | 8 | Calorimeter Room | 3.2379 | 3.7162 | N/A | - | N/A | N/A | N/A | N/A | N/A | N/A | N/A | N/A | N/A | N/A | N/A | N/A | N/A | N/A | N/A | N/A | N/A | Single | R32 | Australia,New Zealand | 134227 | 2026-01-20 |  | Approved | Reverse Cycle | N/A | Yes | Class 9 | Yes | N/A | N/A | N/A | N/A | N/A | N/A | N/A | Available | N/A | N/A | http://www.MitsubishiElectric.com.au/ | http://www.mitsubishielectric.com.au | N/A |  |  | AAC5645 | Yes | Variable output compressor | Inverter | No | - | 7100 | 2.19 | - | 730 | 3550 | No | - | - | - | 2001.66 | 7646.7 | No | 667.22 | 3823.35 | No | - | - | 8000 | 2.2 | 800 | 4000 | No | - | - | Yes | 2300 | 6800 | No | - | - | No | - | - | - | - | - | No | - | - | No | - | - | No | - | - | 61 | 64 | 4.536 | 4.33 | 4.648 | 5.533 | 5.146 | 5.006 | 428 | 679 | 1990 | 928 | 1178 | 2653 | 3 | 2.5 | 3 | 3.561 | 4.06 | 4.58 | 3.842 | 4.275 | 4.588 | 2945 | 1083 | 159 | 928 | 479 | 102 | 2 | 2.5 | 3 | No | - | - | - | - | N/A | N/A | N/A | 5 | 3.2172 | 3.6086
[SEER Non Multi-Split <=65kW] GEMS (Air Conditioners up to 65kW) Determination 2019 | MEPS 2019 | AS/NZS 3823.1.1:2012 | MUZ-GS80VFD/MSZ-GS80VFD |  | N/A | MITSUBISHI ELECTRIC | N/A | Non Ducted | Single Split System | Wall Hung | Air | Air | Thailand | 2.4 | N/A | 7.8 | N/A | N/A | N/A | N/A | N/A | 2.55 | 9 | Calorimeter Room | 3.4141 | 3.565 | N/A | - | N/A | N/A | N/A | N/A | N/A | N/A | N/A | N/A | N/A | N/A | N/A | N/A | N/A | N/A | N/A | N/A | N/A | Single | R32 | Australia,New Zealand | 134229 | 2026-01-19 |  | Approved | Reverse Cycle | N/A | Yes | Class 9 | Yes | N/A | N/A | N/A | N/A | N/A | N/A | N/A | Available | N/A | N/A | http://www.MitsubishiElectric.com.au/ | http://www.mitsubishielectric.com.au | N/A |  |  | AAC5639 | Yes | Variable output compressor | Inverter | No | - | 7800 | 2.4 | - | 810 | 3900 | No | - | - | - | 2193.6 | 8400.6 | No | 740.34 | 4200.3 | No | - | - | 9000 | 2.55 | 890 | 4500 | No | - | - | Yes | 3600 | 8600 | No | - | - | No | - | - | - | - | - | No | - | - | No | - | - | No | - | - | 63 | 65 | 4.535 | 4.329 | 4.632 | 5.504 | 5.121 | 4.982 | 472 | 748 | 2195 | 1026 | 1302 | 2929 | 3 | 2.5 | 3 | 3.522 | 4.044 | 4.624 | 3.831 | 4.288 | 4.637 | 3348 | 1222 | 176 | 1046 | 536 | 112 | 2 | 2.5 | 3 | No | - | - | - | - | N/A | N/A | N/A | 5 | 3.2273 | 3.5062
[SEER Non Multi-Split <=65kW] GEMS (Air Conditioners up to 65kW) Determination 2019 | MEPS 2019 | AS/NZS 3823.1.1:2012 | MUZ-LN25VG2/MSZ-LN25VG2 Series | MUZ-LN25VG2/MSZ-LN25VG2 Series | N/A | MITSUBISHI ELECTRIC | N/A | Non Ducted | Single Split System | Wall Hung | Air | Air | Thailand | 0.49 | N/A | 2.5 | N/A | N/A | N/A | N/A | N/A | 0.6 | 3.2 | Calorimeter Room | 5.3424 | 5.4642 | N/A | - | N/A | N/A | N/A | N/A | N/A | N/A | N/A | N/A | N/A | N/A | N/A | N/A | N/A | N/A | N/A | N/A | N/A | Single | R32 | Australia,New Zealand | 129053 | 2025-05-20 |  | Approved | Reverse Cycle | N/A | No | Class 8 | No | N/A | N/A | N/A | N/A | N/A | N/A | N/A | Available | N/A | N/A | http://www.MitsubishiElectric.com.au/ | http://www.mitsubishielectric.com.au | N/A |  |  | AAC4845 | Yes | Variable output compressor | Inverter | No | - | 2500 | 0.49 | - | 180 | 1250 | No | - | - | - | 447.86 | 2692.5 | No | 164.52 | 1346.25 | No | - | - | 3200 | 0.6 | 267 | 1600 | No | - | - | Yes | 1250 | 4100 | No | - | - | No | - | - | - | - | - | No | - | - | No | - | - | No | - | - | 54 | 56 | 6.735 | 6.482 | 6.918 | 8.067 | 7.549 | 7.4 | 102 | 160 | 471 | 225 | 283 | 632 | 5 | 4.5 | 5 | 4.932 | 5.253 | 5.536 | 5.056 | 5.335 | 5.517 | 849 | 333 | 51 | 281 | 152 | 32 | 3 | 3.5 | 4 | No | - | - | - | - | N/A | N/A | N/A | 1 | 5.0671 | 5.3035
[SEER Non Multi-Split <=65kW] GEMS (Air Conditioners up to 65kW) Determination 2019 | MEPS 2019 | AS/NZS 3823.1.1:2012 | MUZ-LN25VG2/MSZ-LN25VG2B | MUZ-LN25VG2/MSZ-LN25VG2 Series | N/A | MITSUBISHI ELECTRIC | N/A | Non Ducted | Single Split System | Wall Hung | Air | Air | Thailand | 0.49 | N/A | 2.5 | N/A | N/A | N/A | N/A | N/A | 0.6 | 3.2 | Calorimeter Room | 5.3424 | 5.4642 | N/A | - | N/A | N/A | N/A | N/A | N/A | N/A | N/A | N/A | N/A | N/A | N/A | N/A | N/A | N/A | N/A | N/A | N/A | Single | R32 | Australia,New Zealand | 129053 | 2025-05-20 |  | Approved | Reverse Cycle | N/A | No | Class 8 | No | N/A | N/A | N/A | N/A | N/A | N/A | N/A | Available | N/A | N/A | http://www.MitsubishiElectric.com.au/ | http://www.mitsubishielectric.com.au | N/A |  |  | AAC4845 | Yes | Variable output compressor | Inverter | No | - | 2500 | 0.49 | - | 180 | 1250 | No | - | - | - | 447.86 | 2692.5 | No | 164.52 | 1346.25 | No | - | - | 3200 | 0.6 | 267 | 1600 | No | - | - | Yes | 1250 | 4100 | No | - | - | No | - | - | - | - | - | No | - | - | No | - | - | No | - | - | 54 | 56 | 6.735 | 6.482 | 6.918 | 8.067 | 7.549 | 7.4 | 102 | 160 | 471 | 225 | 283 | 632 | 5 | 4.5 | 5 | 4.932 | 5.253 | 5.536 | 5.056 | 5.335 | 5.517 | 849 | 333 | 51 | 281 | 152 | 32 | 3 | 3.5 | 4 | No | - | - | - | - | N/A | N/A | N/A | 1 | 5.0671 | 5.3035
[SEER Non Multi-Split <=65kW] GEMS (Air Conditioners up to 65kW) Determination 2019 | MEPS 2019 | AS/NZS 3823.1.1:2012 | MUZ-LN25VG2/MSZ-LN25VG2R | MUZ-LN25VG2/MSZ-LN25VG2 Series | N/A | MITSUBISHI ELECTRIC | N/A | Non Ducted | Single Split System | Wall Hung | Air | Air | Thailand | 0.49 | N/A | 2.5 | N/A | N/A | N/A | N/A | N/A | 0.6 | 3.2 | Calorimeter Room | 5.3424 | 5.4642 | N/A | - | N/A | N/A | N/A | N/A | N/A | N/A | N/A | N/A | N/A | N/A | N/A | N/A | N/A | N/A | N/A | N/A | N/A | Single | R32 | Australia,New Zealand | 129053 | 2025-05-20 |  | Approved | Reverse Cycle | N/A | No | Class 8 | No | N/A | N/A | N/A | N/A | N/A | N/A | N/A | Available | N/A | N/A | http://www.MitsubishiElectric.com.au/ | http://www.mitsubishielectric.com.au | N/A |  |  | AAC4845 | Yes | Variable output compressor | Inverter | No | - | 2500 | 0.49 | - | 180 | 1250 | No | - | - | - | 447.86 | 2692.5 | No | 164.52 | 1346.25 | No | - | - | 3200 | 0.6 | 267 | 1600 | No | - | - | Yes | 1250 | 4100 | No | - | - | No | - | - | - | - | - | No | - | - | No | - | - | No | - | - | 54 | 56 | 6.735 | 6.482 | 6.918 | 8.067 | 7.549 | 7.4 | 102 | 160 | 471 | 225 | 283 | 632 | 5 | 4.5 | 5 | 4.932 | 5.253 | 5.536 | 5.056 | 5.335 | 5.517 | 849 | 333 | 51 | 281 | 152 | 32 | 3 | 3.5 | 4 | No | - | - | - | - | N/A | N/A | N/A | 1 | 5.0671 | 5.3035
[SEER Non Multi-Split <=65kW] GEMS (Air Conditioners up to 65kW) Determination 2019 | MEPS 2019 | AS/NZS 3823.1.1:2012 | MUZ-LN25VG2/MSZ-LN25VG2V | MUZ-LN25VG2/MSZ-LN25VG2 Series | N/A | MITSUBISHI ELECTRIC | N/A | Non Ducted | Single Split System | Wall Hung | Air | Air | Thailand | 0.49 | N/A | 2.5 | N/A | N/A | N/A | N/A | N/A | 0.6 | 3.2 | Calorimeter Room | 5.3424 | 5.4642 | N/A | - | N/A | N/A | N/A | N/A | N/A | N/A | N/A | N/A | N/A | N/A | N/A | N/A | N/A | N/A | N/A | N/A | N/A | Single | R32 | Australia,New Zealand | 129053 | 2025-05-20 |  | Approved | Reverse Cycle | N/A | No | Class 8 | No | N/A | N/A | N/A | N/A | N/A | N/A | N/A | Available | N/A | N/A | http://www.MitsubishiElectric.com.au/ | http://www.mitsubishielectric.com.au | N/A |  |  | AAC4845 | Yes | Variable output compressor | Inverter | No | - | 2500 | 0.49 | - | 180 | 1250 | No | - | - | - | 447.86 | 2692.5 | No | 164.52 | 1346.25 | No | - | - | 3200 | 0.6 | 267 | 1600 | No | - | - | Yes | 1250 | 4100 | No | - | - | No | - | - | - | - | - | No | - | - | No | - | - | No | - | - | 54 | 56 | 6.735 | 6.482 | 6.918 | 8.067 | 7.549 | 7.4 | 102 | 160 | 471 | 225 | 283 | 632 | 5 | 4.5 | 5 | 4.932 | 5.253 | 5.536 | 5.056 | 5.335 | 5.517 | 849 | 333 | 51 | 281 | 152 | 32 | 3 | 3.5 | 4 | No | - | - | - | - | N/A | N/A | N/A | 1 | 5.0671 | 5.3035
[SEER Non Multi-Split <=65kW] GEMS (Air Conditioners up to 65kW) Determination 2019 | MEPS 2019 | AS/NZS 3823.1.1:2012 | MUZ-LN25VGHZ2/MSZ-LN25VG2 Series | MUZ-LN25VGHZ2/MSZ-LN25VG2 Series | N/A | MITSUBISHI ELECTRIC | N/A | Non Ducted | Single Split System | Wall Hung | Air | Air | Thailand | 0.49 | N/A | 2.5 | N/A | N/A | N/A | N/A | N/A | 0.6 | 3.2 | Calorimeter Room | 5.3112 | 5.4659 | N/A | - | N/A | N/A | N/A | N/A | N/A | N/A | N/A | N/A | N/A | N/A | N/A | N/A | N/A | N/A | N/A | N/A | N/A | Single | R32 | Australia,New Zealand | 129078 | 2025-05-21 |  | Approved | Reverse Cycle | N/A | No | Class 8 | No | N/A | N/A | N/A | N/A | N/A | N/A | N/A | Available | N/A | N/A | http://www.MitsubishiElectric.com.au/ | http://www.mitsubishielectric.com.au | N/A |  |  | AAC4851 | Yes | Variable output compressor | Inverter | No | - | 2500 | 0.49 | - | 185 | 1250 | No | - | - | - | 447.86 | 2692.5 | No | 169.09 | 1346.25 | No | - | - | 3200 | 0.6 | 265 | 1600 | No | - | - | Yes | 1650 | 4800 | No | - | - | No | - | - | - | - | - | No | - | - | No | - | - | No | - | - | 54 | 56 | 6.613 | 6.381 | 6.807 | 7.888 | 7.395 | 7.268 | 104 | 163 | 479 | 230 | 289 | 644 | 5 | 4.5 | 5 | 4.974 | 5.283 | 5.576 | 5.104 | 5.371 | 5.558 | 842 | 332 | 51 | 278 | 151 | 32 | 3 | 3.5 | 4 | No | - | - | - | - | N/A | N/A | N/A | 1 | 5.0671 | 5.3035
[SEER Non Multi-Split <=65kW] GEMS (Air Conditioners up to 65kW) Determination 2019 | MEPS 2019 | AS/NZS 3823.1.1:2012 | MUZ-LN25VGHZ2/MSZ-LN25VG2B | MUZ-LN25VGHZ2/MSZ-LN25VG2 Series | N/A | MITSUBISHI ELECTRIC | N/A | Non Ducted | Single Split System | Wall Hung | Air | Air | Thailand | 0.49 | N/A | 2.5 | N/A | N/A | N/A | N/A | N/A | 0.6 | 3.2 | Calorimeter Room | 5.3112 | 5.4659 | N/A | - | N/A | N/A | N/A | N/A | N/A | N/A | N/A | N/A | N/A | N/A | N/A | N/A | N/A | N/A | N/A | N/A | N/A | Single | R32 | Australia,New Zealand | 129078 | 2025-05-21 |  | Approved | Reverse Cycle | N/A | No | Class 8 | No | N/A | N/A | N/A | N/A | N/A | N/A | N/A | Available | N/A | N/A | http://www.MitsubishiElectric.com.au/ | http://www.mitsubishielectric.com.au | N/A |  |  | AAC4851 | Yes | Variable output compressor | Inverter | No | - | 2500 | 0.49 | - | 185 | 1250 | No | - | - | - | 447.86 | 2692.5 | No | 169.09 | 1346.25 | No | - | - | 3200 | 0.6 | 265 | 1600 | No | - | - | Yes | 1650 | 4800 | No | - | - | No | - | - | - | - | - | No | - | - | No | - | - | No | - | - | 54 | 56 | 6.613 | 6.381 | 6.807 | 7.888 | 7.395 | 7.268 | 104 | 163 | 479 | 230 | 289 | 644 | 5 | 4.5 | 5 | 4.974 | 5.283 | 5.576 | 5.104 | 5.371 | 5.558 | 842 | 332 | 51 | 278 | 151 | 32 | 3 | 3.5 | 4 | No | - | - | - | - | N/A | N/A | N/A | 1 | 5.0671 | 5.3035
[SEER Non Multi-Split <=65kW] GEMS (Air Conditioners up to 65kW) Determination 2019 | MEPS 2019 | AS/NZS 3823.1.1:2012 | MUZ-LN25VGHZ2/MSZ-LN25VG2R | MUZ-LN25VGHZ2/MSZ-LN25VG2 Series | N/A | MITSUBISHI ELECTRIC | N/A | Non Ducted | Single Split System | Wall Hung | Air | Air | Thailand | 0.49 | N/A | 2.5 | N/A | N/A | N/A | N/A | N/A | 0.6 | 3.2 | Calorimeter Room | 5.3112 | 5.4659 | N/A | - | N/A | N/A | N/A | N/A | N/A | N/A | N/A | N/A | N/A | N/A | N/A | N/A | N/A | N/A | N/A | N/A | N/A | Single | R32 | Australia,New Zealand | 129078 | 2025-05-21 |  | Approved | Reverse Cycle | N/A | No | Class 8 | No | N/A | N/A | N/A | N/A | N/A | N/A | N/A | Available | N/A | N/A | http://www.MitsubishiElectric.com.au/ | http://www.mitsubishielectric.com.au | N/A |  |  | AAC4851 | Yes | Variable output compressor | Inverter | No | - | 2500 | 0.49 | - | 185 | 1250 | No | - | - | - | 447.86 | 2692.5 | No | 169.09 | 1346.25 | No | - | - | 3200 | 0.6 | 265 | 1600 | No | - | - | Yes | 1650 | 4800 | No | - | - | No | - | - | - | - | - | No | - | - | No | - | - | No | - | - | 54 | 56 | 6.613 | 6.381 | 6.807 | 7.888 | 7.395 | 7.268 | 104 | 163 | 479 | 230 | 289 | 644 | 5 | 4.5 | 5 | 4.974 | 5.283 | 5.576 | 5.104 | 5.371 | 5.558 | 842 | 332 | 51 | 278 | 151 | 32 | 3 | 3.5 | 4 | No | - | - | - | - | N/A | N/A | N/A | 1 | 5.0671 | 5.3035
[SEER Non Multi-Split <=65kW] GEMS (Air Conditioners up to 65kW) Determination 2019 | MEPS 2019 | AS/NZS 3823.1.1:2012 | MUZ-LN25VGHZ2/MSZ-LN25VG2V | MUZ-LN25VGHZ2/MSZ-LN25VG2 Series | N/A | MITSUBISHI ELECTRIC | N/A | Non Ducted | Single Split System | Wall Hung | Air | Air | Thailand | 0.49 | N/A | 2.5 | N/A | N/A | N/A | N/A | N/A | 0.6 | 3.2 | Calorimeter Room | 5.3112 | 5.4659 | N/A | - | N/A | N/A | N/A | N/A | N/A | N/A | N/A | N/A | N/A | N/A | N/A | N/A | N/A | N/A | N/A | N/A | N/A | Single | R32 | Australia,New Zealand | 129078 | 2025-05-21 |  | Approved | Reverse Cycle | N/A | No | Class 8 | No | N/A | N/A | N/A | N/A | N/A | N/A | N/A | Available | N/A | N/A | http://www.MitsubishiElectric.com.au/ | http://www.mitsubishielectric.com.au | N/A |  |  | AAC4851 | Yes | Variable output compressor | Inverter | No | - | 2500 | 0.49 | - | 185 | 1250 | No | - | - | - | 447.86 | 2692.5 | No | 169.09 | 1346.25 | No | - | - | 3200 | 0.6 | 265 | 1600 | No | - | - | Yes | 1650 | 4800 | No | - | - | No | - | - | - | - | - | No | - | - | No | - | - | No | - | - | 54 | 56 | 6.613 | 6.381 | 6.807 | 7.888 | 7.395 | 7.268 | 104 | 163 | 479 | 230 | 289 | 644 | 5 | 4.5 | 5 | 4.974 | 5.283 | 5.576 | 5.104 | 5.371 | 5.558 | 842 | 332 | 51 | 278 | 151 | 32 | 3 | 3.5 | 4 | No | - | - | - | - | N/A | N/A | N/A | 1 | 5.0671 | 5.3035
[SEER Non Multi-Split <=65kW] GEMS (Air Conditioners up to 65kW) Determination 2019 | MEPS 2019 | AS/NZS 3823.1.1:2012 | MUZ-LN35VG2/MSZ-LN35VG2 Series | MUZ-LN35VG2/MSZ-LN35VG2 Series | N/A | MITSUBISHI ELECTRIC | N/A | Non Ducted | Single Split System | Wall Hung | Air | Air | Thailand | 0.82 | N/A | 3.5 | N/A | N/A | N/A | N/A | N/A | 0.82 | 4 | Calorimeter Room | 4.2601 | 4.9421 | N/A | - | N/A | N/A | N/A | N/A | N/A | N/A | N/A | N/A | N/A | N/A | N/A | N/A | N/A | N/A | N/A | N/A | N/A | Single | R32 | Australia,New Zealand | 129060 | 2025-05-20 |  | Approved | Reverse Cycle | N/A | No | Class 8 | No | N/A | N/A | N/A | N/A | N/A | N/A | N/A | Available | N/A | N/A | http://www.MitsubishiElectric.com.au/ | http://www.mitsubishielectric.com.au | N/A |  |  | AAC4844 | Yes | Variable output compressor | Inverter | No | - | 3500 | 0.82 | - | 280 | 1750 | No | - | - | - | 749.48 | 3769.5 | No | 255.92 | 1884.75 | No | - | - | 4000 | 0.82 | 340 | 2000 | No | - | - | Yes | 1550 | 4700 | No | - | - | No | - | - | - | - | - | No | - | - | No | - | - | No | - | - | 55 | 58 | 6.052 | 5.751 | 6.076 | 7.234 | 6.722 | 6.516 | 160 | 254 | 752 | 352 | 447 | 1006 | 4.5 | 4 | 4.5 | 4.62 | 5.027 | 5.418 | 4.813 | 5.168 | 5.409 | 1133 | 435 | 64 | 368 | 196 | 41 | 3 | 3.5 | 3.5 | No | - | - | - | - | N/A | N/A | N/A | 1 | 4.2508 | 4.858
[SEER Non Multi-Split <=65kW] GEMS (Air Conditioners up to 65kW) Determination 2019 | MEPS 2019 | AS/NZS 3823.1.1:2012 | MUZ-LN35VG2/MSZ-LN35VG2B | MUZ-LN35VG2/MSZ-LN35VG2 Series | N/A | MITSUBISHI ELECTRIC | N/A | Non Ducted | Single Split System | Wall Hung | Air | Air | Thailand | 0.82 | N/A | 3.5 | N/A | N/A | N/A | N/A | N/A | 0.82 | 4 | Calorimeter Room | 4.2601 | 4.9421 | N/A | - | N/A | N/A | N/A | N/A | N/A | N/A | N/A | N/A | N/A | N/A | N/A | N/A | N/A | N/A | N/A | N/A | N/A | Single | R32 | Australia,New Zealand | 129060 | 2025-05-20 |  | Approved | Reverse Cycle | N/A | No | Class 8 | No | N/A | N/A | N/A | N/A | N/A | N/A | N/A | Available | N/A | N/A | http://www.MitsubishiElectric.com.au/ | http://www.mitsubishielectric.com.au | N/A |  |  | AAC4844 | Yes | Variable output compressor | Inverter | No | - | 3500 | 0.82 | - | 280 | 1750 | No | - | - | - | 749.48 | 3769.5 | No | 255.92 | 1884.75 | No | - | - | 4000 | 0.82 | 340 | 2000 | No | - | - | Yes | 1550 | 4700 | No | - | - | No | - | - | - | - | - | No | - | - | No | - | - | No | - | - | 55 | 58 | 6.052 | 5.751 | 6.076 | 7.234 | 6.722 | 6.516 | 160 | 254 | 752 | 352 | 447 | 1006 | 4.5 | 4 | 4.5 | 4.62 | 5.027 | 5.418 | 4.813 | 5.168 | 5.409 | 1133 | 435 | 64 | 368 | 196 | 41 | 3 | 3.5 | 3.5 | No | - | - | - | - | N/A | N/A | N/A | 1 | 4.2508 | 4.858
[SEER Non Multi-Split <=65kW] GEMS (Air Conditioners up to 65kW) Determination 2019 | MEPS 2019 | AS/NZS 3823.1.1:2012 | MUZ-LN35VG2/MSZ-LN35VG2R | MUZ-LN35VG2/MSZ-LN35VG2 Series | N/A | MITSUBISHI ELECTRIC | N/A | Non Ducted | Single Split System | Wall Hung | Air | Air | Thailand | 0.82 | N/A | 3.5 | N/A | N/A | N/A | N/A | N/A | 0.82 | 4 | Calorimeter Room | 4.2601 | 4.9421 | N/A | - | N/A | N/A | N/A | N/A | N/A | N/A | N/A | N/A | N/A | N/A | N/A | N/A | N/A | N/A | N/A | N/A | N/A | Single | R32 | Australia,New Zealand | 129060 | 2025-05-20 |  | Approved | Reverse Cycle | N/A | No | Class 8 | No | N/A | N/A | N/A | N/A | N/A | N/A | N/A | Available | N/A | N/A | http://www.MitsubishiElectric.com.au/ | http://www.mitsubishielectric.com.au | N/A |  |  | AAC4844 | Yes | Variable output compressor | Inverter | No | - | 3500 | 0.82 | - | 280 | 1750 | No | - | - | - | 749.48 | 3769.5 | No | 255.92 | 1884.75 | No | - | - | 4000 | 0.82 | 340 | 2000 | No | - | - | Yes | 1550 | 4700 | No | - | - | No | - | - | - | - | - | No | - | - | No | - | - | No | - | - | 55 | 58 | 6.052 | 5.751 | 6.076 | 7.234 | 6.722 | 6.516 | 160 | 254 | 752 | 352 | 447 | 1006 | 4.5 | 4 | 4.5 | 4.62 | 5.027 | 5.418 | 4.813 | 5.168 | 5.409 | 1133 | 435 | 64 | 368 | 196 | 41 | 3 | 3.5 | 3.5 | No | - | - | - | - | N/A | N/A | N/A | 1 | 4.2508 | 4.858
[SEER Non Multi-Split <=65kW] GEMS (Air Conditioners up to 65kW) Determination 2019 | MEPS 2019 | AS/NZS 3823.1.1:2012 | MUZ-LN35VG2/MSZ-LN35VG2V | MUZ-LN35VG2/MSZ-LN35VG2 Series | N/A | MITSUBISHI ELECTRIC | N/A | Non Ducted | Single Split System | Wall Hung | Air | Air | Thailand | 0.82 | N/A | 3.5 | N/A | N/A | N/A | N/A | N/A | 0.82 | 4 | Calorimeter Room | 4.2601 | 4.9421 | N/A | - | N/A | N/A | N/A | N/A | N/A | N/A | N/A | N/A | N/A | N/A | N/A | N/A | N/A | N/A | N/A | N/A | N/A | Single | R32 | Australia,New Zealand | 129060 | 2025-05-20 |  | Approved | Reverse Cycle | N/A | No | Class 8 | No | N/A | N/A | N/A | N/A | N/A | N/A | N/A | Available | N/A | N/A | http://www.MitsubishiElectric.com.au/ | http://www.mitsubishielectric.com.au | N/A |  |  | AAC4844 | Yes | Variable output compressor | Inverter | No | - | 3500 | 0.82 | - | 280 | 1750 | No | - | - | - | 749.48 | 3769.5 | No | 255.92 | 1884.75 | No | - | - | 4000 | 0.82 | 340 | 2000 | No | - | - | Yes | 1550 | 4700 | No | - | - | No | - | - | - | - | - | No | - | - | No | - | - | No | - | - | 55 | 58 | 6.052 | 5.751 | 6.076 | 7.234 | 6.722 | 6.516 | 160 | 254 | 752 | 352 | 447 | 1006 | 4.5 | 4 | 4.5 | 4.62 | 5.027 | 5.418 | 4.813 | 5.168 | 5.409 | 1133 | 435 | 64 | 368 | 196 | 41 | 3 | 3.5 | 3.5 | No | - | - | - | - | N/A | N/A | N/A | 1 | 4.2508 | 4.858
[SEER Non Multi-Split <=65kW] GEMS (Air Conditioners up to 65kW) Determination 2019 | MEPS 2019 | AS/NZS 3823.1.1:2012 | MUZ-LN35VGHZ2/MSZ-LN35VG2 Series | MUZ-LN35VGHZ2/MSZ-LN35VG2 Series | N/A | MITSUBISHI ELECTRIC | N/A | Non Ducted | Single Split System | Wall Hung | Air | Air | Thailand | 0.82 | N/A | 3.5 | N/A | N/A | N/A | N/A | N/A | 0.82 | 4 | Calorimeter Room | 4.2829 | 4.956 | N/A | - | N/A | N/A | N/A | N/A | N/A | N/A | N/A | N/A | N/A | N/A | N/A | N/A | N/A | N/A | N/A | N/A | N/A | Single | R32 | Australia,New Zealand | 129083 | 2025-05-21 |  | Approved | Reverse Cycle | N/A | No | Class 8 | No | N/A | N/A | N/A | N/A | N/A | N/A | N/A | Available | N/A | N/A | http://www.MitsubishiElectric.com.au/ | http://www.mitsubishielectric.com.au | N/A |  |  | AAC4847 | Yes | Variable output compressor | Inverter | No | - | 3500 | 0.82 | - | 290 | 1750 | No | - | - | - | 749.48 | 3769.5 | No | 265.06 | 1884.75 | No | - | - | 4000 | 0.82 | 341 | 2000 | No | - | - | Yes | 2000 | 5300 | No | - | - | No | - | - | - | - | - | No | - | - | No | - | - | No | - | - | 55 | 57 | 5.909 | 5.636 | 5.951 | 7.028 | 6.547 | 6.368 | 164 | 260 | 768 | 362 | 459 | 1030 | 4 | 4 | 4 | 4.628 | 5.019 | 5.403 | 4.817 | 5.157 | 5.394 | 1131 | 435 | 65 | 368 | 196 | 41 | 3 | 3.5 | 3.5 | No | - | - | - | - | N/A | N/A | N/A | 1 | 4.2508 | 4.858
[SEER Non Multi-Split <=65kW] GEMS (Air Conditioners up to 65kW) Determination 2019 | MEPS 2019 | AS/NZS 3823.1.1:2012 | MUZ-LN35VGHZ2/MSZ-LN35VG2B | MUZ-LN35VGHZ2/MSZ-LN35VG2 Series | N/A | MITSUBISHI ELECTRIC | N/A | Non Ducted | Single Split System | Wall Hung | Air | Air | Thailand | 0.82 | N/A | 3.5 | N/A | N/A | N/A | N/A | N/A | 0.82 | 4 | Calorimeter Room | 4.2829 | 4.956 | N/A | - | N/A | N/A | N/A | N/A | N/A | N/A | N/A | N/A | N/A | N/A | N/A | N/A | N/A | N/A | N/A | N/A | N/A | Single | R32 | Australia,New Zealand | 129083 | 2025-05-21 |  | Approved | Reverse Cycle | N/A | No | Class 8 | No | N/A | N/A | N/A | N/A | N/A | N/A | N/A | Available | N/A | N/A | http://www.MitsubishiElectric.com.au/ | http://www.mitsubishielectric.com.au | N/A |  |  | AAC4847 | Yes | Variable output compressor | Inverter | No | - | 3500 | 0.82 | - | 290 | 1750 | No | - | - | - | 749.48 | 3769.5 | No | 265.06 | 1884.75 | No | - | - | 4000 | 0.82 | 341 | 2000 | No | - | - | Yes | 2000 | 5300 | No | - | - | No | - | - | - | - | - | No | - | - | No | - | - | No | - | - | 55 | 57 | 5.909 | 5.636 | 5.951 | 7.028 | 6.547 | 6.368 | 164 | 260 | 768 | 362 | 459 | 1030 | 4 | 4 | 4 | 4.628 | 5.019 | 5.403 | 4.817 | 5.157 | 5.394 | 1131 | 435 | 65 | 368 | 196 | 41 | 3 | 3.5 | 3.5 | No | - | - | - | - | N/A | N/A | N/A | 1 | 4.2508 | 4.858
[SEER Non Multi-Split <=65kW] GEMS (Air Conditioners up to 65kW) Determination 2019 | MEPS 2019 | AS/NZS 3823.1.1:2012 | MUZ-LN35VGHZ2/MSZ-LN35VG2R | MUZ-LN35VGHZ2/MSZ-LN35VG2 Series | N/A | MITSUBISHI ELECTRIC | N/A | Non Ducted | Single Split System | Wall Hung | Air | Air | Thailand | 0.82 | N/A | 3.5 | N/A | N/A | N/A | N/A | N/A | 0.82 | 4 | Calorimeter Room | 4.2829 | 4.956 | N/A | - | N/A | N/A | N/A | N/A | N/A | N/A | N/A | N/A | N/A | N/A | N/A | N/A | N/A | N/A | N/A | N/A | N/A | Single | R32 | Australia,New Zealand | 129083 | 2025-05-21 |  | Approved | Reverse Cycle | N/A | No | Class 8 | No | N/A | N/A | N/A | N/A | N/A | N/A | N/A | Available | N/A | N/A | http://www.MitsubishiElectric.com.au/ | http://www.mitsubishielectric.com.au | N/A |  |  | AAC4847 | Yes | Variable output compressor | Inverter | No | - | 3500 | 0.82 | - | 290 | 1750 | No | - | - | - | 749.48 | 3769.5 | No | 265.06 | 1884.75 | No | - | - | 4000 | 0.82 | 341 | 2000 | No | - | - | Yes | 2000 | 5300 | No | - | - | No | - | - | - | - | - | No | - | - | No | - | - | No | - | - | 55 | 57 | 5.909 | 5.636 | 5.951 | 7.028 | 6.547 | 6.368 | 164 | 260 | 768 | 362 | 459 | 1030 | 4 | 4 | 4 | 4.628 | 5.019 | 5.403 | 4.817 | 5.157 | 5.394 | 1131 | 435 | 65 | 368 | 196 | 41 | 3 | 3.5 | 3.5 | No | - | - | - | - | N/A | N/A | N/A | 1 | 4.2508 | 4.858
[SEER Non Multi-Split <=65kW] GEMS (Air Conditioners up to 65kW) Determination 2019 | MEPS 2019 | AS/NZS 3823.1.1:2012 | MUZ-LN35VGHZ2/MSZ-LN35VG2V | MUZ-LN35VGHZ2/MSZ-LN35VG2 Series | N/A | MITSUBISHI ELECTRIC | N/A | Non Ducted | Single Split System | Wall Hung | Air | Air | Thailand | 0.82 | N/A | 3.5 | N/A | N/A | N/A | N/A | N/A | 0.82 | 4 | Calorimeter Room | 4.2829 | 4.956 | N/A | - | N/A | N/A | N/A | N/A | N/A | N/A | N/A | N/A | N/A | N/A | N/A | N/A | N/A | N/A | N/A | N/A | N/A | Single | R32 | Australia,New Zealand | 129083 | 2025-05-21 |  | Approved | Reverse Cycle | N/A | No | Class 8 | No | N/A | N/A | N/A | N/A | N/A | N/A | N/A | Available | N/A | N/A | http://www.MitsubishiElectric.com.au/ | http://www.mitsubishielectric.com.au | N/A |  |  | AAC4847 | Yes | Variable output compressor | Inverter | No | - | 3500 | 0.82 | - | 290 | 1750 | No | - | - | - | 749.48 | 3769.5 | No | 265.06 | 1884.75 | No | - | - | 4000 | 0.82 | 341 | 2000 | No | - | - | Yes | 2000 | 5300 | No | - | - | No | - | - | - | - | - | No | - | - | No | - | - | No | - | - | 55 | 57 | 5.909 | 5.636 | 5.951 | 7.028 | 6.547 | 6.368 | 164 | 260 | 768 | 362 | 459 | 1030 | 4 | 4 | 4 | 4.628 | 5.019 | 5.403 | 4.817 | 5.157 | 5.394 | 1131 | 435 | 65 | 368 | 196 | 41 | 3 | 3.5 | 3.5 | No | - | - | - | - | N/A | N/A | N/A | 1 | 4.2508 | 4.858
[SEER Non Multi-Split <=65kW] GEMS (Air Conditioners up to 65kW) Determination 2019 | MEPS 2019 | AS/NZS 3823.1.1:2012 | MUZ-LN50VG2/MSZ-LN50VG2 Series | MUZ-LN50VG2/MSZ-LN50VG2 Series | N/A | MITSUBISHI ELECTRIC | N/A | Non Ducted | Single Split System | Wall Hung | Air | Air | Thailand | 1.38 | N/A | 5 | N/A | N/A | N/A | N/A | N/A | 1.48 | 6 | Calorimeter Room | 3.6909 | 4.2165 | N/A | - | N/A | N/A | N/A | N/A | N/A | N/A | N/A | N/A | N/A | N/A | N/A | N/A | N/A | N/A | N/A | N/A | N/A | Single | R32 | Australia,New Zealand | 129068 | 2025-05-21 |  | Approved | Reverse Cycle | N/A | No | Class 9 | No | N/A | N/A | N/A | N/A | N/A | N/A | N/A | Available | N/A | N/A | http://www.MitsubishiElectric.com.au/ | http://www.mitsubishielectric.com.au | N/A |  |  | AAC4849 | Yes | Variable output compressor | Inverter | No | - | 5000 | 1.38 | - | 450 | 2500 | No | - | - | - | 1261.32 | 5385 | No | 411.3 | 2692.5 | No | - | - | 6000 | 1.48 | 580 | 3000 | No | - | - | Yes | 2650 | 6500 | No | - | - | No | - | - | - | - | - | No | - | - | No | - | - | No | - | - | 57 | 59 | 5.379 | 5.067 | 5.319 | 6.418 | 5.936 | 5.713 | 259 | 414 | 1229 | 568 | 724 | 1641 | 3.5 | 3.5 | 3.5 | 3.866 | 4.32 | 4.753 | 4.099 | 4.488 | 4.752 | 2029 | 757 | 108 | 647 | 337 | 68 | 2 | 2.5 | 3 | No | - | - | - | - | N/A | N/A | N/A | 1 | 3.6143 | 4.0448
[SEER Non Multi-Split <=65kW] GEMS (Air Conditioners up to 65kW) Determination 2019 | MEPS 2019 | AS/NZS 3823.1.1:2012 | MUZ-LN50VG2/MSZ-LN50VG2B | MUZ-LN50VG2/MSZ-LN50VG2 Series | N/A | MITSUBISHI ELECTRIC | N/A | Non Ducted | Single Split System | Wall Hung | Air | Air | Thailand | 1.38 | N/A | 5 | N/A | N/A | N/A | N/A | N/A | 1.48 | 6 | Calorimeter Room | 3.6909 | 4.2165 | N/A | - | N/A | N/A | N/A | N/A | N/A | N/A | N/A | N/A | N/A | N/A | N/A | N/A | N/A | N/A | N/A | N/A | N/A | Single | R32 | Australia,New Zealand | 129068 | 2025-05-21 |  | Approved | Reverse Cycle | N/A | No | Class 9 | No | N/A | N/A | N/A | N/A | N/A | N/A | N/A | Available | N/A | N/A | http://www.MitsubishiElectric.com.au/ | http://www.mitsubishielectric.com.au | N/A |  |  | AAC4849 | Yes | Variable output compressor | Inverter | No | - | 5000 | 1.38 | - | 450 | 2500 | No | - | - | - | 1261.32 | 5385 | No | 411.3 | 2692.5 | No | - | - | 6000 | 1.48 | 580 | 3000 | No | - | - | Yes | 2650 | 6500 | No | - | - | No | - | - | - | - | - | No | - | - | No | - | - | No | - | - | 57 | 59 | 5.379 | 5.067 | 5.319 | 6.418 | 5.936 | 5.713 | 259 | 414 | 1229 | 568 | 724 | 1641 | 3.5 | 3.5 | 3.5 | 3.866 | 4.32 | 4.753 | 4.099 | 4.488 | 4.752 | 2029 | 757 | 108 | 647 | 337 | 68 | 2 | 2.5 | 3 | No | - | - | - | - | N/A | N/A | N/A | 1 | 3.6143 | 4.0448
[SEER Non Multi-Split <=65kW] GEMS (Air Conditioners up to 65kW) Determination 2019 | MEPS 2019 | AS/NZS 3823.1.1:2012 | MUZ-LN50VG2/MSZ-LN50VG2R | MUZ-LN50VG2/MSZ-LN50VG2 Series | N/A | MITSUBISHI ELECTRIC | N/A | Non Ducted | Single Split System | Wall Hung | Air | Air | Thailand | 1.38 | N/A | 5 | N/A | N/A | N/A | N/A | N/A | 1.48 | 6 | Calorimeter Room | 3.6909 | 4.2165 | N/A | - | N/A | N/A | N/A | N/A | N/A | N/A | N/A | N/A | N/A | N/A | N/A | N/A | N/A | N/A | N/A | N/A | N/A | Single | R32 | Australia,New Zealand | 129068 | 2025-05-21 |  | Approved | Reverse Cycle | N/A | No | Class 9 | No | N/A | N/A | N/A | N/A | N/A | N/A | N/A | Available | N/A | N/A | http://www.MitsubishiElectric.com.au/ | http://www.mitsubishielectric.com.au | N/A |  |  | AAC4849 | Yes | Variable output compressor | Inverter | No | - | 5000 | 1.38 | - | 450 | 2500 | No | - | - | - | 1261.32 | 5385 | No | 411.3 | 2692.5 | No | - | - | 6000 | 1.48 | 580 | 3000 | No | - | - | Yes | 2650 | 6500 | No | - | - | No | - | - | - | - | - | No | - | - | No | - | - | No | - | - | 57 | 59 | 5.379 | 5.067 | 5.319 | 6.418 | 5.936 | 5.713 | 259 | 414 | 1229 | 568 | 724 | 1641 | 3.5 | 3.5 | 3.5 | 3.866 | 4.32 | 4.753 | 4.099 | 4.488 | 4.752 | 2029 | 757 | 108 | 647 | 337 | 68 | 2 | 2.5 | 3 | No | - | - | - | - | N/A | N/A | N/A | 1 | 3.6143 | 4.0448
[SEER Non Multi-Split <=65kW] GEMS (Air Conditioners up to 65kW) Determination 2019 | MEPS 2019 | AS/NZS 3823.1.1:2012 | MUZ-LN50VG2/MSZ-LN50VG2V | MUZ-LN50VG2/MSZ-LN50VG2 Series | N/A | MITSUBISHI ELECTRIC | N/A | Non Ducted | Single Split System | Wall Hung | Air | Air | Thailand | 1.38 | N/A | 5 | N/A | N/A | N/A | N/A | N/A | 1.48 | 6 | Calorimeter Room | 3.6909 | 4.2165 | N/A | - | N/A | N/A | N/A | N/A | N/A | N/A | N/A | N/A | N/A | N/A | N/A | N/A | N/A | N/A | N/A | N/A | N/A | Single | R32 | Australia,New Zealand | 129068 | 2025-05-21 |  | Approved | Reverse Cycle | N/A | No | Class 9 | No | N/A | N/A | N/A | N/A | N/A | N/A | N/A | Available | N/A | N/A | http://www.MitsubishiElectric.com.au/ | http://www.mitsubishielectric.com.au | N/A |  |  | AAC4849 | Yes | Variable output compressor | Inverter | No | - | 5000 | 1.38 | - | 450 | 2500 | No | - | - | - | 1261.32 | 5385 | No | 411.3 | 2692.5 | No | - | - | 6000 | 1.48 | 580 | 3000 | No | - | - | Yes | 2650 | 6500 | No | - | - | No | - | - | - | - | - | No | - | - | No | - | - | No | - | - | 57 | 59 | 5.379 | 5.067 | 5.319 | 6.418 | 5.936 | 5.713 | 259 | 414 | 1229 | 568 | 724 | 1641 | 3.5 | 3.5 | 3.5 | 3.866 | 4.32 | 4.753 | 4.099 | 4.488 | 4.752 | 2029 | 757 | 108 | 647 | 337 | 68 | 2 | 2.5 | 3 | No | - | - | - | - | N/A | N/A | N/A | 1 | 3.6143 | 4.0448
[SEER Non Multi-Split <=65kW] GEMS (Air Conditioners up to 65kW) Determination 2019 | MEPS 2019 | AS/NZS 3823.1.1:2012 | MUZ-LN50VG3/MSZ-LN50VG3 Series | MUZ-LN50VG3/MSZ-LN50VG3 Series | N/A | MITSUBISHI ELECTRIC | N/A | Non Ducted | Single Split System | Wall Hung | Air | Air | Thailand | 1.38 | N/A | 5 | N/A | N/A | N/A | N/A | N/A | 1.48 | 6 | Calorimeter Room | 3.6703 | 4.0866 | N/A | - | N/A | N/A | N/A | N/A | N/A | N/A | N/A | N/A | N/A | N/A | N/A | N/A | N/A | N/A | N/A | N/A | N/A | Single | R32 | Australia,New Zealand | 153422 | 2028-04-19 |  | Approved | Reverse Cycle | N/A | No | Class 9 | No | N/A | N/A | N/A | N/A | N/A | N/A | N/A | Available | N/A | N/A | http://www.MitsubishiElectric.com.au/ | http://www.mitsubishielectric.com.au | N/A |  |  | AAC7439 | Yes | Variable output compressor | Inverter | No | - | 5000 | 1.38 | - | 450 | 2500 | No | - | - | - | 1261.32 | 5385 | No | 411.3 | 2692.5 | No | - | - | 6000 | 1.48 | 580 | 3000 | No | - | - | Yes | 2650 | 6500 | No | - | - | No | - | - | - | - | - | No | - | - | No | - | - | No | - | - | 56.5 | 60 | 5.379 | 5.067 | 5.319 | 6.418 | 5.936 | 5.713 | 259 | 414 | 1229 | 568 | 724 | 1641 | 3.5 | 3.5 | 3.5 | 3.866 | 4.32 | 4.753 | 4.099 | 4.488 | 4.752 | 2029 | 757 | 108 | 647 | 337 | 68 | 2 | 2.5 | 3 | No | - | - | - | - | N/A | N/A | N/A | 1 | 3.6143 | 4.0448
[SEER Non Multi-Split <=65kW] GEMS (Air Conditioners up to 65kW) Determination 2019 | MEPS 2019 | AS/NZS 3823.1.1:2012 | MUZ-LN50VG3/MSZ-LN50VG3B | MUZ-LN50VG3/MSZ-LN50VG3 Series | N/A | MITSUBISHI ELECTRIC | N/A | Non Ducted | Single Split System | Wall Hung | Air | Air | Thailand | 1.38 | N/A | 5 | N/A | N/A | N/A | N/A | N/A | 1.48 | 6 | Calorimeter Room | 3.6703 | 4.0866 | N/A | - | N/A | N/A | N/A | N/A | N/A | N/A | N/A | N/A | N/A | N/A | N/A | N/A | N/A | N/A | N/A | N/A | N/A | Single | R32 | Australia,New Zealand | 153422 | 2028-04-19 |  | Approved | Reverse Cycle | N/A | No | Class 9 | No | N/A | N/A | N/A | N/A | N/A | N/A | N/A | Available | N/A | N/A | http://www.MitsubishiElectric.com.au/ | http://www.mitsubishielectric.com.au | N/A |  |  | AAC7439 | Yes | Variable output compressor | Inverter | No | - | 5000 | 1.38 | - | 450 | 2500 | No | - | - | - | 1261.32 | 5385 | No | 411.3 | 2692.5 | No | - | - | 6000 | 1.48 | 580 | 3000 | No | - | - | Yes | 2650 | 6500 | No | - | - | No | - | - | - | - | - | No | - | - | No | - | - | No | - | - | 56.5 | 60 | 5.379 | 5.067 | 5.319 | 6.418 | 5.936 | 5.713 | 259 | 414 | 1229 | 568 | 724 | 1641 | 3.5 | 3.5 | 3.5 | 3.866 | 4.32 | 4.753 | 4.099 | 4.488 | 4.752 | 2029 | 757 | 108 | 647 | 337 | 68 | 2 | 2.5 | 3 | No | - | - | - | - | N/A | N/A | N/A | 1 | 3.6143 | 4.0448
[SEER Non Multi-Split <=65kW] GEMS (Air Conditioners up to 65kW) Determination 2019 | MEPS 2019 | AS/NZS 3823.1.1:2012 | MUZ-LN50VG3/MSZ-LN50VG3R | MUZ-LN50VG3/MSZ-LN50VG3 Series | N/A | MITSUBISHI ELECTRIC | N/A | Non Ducted | Single Split System | Wall Hung | Air | Air | Thailand | 1.38 | N/A | 5 | N/A | N/A | N/A | N/A | N/A | 1.48 | 6 | Calorimeter Room | 3.6703 | 4.0866 | N/A | - | N/A | N/A | N/A | N/A | N/A | N/A | N/A | N/A | N/A | N/A | N/A | N/A | N/A | N/A | N/A | N/A | N/A | Single | R32 | Australia,New Zealand | 153422 | 2028-04-19 |  | Approved | Reverse Cycle | N/A | No | Class 9 | No | N/A | N/A | N/A | N/A | N/A | N/A | N/A | Available | N/A | N/A | http://www.MitsubishiElectric.com.au/ | http://www.mitsubishielectric.com.au | N/A |  |  | AAC7439 | Yes | Variable output compressor | Inverter | No | - | 5000 | 1.38 | - | 450 | 2500 | No | - | - | - | 1261.32 | 5385 | No | 411.3 | 2692.5 | No | - | - | 6000 | 1.48 | 580 | 3000 | No | - | - | Yes | 2650 | 6500 | No | - | - | No | - | - | - | - | - | No | - | - | No | - | - | No | - | - | 56.5 | 60 | 5.379 | 5.067 | 5.319 | 6.418 | 5.936 | 5.713 | 259 | 414 | 1229 | 568 | 724 | 1641 | 3.5 | 3.5 | 3.5 | 3.866 | 4.32 | 4.753 | 4.099 | 4.488 | 4.752 | 2029 | 757 | 108 | 647 | 337 | 68 | 2 | 2.5 | 3 | No | - | - | - | - | N/A | N/A | N/A | 1 | 3.6143 | 4.0448
[SEER Non Multi-Split <=65kW] GEMS (Air Conditioners up to 65kW) Determination 2019 | MEPS 2019 | AS/NZS 3823.1.1:2012 | MUZ-LN50VG3/MSZ-LN50VG3V | MUZ-LN50VG3/MSZ-LN50VG3 Series | N/A | MITSUBISHI ELECTRIC | N/A | Non Ducted | Single Split System | Wall Hung | Air | Air | Thailand | 1.38 | N/A | 5 | N/A | N/A | N/A | N/A | N/A | 1.48 | 6 | Calorimeter Room | 3.6703 | 4.0866 | N/A | - | N/A | N/A | N/A | N/A | N/A | N/A | N/A | N/A | N/A | N/A | N/A | N/A | N/A | N/A | N/A | N/A | N/A | Single | R32 | Australia,New Zealand | 153422 | 2028-04-19 |  | Approved | Reverse Cycle | N/A | No | Class 9 | No | N/A | N/A | N/A | N/A | N/A | N/A | N/A | Available | N/A | N/A | http://www.MitsubishiElectric.com.au/ | http://www.mitsubishielectric.com.au | N/A |  |  | AAC7439 | Yes | Variable output compressor | Inverter | No | - | 5000 | 1.38 | - | 450 | 2500 | No | - | - | - | 1261.32 | 5385 | No | 411.3 | 2692.5 | No | - | - | 6000 | 1.48 | 580 | 3000 | No | - | - | Yes | 2650 | 6500 | No | - | - | No | - | - | - | - | - | No | - | - | No | - | - | No | - | - | 56.5 | 60 | 5.379 | 5.067 | 5.319 | 6.418 | 5.936 | 5.713 | 259 | 414 | 1229 | 568 | 724 | 1641 | 3.5 | 3.5 | 3.5 | 3.866 | 4.32 | 4.753 | 4.099 | 4.488 | 4.752 | 2029 | 757 | 108 | 647 | 337 | 68 | 2 | 2.5 | 3 | No | - | - | - | - | N/A | N/A | N/A | 1 | 3.6143 | 4.0448
[SEER Non Multi-Split <=65kW] GEMS (Air Conditioners up to 65kW) Determination 2019 | MEPS 2019 | AS/NZS 3823.1.1:2012 | MUZ-LN50VGHZ/MSZ-LN50VG2 Series | MUZ-LN50VGHZ/MSZ-LN50VG2 Series | N/A | MITSUBISHI ELECTRIC | N/A | Non Ducted | Single Split System | Wall Hung | Air | Air | Thailand | 1.38 | N/A | 5 | N/A | N/A | N/A | N/A | N/A | 1.5 | 6 | Calorimeter Room | 3.8836 | 4.0979 | N/A | - | N/A | N/A | N/A | N/A | N/A | N/A | N/A | N/A | N/A | N/A | N/A | N/A | N/A | N/A | N/A | N/A | N/A | Single | R32 | Australia,New Zealand | 129090 | 2025-05-21 |  | Approved | Reverse Cycle | N/A | No | Class 9 | No | N/A | N/A | N/A | N/A | N/A | N/A | N/A | Available | N/A | N/A | http://www.MitsubishiElectric.com.au/ | http://www.mitsubishielectric.com.au | N/A |  |  | AAC4852 | Yes | Variable output compressor | Inverter | No | - | 5000 | 1.38 | - | 470 | 2500 | No | - | - | - | 1261.32 | 5385 | No | 429.58 | 2692.5 | No | - | - | 6000 | 1.5 | 565 | 3000 | No | - | - | Yes | 3150 | 7600 | No | - | - | No | - | - | - | - | - | No | - | - | No | - | - | No | - | - | 57 | 61 | 5.219 | 4.941 | 5.183 | 6.19 | 5.744 | 5.552 | 267 | 425 | 1262 | 589 | 748 | 1689 | 3.5 | 3 | 3.5 | 4.004 | 4.398 | 4.871 | 4.242 | 4.591 | 4.875 | 1959 | 744 | 106 | 626 | 329 | 67 | 2.5 | 2.5 | 3 | No | - | - | - | - | N/A | N/A | N/A | 1 | 3.6143 | 3.991
[SEER Non Multi-Split <=65kW] GEMS (Air Conditioners up to 65kW) Determination 2019 | MEPS 2019 | AS/NZS 3823.1.1:2012 | MUZ-LN50VGHZ/MSZ-LN50VG2B | MUZ-LN50VGHZ/MSZ-LN50VG2 Series | N/A | MITSUBISHI ELECTRIC | N/A | Non Ducted | Single Split System | Wall Hung | Air | Air | Thailand | 1.38 | N/A | 5 | N/A | N/A | N/A | N/A | N/A | 1.5 | 6 | Calorimeter Room | 3.8836 | 4.0979 | N/A | - | N/A | N/A | N/A | N/A | N/A | N/A | N/A | N/A | N/A | N/A | N/A | N/A | N/A | N/A | N/A | N/A | N/A | Single | R32 | Australia,New Zealand | 129090 | 2025-05-21 |  | Approved | Reverse Cycle | N/A | No | Class 9 | No | N/A | N/A | N/A | N/A | N/A | N/A | N/A | Available | N/A | N/A | http://www.MitsubishiElectric.com.au/ | http://www.mitsubishielectric.com.au | N/A |  |  | AAC4852 | Yes | Variable output compressor | Inverter | No | - | 5000 | 1.38 | - | 470 | 2500 | No | - | - | - | 1261.32 | 5385 | No | 429.58 | 2692.5 | No | - | - | 6000 | 1.5 | 565 | 3000 | No | - | - | Yes | 3150 | 7600 | No | - | - | No | - | - | - | - | - | No | - | - | No | - | - | No | - | - | 57 | 61 | 5.219 | 4.941 | 5.183 | 6.19 | 5.744 | 5.552 | 267 | 425 | 1262 | 589 | 748 | 1689 | 3.5 | 3 | 3.5 | 4.004 | 4.398 | 4.871 | 4.242 | 4.591 | 4.875 | 1959 | 744 | 106 | 626 | 329 | 67 | 2.5 | 2.5 | 3 | No | - | - | - | - | N/A | N/A | N/A | 1 | 3.6143 | 3.991
[SEER Non Multi-Split <=65kW] GEMS (Air Conditioners up to 65kW) Determination 2019 | MEPS 2019 | AS/NZS 3823.1.1:2012 | MUZ-LN50VGHZ/MSZ-LN50VG2R | MUZ-LN50VGHZ/MSZ-LN50VG2 Series | N/A | MITSUBISHI ELECTRIC | N/A | Non Ducted | Single Split System | Wall Hung | Air | Air | Thailand | 1.38 | N/A | 5 | N/A | N/A | N/A | N/A | N/A | 1.5 | 6 | Calorimeter Room | 3.8836 | 4.0979 | N/A | - | N/A | N/A | N/A | N/A | N/A | N/A | N/A | N/A | N/A | N/A | N/A | N/A | N/A | N/A | N/A | N/A | N/A | Single | R32 | Australia,New Zealand | 129090 | 2025-05-21 |  | Approved | Reverse Cycle | N/A | No | Class 9 | No | N/A | N/A | N/A | N/A | N/A | N/A | N/A | Available | N/A | N/A | http://www.MitsubishiElectric.com.au/ | http://www.mitsubishielectric.com.au | N/A |  |  | AAC4852 | Yes | Variable output compressor | Inverter | No | - | 5000 | 1.38 | - | 470 | 2500 | No | - | - | - | 1261.32 | 5385 | No | 429.58 | 2692.5 | No | - | - | 6000 | 1.5 | 565 | 3000 | No | - | - | Yes | 3150 | 7600 | No | - | - | No | - | - | - | - | - | No | - | - | No | - | - | No | - | - | 57 | 61 | 5.219 | 4.941 | 5.183 | 6.19 | 5.744 | 5.552 | 267 | 425 | 1262 | 589 | 748 | 1689 | 3.5 | 3 | 3.5 | 4.004 | 4.398 | 4.871 | 4.242 | 4.591 | 4.875 | 1959 | 744 | 106 | 626 | 329 | 67 | 2.5 | 2.5 | 3 | No | - | - | - | - | N/A | N/A | N/A | 1 | 3.6143 | 3.991
[SEER Non Multi-Split <=65kW] GEMS (Air Conditioners up to 65kW) Determination 2019 | MEPS 2019 | AS/NZS 3823.1.1:2012 | MUZ-LN50VGHZ/MSZ-LN50VG2V | MUZ-LN50VGHZ/MSZ-LN50VG2 Series | N/A | MITSUBISHI ELECTRIC | N/A | Non Ducted | Single Split System | Wall Hung | Air | Air | Thailand | 1.38 | N/A | 5 | N/A | N/A | N/A | N/A | N/A | 1.5 | 6 | Calorimeter Room | 3.8836 | 4.0979 | N/A | - | N/A | N/A | N/A | N/A | N/A | N/A | N/A | N/A | N/A | N/A | N/A | N/A | N/A | N/A | N/A | N/A | N/A | Single | R32 | Australia,New Zealand | 129090 | 2025-05-21 |  | Approved | Reverse Cycle | N/A | No | Class 9 | No | N/A | N/A | N/A | N/A | N/A | N/A | N/A | Available | N/A | N/A | http://www.MitsubishiElectric.com.au/ | http://www.mitsubishielectric.com.au | N/A |  |  | AAC4852 | Yes | Variable output compressor | Inverter | No | - | 5000 | 1.38 | - | 470 | 2500 | No | - | - | - | 1261.32 | 5385 | No | 429.58 | 2692.5 | No | - | - | 6000 | 1.5 | 565 | 3000 | No | - | - | Yes | 3150 | 7600 | No | - | - | No | - | - | - | - | - | No | - | - | No | - | - | No | - | - | 57 | 61 | 5.219 | 4.941 | 5.183 | 6.19 | 5.744 | 5.552 | 267 | 425 | 1262 | 589 | 748 | 1689 | 3.5 | 3 | 3.5 | 4.004 | 4.398 | 4.871 | 4.242 | 4.591 | 4.875 | 1959 | 744 | 106 | 626 | 329 | 67 | 2.5 | 2.5 | 3 | No | - | - | - | - | N/A | N/A | N/A | 1 | 3.6143 | 3.991
[SEER Non Multi-Split <=65kW] GEMS (Air Conditioners up to 65kW) Determination 2019 | MEPS 2019 | AS/NZS 3823.1.1:2012 | MUZ-LN50VGHZ2/MSZ-LN50VG3 Series | MUZ-LN50VGHZ2/MSZ-LN50VG3 Series | N/A | MITSUBISHI ELECTRIC | N/A | Non Ducted | Single Split System | Wall Hung | Air | Air | Thailand | 1.38 | N/A | 5 | N/A | N/A | N/A | N/A | N/A | 1.47 | 6 | Calorimeter Room | 3.9778 | 4.1187 | N/A | - | N/A | N/A | N/A | N/A | N/A | N/A | N/A | N/A | N/A | N/A | N/A | N/A | N/A | N/A | N/A | N/A | N/A | Single | R32 | Australia,New Zealand | 153416 | 2028-04-19 |  | Approved | Reverse Cycle | N/A | No | Class 9 | No | N/A | N/A | N/A | N/A | N/A | N/A | N/A | Available | N/A | N/A | http://www.MitsubishiElectric.com.au/ | http://www.mitsubishielectric.com.au | N/A |  |  | AAC7440 | Yes | Variable output compressor | Inverter | No | - | 5000 | 1.38 | - | 470 | 2500 | No | - | - | - | 1261.32 | 5385 | No | 429.58 | 2692.5 | No | - | - | 6000 | 1.47 | 565 | 3000 | No | - | - | Yes | 3340 | 7600 | No | - | - | No | - | - | - | - | - | No | - | - | No | - | - | No | - | - | 56.8 | 58.2 | 5.219 | 4.941 | 5.183 | 6.19 | 5.744 | 5.552 | 267 | 425 | 1262 | 589 | 748 | 1689 | 3.5 | 3 | 3.5 | 4.008 | 4.422 | 4.875 | 4.24 | 4.603 | 4.877 | 1957 | 740 | 106 | 626 | 328 | 67 | 2.5 | 2.5 | 3 | No | - | - | - | - | N/A | N/A | N/A | 1 | 3.6143 | 4.0723
[SEER Non Multi-Split <=65kW] GEMS (Air Conditioners up to 65kW) Determination 2019 | MEPS 2019 | AS/NZS 3823.1.1:2012 | MUZ-LN50VGHZ2/MSZ-LN50VG3B | MUZ-LN50VGHZ2/MSZ-LN50VG3 Series | N/A | MITSUBISHI ELECTRIC | N/A | Non Ducted | Single Split System | Wall Hung | Air | Air | Thailand | 1.38 | N/A | 5 | N/A | N/A | N/A | N/A | N/A | 1.47 | 6 | Calorimeter Room | 3.9778 | 4.1187 | N/A | - | N/A | N/A | N/A | N/A | N/A | N/A | N/A | N/A | N/A | N/A | N/A | N/A | N/A | N/A | N/A | N/A | N/A | Single | R32 | Australia,New Zealand | 153416 | 2028-04-19 |  | Approved | Reverse Cycle | N/A | No | Class 9 | No | N/A | N/A | N/A | N/A | N/A | N/A | N/A | Available | N/A | N/A | http://www.MitsubishiElectric.com.au/ | http://www.mitsubishielectric.com.au | N/A |  |  | AAC7440 | Yes | Variable output compressor | Inverter | No | - | 5000 | 1.38 | - | 470 | 2500 | No | - | - | - | 1261.32 | 5385 | No | 429.58 | 2692.5 | No | - | - | 6000 | 1.47 | 565 | 3000 | No | - | - | Yes | 3340 | 7600 | No | - | - | No | - | - | - | - | - | No | - | - | No | - | - | No | - | - | 56.8 | 58.2 | 5.219 | 4.941 | 5.183 | 6.19 | 5.744 | 5.552 | 267 | 425 | 1262 | 589 | 748 | 1689 | 3.5 | 3 | 3.5 | 4.008 | 4.422 | 4.875 | 4.24 | 4.603 | 4.877 | 1957 | 740 | 106 | 626 | 328 | 67 | 2.5 | 2.5 | 3 | No | - | - | - | - | N/A | N/A | N/A | 1 | 3.6143 | 4.0723
[SEER Non Multi-Split <=65kW] GEMS (Air Conditioners up to 65kW) Determination 2019 | MEPS 2019 | AS/NZS 3823.1.1:2012 | MUZ-LN50VGHZ2/MSZ-LN50VG3R | MUZ-LN50VGHZ2/MSZ-LN50VG3 Series | N/A | MITSUBISHI ELECTRIC | N/A | Non Ducted | Single Split System | Wall Hung | Air | Air | Thailand | 1.38 | N/A | 5 | N/A | N/A | N/A | N/A | N/A | 1.47 | 6 | Calorimeter Room | 3.9778 | 4.1187 | N/A | - | N/A | N/A | N/A | N/A | N/A | N/A | N/A | N/A | N/A | N/A | N/A | N/A | N/A | N/A | N/A | N/A | N/A | Single | R32 | Australia,New Zealand | 153416 | 2028-04-19 |  | Approved | Reverse Cycle | N/A | No | Class 9 | No | N/A | N/A | N/A | N/A | N/A | N/A | N/A | Available | N/A | N/A | http://www.MitsubishiElectric.com.au/ | http://www.mitsubishielectric.com.au | N/A |  |  | AAC7440 | Yes | Variable output compressor | Inverter | No | - | 5000 | 1.38 | - | 470 | 2500 | No | - | - | - | 1261.32 | 5385 | No | 429.58 | 2692.5 | No | - | - | 6000 | 1.47 | 565 | 3000 | No | - | - | Yes | 3340 | 7600 | No | - | - | No | - | - | - | - | - | No | - | - | No | - | - | No | - | - | 56.8 | 58.2 | 5.219 | 4.941 | 5.183 | 6.19 | 5.744 | 5.552 | 267 | 425 | 1262 | 589 | 748 | 1689 | 3.5 | 3 | 3.5 | 4.008 | 4.422 | 4.875 | 4.24 | 4.603 | 4.877 | 1957 | 740 | 106 | 626 | 328 | 67 | 2.5 | 2.5 | 3 | No | - | - | - | - | N/A | N/A | N/A | 1 | 3.6143 | 4.0723
[SEER Non Multi-Split <=65kW] GEMS (Air Conditioners up to 65kW) Determination 2019 | MEPS 2019 | AS/NZS 3823.1.1:2012 | MUZ-LN50VGHZ2/MSZ-LN50VG3V | MUZ-LN50VGHZ2/MSZ-LN50VG3 Series | N/A | MITSUBISHI ELECTRIC | N/A | Non Ducted | Single Split System | Wall Hung | Air | Air | Thailand | 1.38 | N/A | 5 | N/A | N/A | N/A | N/A | N/A | 1.47 | 6 | Calorimeter Room | 3.9778 | 4.1187 | N/A | - | N/A | N/A | N/A | N/A | N/A | N/A | N/A | N/A | N/A | N/A | N/A | N/A | N/A | N/A | N/A | N/A | N/A | Single | R32 | Australia,New Zealand | 153416 | 2028-04-19 |  | Approved | Reverse Cycle | N/A | No | Class 9 | No | N/A | N/A | N/A | N/A | N/A | N/A | N/A | Available | N/A | N/A | http://www.MitsubishiElectric.com.au/ | http://www.mitsubishielectric.com.au | N/A |  |  | AAC7440 | Yes | Variable output compressor | Inverter | No | - | 5000 | 1.38 | - | 470 | 2500 | No | - | - | - | 1261.32 | 5385 | No | 429.58 | 2692.5 | No | - | - | 6000 | 1.47 | 565 | 3000 | No | - | - | Yes | 3340 | 7600 | No | - | - | No | - | - | - | - | - | No | - | - | No | - | - | No | - | - | 56.8 | 58.2 | 5.219 | 4.941 | 5.183 | 6.19 | 5.744 | 5.552 | 267 | 425 | 1262 | 589 | 748 | 1689 | 3.5 | 3 | 3.5 | 4.008 | 4.422 | 4.875 | 4.24 | 4.603 | 4.877 | 1957 | 740 | 106 | 626 | 328 | 67 | 2.5 | 2.5 | 3 | No | - | - | - | - | N/A | N/A | N/A | 1 | 3.6143 | 4.0723
[SEER Non Multi-Split <=65kW] GEMS (Air Conditioners up to 65kW) Determination 2019 | MEPS 2019 | AS/NZS 3823.1.1:2012 | MUZ-LN60VG/MSZ-LN60VG2 Series | MUZ-LN60VG/MSZ-LN60VG2 Series | N/A | MITSUBISHI ELECTRIC | N/A | Non Ducted | Single Split System | Wall Hung | Air | Air | Thailand | 1.73 | N/A | 6.1 | N/A | N/A | N/A | N/A | N/A | 1.8 | 6.8 | Calorimeter Room | 3.6043 | 3.7936 | N/A | - | N/A | N/A | N/A | N/A | N/A | N/A | N/A | N/A | N/A | N/A | N/A | N/A | N/A | N/A | N/A | N/A | N/A | Single | R32 | Australia,New Zealand | 129072 | 2025-05-21 |  | Approved | Reverse Cycle | N/A | No | Class 9 | No | N/A | N/A | N/A | N/A | N/A | N/A | N/A | Available | N/A | N/A | http://www.MitsubishiElectric.com.au/ | http://www.mitsubishielectric.com.au | N/A |  |  | AAC4850 | Yes | Variable output compressor | Inverter | No | - | 6100 | 1.73 | - | 630 | 3050 | No | - | - | - | 1581.22 | 6569.7 | No | 575.82 | 3284.85 | No | - | - | 6800 | 1.8 | 660 | 3400 | No | - | - | Yes | 3050 | 7300 | No | - | - | No | - | - | - | - | - | No | - | - | No | - | - | No | - | - | 60 | 62 | 4.869 | 4.638 | 4.852 | 5.709 | 5.321 | 5.173 | 350 | 553 | 1645 | 780 | 986 | 2212 | 3 | 3 | 3 | 3.744 | 4.21 | 4.721 | 4.014 | 4.42 | 4.728 | 2374 | 880 | 123 | 749 | 387 | 78 | 2 | 2.5 | 3 | No | - | - | - | - | N/A | N/A | N/A | 1 | 3.5191 | 3.7707
[SEER Non Multi-Split <=65kW] GEMS (Air Conditioners up to 65kW) Determination 2019 | MEPS 2019 | AS/NZS 3823.1.1:2012 | MUZ-LN60VG/MSZ-LN60VG2B | MUZ-LN60VG/MSZ-LN60VG2 Series | N/A | MITSUBISHI ELECTRIC | N/A | Non Ducted | Single Split System | Wall Hung | Air | Air | Thailand | 1.73 | N/A | 6.1 | N/A | N/A | N/A | N/A | N/A | 1.8 | 6.8 | Calorimeter Room | 3.6043 | 3.7936 | N/A | - | N/A | N/A | N/A | N/A | N/A | N/A | N/A | N/A | N/A | N/A | N/A | N/A | N/A | N/A | N/A | N/A | N/A | Single | R32 | Australia,New Zealand | 129072 | 2025-05-21 |  | Approved | Reverse Cycle | N/A | No | Class 9 | No | N/A | N/A | N/A | N/A | N/A | N/A | N/A | Available | N/A | N/A | http://www.MitsubishiElectric.com.au/ | http://www.mitsubishielectric.com.au | N/A |  |  | AAC4850 | Yes | Variable output compressor | Inverter | No | - | 6100 | 1.73 | - | 630 | 3050 | No | - | - | - | 1581.22 | 6569.7 | No | 575.82 | 3284.85 | No | - | - | 6800 | 1.8 | 660 | 3400 | No | - | - | Yes | 3050 | 7300 | No | - | - | No | - | - | - | - | - | No | - | - | No | - | - | No | - | - | 60 | 62 | 4.869 | 4.638 | 4.852 | 5.709 | 5.321 | 5.173 | 350 | 553 | 1645 | 780 | 986 | 2212 | 3 | 3 | 3 | 3.744 | 4.21 | 4.721 | 4.014 | 4.42 | 4.728 | 2374 | 880 | 123 | 749 | 387 | 78 | 2 | 2.5 | 3 | No | - | - | - | - | N/A | N/A | N/A | 1 | 3.5191 | 3.7707
[SEER Non Multi-Split <=65kW] GEMS (Air Conditioners up to 65kW) Determination 2019 | MEPS 2019 | AS/NZS 3823.1.1:2012 | MUZ-LN60VG/MSZ-LN60VG2R | MUZ-LN60VG/MSZ-LN60VG2 Series | N/A | MITSUBISHI ELECTRIC | N/A | Non Ducted | Single Split System | Wall Hung | Air | Air | Thailand | 1.73 | N/A | 6.1 | N/A | N/A | N/A | N/A | N/A | 1.8 | 6.8 | Calorimeter Room | 3.6043 | 3.7936 | N/A | - | N/A | N/A | N/A | N/A | N/A | N/A | N/A | N/A | N/A | N/A | N/A | N/A | N/A | N/A | N/A | N/A | N/A | Single | R32 | Australia,New Zealand | 129072 | 2025-05-21 |  | Approved | Reverse Cycle | N/A | No | Class 9 | No | N/A | N/A | N/A | N/A | N/A | N/A | N/A | Available | N/A | N/A | http://www.MitsubishiElectric.com.au/ | http://www.mitsubishielectric.com.au | N/A |  |  | AAC4850 | Yes | Variable output compressor | Inverter | No | - | 6100 | 1.73 | - | 630 | 3050 | No | - | - | - | 1581.22 | 6569.7 | No | 575.82 | 3284.85 | No | - | - | 6800 | 1.8 | 660 | 3400 | No | - | - | Yes | 3050 | 7300 | No | - | - | No | - | - | - | - | - | No | - | - | No | - | - | No | - | - | 60 | 62 | 4.869 | 4.638 | 4.852 | 5.709 | 5.321 | 5.173 | 350 | 553 | 1645 | 780 | 986 | 2212 | 3 | 3 | 3 | 3.744 | 4.21 | 4.721 | 4.014 | 4.42 | 4.728 | 2374 | 880 | 123 | 749 | 387 | 78 | 2 | 2.5 | 3 | No | - | - | - | - | N/A | N/A | N/A | 1 | 3.5191 | 3.7707
[SEER Non Multi-Split <=65kW] GEMS (Air Conditioners up to 65kW) Determination 2019 | MEPS 2019 | AS/NZS 3823.1.1:2012 | MUZ-LN60VG/MSZ-LN60VG2V | MUZ-LN60VG/MSZ-LN60VG2 Series | N/A | MITSUBISHI ELECTRIC | N/A | Non Ducted | Single Split System | Wall Hung | Air | Air | Thailand | 1.73 | N/A | 6.1 | N/A | N/A | N/A | N/A | N/A | 1.8 | 6.8 | Calorimeter Room | 3.6043 | 3.7936 | N/A | - | N/A | N/A | N/A | N/A | N/A | N/A | N/A | N/A | N/A | N/A | N/A | N/A | N/A | N/A | N/A | N/A | N/A | Single | R32 | Australia,New Zealand | 129072 | 2025-05-21 |  | Approved | Reverse Cycle | N/A | No | Class 9 | No | N/A | N/A | N/A | N/A | N/A | N/A | N/A | Available | N/A | N/A | http://www.MitsubishiElectric.com.au/ | http://www.mitsubishielectric.com.au | N/A |  |  | AAC4850 | Yes | Variable output compressor | Inverter | No | - | 6100 | 1.73 | - | 630 | 3050 | No | - | - | - | 1581.22 | 6569.7 | No | 575.82 | 3284.85 | No | - | - | 6800 | 1.8 | 660 | 3400 | No | - | - | Yes | 3050 | 7300 | No | - | - | No | - | - | - | - | - | No | - | - | No | - | - | No | - | - | 60 | 62 | 4.869 | 4.638 | 4.852 | 5.709 | 5.321 | 5.173 | 350 | 553 | 1645 | 780 | 986 | 2212 | 3 | 3 | 3 | 3.744 | 4.21 | 4.721 | 4.014 | 4.42 | 4.728 | 2374 | 880 | 123 | 749 | 387 | 78 | 2 | 2.5 | 3 | No | - | - | - | - | N/A | N/A | N/A | 1 | 3.5191 | 3.7707
[SEER Non Multi-Split <=65kW] GEMS (Air Conditioners up to 65kW) Determination 2019 | MEPS 2019 | AS/NZS 3823.1.1:2012 | MUZ-LN60VG2/MSZ-LN60VG3 Series | MUZ-LN60VG2/MSZ-LN60VG3 Series | N/A | MITSUBISHI ELECTRIC | N/A | Non Ducted | Single Split System | Wall Hung | Air | Air | Thailand | 1.73 | N/A | 6.1 | N/A | N/A | N/A | N/A | N/A | 1.8 | 6.8 | Calorimeter Room | 3.6776 | 3.9121 | N/A | - | N/A | N/A | N/A | N/A | N/A | N/A | N/A | N/A | N/A | N/A | N/A | N/A | N/A | N/A | N/A | N/A | N/A | Single | R32 | Australia,New Zealand | 153428 | 2028-04-19 |  | Approved | Reverse Cycle | N/A | No | Class 9 | No | N/A | N/A | N/A | N/A | N/A | N/A | N/A | Available | N/A | N/A | http://www.MitsubishiElectric.com.au/ | http://www.mitsubishielectric.com.au | N/A |  |  | AAC7434 | Yes | Variable output compressor | Inverter | No | - | 6100 | 1.73 | - | 630 | 3050 | No | - | - | - | 1581.22 | 6569.7 | No | 575.82 | 3284.85 | No | - | - | 6800 | 1.8 | 660 | 3400 | No | - | - | Yes | 3050 | 7300 | No | - | - | No | - | - | - | - | - | No | - | - | No | - | - | No | - | - | 59.5 | 59.8 | 4.869 | 4.638 | 4.852 | 5.709 | 5.321 | 5.173 | 350 | 553 | 1645 | 780 | 986 | 2212 | 3 | 3 | 3 | 3.744 | 4.21 | 4.721 | 4.014 | 4.42 | 4.728 | 2374 | 880 | 123 | 749 | 387 | 78 | 2 | 2.5 | 3 | No | - | - | - | - | N/A | N/A | N/A | 1 | 3.5191 | 3.7707
[SEER Non Multi-Split <=65kW] GEMS (Air Conditioners up to 65kW) Determination 2019 | MEPS 2019 | AS/NZS 3823.1.1:2012 | MUZ-LN60VG2/MSZ-LN60VG3B | MUZ-LN60VG2/MSZ-LN60VG3 Series | N/A | MITSUBISHI ELECTRIC | N/A | Non Ducted | Single Split System | Wall Hung | Air | Air | Thailand | 1.73 | N/A | 6.1 | N/A | N/A | N/A | N/A | N/A | 1.8 | 6.8 | Calorimeter Room | 3.6776 | 3.9121 | N/A | - | N/A | N/A | N/A | N/A | N/A | N/A | N/A | N/A | N/A | N/A | N/A | N/A | N/A | N/A | N/A | N/A | N/A | Single | R32 | Australia,New Zealand | 153428 | 2028-04-19 |  | Approved | Reverse Cycle | N/A | No | Class 9 | No | N/A | N/A | N/A | N/A | N/A | N/A | N/A | Available | N/A | N/A | http://www.MitsubishiElectric.com.au/ | http://www.mitsubishielectric.com.au | N/A |  |  | AAC7434 | Yes | Variable output compressor | Inverter | No | - | 6100 | 1.73 | - | 630 | 3050 | No | - | - | - | 1581.22 | 6569.7 | No | 575.82 | 3284.85 | No | - | - | 6800 | 1.8 | 660 | 3400 | No | - | - | Yes | 3050 | 7300 | No | - | - | No | - | - | - | - | - | No | - | - | No | - | - | No | - | - | 59.5 | 59.8 | 4.869 | 4.638 | 4.852 | 5.709 | 5.321 | 5.173 | 350 | 553 | 1645 | 780 | 986 | 2212 | 3 | 3 | 3 | 3.744 | 4.21 | 4.721 | 4.014 | 4.42 | 4.728 | 2374 | 880 | 123 | 749 | 387 | 78 | 2 | 2.5 | 3 | No | - | - | - | - | N/A | N/A | N/A | 1 | 3.5191 | 3.7707
[SEER Non Multi-Split <=65kW] GEMS (Air Conditioners up to 65kW) Determination 2019 | MEPS 2019 | AS/NZS 3823.1.1:2012 | MUZ-LN60VG2/MSZ-LN60VG3R | MUZ-LN60VG2/MSZ-LN60VG3 Series | N/A | MITSUBISHI ELECTRIC | N/A | Non Ducted | Single Split System | Wall Hung | Air | Air | Thailand | 1.73 | N/A | 6.1 | N/A | N/A | N/A | N/A | N/A | 1.8 | 6.8 | Calorimeter Room | 3.6776 | 3.9121 | N/A | - | N/A | N/A | N/A | N/A | N/A | N/A | N/A | N/A | N/A | N/A | N/A | N/A | N/A | N/A | N/A | N/A | N/A | Single | R32 | Australia,New Zealand | 153428 | 2028-04-19 |  | Approved | Reverse Cycle | N/A | No | Class 9 | No | N/A | N/A | N/A | N/A | N/A | N/A | N/A | Available | N/A | N/A | http://www.MitsubishiElectric.com.au/ | http://www.mitsubishielectric.com.au | N/A |  |  | AAC7434 | Yes | Variable output compressor | Inverter | No | - | 6100 | 1.73 | - | 630 | 3050 | No | - | - | - | 1581.22 | 6569.7 | No | 575.82 | 3284.85 | No | - | - | 6800 | 1.8 | 660 | 3400 | No | - | - | Yes | 3050 | 7300 | No | - | - | No | - | - | - | - | - | No | - | - | No | - | - | No | - | - | 59.5 | 59.8 | 4.869 | 4.638 | 4.852 | 5.709 | 5.321 | 5.173 | 350 | 553 | 1645 | 780 | 986 | 2212 | 3 | 3 | 3 | 3.744 | 4.21 | 4.721 | 4.014 | 4.42 | 4.728 | 2374 | 880 | 123 | 749 | 387 | 78 | 2 | 2.5 | 3 | No | - | - | - | - | N/A | N/A | N/A | 1 | 3.5191 | 3.7707
[SEER Non Multi-Split <=65kW] GEMS (Air Conditioners up to 65kW) Determination 2019 | MEPS 2019 | AS/NZS 3823.1.1:2012 | MUZ-LN60VG2/MSZ-LN60VG3V | MUZ-LN60VG2/MSZ-LN60VG3 Series | N/A | MITSUBISHI ELECTRIC | N/A | Non Ducted | Single Split System | Wall Hung | Air | Air | Thailand | 1.73 | N/A | 6.1 | N/A | N/A | N/A | N/A | N/A | 1.8 | 6.8 | Calorimeter Room | 3.6776 | 3.9121 | N/A | - | N/A | N/A | N/A | N/A | N/A | N/A | N/A | N/A | N/A | N/A | N/A | N/A | N/A | N/A | N/A | N/A | N/A | Single | R32 | Australia,New Zealand | 153428 | 2028-04-19 |  | Approved | Reverse Cycle | N/A | No | Class 9 | No | N/A | N/A | N/A | N/A | N/A | N/A | N/A | Available | N/A | N/A | http://www.MitsubishiElectric.com.au/ | http://www.mitsubishielectric.com.au | N/A |  |  | AAC7434 | Yes | Variable output compressor | Inverter | No | - | 6100 | 1.73 | - | 630 | 3050 | No | - | - | - | 1581.22 | 6569.7 | No | 575.82 | 3284.85 | No | - | - | 6800 | 1.8 | 660 | 3400 | No | - | - | Yes | 3050 | 7300 | No | - | - | No | - | - | - | - | - | No | - | - | No | - | - | No | - | - | 59.5 | 59.8 | 4.869 | 4.638 | 4.852 | 5.709 | 5.321 | 5.173 | 350 | 553 | 1645 | 780 | 986 | 2212 | 3 | 3 | 3 | 3.744 | 4.21 | 4.721 | 4.014 | 4.42 | 4.728 | 2374 | 880 | 123 | 749 | 387 | 78 | 2 | 2.5 | 3 | No | - | - | - | - | N/A | N/A | N/A | 1 | 3.5191 | 3.7707
[SEER Multi-Split <=65kW] GEMS (Air Conditioners up to 65kW) Determination 2019 | MEPS 2019 | AS/NZS 3823.1.4:2012 | MXZ-2F52VF |  | N/A | MITSUBISHI ELECTRIC | N/A | Non Ducted | fixed | N/A | Air | Air | Thailand | 1.38 | N/A | 5.2 | N/A | N/A | N/A | N/A | N/A | 1.49 | 6.1 | Enthalpy Test Room | 3.8498 | 4.4046 | N/A | - | N/A | N/A | N/A | N/A | N/A | N/A | N/A | N/A | N/A | N/A | N/A | N/A | N/A | N/A | N/A | N/A | N/A | Single | R32 | Australia,New Zealand | 129771 | 2025-06-12 |  | Approved | Reverse Cycle | N/A | No | Class 19 | No | N/A | N/A | N/A | N/A | N/A | N/A | N/A | Available | N/A | N/A | http://www.MitsubishiElectric.com.au/ | http://www.mitsubishielectric.com.au | N/A |  |  | AAC4899 | Yes | Variable output compressor | Inverter | No | - | 5200 | 1.38 | - | 450 | 2600 | No | - | - | - | 1261.32 | 5600.4 | No | 411.3 | 2800.2 | No | - | - | 6100 | 1.49 | 520 | 3050 | No | - | - | Yes | 1650 | 5100 | No | - | - | No | - | - | - | - | - | No | - | - | No | - | - | No | - | - | N/A | 57.2 | 5.155 | 4.954 | 5.422 | 6.44 | 6.001 | 5.869 | 272 | 430 | 1244 | 580 | 736 | 1653 | 3.5 | 3 | 3.5 | 3.94 | 4.642 | 5.364 | 4.329 | 4.941 | 5.379 | 2033 | 727 | 108 | 632 | 319 | 70 | 2 | 3 | 3.5 | N/A | N/A | N/A | N/A | N/A | N/A | N/A | N/A | 5 | 3.7225 | 4.048
[SEER Multi-Split <=65kW] GEMS (Air Conditioners up to 65kW) Determination 2019 | MEPS 2019 | AS/NZS 3823.1.4:2012 | MXZ-2F52VGD |  | N/A | MITSUBISHI ELECTRIC | N/A | Non Ducted | fixed | N/A | Air | Air | Thailand | 1.38 | N/A | 5.2 | N/A | N/A | N/A | N/A | N/A | 1.45 | 6.1 | Enthalpy Test Room | 3.8219 | 4.5467 | N/A | - | N/A | N/A | N/A | N/A | N/A | N/A | N/A | N/A | N/A | N/A | N/A | N/A | N/A | N/A | N/A | N/A | N/A | Single | R32 | Australia,New Zealand | 129772 | 2025-06-12 |  | Approved | Reverse Cycle | N/A | Yes | Class 19 | Yes | N/A | N/A | N/A | N/A | N/A | N/A | N/A | Available | N/A | N/A | http://www.MitsubishiElectric.com.au/ | http://www.mitsubishielectric.com.au | N/A |  |  | AAC4900 | Yes | Variable output compressor | Inverter | No | - | 5200 | 1.38 | - | 480 | 2600 | No | - | - | - | 1261.32 | 5600.4 | No | 438.72 | 2800.2 | No | - | - | 6100 | 1.45 | 530 | 3050 | No | - | - | Yes | 2050 | 6300 | No | - | - | No | - | - | - | - | - | No | - | - | No | - | - | No | - | - | N/A | 56.1 | 5.042 | 4.853 | 5.247 | 6.167 | 5.762 | 5.644 | 281 | 442 | 1289 | 609 | 769 | 1721 | 3.5 | 3 | 3.5 | 4.237 | 4.715 | 5.273 | 4.522 | 4.946 | 5.281 | 1889 | 713 | 107 | 603 | 317 | 69 | 2.5 | 3 | 3.5 | N/A | N/A | N/A | N/A | N/A | N/A | N/A | N/A | 4 | 3.7316 | 4.168
[SEER Multi-Split <=65kW] GEMS (Air Conditioners up to 65kW) Determination 2019 | MEPS 2019 | AS/NZS 3823.1.4:2012 | MXZ-3F54VGD |  | N/A | MITSUBISHI ELECTRIC | N/A | Non Ducted | fixed | N/A | Air | Air | Thailand | 1.25 | N/A | 5.4 | N/A | N/A | N/A | N/A | N/A | 1.43 | 7 | Enthalpy Test Room | 4.3344 | 4.959 | N/A | - | N/A | N/A | N/A | N/A | N/A | N/A | N/A | N/A | N/A | N/A | N/A | N/A | N/A | N/A | N/A | N/A | N/A | Single | R32 | Australia,New Zealand | 129773 | 2025-06-12 |  | Approved | Reverse Cycle | N/A | Yes | Class 19 | Yes | N/A | N/A | N/A | N/A | N/A | N/A | N/A | Available | N/A | N/A | http://www.MitsubishiElectric.com.au/ | http://www.mitsubishielectric.com.au | N/A |  |  | AAC4898 | Yes | Variable output compressor | Inverter | No | - | 5400 | 1.25 | - | 450 | 2700 | No | - | - | - | 1142.5 | 5815.8 | No | 411.3 | 2907.9 | No | - | - | 7000 | 1.43 | 600 | 3500 | No | - | - | Yes | 1800 | 6300 | No | - | - | No | - | - | - | - | - | No | - | - | No | - | - | No | - | - | N/A | 56.2 | 5.495 | 5.341 | 5.853 | 6.792 | 6.376 | 6.3 | 265 | 414 | 1197 | 571 | 719 | 1599 | 3.5 | 3.5 | 4 | 4.349 | 4.949 | 5.375 | 4.601 | 5.099 | 5.365 | 2113 | 781 | 122 | 681 | 354 | 79 | 2.5 | 3 | 3.5 | N/A | N/A | N/A | N/A | N/A | N/A | N/A | N/A | 5 | 4.2624 | 4.8379
[SEER Multi-Split <=65kW] GEMS (Air Conditioners up to 65kW) Determination 2019 | MEPS 2019 | AS/NZS 3823.1.4:2012 | MXZ-4F71VGD |  | N/A | MITSUBISHI ELECTRIC | N/A | Non Ducted | fixed | N/A | Air | Air | Thailand | 1.79 | N/A | 7.1 | N/A | N/A | N/A | N/A | N/A | 1.67 | 8 | Enthalpy Test Room | 4.0413 | 4.9813 | N/A | - | N/A | N/A | N/A | N/A | N/A | N/A | N/A | N/A | N/A | N/A | N/A | N/A | N/A | N/A | N/A | N/A | N/A | Single | R32 | Australia,New Zealand | 129775 | 2025-06-12 |  | Approved | Reverse Cycle | N/A | Yes | Class 19 | Yes | N/A | N/A | N/A | N/A | N/A | N/A | N/A | Available | N/A | N/A | http://www.MitsubishiElectric.com.au/ | http://www.mitsubishielectric.com.au | N/A |  |  | AAC4897 | Yes | Variable output compressor | Inverter | No | - | 7100 | 1.79 | - | 600 | 3550 | No | - | - | - | 1636.06 | 7646.7 | No | 548.4 | 3823.35 | No | - | - | 8000 | 1.67 | 690 | 4000 | No | - | - | Yes | 2400 | 7400 | No | - | - | No | - | - | - | - | - | No | - | - | No | - | - | No | - | - | N/A | 58.4 | 5.411 | 5.196 | 5.637 | 6.675 | 6.223 | 6.082 | 356 | 563 | 1637 | 767 | 972 | 2180 | 3.5 | 3.5 | 4 | 4.25 | 4.879 | 5.339 | 4.522 | 5.045 | 5.331 | 2470 | 905 | 139 | 791 | 408 | 90 | 2.5 | 3 | 3.5 | N/A | N/A | N/A | N/A | N/A | N/A | N/A | N/A | 5.5 | 3.9257 | 4.7377
[SEER Multi-Split <=65kW] GEMS (Air Conditioners up to 65kW) Determination 2019 | MEPS 2019 | AS/NZS 3823.1.4:2012 | MXZ-4F80VGD |  | N/A | MITSUBISHI ELECTRIC | N/A | Non Ducted | fixed | N/A | Air | Air | Thailand | 1.98 | N/A | 8 | N/A | N/A | N/A | N/A | N/A | 1.68 | 8.8 | Enthalpy Test Room | 4.2183 | 5.4482 | N/A | - | N/A | N/A | N/A | N/A | N/A | N/A | N/A | N/A | N/A | N/A | N/A | N/A | N/A | N/A | N/A | N/A | N/A | Single | R32 | Australia,New Zealand | 129488 | 2025-06-05 |  | Approved | Reverse Cycle | N/A | Yes | Class 19 | Yes | N/A | N/A | Yes | Yes | Yes | N/A | N/A | Available | N/A | N/A | http://www.MitsubishiElectric.com.au/ | http://www.mitsubishielectric.com.au | N/A |  |  | AAC4875 | Yes | Variable output compressor | Inverter | No | - | 8000 | 1.98 | - | 660 | 4000 | No | - | - | - | 1809.72 | 8616 | No | 603.24 | 4308 | No | - | - | 8800 | 1.68 | 690 | 4400 | No | - | - | Yes | 3450 | 8600 | No | - | - | No | - | - | - | - | - | No | - | - | No | - | - | No | - | - | N/A | 57 | 5.538 | 5.313 | 5.763 | 6.833 | 6.368 | 6.219 | 392 | 620 | 1804 | 844 | 1070 | 2403 | 4 | 3.5 | 4 | 4.443 | 5.305 | 5.871 | 4.798 | 5.51 | 5.863 | 2600 | 917 | 141 | 821 | 412 | 91 | 2.5 | 3.5 | 4 | N/A | N/A | N/A | N/A | N/A | N/A | N/A | N/A | 6 | 3.9994 | 5.1756
[SEER Multi-Split <=65kW] GEMS (Air Conditioners up to 65kW) Determination 2019 | MEPS 2019 | AS/NZS 3823.1.4:2012 | MXZ-5F100VGD |  | N/A | MITSUBISHI ELECTRIC | N/A | Non Ducted | fixed | N/A | Air | Air | China | 2.84 | N/A | 10 | N/A | N/A | N/A | N/A | N/A | 2.07 | 10 | Enthalpy Test Room | 3.7218 | 5.0236 | N/A | - | N/A | N/A | N/A | N/A | N/A | N/A | N/A | N/A | N/A | N/A | N/A | N/A | N/A | N/A | N/A | N/A | N/A | Single | R32 | Australia,New Zealand | 129837 | 2025-06-15 |  | Approved | Reverse Cycle | N/A | Yes | Class 20 | Yes | N/A | N/A | Yes | Yes | Yes | N/A | N/A | Available | N/A | N/A | http://www.MitsubishiElectric.com.au/ | http://www.mitsubishielectric.com.au | N/A |  |  | AAC4903 | Yes | Variable output compressor | Inverter | No | - | 10000 | 2.84 | - | 860 | 5000 | No | - | - | - | 2595.76 | 10770 | No | 786.04 | 5385 | No | - | - | 10000 | 2.07 | 810 | 5000 | No | - | - | Yes | 3450 | 8900 | No | - | - | No | - | - | - | - | - | No | - | - | No | - | - | No | - | - | N/A | 59.6 | 5.221 | 4.94 | 5.332 | 6.481 | 5.988 | 5.783 | 522 | 836 | 2440 | 1114 | 1424 | 3232 | 3.5 | 3 | 3.5 | 4.125 | 4.997 | 5.672 | 4.521 | 5.255 | 5.671 | 3181 | 1105 | 165 | 990 | 491 | 107 | 2.5 | 3 | 4 | N/A | N/A | N/A | N/A | N/A | N/A | N/A | N/A | 7 | 3.492 | 4.7763
[SEER Multi-Split <=65kW] GEMS (Air Conditioners up to 65kW) Determination 2019 | MEPS 2019 | AS/NZS 3823.1.4:2012 | MXZ-6F120VGD |  | N/A | MITSUBISHI ELECTRIC | N/A | Non Ducted | fixed | N/A | Air | Air | Thailand | 3.3 | N/A | 12 | N/A | N/A | N/A | N/A | N/A | 3 | 13.2 | Enthalpy Test Room | 3.7702 | 4.4791 | N/A | - | N/A | N/A | N/A | N/A | N/A | N/A | N/A | N/A | N/A | N/A | N/A | N/A | N/A | N/A | N/A | N/A | N/A | Single | R32 | Australia,New Zealand | 129839 | 2025-06-15 |  | Approved | Reverse Cycle | N/A | Yes | Class 20 | Yes | N/A | N/A | Yes | Yes | Yes | N/A | N/A | Available | N/A | N/A | http://www.MitsubishiElectric.com.au/ | http://www.mitsubishielectric.com.au | N/A |  |  | AAC4904 | Yes | Variable output compressor | Inverter | No | - | 12000 | 3.3 | - | 970 | 6000 | No | - | - | - | 3016.2 | 12924 | No | 886.58 | 6462 | No | - | - | 13200 | 3 | 1240 | 6600 | No | - | - | Yes | 4700 | 11100 | No | - | - | No | - | - | - | - | - | No | - | - | No | - | - | No | - | - | N/A | 62.6 | 5.606 | 5.261 | 5.629 | 6.916 | 6.363 | 6.106 | 588 | 947 | 2779 | 1257 | 1613 | 3677 | 4 | 3.5 | 4 | 3.596 | 4.331 | 4.902 | 3.934 | 4.539 | 4.894 | 4806 | 1671 | 241 | 1492 | 740 | 154 | 2 | 2.5 | 3 | N/A | N/A | N/A | N/A | N/A | N/A | N/A | N/A | 6 | 3.6142 | 4.3705
[SEER Non Multi-Split <=65kW] GEMS (Air Conditioners up to 65kW) Determination 2019 | MEPS Oct 2011 | AS/NZS 3823.1.1:2012 | PCA-M100KA/PUZ-ZM100YKA2-A |  | N/A | MITSUBISHI ELECTRIC | 2.7 | Non Ducted | Single Split System | Under ceiling | Air | Air | Thailand,Japan | 2.55 | 7.3 | 10 | 680 | 0 | 0 | 0 | 230 | 3.28 | 11.2 | Enthalpy Test Room | 3.9509 | 3.6638 | Yes | 0 | N/A | 44 | 44 | 0 | 0 | N/A | N/A | N/A | 3.736 | 3.4942 | N/A | N/A | 0 | 0 | 0 | 0 | Enthalpy Test Room | Three | R32 | Australia,New Zealand | 125222 | 2024-11-28 |  | Approved | Reverse Cycle | 1600 | Yes | Class 11 | Yes | - | - | Yes | Yes | Yes | - | 3.9509 | Available | N/A | N/A | http://www.MitsubishiElectric.com.au/ | http://www.mitsubishielectric.com.au | Yes |  |  | AAC4325 | N/A | Variable output compressor | Inverter | N/A | N/A | N/A | 2.55 | N/A | N/A | N/A | N/A | N/A | N/A | N/A | N/A | N/A | N/A | N/A | N/A | N/A | N/A | N/A | N/A | 3.28 | N/A | N/A | N/A | N/A | N/A | N/A | N/A | N/A | N/A | N/A | N/A | N/A | N/A | N/A | N/A | N/A | N/A | N/A | N/A | N/A | N/A | N/A | N/A | N/A | N/A | N/A | N/A | N/A | N/A | N/A | N/A | N/A | N/A | N/A | N/A | N/A | N/A | N/A | N/A | N/A | N/A | N/A | N/A | N/A | N/A | N/A | N/A | N/A | N/A | N/A | N/A | N/A | N/A | N/A | N/A | N/A | N/A | N/A | N/A | N/A | N/A | N/A | N/A | N/A | N/A | N/A | N/A | 3.7055 | 3.2665
AS/NZS 3823.2:2011/Amdt A:2013 | NZ MEPS April 2013 | AS/NZS 3823.1.1:2012 | PCA-RP71HA(Q) / PUHZ-RP71VHA5 |  | N/A | MITSUBISHI ELECTRIC | 1.85 | Non Ducted | Single Split System | Under ceiling | Air | Air | Japan | 2.21 | 5.25 | 7.1 | 650 | - | - | - | 280 | 2.23 | 7.6 | Enthalpy Test Room | 3.13 | 3.444 | Yes | 50 | N/A | 33.59 | 32.88 | 4.3244 | 0 | N/A | N/A | N/A | 2.9786 | 3.2772 | N/A | N/A | 1.4572 | 2.0545 | 1 | 2 | Enthalpy Test Room | Single | R410A | New Zealand | 66985 |  | 2021-06-30 | Superseded | Reverse Cycle | 1136 | N/A | Class 4 | No | - | No | No | No | No | - | 3.13 | Unavailable | N/A | N/A |  |  | Yes |  | https://reg.energyrating.gov.au/static/common/images/star_ratings_2014/aircon_rating_1_2.png | ZAC0396 | N/A | Variable output compressor | Inverter | N/A | N/A | N/A | 2.21 | N/A | N/A | N/A | N/A | N/A | N/A | N/A | N/A | N/A | N/A | N/A | N/A | N/A | N/A | N/A | N/A | 2.23 | N/A | N/A | N/A | N/A | N/A | N/A | N/A | N/A | N/A | N/A | N/A | N/A | N/A | N/A | N/A | N/A | N/A | N/A | N/A | N/A | N/A | N/A | N/A | N/A | N/A | N/A | N/A | N/A | N/A | N/A | N/A | N/A | N/A | N/A | N/A | N/A | N/A | N/A | N/A | N/A | N/A | N/A | N/A | N/A | N/A | N/A | N/A | N/A | N/A | N/A | N/A | N/A | N/A | N/A | N/A | N/A | N/A | N/A | N/A | N/A | N/A | N/A | N/A | N/A | N/A | N/A | N/A | - | -
[SEER Non Multi-Split <=65kW] GEMS (Air Conditioners up to 65kW) Determination 2019 | MEPS Oct 2011 | AS/NZS 3823.1.2:2012 | PEAD-M100JAA/PUZ-ZM100YKA2-A |  | N/A | MITSUBISHI ELECTRIC | 1.9 | Ducted | Single Split System | - | Air | Air | Thailand | 2.67 | 8.1 | 10 | 732 | 0 | 0 | 0 | 250 | 2.8 | 11.2 | Enthalpy Test Room | 3.9548 | 4.1079 | Yes | 0 | N/A | 44 | 44 | 0 | 0 | N/A | N/A | N/A | 3.7364 | 3.8987 | N/A | N/A | 0 | 0 | 0 | 0 | Enthalpy Test Room | Three | R32 | Australia,New Zealand | 125235 | 2024-11-28 |  | Approved | Reverse Cycle | 1400 | Yes | Class 11 | Yes | - | - | Yes | Yes | Yes | - | 3.9548 | Available | N/A | N/A | http://www.MitsubishiElectric.com.au/ | http://www.mitsubishielectric.com.au | Yes |  |  | AAC4323 | N/A | Variable output compressor | Inverter | N/A | N/A | N/A | 2.67 | N/A | N/A | N/A | N/A | N/A | N/A | N/A | N/A | N/A | N/A | N/A | N/A | N/A | N/A | N/A | N/A | 2.8 | N/A | N/A | N/A | N/A | N/A | N/A | N/A | N/A | N/A | N/A | N/A | N/A | N/A | N/A | N/A | N/A | N/A | N/A | N/A | N/A | N/A | N/A | N/A | N/A | N/A | N/A | N/A | N/A | N/A | N/A | N/A | N/A | N/A | N/A | N/A | N/A | N/A | N/A | N/A | N/A | N/A | N/A | N/A | N/A | N/A | N/A | N/A | N/A | N/A | N/A | N/A | N/A | N/A | N/A | N/A | N/A | N/A | N/A | N/A | N/A | N/A | N/A | N/A | N/A | N/A | N/A | N/A | 3.5477 | 3.7983
[SEER Non Multi-Split <=65kW] GEMS (Air Conditioners up to 65kW) Determination 2019 | MEPS Oct 2011 | AS/NZS 3823.1.2:2012 | PEAD-M100JAAD/PUZ-ZM100YKA2-A |  | N/A | MITSUBISHI ELECTRIC | 1.9 | Ducted | Single Split System | - | Air | Air | Thailand | 2.67 | 8.1 | 10 | 732 | 0 | 0 | 0 | 250 | 2.8 | 11.2 | Enthalpy Test Room | 3.9239 | 4.1079 | Yes | 0 | N/A | 44 | 44 | 0 | 0 | N/A | N/A | N/A | 3.7088 | 3.8987 | N/A | N/A | 0 | 0 | 0 | 0 | Enthalpy Test Room | Three | R32 | Australia,New Zealand | 125237 | 2024-11-28 |  | Approved | Reverse Cycle | 1400 | Yes | Class 11 | Yes | - | - | Yes | Yes | Yes | - | 3.9239 | Available | N/A | N/A | http://www.MitsubishiElectric.com.au/ | http://www.mitsubishielectric.com.au | Yes |  |  | AAC4324 | N/A | Variable output compressor | Inverter | N/A | N/A | N/A | 2.67 | N/A | N/A | N/A | N/A | N/A | N/A | N/A | N/A | N/A | N/A | N/A | N/A | N/A | N/A | N/A | N/A | 2.8 | N/A | N/A | N/A | N/A | N/A | N/A | N/A | N/A | N/A | N/A | N/A | N/A | N/A | N/A | N/A | N/A | N/A | N/A | N/A | N/A | N/A | N/A | N/A | N/A | N/A | N/A | N/A | N/A | N/A | N/A | N/A | N/A | N/A | N/A | N/A | N/A | N/A | N/A | N/A | N/A | N/A | N/A | N/A | N/A | N/A | N/A | N/A | N/A | N/A | N/A | N/A | N/A | N/A | N/A | N/A | N/A | N/A | N/A | N/A | N/A | N/A | N/A | N/A | N/A | N/A | N/A | N/A | 3.5477 | 3.7983
[SEER Non Multi-Split <=65kW] GEMS (Air Conditioners up to 65kW) Determination 2019 | MEPS 2019 | AS/NZS 3823.1.2:2012 | PEAD-M140JAA(D)/PUZ-ZM140YKA*-A | PEAD-M140JAA(D)/PUZ-ZM140YKA*-A | N/A | MITSUBISHI ELECTRIC | 2.94 | Ducted | Single Split System | - | Air | Air | Thailand | 4.37 | 11.06 | 14 | 732 | N/A | N/A | N/A | 250 | 4.18 | 16 | Enthalpy Test Room | 3.7579 | 4.0589 | Yes | - | N/A | 44 | 44 | 4.478 | N/A | N/A | N/A | N/A | 3.2813 | 3.9115 | N/A | N/A | N/A | N/A | N/A | N/A | Enthalpy Test Room | Three | R32 | Australia,New Zealand | 157868 | 2028-11-13 |  | Approved | Reverse Cycle | 1600 | Yes | Class 11 | Yes | N/A | N/A | Yes | Yes | Yes | N/A | 3.397 | Available | N/A | N/A | http://www.MitsubishiElectric.com.au/ | http://www.mitsubishielectric.com.au | Yes |  |  | AAC7877 | Yes | Variable output compressor | Inverter | No | - | 14000 | 4.37 | - | 1460 | 7000 | No | - | - | - | 3994.18 | 15078 | No | 1334.44 | 7539 | No | - | - | 16000 | 4.18 | 1620 | 8000 | No | - | - | Yes | 5710 | 14900 | No | - | - | No | - | - | - | - | - | No | - | - | No | - | - | No | - | - | - | - | 3.894 | 3.839 | 4.424 | 5.123 | 4.827 | 4.83 | 935 | 1451 | 4064 | 1930 | 2429 | 5373 | 2 | 2 | 2.5 | 3.601 | 4.087 | 4.536 | 3.85 | 4.264 | 4.536 | 5877 | 2215 | 380 | 1902 | 1009 | 253 | 2 | 2.5 | 3 | No | - | - | - | - | N/A | N/A | N/A | 33.6 | 3.1225 | 3.7265
[SEER Non Multi-Split <=65kW] GEMS (Air Conditioners up to 65kW) Determination 2019 | MEPS 2019 | AS/NZS 3823.1.2:2012 | PEAD-M140JAA/PUZ-ZM140YKA2-A | PEAD-M140JAA(D)/PUZ-ZM140YKA*-A | N/A | MITSUBISHI ELECTRIC | 2.94 | Ducted | Single Split System | - | Air | Air | Thailand | 4.37 | 11.06 | 14 | 732 | N/A | N/A | N/A | 250 | 4.18 | 16 | Enthalpy Test Room | 3.7579 | 4.0589 | Yes | - | N/A | 44 | 44 | 4.478 | N/A | N/A | N/A | N/A | 3.2813 | 3.9115 | N/A | N/A | N/A | N/A | N/A | N/A | Enthalpy Test Room | Three | R32 | Australia,New Zealand | 157868 | 2028-11-13 |  | Approved | Reverse Cycle | 1600 | Yes | Class 11 | Yes | N/A | N/A | Yes | Yes | Yes | N/A | 3.397 | Available | N/A | N/A | http://www.MitsubishiElectric.com.au/ | http://www.mitsubishielectric.com.au | Yes |  |  | AAC7877 | Yes | Variable output compressor | Inverter | No | - | 14000 | 4.37 | - | 1460 | 7000 | No | - | - | - | 3994.18 | 15078 | No | 1334.44 | 7539 | No | - | - | 16000 | 4.18 | 1620 | 8000 | No | - | - | Yes | 5710 | 14900 | No | - | - | No | - | - | - | - | - | No | - | - | No | - | - | No | - | - | - | - | 3.894 | 3.839 | 4.424 | 5.123 | 4.827 | 4.83 | 935 | 1451 | 4064 | 1930 | 2429 | 5373 | 2 | 2 | 2.5 | 3.601 | 4.087 | 4.536 | 3.85 | 4.264 | 4.536 | 5877 | 2215 | 380 | 1902 | 1009 | 253 | 2 | 2.5 | 3 | No | - | - | - | - | N/A | N/A | N/A | 33.6 | 3.1225 | 3.7265
[SEER Non Multi-Split <=65kW] GEMS (Air Conditioners up to 65kW) Determination 2019 | MEPS 2019 | AS/NZS 3823.1.2:2012 | PEAD-M140JAA/PUZ-ZM140YKA-A | PEAD-M140JAA(D)/PUZ-ZM140YKA*-A | N/A | MITSUBISHI ELECTRIC | 2.94 | Ducted | Single Split System | - | Air | Air | Thailand | 4.37 | 11.06 | 14 | 732 | N/A | N/A | N/A | 250 | 4.18 | 16 | Enthalpy Test Room | 3.7579 | 4.0589 | Yes | - | N/A | 44 | 44 | 4.478 | N/A | N/A | N/A | N/A | 3.2813 | 3.9115 | N/A | N/A | N/A | N/A | N/A | N/A | Enthalpy Test Room | Three | R32 | Australia,New Zealand | 157868 | 2028-11-13 |  | Approved | Reverse Cycle | 1600 | Yes | Class 11 | Yes | N/A | N/A | Yes | Yes | Yes | N/A | 3.397 | Available | N/A | N/A | http://www.MitsubishiElectric.com.au/ | http://www.mitsubishielectric.com.au | Yes |  |  | AAC7877 | Yes | Variable output compressor | Inverter | No | - | 14000 | 4.37 | - | 1460 | 7000 | No | - | - | - | 3994.18 | 15078 | No | 1334.44 | 7539 | No | - | - | 16000 | 4.18 | 1620 | 8000 | No | - | - | Yes | 5710 | 14900 | No | - | - | No | - | - | - | - | - | No | - | - | No | - | - | No | - | - | - | - | 3.894 | 3.839 | 4.424 | 5.123 | 4.827 | 4.83 | 935 | 1451 | 4064 | 1930 | 2429 | 5373 | 2 | 2 | 2.5 | 3.601 | 4.087 | 4.536 | 3.85 | 4.264 | 4.536 | 5877 | 2215 | 380 | 1902 | 1009 | 253 | 2 | 2.5 | 3 | No | - | - | - | - | N/A | N/A | N/A | 33.6 | 3.1225 | 3.7265
[SEER Non Multi-Split <=65kW] GEMS (Air Conditioners up to 65kW) Determination 2019 | MEPS 2019 | AS/NZS 3823.1.2:2012 | PEAD-M140JAAD/PUZ-ZM140YKA2-A | PEAD-M140JAA(D)/PUZ-ZM140YKA*-A | N/A | MITSUBISHI ELECTRIC | 2.94 | Ducted | Single Split System | - | Air | Air | Thailand | 4.37 | 11.06 | 14 | 732 | N/A | N/A | N/A | 250 | 4.18 | 16 | Enthalpy Test Room | 3.7579 | 4.0589 | Yes | - | N/A | 44 | 44 | 4.478 | N/A | N/A | N/A | N/A | 3.2813 | 3.9115 | N/A | N/A | N/A | N/A | N/A | N/A | Enthalpy Test Room | Three | R32 | Australia,New Zealand | 157868 | 2028-11-13 |  | Approved | Reverse Cycle | 1600 | Yes | Class 11 | Yes | N/A | N/A | Yes | Yes | Yes | N/A | 3.397 | Available | N/A | N/A | http://www.MitsubishiElectric.com.au/ | http://www.mitsubishielectric.com.au | Yes |  |  | AAC7877 | Yes | Variable output compressor | Inverter | No | - | 14000 | 4.37 | - | 1460 | 7000 | No | - | - | - | 3994.18 | 15078 | No | 1334.44 | 7539 | No | - | - | 16000 | 4.18 | 1620 | 8000 | No | - | - | Yes | 5710 | 14900 | No | - | - | No | - | - | - | - | - | No | - | - | No | - | - | No | - | - | - | - | 3.894 | 3.839 | 4.424 | 5.123 | 4.827 | 4.83 | 935 | 1451 | 4064 | 1930 | 2429 | 5373 | 2 | 2 | 2.5 | 3.601 | 4.087 | 4.536 | 3.85 | 4.264 | 4.536 | 5877 | 2215 | 380 | 1902 | 1009 | 253 | 2 | 2.5 | 3 | No | - | - | - | - | N/A | N/A | N/A | 33.6 | 3.1225 | 3.7265
[SEER Non Multi-Split <=65kW] GEMS (Air Conditioners up to 65kW) Determination 2019 | MEPS 2019 | AS/NZS 3823.1.2:2012 | PEAD-M140JAAD/PUZ-ZM140YKA-A | PEAD-M140JAA(D)/PUZ-ZM140YKA*-A | N/A | MITSUBISHI ELECTRIC | 2.94 | Ducted | Single Split System | - | Air | Air | Thailand | 4.37 | 11.06 | 14 | 732 | N/A | N/A | N/A | 250 | 4.18 | 16 | Enthalpy Test Room | 3.7579 | 4.0589 | Yes | - | N/A | 44 | 44 | 4.478 | N/A | N/A | N/A | N/A | 3.2813 | 3.9115 | N/A | N/A | N/A | N/A | N/A | N/A | Enthalpy Test Room | Three | R32 | Australia,New Zealand | 157868 | 2028-11-13 |  | Approved | Reverse Cycle | 1600 | Yes | Class 11 | Yes | N/A | N/A | Yes | Yes | Yes | N/A | 3.397 | Available | N/A | N/A | http://www.MitsubishiElectric.com.au/ | http://www.mitsubishielectric.com.au | Yes |  |  | AAC7877 | Yes | Variable output compressor | Inverter | No | - | 14000 | 4.37 | - | 1460 | 7000 | No | - | - | - | 3994.18 | 15078 | No | 1334.44 | 7539 | No | - | - | 16000 | 4.18 | 1620 | 8000 | No | - | - | Yes | 5710 | 14900 | No | - | - | No | - | - | - | - | - | No | - | - | No | - | - | No | - | - | - | - | 3.894 | 3.839 | 4.424 | 5.123 | 4.827 | 4.83 | 935 | 1451 | 4064 | 1930 | 2429 | 5373 | 2 | 2 | 2.5 | 3.601 | 4.087 | 4.536 | 3.85 | 4.264 | 4.536 | 5877 | 2215 | 380 | 1902 | 1009 | 253 | 2 | 2.5 | 3 | No | - | - | - | - | N/A | N/A | N/A | 33.6 | 3.1225 | 3.7265
[SEER Non Multi-Split <=65kW] GEMS (Air Conditioners up to 65kW) Determination 2019 | MEPS Oct 2011 | AS/NZS 3823.1.2:2012 | PEA-M100GAA/PUZ-ZM100YKA2-A |  | N/A | MITSUBISHI ELECTRIC | 1.5 | Ducted | Single Split System | - | Air | Air | Thailand | 2.39 | 8.5 | 10 | 634 | 0 | 0 | 0 | 400 | 2.51 | 11.2 | Enthalpy Test Room | 4.362 | 4.6634 | Yes | 0 | N/A | 44 | 44 | 0 | 0 | N/A | N/A | N/A | 4.1045 | 4.3938 | N/A | N/A | 0 | 0 | 0 | 0 | Enthalpy Test Room | Three | R32 | Australia,New Zealand | 125238 | 2024-11-28 |  | Approved | Reverse Cycle | 1400 | Yes | Class 11 | Yes | - | - | Yes | Yes | Yes | - | 4.362 | Available | N/A | N/A | http://www.MitsubishiElectric.com.au/ | http://www.mitsubishielectric.com.au | Yes |  |  | AAC4327 | N/A | Variable output compressor | Inverter | N/A | N/A | N/A | 2.39 | N/A | N/A | N/A | N/A | N/A | N/A | N/A | N/A | N/A | N/A | N/A | N/A | N/A | N/A | N/A | N/A | 2.51 | N/A | N/A | N/A | N/A | N/A | N/A | N/A | N/A | N/A | N/A | N/A | N/A | N/A | N/A | N/A | N/A | N/A | N/A | N/A | N/A | N/A | N/A | N/A | N/A | N/A | N/A | N/A | N/A | N/A | N/A | N/A | N/A | N/A | N/A | N/A | N/A | N/A | N/A | N/A | N/A | N/A | N/A | N/A | N/A | N/A | N/A | N/A | N/A | N/A | N/A | N/A | N/A | N/A | N/A | N/A | N/A | N/A | N/A | N/A | N/A | N/A | N/A | N/A | N/A | N/A | N/A | N/A | 3.939 | 4.2126
[SEER Non Multi-Split <=65kW] GEMS (Air Conditioners up to 65kW) Determination 2019 | MEPS Oct 2011 | AS/NZS 3823.1.2:2012 | PEA-M100HAA/PUZ-ZM100YKA2-A |  | N/A | MITSUBISHI ELECTRIC | 1.51 | Ducted | Single Split System | - | Air | Air | Thailand | 2.65 | 8.49 | 10 | 900 | 0 | 0 | 0 | 380 | 2.71 | 11.2 | Enthalpy Test Room | 4.1564 | 4.372 | Yes | 0 | N/A | 44 | 44 | 0 | 0 | N/A | N/A | N/A | 3.9178 | 4.1379 | N/A | N/A | 0 | 0 | 0 | 0 | Enthalpy Test Room | Three | R32 | Australia,New Zealand | 125240 | 2024-11-28 |  | Approved | Reverse Cycle | 1405 | Yes | Class 11 | Yes | - | - | Yes | Yes | Yes | - | 4.1564 | Available | N/A | N/A | http://www.MitsubishiElectric.com.au/ | http://www.mitsubishielectric.com.au | Yes |  |  | AAC4328 | N/A | Variable output compressor | Inverter | N/A | N/A | N/A | 2.65 | N/A | N/A | N/A | N/A | N/A | N/A | N/A | N/A | N/A | N/A | N/A | N/A | N/A | N/A | N/A | N/A | 2.71 | N/A | N/A | N/A | N/A | N/A | N/A | N/A | N/A | N/A | N/A | N/A | N/A | N/A | N/A | N/A | N/A | N/A | N/A | N/A | N/A | N/A | N/A | N/A | N/A | N/A | N/A | N/A | N/A | N/A | N/A | N/A | N/A | N/A | N/A | N/A | N/A | N/A | N/A | N/A | N/A | N/A | N/A | N/A | N/A | N/A | N/A | N/A | N/A | N/A | N/A | N/A | N/A | N/A | N/A | N/A | N/A | N/A | N/A | N/A | N/A | N/A | N/A | N/A | N/A | N/A | N/A | N/A | 3.5731 | 3.9178
[SEER Non Multi-Split <=65kW] GEMS (Air Conditioners up to 65kW) Determination 2019 | MEPS Oct 2011 | AS/NZS 3823.1.1:2012 | PKA-M100KA/PUZ-ZM100YKA2-A |  | N/A | MITSUBISHI ELECTRIC | 3.1 | Non Ducted | Single Split System | Wall Hung | Air | Air | Thailand | 2.81 | 6.9 | 10 | 295 | 0 | 0 | 0 | 365 | 3.1 | 11.2 | Enthalpy Test Room | 3.9509 | 3.6638 | Yes | 0 | N/A | 44 | 44 | 0 | 0 | N/A | N/A | N/A | 3.736 | 3.4942 | N/A | N/A | 0 | 0 | 0 | 0 | Enthalpy Test Room | Three | R32 | Australia,New Zealand | 125230 | 2024-11-28 |  | Approved | Reverse Cycle | 1170 | Yes | Class 11 | Yes | - | - | Yes | Yes | Yes | - | 3.9509 | Available | N/A | N/A | http://www.MitsubishiElectric.com.au/ | http://www.mitsubishielectric.com.au | Yes |  |  | AAC4326 | N/A | Variable output compressor | Inverter | N/A | N/A | N/A | 2.81 | N/A | N/A | N/A | N/A | N/A | N/A | N/A | N/A | N/A | N/A | N/A | N/A | N/A | N/A | N/A | N/A | 3.1 | N/A | N/A | N/A | N/A | N/A | N/A | N/A | N/A | N/A | N/A | N/A | N/A | N/A | N/A | N/A | N/A | N/A | N/A | N/A | N/A | N/A | N/A | N/A | N/A | N/A | N/A | N/A | N/A | N/A | N/A | N/A | N/A | N/A | N/A | N/A | N/A | N/A | N/A | N/A | N/A | N/A | N/A | N/A | N/A | N/A | N/A | N/A | N/A | N/A | N/A | N/A | N/A | N/A | N/A | N/A | N/A | N/A | N/A | N/A | N/A | N/A | N/A | N/A | N/A | N/A | N/A | N/A | 3.3798 | 3.4475
[SEER Non Multi-Split <=65kW] GEMS (Air Conditioners up to 65kW) Determination 2019 | MEPS Oct 2011 | AS/NZS 3823.1.1:2012 | PKA-M100KAL/PUZ-ZM100YKA2-A |  | N/A | MITSUBISHI ELECTRIC | 3.1 | Non Ducted | Single Split System | Wall Hung | Air | Air | Thailand | 2.81 | 6.9 | 10 | 295 | 0 | 0 | 0 | 365 | 3.1 | 11.2 | Enthalpy Test Room | 3.9509 | 3.6638 | Yes | 0 | N/A | 44 | 44 | 0 | 0 | N/A | N/A | N/A | 3.736 | 3.4942 | N/A | N/A | 0 | 0 | 0 | 0 | Enthalpy Test Room | Three | R32 | Australia,New Zealand | 125231 | 2024-11-27 |  | Approved | Reverse Cycle | 1170 | Yes | Class 11 | Yes | - | - | Yes | Yes | Yes | - | 3.9509 | Available | N/A | N/A | http://www.MitsubishiElectric.com.au/ | http://www.mitsubishielectric.com.au | Yes |  |  | AAC4322 | N/A | Variable output compressor | Inverter | N/A | N/A | N/A | 2.81 | N/A | N/A | N/A | N/A | N/A | N/A | N/A | N/A | N/A | N/A | N/A | N/A | N/A | N/A | N/A | N/A | 3.1 | N/A | N/A | N/A | N/A | N/A | N/A | N/A | N/A | N/A | N/A | N/A | N/A | N/A | N/A | N/A | N/A | N/A | N/A | N/A | N/A | N/A | N/A | N/A | N/A | N/A | N/A | N/A | N/A | N/A | N/A | N/A | N/A | N/A | N/A | N/A | N/A | N/A | N/A | N/A | N/A | N/A | N/A | N/A | N/A | N/A | N/A | N/A | N/A | N/A | N/A | N/A | N/A | N/A | N/A | N/A | N/A | N/A | N/A | N/A | N/A | N/A | N/A | N/A | N/A | N/A | N/A | N/A | 3.3798 | 3.4475
[SEER Non Multi-Split <=65kW] GEMS (Air Conditioners up to 65kW) Determination 2019 | MEPS Oct 2011 | AS/NZS 3823.1.1:2012 | PLA-M100EA-A/PUZ-ZM100YKA2-A |  | N/A | MITSUBISHI ELECTRIC | 2.6 | Non Ducted | Single Split System | Cassette | Air | Air | Thailand | 2.43 | 7.4 | 10 | 840 | 0 | 0 | 0 | 298 | 2.94 | 11.2 | Enthalpy Test Room | 4.1306 | 3.8217 | Yes | 0 | N/A | 44 | 44 | 0 | 0 | N/A | N/A | N/A | 3.8936 | 3.6395 | N/A | N/A | 0 | 0 | 0 | 0 | Enthalpy Test Room | Three | R32 | Australia,New Zealand | 125227 | 2024-11-27 |  | Approved | Reverse Cycle | 840 | Yes | Class 11 | Yes | - | - | Yes | Yes | Yes | - | 4.1306 | Available | N/A | N/A | http://www.MitsubishiElectric.com.au/ | http://www.mitsubishielectric.com.au | Yes |  |  | AAC4321 | N/A | Variable output compressor | Inverter | N/A | N/A | N/A | 2.43 | N/A | N/A | N/A | N/A | N/A | N/A | N/A | N/A | N/A | N/A | N/A | N/A | N/A | N/A | N/A | N/A | 2.94 | N/A | N/A | N/A | N/A | N/A | N/A | N/A | N/A | N/A | N/A | N/A | N/A | N/A | N/A | N/A | N/A | N/A | N/A | N/A | N/A | N/A | N/A | N/A | N/A | N/A | N/A | N/A | N/A | N/A | N/A | N/A | N/A | N/A | N/A | N/A | N/A | N/A | N/A | N/A | N/A | N/A | N/A | N/A | N/A | N/A | N/A | N/A | N/A | N/A | N/A | N/A | N/A | N/A | N/A | N/A | N/A | N/A | N/A | N/A | N/A | N/A | N/A | N/A | N/A | N/A | N/A | N/A | 3.8779 | 3.6261
[SEER Non Multi-Split <=65kW] GEMS (Air Conditioners up to 65kW) Determination 2019 | MEPS 2019 | AS/NZS 3823.1.1:2012 | PLA-M125EA*-A/PUZ-ZM125YKA*-A Series | PLA-M125EA*-A/PUZ-ZM125YKA*-A Series | N/A | MITSUBISHI ELECTRIC | 3.62 | Non Ducted | Single Split System | Cassette | Air | Air | Thailand | 3.55 | 8.88 | 12.5 | 840 | N/A | N/A | N/A | 298 | 3.58 | 14 | Enthalpy Test Room | 3.9988 | 4.2387 | Yes | - | N/A | 44 | 44 | N/A | N/A | N/A | N/A | N/A | 3.6092 | 3.7866 | N/A | N/A | N/A | N/A | N/A | N/A | Enthalpy Test Room | Three | R32 | Australia,New Zealand | 157864 | 2028-11-14 |  | Approved | Reverse Cycle | 840 | Yes | Class 11 | Yes | N/A | N/A | Yes | Yes | Yes | N/A | 3.7701 | Available | N/A | N/A | http://www.MitsubishiElectric.com.au/ | http://www.mitsubishielectric.com.au | Yes |  |  | AAC7881 | Yes | Variable output compressor | Inverter | No | - | 12500 | 3.55 | - | 1270 | 6250 | No | - | - | - | 3244.7 | 13462.5 | No | 1160.78 | 6731.25 | No | - | - | 14000 | 3.58 | 1300 | 7000 | No | - | - | Yes | 5600 | 12500 | No | - | - | No | - | - | - | - | - | - | - | - | No | - | - | No | - | - | - | - | 3.951 | 3.948 | 4.625 | 5.243 | 4.978 | 5.047 | 814 | 1248 | 3458 | 1674 | 2094 | 4582 | 2 | 2 | 3 | 3.572 | 4.277 | 4.933 | 3.936 | 4.542 | 4.941 | 5193 | 1867 | 322 | 1638 | 841 | 217 | 2 | 2.5 | 3 | No | - | - | - | - | N/A | N/A | N/A | 33.6 | 3.412 | 3.7904
[SEER Non Multi-Split <=65kW] GEMS (Air Conditioners up to 65kW) Determination 2019 | MEPS 2019 | AS/NZS 3823.1.1:2012 | PLA-M125EA2-A/PUZ-ZM125YKA2-A | PLA-M125EA*-A/PUZ-ZM125YKA*-A Series | N/A | MITSUBISHI ELECTRIC | 3.62 | Non Ducted | Single Split System | Cassette | Air | Air | Thailand | 3.55 | 8.88 | 12.5 | 840 | N/A | N/A | N/A | 298 | 3.58 | 14 | Enthalpy Test Room | 3.9988 | 4.2387 | Yes | - | N/A | 44 | 44 | N/A | N/A | N/A | N/A | N/A | 3.6092 | 3.7866 | N/A | N/A | N/A | N/A | N/A | N/A | Enthalpy Test Room | Three | R32 | Australia,New Zealand | 157864 | 2028-11-14 |  | Approved | Reverse Cycle | 840 | Yes | Class 11 | Yes | N/A | N/A | Yes | Yes | Yes | N/A | 3.7701 | Available | N/A | N/A | http://www.MitsubishiElectric.com.au/ | http://www.mitsubishielectric.com.au | Yes |  |  | AAC7881 | Yes | Variable output compressor | Inverter | No | - | 12500 | 3.55 | - | 1270 | 6250 | No | - | - | - | 3244.7 | 13462.5 | No | 1160.78 | 6731.25 | No | - | - | 14000 | 3.58 | 1300 | 7000 | No | - | - | Yes | 5600 | 12500 | No | - | - | No | - | - | - | - | - | - | - | - | No | - | - | No | - | - | - | - | 3.951 | 3.948 | 4.625 | 5.243 | 4.978 | 5.047 | 814 | 1248 | 3458 | 1674 | 2094 | 4582 | 2 | 2 | 3 | 3.572 | 4.277 | 4.933 | 3.936 | 4.542 | 4.941 | 5193 | 1867 | 322 | 1638 | 841 | 217 | 2 | 2.5 | 3 | No | - | - | - | - | N/A | N/A | N/A | 33.6 | 3.412 | 3.7904
[SEER Non Multi-Split <=65kW] GEMS (Air Conditioners up to 65kW) Determination 2019 | MEPS 2019 | AS/NZS 3823.1.1:2012 | PLA-M125EA2-A/PUZ-ZM125YKA-A | PLA-M125EA*-A/PUZ-ZM125YKA*-A Series | N/A | MITSUBISHI ELECTRIC | 3.62 | Non Ducted | Single Split System | Cassette | Air | Air | Thailand | 3.55 | 8.88 | 12.5 | 840 | N/A | N/A | N/A | 298 | 3.58 | 14 | Enthalpy Test Room | 3.9988 | 4.2387 | Yes | - | N/A | 44 | 44 | N/A | N/A | N/A | N/A | N/A | 3.6092 | 3.7866 | N/A | N/A | N/A | N/A | N/A | N/A | Enthalpy Test Room | Three | R32 | Australia,New Zealand | 157864 | 2028-11-14 |  | Approved | Reverse Cycle | 840 | Yes | Class 11 | Yes | N/A | N/A | Yes | Yes | Yes | N/A | 3.7701 | Available | N/A | N/A | http://www.MitsubishiElectric.com.au/ | http://www.mitsubishielectric.com.au | Yes |  |  | AAC7881 | Yes | Variable output compressor | Inverter | No | - | 12500 | 3.55 | - | 1270 | 6250 | No | - | - | - | 3244.7 | 13462.5 | No | 1160.78 | 6731.25 | No | - | - | 14000 | 3.58 | 1300 | 7000 | No | - | - | Yes | 5600 | 12500 | No | - | - | No | - | - | - | - | - | - | - | - | No | - | - | No | - | - | - | - | 3.951 | 3.948 | 4.625 | 5.243 | 4.978 | 5.047 | 814 | 1248 | 3458 | 1674 | 2094 | 4582 | 2 | 2 | 3 | 3.572 | 4.277 | 4.933 | 3.936 | 4.542 | 4.941 | 5193 | 1867 | 322 | 1638 | 841 | 217 | 2 | 2.5 | 3 | No | - | - | - | - | N/A | N/A | N/A | 33.6 | 3.412 | 3.7904
[SEER Non Multi-Split <=65kW] GEMS (Air Conditioners up to 65kW) Determination 2019 | MEPS 2019 | AS/NZS 3823.1.1:2012 | PLA-M125EA-A/PUZ-ZM125YKA2-A | PLA-M125EA*-A/PUZ-ZM125YKA*-A Series | N/A | MITSUBISHI ELECTRIC | 3.62 | Non Ducted | Single Split System | Cassette | Air | Air | Thailand | 3.55 | 8.88 | 12.5 | 840 | N/A | N/A | N/A | 298 | 3.58 | 14 | Enthalpy Test Room | 3.9988 | 4.2387 | Yes | - | N/A | 44 | 44 | N/A | N/A | N/A | N/A | N/A | 3.6092 | 3.7866 | N/A | N/A | N/A | N/A | N/A | N/A | Enthalpy Test Room | Three | R32 | Australia,New Zealand | 157864 | 2028-11-14 |  | Approved | Reverse Cycle | 840 | Yes | Class 11 | Yes | N/A | N/A | Yes | Yes | Yes | N/A | 3.7701 | Available | N/A | N/A | http://www.MitsubishiElectric.com.au/ | http://www.mitsubishielectric.com.au | Yes |  |  | AAC7881 | Yes | Variable output compressor | Inverter | No | - | 12500 | 3.55 | - | 1270 | 6250 | No | - | - | - | 3244.7 | 13462.5 | No | 1160.78 | 6731.25 | No | - | - | 14000 | 3.58 | 1300 | 7000 | No | - | - | Yes | 5600 | 12500 | No | - | - | No | - | - | - | - | - | - | - | - | No | - | - | No | - | - | - | - | 3.951 | 3.948 | 4.625 | 5.243 | 4.978 | 5.047 | 814 | 1248 | 3458 | 1674 | 2094 | 4582 | 2 | 2 | 3 | 3.572 | 4.277 | 4.933 | 3.936 | 4.542 | 4.941 | 5193 | 1867 | 322 | 1638 | 841 | 217 | 2 | 2.5 | 3 | No | - | - | - | - | N/A | N/A | N/A | 33.6 | 3.412 | 3.7904
[SEER Non Multi-Split <=65kW] GEMS (Air Conditioners up to 65kW) Determination 2019 | MEPS 2019 | AS/NZS 3823.1.1:2012 | PLA-M125EA-A/PUZ-ZM125YKA-A | PLA-M125EA*-A/PUZ-ZM125YKA*-A Series | N/A | MITSUBISHI ELECTRIC | 3.62 | Non Ducted | Single Split System | Cassette | Air | Air | Thailand | 3.55 | 8.88 | 12.5 | 840 | N/A | N/A | N/A | 298 | 3.58 | 14 | Enthalpy Test Room | 3.9988 | 4.2387 | Yes | - | N/A | 44 | 44 | N/A | N/A | N/A | N/A | N/A | 3.6092 | 3.7866 | N/A | N/A | N/A | N/A | N/A | N/A | Enthalpy Test Room | Three | R32 | Australia,New Zealand | 157864 | 2028-11-14 |  | Approved | Reverse Cycle | 840 | Yes | Class 11 | Yes | N/A | N/A | Yes | Yes | Yes | N/A | 3.7701 | Available | N/A | N/A | http://www.MitsubishiElectric.com.au/ | http://www.mitsubishielectric.com.au | Yes |  |  | AAC7881 | Yes | Variable output compressor | Inverter | No | - | 12500 | 3.55 | - | 1270 | 6250 | No | - | - | - | 3244.7 | 13462.5 | No | 1160.78 | 6731.25 | No | - | - | 14000 | 3.58 | 1300 | 7000 | No | - | - | Yes | 5600 | 12500 | No | - | - | No | - | - | - | - | - | - | - | - | No | - | - | No | - | - | - | - | 3.951 | 3.948 | 4.625 | 5.243 | 4.978 | 5.047 | 814 | 1248 | 3458 | 1674 | 2094 | 4582 | 2 | 2 | 3 | 3.572 | 4.277 | 4.933 | 3.936 | 4.542 | 4.941 | 5193 | 1867 | 322 | 1638 | 841 | 217 | 2 | 2.5 | 3 | No | - | - | - | - | N/A | N/A | N/A | 33.6 | 3.412 | 3.7904
[SEER Multi-Split <=65kW] GEMS (Air Conditioners up to 65kW) Determination 2019 | MEPS 2019 | AS/NZS 3823.1.4:2012 | PUHY-EP200YNW-A1 |  | N/A | MITSUBISHI ELECTRIC | N/A | Non Ducted | vrf | N/A | Air | Air | Thailand | 5 | N/A | 22.4 | N/A | N/A | N/A | N/A | N/A | 5.7 | 25 | Enthalpy Test Room | 4.4835 | 4.7057 | N/A | - | N/A | N/A | N/A | N/A | N/A | N/A | N/A | N/A | N/A | N/A | N/A | N/A | N/A | N/A | N/A | N/A | N/A | Three | R410A | Australia,New Zealand | 132142 | 2025-09-03 |  | Approved | Reverse Cycle | N/A | No | Class 20 | No | N/A | N/A | N/A | N/A | N/A | N/A | N/A | Available | N/A | N/A | http://www.MitsubishiElectric.com.au/ | http://www.mitsubishielectric.com.au | N/A |  |  | AAC5242 | Yes | Variable output compressor | Inverter | No | - | 22400 | 5 | - | 2230 | 11200 | No | - | - | - | 4570 | 24124.8 | Yes | 1750 | 11200 | No | - | - | 25000 | 5.7 | 2680 | 12500 | No | - | - | Yes | 5440 | 11400 | No | - | - | No | - | - | - | - | - | No | - | - | No | - | - | No | - | - | N/A | 75 | 4.464 | 4.561 | 5.496 | 6.731 | 6.15 | 6.216 | 1271 | 1910 | 5187 | 2306 | 3010 | 6639 | 2.5 | 3 | 3.5 | 1.795 | 1.998 | 3.482 | 2.271 | 2.829 | 3.986 | 18327 | 6961 | 757 | 4981 | 2341 | 455 | 0 | 0 | 1.5 | N/A | N/A | N/A | N/A | N/A | N/A | N/A | N/A | 62 | 4.2998 | 4.2304
[SEER Multi-Split <=65kW] GEMS (Air Conditioners up to 65kW) Determination 2019 | MEPS 2019 | AS/NZS 3823.1.4:2012 | PUHY-EP250YNW-A1 |  | N/A | MITSUBISHI ELECTRIC | N/A | Non Ducted | vrf | N/A | Air | Air | Thailand | 6.66 | N/A | 28 | N/A | N/A | N/A | N/A | N/A | 7.49 | 31.5 | Enthalpy Test Room | 4.2092 | 4.4767 | N/A | - | N/A | N/A | N/A | N/A | N/A | N/A | N/A | N/A | N/A | N/A | N/A | N/A | N/A | N/A | N/A | N/A | N/A | Three | R410A | Australia,New Zealand | 132143 | 2025-09-04 |  | Approved | Reverse Cycle | N/A | No | Class 20 | No | N/A | N/A | N/A | N/A | N/A | N/A | N/A | Available | N/A | N/A | http://www.MitsubishiElectric.com.au/ | http://www.mitsubishielectric.com.au | N/A |  |  | AAC5253 | Yes | Variable output compressor | Inverter | No | - | 28000 | 6.66 | - | 2850 | 14000 | No | - | - | - | 6087.24 | 30156 | Yes | 2250 | 14000 | No | - | - | 31500 | 7.49 | 3430 | 15750 | No | - | - | Yes | 6720 | 12700 | No | - | - | No | - | - | - | - | - | No | - | - | No | - | - | No | - | - | N/A | 78 | 4.505 | 4.546 | 5.331 | 6.61 | 6.012 | 5.992 | 1601 | 2430 | 6722 | 2965 | 3879 | 8641 | 3 | 3 | 3.5 | 1.665 | 1.848 | 3.331 | 2.134 | 2.522 | 3.601 | 24842 | 9428 | 954 | 6642 | 3261 | 590 | 0 | 0 | 1.5 | N/A | N/A | N/A | N/A | N/A | N/A | N/A | N/A | 64.5 | 4.0709 | 4.0867
[SEER Multi-Split <=65kW] GEMS (Air Conditioners up to 65kW) Determination 2019 | MEPS 2019 | AS/NZS 3823.1.4:2012 | PUHY-EP300YNW-A1 |  | N/A | MITSUBISHI ELECTRIC | N/A | Non Ducted | vrf | N/A | Air | Air | Thailand | 8.33 | N/A | 33.5 | N/A | N/A | N/A | N/A | N/A | 9.29 | 37.5 | Enthalpy Test Room | 4.0241 | 4.3963 | N/A | - | N/A | N/A | N/A | N/A | N/A | N/A | N/A | N/A | N/A | N/A | N/A | N/A | N/A | N/A | N/A | N/A | N/A | Three | R410A | Australia,New Zealand | 132145 | 2025-09-04 |  | Approved | Reverse Cycle | N/A | No | Class 20 | No | N/A | N/A | N/A | N/A | N/A | N/A | N/A | Available | N/A | N/A | http://www.MitsubishiElectric.com.au/ | http://www.mitsubishielectric.com.au | N/A |  |  | AAC5254 | Yes | Variable output compressor | Inverter | No | No | 33500 | 8.33 | - | 3350 | 16750 | No | - | - | - | 7613.62 | 36079.5 | Yes | 2630 | 16750 | No | - | - | 37500 | 9.29 | 4160 | 18700 | No | - | - | Yes | 8300 | 16300 | No | - | - | No | - | - | - | - | - | No | - | - | No | - | - | No | - | - | N/A | - | 4.642 | 4.631 | 5.353 | 6.822 | 6.141 | 6.035 | 1877 | 2878 | 8034 | 3454 | 4561 | 10286 | 3 | 3 | 3.5 | 1.706 | 1.89 | 3.323 | 2.164 | 2.699 | 3.828 | 28847 | 10955 | 1114 | 7779 | 3617 | 650 | 0 | 0 | 1.5 | N/A | N/A | N/A | N/A | N/A | N/A | N/A | N/A | 67 | 3.9152 | 3.9405
[SEER Multi-Split <=65kW] GEMS (Air Conditioners up to 65kW) Determination 2019 | MEPS 2019 | AS/NZS 3823.1.4:2012 | PUHY-EP350YNW-A1 |  | N/A | MITSUBISHI ELECTRIC | N/A | Non Ducted | vrf | N/A | Air | Air | Thailand | 10.24 | N/A | 40 | N/A | N/A | N/A | N/A | N/A | 11.32 | 45 | Enthalpy Test Room | 3.9112 | 4.5312 | N/A | - | N/A | N/A | N/A | N/A | N/A | N/A | N/A | N/A | N/A | N/A | N/A | N/A | N/A | N/A | N/A | N/A | N/A | Three | R410A | Australia,New Zealand | 132148 | 2025-09-03 |  | Approved | Reverse Cycle | N/A | No | Class 21 | No | N/A | N/A | N/A | N/A | N/A | N/A | N/A | Available | N/A | N/A | http://www.MitsubishiElectric.com.au/ | http://www.mitsubishielectric.com.au | N/A |  |  | AAC5243 | Yes | Variable output compressor | Inverter | No | No | 40000 | 10.24 | - | 4070 | 20000 | No | - | - | - | 9359.36 | 43080 | Yes | 3230 | 20000 | No | - | - | 45000 | 11.32 | 4680 | 22500 | No | - | - | Yes | 9690 | 18100 | No | - | - | No | - | - | - | - | - | No | - | - | No | - | - | No | - | - | N/A | - | 4.539 | 4.52 | 5.197 | 6.551 | 5.927 | 5.826 | 2300 | 3530 | 9892 | 4304 | 5652 | 12731 | 3 | 3 | 3.5 | 1.669 | 1.857 | 3.434 | 2.156 | 2.564 | 3.732 | 35388 | 13368 | 1295 | 9366 | 4556 | 792 | 0 | 0 | 1.5 | N/A | N/A | N/A | N/A | N/A | N/A | N/A | N/A | 78.5 | 3.8076 | 3.8842
[SEER Multi-Split <=65kW] GEMS (Air Conditioners up to 65kW) Determination 2019 | MEPS 2019 | AS/NZS 3823.1.4:2012 | PUHY-EP400YNW-A1 |  | N/A | MITSUBISHI ELECTRIC | N/A | Non Ducted | vrf | N/A | Air | Air | Thailand | 12.11 | N/A | 45 | N/A | N/A | N/A | N/A | N/A | 12.23 | 50 | Enthalpy Test Room | 3.7201 | 4.2675 | N/A | - | N/A | N/A | N/A | N/A | N/A | N/A | N/A | N/A | N/A | N/A | N/A | N/A | N/A | N/A | N/A | N/A | N/A | Three | R410A | Australia,New Zealand | 132150 | 2025-09-03 |  | Approved | Reverse Cycle | N/A | No | Class 21 | No | N/A | N/A | N/A | N/A | N/A | N/A | N/A | Available | N/A | N/A | http://www.MitsubishiElectric.com.au/ | http://www.mitsubishielectric.com.au | N/A |  |  | AAC5244 | Yes | Variable output compressor | Inverter | No | No | 45000 | 12.11 | - | 5100 | 22500 | No | - | - | - | 11068.54 | 48465 | Yes | 4160 | 22500 | No | - | - | 50000 | 12.23 | 5220 | 25000 | No | - | - | Yes | 10140 | 20600 | No | - | - | No | - | - | - | - | - | No | - | - | No | - | - | No | - | - | N/A | - | 4.18 | 4.165 | 4.705 | 5.683 | 5.226 | 5.177 | 2843 | 4348 | 12332 | 5625 | 7251 | 16155 | 2.5 | 2.5 | 3 | 1.723 | 1.918 | 3.477 | 2.21 | 2.625 | 3.769 | 38078 | 14373 | 1409 | 10143 | 4936 | 861 | 0 | 0 | 1.5 | N/A | N/A | N/A | N/A | N/A | N/A | N/A | N/A | 81 | 3.6338 | 3.9988
[SEER Multi-Split <=65kW] GEMS (Air Conditioners up to 65kW) Determination 2019 | MEPS 2019 | AS/NZS 3823.1.4:2012 | PUHY-EP450YNW-A1 |  | N/A | MITSUBISHI ELECTRIC | N/A | Non Ducted | vrf | N/A | Air | Air | Thailand | 14.33 | N/A | 50 | N/A | N/A | N/A | N/A | N/A | 14.22 | 56 | Enthalpy Test Room | 3.4918 | 4.0652 | N/A | - | N/A | N/A | N/A | N/A | N/A | N/A | N/A | N/A | N/A | N/A | N/A | N/A | N/A | N/A | N/A | N/A | N/A | Three | R410A | Australia,New Zealand | 132153 | 2025-09-03 |  | Approved | Reverse Cycle | N/A | No | Class 21 | No | N/A | N/A | N/A | N/A | N/A | N/A | N/A | Available | N/A | N/A | http://www.MitsubishiElectric.com.au/ | http://www.mitsubishielectric.com.au | N/A |  |  | AAC5247 | Yes | Variable output compressor | Inverter | No | No | 50000 | 14.33 | - | 5700 | 25000 | No | - | - | - | 13097.62 | 53850 | Yes | 4670 | 25000 | No | - | - | 56000 | 14.22 | 5930 | 28000 | No | - | - | Yes | 10380 | 21600 | No | - | - | No | - | - | - | - | - | No | - | - | No | - | - | No | - | - | N/A | - | 4.123 | 4.077 | 4.566 | 5.568 | 5.109 | 5.02 | 3219 | 4958 | 14143 | 6397 | 8260 | 18529 | 2.5 | 2.5 | 3 | 1.586 | 1.71 | 2.971 | 2.171 | 2.573 | 3.7 | 46291 | 18005 | 1790 | 11546 | 5621 | 964 | 0 | 0 | 1 | N/A | N/A | N/A | N/A | N/A | N/A | N/A | N/A | 83.5 | 3.4218 | 3.8615
[SEER Multi-Split <=65kW] GEMS (Air Conditioners up to 65kW) Determination 2019 | MEPS 2019 | AS/NZS 3823.1.4:2012 | PUHY-EP500YNW-A1 |  | N/A | MITSUBISHI ELECTRIC | N/A | Non Ducted | vrf | N/A | Air | Air | Thailand | 16.18 | N/A | 56 | N/A | N/A | N/A | N/A | N/A | 16.11 | 63 | Enthalpy Test Room | 3.464 | 4.048 | N/A | - | N/A | N/A | N/A | N/A | N/A | N/A | N/A | N/A | N/A | N/A | N/A | N/A | N/A | N/A | N/A | N/A | N/A | Three | R410A | Australia,New Zealand | 132154 | 2025-09-03 |  | Approved | Reverse Cycle | N/A | No | Class 21 | No | N/A | N/A | N/A | N/A | N/A | N/A | N/A | Available | N/A | N/A | http://www.MitsubishiElectric.com.au/ | http://www.mitsubishielectric.com.au | N/A |  |  | AAC5250 | Yes | Variable output compressor | Inverter | No | No | 56000 | 16.18 | - | 5810 | 28000 | No | - | - | - | 14788.52 | 60312 | Yes | 4660 | 28000 | No | - | - | 63000 | 16.11 | 6650 | 31500 | No | - | - | Yes | 10310 | 23300 | No | - | - | No | - | - | - | - | - | No | - | - | No | - | - | No | - | - | N/A | - | 4.474 | 4.371 | 4.897 | 6.288 | 5.658 | 5.465 | 3323 | 5182 | 14771 | 6337 | 8349 | 19064 | 2.5 | 2.5 | 3 | 1.6 | 1.726 | 2.993 | 2.067 | 2.449 | 3.395 | 51595 | 20051 | 1981 | 13619 | 6618 | 1149 | 0 | 0 | 1 | N/A | N/A | N/A | N/A | N/A | N/A | N/A | N/A | 86 | 3.4 | 3.8413
[SEER Multi-Split <=65kW] GEMS (Air Conditioners up to 65kW) Determination 2019 | MEPS 2019 | AS/NZS 3823.1.4:2012 | PUHY-P200YNW-A1 |  | N/A | MITSUBISHI ELECTRIC | N/A | Non Ducted | vrf | N/A | Air | Air | Thailand | 5.33 | N/A | 22.4 | N/A | N/A | N/A | N/A | N/A | 5.81 | 25 | Enthalpy Test Room | 4.2086 | 4.666 | N/A | - | N/A | N/A | N/A | N/A | N/A | N/A | N/A | N/A | N/A | N/A | N/A | N/A | N/A | N/A | N/A | N/A | N/A | Three | R410A | Australia,New Zealand | 132164 | 2025-09-03 |  | Approved | Reverse Cycle | N/A | No | Class 20 | No | N/A | N/A | N/A | N/A | N/A | N/A | N/A | Available | N/A | N/A | http://www.MitsubishiElectric.com.au/ | http://www.mitsubishielectric.com.au | N/A |  |  | AAC5251 | Yes | Variable output compressor | Inverter | No | - | 22400 | 5.33 | - | 2260 | 11200 | No | - | - | - | 4871.62 | 24124.8 | Yes | 1770 | 11200 | No | - | - | 25000 | 5.81 | 2750 | 12500 | No | - | - | Yes | 5830 | 11200 | No | - | - | No | - | - | - | - | - | No | - | - | No | - | - | No | - | - | N/A | 75 | 4.371 | 4.442 | 5.329 | 6.623 | 6.023 | 6.043 | 1301 | 1965 | 5354 | 2346 | 3076 | 6833 | 2.5 | 2.5 | 3.5 | 1.723 | 1.912 | 3.361 | 2.187 | 2.73 | 3.871 | 19090 | 7265 | 779 | 5168 | 2421 | 465 | 0 | 0 | 1.5 | N/A | N/A | N/A | N/A | N/A | N/A | N/A | N/A | 62 | 4.0436 | 4.1531
[SEER Multi-Split <=65kW] GEMS (Air Conditioners up to 65kW) Determination 2019 | MEPS 2019 | AS/NZS 3823.1.4:2012 | PUHY-P250YNW-A1 |  | N/A | MITSUBISHI ELECTRIC | N/A | Non Ducted | vrf | N/A | Air | Air | Thailand | 7.18 | N/A | 28 | N/A | N/A | N/A | N/A | N/A | 7.53 | 31.5 | Enthalpy Test Room | 3.9058 | 4.4556 | N/A | - | N/A | N/A | N/A | N/A | N/A | N/A | N/A | N/A | N/A | N/A | N/A | N/A | N/A | N/A | N/A | N/A | N/A | Three | R410A | Australia,New Zealand | 132161 | 2025-09-03 |  | Approved | Reverse Cycle | N/A | No | Class 20 | No | N/A | N/A | N/A | N/A | N/A | N/A | N/A | Available | N/A | N/A | http://www.MitsubishiElectric.com.au/ | http://www.mitsubishielectric.com.au | N/A |  |  | AAC5248 | Yes | Variable output compressor | Inverter | No | - | 28000 | 7.18 | - | 2920 | 14000 | No | - | - | - | 6562.52 | 30156 | Yes | 2290 | 14000 | No | - | - | 31500 | 7.53 | 3510 | 15750 | No | - | - | Yes | 6090 | 12400 | No | - | - | No | - | - | - | - | - | No | - | - | No | - | - | No | - | - | N/A | 78 | 4.384 | 4.395 | 5.134 | 6.505 | 5.87 | 5.799 | 1650 | 2520 | 6986 | 3015 | 3976 | 8934 | 2.5 | 2.5 | 3.5 | 1.68 | 1.86 | 3.293 | 2.138 | 2.516 | 3.549 | 24629 | 9369 | 964 | 6630 | 3267 | 597 | 0 | 0 | 1.5 | N/A | N/A | N/A | N/A | N/A | N/A | N/A | N/A | 64.5 | 3.7848 | 4.0656
[SEER Multi-Split <=65kW] GEMS (Air Conditioners up to 65kW) Determination 2019 | MEPS 2019 | AS/NZS 3823.1.4:2012 | PUHY-P300YNW-A1 |  | N/A | MITSUBISHI ELECTRIC | N/A | Non Ducted | vrf | N/A | Air | Air | Thailand | 9.56 | N/A | 33.5 | N/A | N/A | N/A | N/A | N/A | 9.67 | 37.5 | Enthalpy Test Room | 3.5063 | 4.2003 | N/A | - | N/A | N/A | N/A | N/A | N/A | N/A | N/A | N/A | N/A | N/A | N/A | N/A | N/A | N/A | N/A | N/A | N/A | Three | R410A | Australia,New Zealand | 132167 | 2025-09-03 |  | Approved | Reverse Cycle | N/A | No | Class 20 | No | N/A | N/A | N/A | N/A | N/A | N/A | N/A | Available | N/A | N/A | http://www.MitsubishiElectric.com.au/ | http://www.mitsubishielectric.com.au | N/A |  |  | AAC5249 | Yes | Variable output compressor | Inverter | No | No | 33500 | 9.56 | - | 3620 | 16750 | No | - | - | - | 8737.84 | 36079.5 | Yes | 2980 | 16750 | No | - | - | 37500 | 9.67 | 4650 | 18700 | No | - | - | Yes | 8300 | 15800 | No | - | - | No | - | - | - | - | - | No | - | - | No | - | - | No | - | - | N/A | - | 4.128 | 4.094 | 4.658 | 5.664 | 5.214 | 5.139 | 2129 | 3278 | 9259 | 4188 | 5397 | 12103 | 2.5 | 2.5 | 3 | 1.627 | 1.783 | 3.021 | 2.034 | 2.364 | 3.234 | 30248 | 11601 | 1209 | 8269 | 4110 | 745 | 0 | 0 | 1.5 | N/A | N/A | N/A | N/A | N/A | N/A | N/A | N/A | 67 | 3.4231 | 3.7892
[SEER Multi-Split <=65kW] GEMS (Air Conditioners up to 65kW) Determination 2019 | MEPS 2019 | AS/NZS 3823.1.4:2012 | PUHY-P350YNW-A1 |  | N/A | MITSUBISHI ELECTRIC | N/A | Non Ducted | vrf | N/A | Air | Air | Thailand | 11.22 | N/A | 40 | N/A | N/A | N/A | N/A | N/A | 10.94 | 45 | Enthalpy Test Room | 3.5679 | 4.2828 | N/A | - | N/A | N/A | N/A | N/A | N/A | N/A | N/A | N/A | N/A | N/A | N/A | N/A | N/A | N/A | N/A | N/A | N/A | Three | R410A | Australia,New Zealand | 132169 | 2025-09-04 |  | Approved | Reverse Cycle | N/A | No | Class 21 | No | N/A | N/A | N/A | N/A | N/A | N/A | N/A | Available | N/A | N/A | http://www.MitsubishiElectric.com.au/ | http://www.mitsubishielectric.com.au | N/A |  |  | AAC5255 | Yes | Variable output compressor | Inverter | No | No | 40000 | 11.22 | - | 4520 | 20000 | No | - | - | - | 10255.08 | 43080 | Yes | 3590 | 20000 | No | - | - | 45000 | 10.94 | 4770 | 22500 | No | - | - | Yes | 9870 | 17800 | No | - | - | No | - | - | - | - | - | No | - | - | No | - | - | No | - | - | N/A | - | 4.173 | 4.145 | 4.725 | 5.957 | 5.386 | 5.282 | 2517 | 3867 | 10899 | 4750 | 6236 | 14057 | 2.5 | 2.5 | 3 | 1.642 | 1.825 | 3.367 | 2.121 | 2.517 | 3.654 | 35956 | 13596 | 1317 | 9515 | 4638 | 806 | 0 | 0 | 1.5 | N/A | N/A | N/A | N/A | N/A | N/A | N/A | N/A | 78.5 | 3.4827 | 4.0159
[SEER Multi-Split <=65kW] GEMS (Air Conditioners up to 65kW) Determination 2019 | MEPS 2019 | AS/NZS 3823.1.4:2012 | PUHY-P400YNW-A1 |  | N/A | MITSUBISHI ELECTRIC | N/A | Non Ducted | vrf | N/A | Air | Air | Thailand | 13.75 | N/A | 45 | N/A | N/A | N/A | N/A | N/A | 12.4 | 50 | Enthalpy Test Room | 3.2755 | 4.1342 | N/A | - | N/A | N/A | N/A | N/A | N/A | N/A | N/A | N/A | N/A | N/A | N/A | N/A | N/A | N/A | N/A | N/A | N/A | Three | R410A | Australia,New Zealand | 132172 | 2025-09-03 |  | Approved | Reverse Cycle | N/A | No | Class 21 | No | N/A | N/A | N/A | N/A | N/A | N/A | N/A | Available | N/A | N/A | http://www.MitsubishiElectric.com.au/ | http://www.mitsubishielectric.com.au | N/A |  |  | AAC5252 | Yes | Variable output compressor | Inverter | No | No | 45000 | 13.75 | - | 5580 | 22500 | No | - | - | - | 12567.5 | 48465 | Yes | 4570 | 22500 | No | - | - | 50000 | 12.4 | 5460 | 25000 | No | - | - | Yes | 9910 | 20100 | No | - | - | No | - | - | - | - | - | No | - | - | No | - | - | No | - | - | N/A | - | 3.818 | 3.781 | 4.235 | 5.145 | 4.725 | 4.653 | 3130 | 4811 | 13722 | 6231 | 8038 | 17994 | 2 | 2 | 2.5 | 1.691 | 1.874 | 3.347 | 2.157 | 2.547 | 3.616 | 38791 | 14701 | 1456 | 10388 | 5082 | 890 | 0 | 0 | 1.5 | N/A | N/A | N/A | N/A | N/A | N/A | N/A | N/A | 81 | 3.2088 | 3.9452
[SEER Multi-Split <=65kW] GEMS (Air Conditioners up to 65kW) Determination 2019 | MEPS 2019 | AS/NZS 3823.1.4:2012 | PUHY-P450YNW-A1 |  | N/A | MITSUBISHI ELECTRIC | N/A | Non Ducted | vrf | N/A | Air | Air | Thailand | 14.71 | N/A | 50 | N/A | N/A | N/A | N/A | N/A | 15.09 | 56 | Enthalpy Test Room | 3.4021 | 3.9642 | N/A | - | N/A | N/A | N/A | N/A | N/A | N/A | N/A | N/A | N/A | N/A | N/A | N/A | N/A | N/A | N/A | N/A | N/A | Three | R410A | Australia,New Zealand | 132175 | 2025-09-04 |  | Approved | Reverse Cycle | N/A | No | Class 21 | No | N/A | N/A | N/A | N/A | N/A | N/A | N/A | Available | N/A | N/A | http://www.MitsubishiElectric.com.au/ | http://www.mitsubishielectric.com.au | N/A |  |  | AAC5256 | Yes | Variable output compressor | Inverter | No | No | 50000 | 14.71 | - | 5880 | 25000 | No | - | - | - | 13444.94 | 53850 | Yes | 4820 | 25000 | No | - | - | 56000 | 15.09 | 6800 | 28000 | No | - | - | Yes | 10600 | 21000 | No | - | - | No | - | - | - | - | - | No | - | - | No | - | - | No | - | - | N/A | - | 4.017 | 3.971 | 4.438 | 5.407 | 4.962 | 4.875 | 3309 | 5096 | 14556 | 6592 | 8509 | 19085 | 2.5 | 2 | 2.5 | 1.498 | 1.596 | 2.661 | 2.017 | 2.221 | 2.989 | 49004 | 19282 | 1974 | 12414 | 6484 | 1153 | 0 | 0 | 1 | N/A | N/A | N/A | N/A | N/A | N/A | N/A | N/A | 83.5 | 3.3351 | 3.6429
[SEER Multi-Split <=65kW] GEMS (Air Conditioners up to 65kW) Determination 2019 | MEPS 2019 | AS/NZS 3823.1.4:2012 | PUHY-P500YNW-A1 |  | N/A | MITSUBISHI ELECTRIC | N/A | Non Ducted | vrf | N/A | Air | Air | Thailand | 16.68 | N/A | 56 | N/A | N/A | N/A | N/A | N/A | 16.11 | 63 | Enthalpy Test Room | 3.3606 | 4.0174 | N/A | - | N/A | N/A | N/A | N/A | N/A | N/A | N/A | N/A | N/A | N/A | N/A | N/A | N/A | N/A | N/A | N/A | N/A | Three | R410A | Australia,New Zealand | 132177 | 2025-09-04 |  | Approved | Reverse Cycle | N/A | No | Class 21 | No | N/A | N/A | N/A | N/A | N/A | N/A | N/A | Available | N/A | N/A | http://www.MitsubishiElectric.com.au/ | http://www.mitsubishielectric.com.au | N/A |  |  | AAC5257 | Yes | Variable output compressor | Inverter | No | No | 56000 | 16.68 | - | 6060 | 28000 | No | - | - | - | 15245.52 | 60312 | Yes | 4850 | 28000 | No | - | - | 63000 | 16.11 | 7590 | 31500 | No | - | - | Yes | 10210 | 23200 | No | - | - | No | - | - | - | - | - | No | - | - | No | - | - | No | - | - | N/A | - | 4.336 | 4.235 | 4.734 | 6.088 | 5.473 | 5.282 | 3435 | 5356 | 15288 | 6550 | 8638 | 19728 | 2.5 | 2.5 | 3 | 1.555 | 1.66 | 2.739 | 1.966 | 2.292 | 3.063 | 53109 | 20833 | 2145 | 14305 | 7059 | 1254 | 0 | 0 | 1 | N/A | N/A | N/A | N/A | N/A | N/A | N/A | N/A | 86 | 3.2998 | 3.8413
[SEER Multi-Split <=65kW] GEMS (Air Conditioners up to 65kW) Determination 2019 | MEPS 2019 | AS/NZS 3823.1.4:2012 | PUMY-P112VKM5 | PUMY-P112VKM5 Series | N/A | MITSUBISHI ELECTRIC | N/A | Ducted | vrf | N/A | Air | Air | Japan | 3.17 | N/A | 12.5 | N/A | N/A | N/A | N/A | N/A | 3.185 | 14 | Enthalpy Test Room | 4.064 | 4.7369 | N/A | - | N/A | N/A | N/A | N/A | N/A | N/A | N/A | N/A | N/A | N/A | N/A | N/A | N/A | N/A | N/A | N/A | N/A | Single | R410A | Australia,New Zealand | 129305 | 2025-06-18 |  | Approved | Reverse Cycle | N/A | No | Class 20 | No | N/A | N/A | N/A | N/A | N/A | N/A | N/A | Available | N/A | N/A | http://www.MitsubishiElectric.com.au/ | http://www.mitsubishielectric.com.au | N/A |  |  | AAC4914 | Yes | Variable output compressor | Inverter | No | - | 12500 | 3.17 | - | 1420 | 6250 | No | - | - | - | 2897.38 | 13462.5 | No | 1297.88 | 6731.25 | No | - | - | 14000 | 3.185 | 1530 | 7000 | No | - | - | Yes | 4090 | 11400 | No | - | - | No | - | - | - | - | - | No | - | - | No | - | - | No | - | - | N/A | 69 | 3.976 | 4.008 | 4.583 | 4.997 | 4.784 | 4.912 | 823 | 1246 | 3507 | 1775 | 2196 | 4723 | 2 | 2.5 | 3 | 3.461 | 3.972 | 4.24 | 3.643 | 4.038 | 4.218 | 5342 | 1985 | 344 | 1750 | 923 | 229 | 1.5 | 2 | 2.5 | N/A | N/A | N/A | N/A | N/A | N/A | N/A | N/A | 26.75 | 3.8339 | 4.2743
[SEER Multi-Split <=65kW] GEMS (Air Conditioners up to 65kW) Determination 2019 | MEPS 2019 | AS/NZS 3823.1.4:2012 | PUMY-P112VKM5 Series | PUMY-P112VKM5 Series | N/A | MITSUBISHI ELECTRIC | N/A | Ducted | vrf | N/A | Air | Air | Japan | 3.17 | N/A | 12.5 | N/A | N/A | N/A | N/A | N/A | 3.185 | 14 | Enthalpy Test Room | 4.064 | 4.7369 | N/A | - | N/A | N/A | N/A | N/A | N/A | N/A | N/A | N/A | N/A | N/A | N/A | N/A | N/A | N/A | N/A | N/A | N/A | Single | R410A | Australia,New Zealand | 129305 | 2025-06-18 |  | Approved | Reverse Cycle | N/A | No | Class 20 | No | N/A | N/A | N/A | N/A | N/A | N/A | N/A | Available | N/A | N/A | http://www.MitsubishiElectric.com.au/ | http://www.mitsubishielectric.com.au | N/A |  |  | AAC4914 | Yes | Variable output compressor | Inverter | No | - | 12500 | 3.17 | - | 1420 | 6250 | No | - | - | - | 2897.38 | 13462.5 | No | 1297.88 | 6731.25 | No | - | - | 14000 | 3.185 | 1530 | 7000 | No | - | - | Yes | 4090 | 11400 | No | - | - | No | - | - | - | - | - | No | - | - | No | - | - | No | - | - | N/A | 69 | 3.976 | 4.008 | 4.583 | 4.997 | 4.784 | 4.912 | 823 | 1246 | 3507 | 1775 | 2196 | 4723 | 2 | 2.5 | 3 | 3.461 | 3.972 | 4.24 | 3.643 | 4.038 | 4.218 | 5342 | 1985 | 344 | 1750 | 923 | 229 | 1.5 | 2 | 2.5 | N/A | N/A | N/A | N/A | N/A | N/A | N/A | N/A | 26.75 | 3.8339 | 4.2743
[SEER Multi-Split <=65kW] GEMS (Air Conditioners up to 65kW) Determination 2019 | MEPS 2019 | AS/NZS 3823.1.4:2012 | PUMY-P112VKM5-BS | PUMY-P112VKM5 Series | N/A | MITSUBISHI ELECTRIC | N/A | Ducted | vrf | N/A | Air | Air | Japan | 3.17 | N/A | 12.5 | N/A | N/A | N/A | N/A | N/A | 3.185 | 14 | Enthalpy Test Room | 4.064 | 4.7369 | N/A | - | N/A | N/A | N/A | N/A | N/A | N/A | N/A | N/A | N/A | N/A | N/A | N/A | N/A | N/A | N/A | N/A | N/A | Single | R410A | Australia,New Zealand | 129305 | 2025-06-18 |  | Approved | Reverse Cycle | N/A | No | Class 20 | No | N/A | N/A | N/A | N/A | N/A | N/A | N/A | Available | N/A | N/A | http://www.MitsubishiElectric.com.au/ | http://www.mitsubishielectric.com.au | N/A |  |  | AAC4914 | Yes | Variable output compressor | Inverter | No | - | 12500 | 3.17 | - | 1420 | 6250 | No | - | - | - | 2897.38 | 13462.5 | No | 1297.88 | 6731.25 | No | - | - | 14000 | 3.185 | 1530 | 7000 | No | - | - | Yes | 4090 | 11400 | No | - | - | No | - | - | - | - | - | No | - | - | No | - | - | No | - | - | N/A | 69 | 3.976 | 4.008 | 4.583 | 4.997 | 4.784 | 4.912 | 823 | 1246 | 3507 | 1775 | 2196 | 4723 | 2 | 2.5 | 3 | 3.461 | 3.972 | 4.24 | 3.643 | 4.038 | 4.218 | 5342 | 1985 | 344 | 1750 | 923 | 229 | 1.5 | 2 | 2.5 | N/A | N/A | N/A | N/A | N/A | N/A | N/A | N/A | 26.75 | 3.8339 | 4.2743
[SEER Multi-Split <=65kW] GEMS (Air Conditioners up to 65kW) Determination 2019 | MEPS 2019 | AS/NZS 3823.1.4:2012 | PUMY-P112YKM Series | PUMY-P112YKM Series | N/A | MITSUBISHI ELECTRIC | N/A | Ducted | vrf | N/A | Air | Air | Japan,Thailand | 3.17 | N/A | 12.5 | N/A | N/A | N/A | N/A | N/A | 3.185 | 14 | Enthalpy Test Room | 4.064 | 4.7369 | N/A | - | N/A | N/A | N/A | N/A | N/A | N/A | N/A | N/A | N/A | N/A | N/A | N/A | N/A | N/A | N/A | N/A | N/A | Three | R410A | Australia,New Zealand | 129324 | 2025-06-17 |  | Approved | Reverse Cycle | N/A | No | Class 20 | No | N/A | N/A | N/A | N/A | N/A | N/A | N/A | Available | N/A | N/A | http://www.MitsubishiElectric.com.au/ | http://www.mitsubishielectric.com.au | N/A |  |  | AAC4912 | Yes | Variable output compressor | Inverter | No | - | 12500 | 3.17 | - | 1420 | 6250 | No | - | - | - | 2897.38 | 13462.5 | No | 1297.88 | 6731.25 | No | - | - | 14000 | 3.185 | 1530 | 7000 | No | - | - | Yes | 4090 | 11400 | No | - | - | No | - | - | - | - | - | No | - | - | No | - | - | No | - | - | N/A | 69 | 3.976 | 4.008 | 4.583 | 4.997 | 4.784 | 4.912 | 823 | 1246 | 3507 | 1775 | 2196 | 4723 | 2 | 2.5 | 3 | 3.461 | 3.972 | 4.24 | 3.643 | 4.038 | 4.218 | 5342 | 1985 | 344 | 1750 | 923 | 229 | 1.5 | 2 | 2.5 | N/A | N/A | N/A | N/A | N/A | N/A | N/A | N/A | 26.75 | 3.8339 | 4.2743
[SEER Multi-Split <=65kW] GEMS (Air Conditioners up to 65kW) Determination 2019 | MEPS 2019 | AS/NZS 3823.1.4:2012 | PUMY-P112YKM4-BSR2 | PUMY-P112YKM Series | N/A | MITSUBISHI ELECTRIC | N/A | Ducted | vrf | N/A | Air | Air | Japan,Thailand | 3.17 | N/A | 12.5 | N/A | N/A | N/A | N/A | N/A | 3.185 | 14 | Enthalpy Test Room | 4.064 | 4.7369 | N/A | - | N/A | N/A | N/A | N/A | N/A | N/A | N/A | N/A | N/A | N/A | N/A | N/A | N/A | N/A | N/A | N/A | N/A | Three | R410A | Australia,New Zealand | 129324 | 2025-06-17 |  | Approved | Reverse Cycle | N/A | No | Class 20 | No | N/A | N/A | N/A | N/A | N/A | N/A | N/A | Available | N/A | N/A | http://www.MitsubishiElectric.com.au/ | http://www.mitsubishielectric.com.au | N/A |  |  | AAC4912 | Yes | Variable output compressor | Inverter | No | - | 12500 | 3.17 | - | 1420 | 6250 | No | - | - | - | 2897.38 | 13462.5 | No | 1297.88 | 6731.25 | No | - | - | 14000 | 3.185 | 1530 | 7000 | No | - | - | Yes | 4090 | 11400 | No | - | - | No | - | - | - | - | - | No | - | - | No | - | - | No | - | - | N/A | 69 | 3.976 | 4.008 | 4.583 | 4.997 | 4.784 | 4.912 | 823 | 1246 | 3507 | 1775 | 2196 | 4723 | 2 | 2.5 | 3 | 3.461 | 3.972 | 4.24 | 3.643 | 4.038 | 4.218 | 5342 | 1985 | 344 | 1750 | 923 | 229 | 1.5 | 2 | 2.5 | N/A | N/A | N/A | N/A | N/A | N/A | N/A | N/A | 26.75 | 3.8339 | 4.2743
[SEER Multi-Split <=65kW] GEMS (Air Conditioners up to 65kW) Determination 2019 | MEPS 2019 | AS/NZS 3823.1.4:2012 | PUMY-P112YKM4R2 | PUMY-P112YKM Series | N/A | MITSUBISHI ELECTRIC | N/A | Ducted | vrf | N/A | Air | Air | Japan,Thailand | 3.17 | N/A | 12.5 | N/A | N/A | N/A | N/A | N/A | 3.185 | 14 | Enthalpy Test Room | 4.064 | 4.7369 | N/A | - | N/A | N/A | N/A | N/A | N/A | N/A | N/A | N/A | N/A | N/A | N/A | N/A | N/A | N/A | N/A | N/A | N/A | Three | R410A | Australia,New Zealand | 129324 | 2025-06-17 |  | Approved | Reverse Cycle | N/A | No | Class 20 | No | N/A | N/A | N/A | N/A | N/A | N/A | N/A | Available | N/A | N/A | http://www.MitsubishiElectric.com.au/ | http://www.mitsubishielectric.com.au | N/A |  |  | AAC4912 | Yes | Variable output compressor | Inverter | No | - | 12500 | 3.17 | - | 1420 | 6250 | No | - | - | - | 2897.38 | 13462.5 | No | 1297.88 | 6731.25 | No | - | - | 14000 | 3.185 | 1530 | 7000 | No | - | - | Yes | 4090 | 11400 | No | - | - | No | - | - | - | - | - | No | - | - | No | - | - | No | - | - | N/A | 69 | 3.976 | 4.008 | 4.583 | 4.997 | 4.784 | 4.912 | 823 | 1246 | 3507 | 1775 | 2196 | 4723 | 2 | 2.5 | 3 | 3.461 | 3.972 | 4.24 | 3.643 | 4.038 | 4.218 | 5342 | 1985 | 344 | 1750 | 923 | 229 | 1.5 | 2 | 2.5 | N/A | N/A | N/A | N/A | N/A | N/A | N/A | N/A | 26.75 | 3.8339 | 4.2743
[SEER Multi-Split <=65kW] GEMS (Air Conditioners up to 65kW) Determination 2019 | MEPS 2019 | AS/NZS 3823.1.4:2012 | PUMY-P112YKME4-BSR2 | PUMY-P112YKM Series | N/A | MITSUBISHI ELECTRIC | N/A | Ducted | vrf | N/A | Air | Air | Japan,Thailand | 3.17 | N/A | 12.5 | N/A | N/A | N/A | N/A | N/A | 3.185 | 14 | Enthalpy Test Room | 4.064 | 4.7369 | N/A | - | N/A | N/A | N/A | N/A | N/A | N/A | N/A | N/A | N/A | N/A | N/A | N/A | N/A | N/A | N/A | N/A | N/A | Three | R410A | Australia,New Zealand | 129324 | 2025-06-17 |  | Approved | Reverse Cycle | N/A | No | Class 20 | No | N/A | N/A | N/A | N/A | N/A | N/A | N/A | Available | N/A | N/A | http://www.MitsubishiElectric.com.au/ | http://www.mitsubishielectric.com.au | N/A |  |  | AAC4912 | Yes | Variable output compressor | Inverter | No | - | 12500 | 3.17 | - | 1420 | 6250 | No | - | - | - | 2897.38 | 13462.5 | No | 1297.88 | 6731.25 | No | - | - | 14000 | 3.185 | 1530 | 7000 | No | - | - | Yes | 4090 | 11400 | No | - | - | No | - | - | - | - | - | No | - | - | No | - | - | No | - | - | N/A | 69 | 3.976 | 4.008 | 4.583 | 4.997 | 4.784 | 4.912 | 823 | 1246 | 3507 | 1775 | 2196 | 4723 | 2 | 2.5 | 3 | 3.461 | 3.972 | 4.24 | 3.643 | 4.038 | 4.218 | 5342 | 1985 | 344 | 1750 | 923 | 229 | 1.5 | 2 | 2.5 | N/A | N/A | N/A | N/A | N/A | N/A | N/A | N/A | 26.75 | 3.8339 | 4.2743
[SEER Multi-Split <=65kW] GEMS (Air Conditioners up to 65kW) Determination 2019 | MEPS 2019 | AS/NZS 3823.1.4:2012 | PUMY-P112YKME4R2 | PUMY-P112YKM Series | N/A | MITSUBISHI ELECTRIC | N/A | Ducted | vrf | N/A | Air | Air | Japan,Thailand | 3.17 | N/A | 12.5 | N/A | N/A | N/A | N/A | N/A | 3.185 | 14 | Enthalpy Test Room | 4.064 | 4.7369 | N/A | - | N/A | N/A | N/A | N/A | N/A | N/A | N/A | N/A | N/A | N/A | N/A | N/A | N/A | N/A | N/A | N/A | N/A | Three | R410A | Australia,New Zealand | 129324 | 2025-06-17 |  | Approved | Reverse Cycle | N/A | No | Class 20 | No | N/A | N/A | N/A | N/A | N/A | N/A | N/A | Available | N/A | N/A | http://www.MitsubishiElectric.com.au/ | http://www.mitsubishielectric.com.au | N/A |  |  | AAC4912 | Yes | Variable output compressor | Inverter | No | - | 12500 | 3.17 | - | 1420 | 6250 | No | - | - | - | 2897.38 | 13462.5 | No | 1297.88 | 6731.25 | No | - | - | 14000 | 3.185 | 1530 | 7000 | No | - | - | Yes | 4090 | 11400 | No | - | - | No | - | - | - | - | - | No | - | - | No | - | - | No | - | - | N/A | 69 | 3.976 | 4.008 | 4.583 | 4.997 | 4.784 | 4.912 | 823 | 1246 | 3507 | 1775 | 2196 | 4723 | 2 | 2.5 | 3 | 3.461 | 3.972 | 4.24 | 3.643 | 4.038 | 4.218 | 5342 | 1985 | 344 | 1750 | 923 | 229 | 1.5 | 2 | 2.5 | N/A | N/A | N/A | N/A | N/A | N/A | N/A | N/A | 26.75 | 3.8339 | 4.2743
[SEER Multi-Split <=65kW] GEMS (Air Conditioners up to 65kW) Determination 2019 | MEPS 2019 | AS/NZS 3823.1.4:2012 | PUMY-P125VKM5 | PUMY-P125VKM5 Series | N/A | MITSUBISHI ELECTRIC | N/A | Ducted | vrf | N/A | Air | Air | Japan,Thailand | 3.65 | N/A | 14 | N/A | N/A | N/A | N/A | N/A | 3.885 | 16 | Enthalpy Test Room | 3.9595 | 4.3426 | N/A | - | N/A | N/A | N/A | N/A | N/A | N/A | N/A | N/A | N/A | N/A | N/A | N/A | N/A | N/A | N/A | N/A | N/A | Single | R410A | Australia,New Zealand | 129309 | 2025-06-18 |  | Approved | Reverse Cycle | N/A | No | Class 20 | No | N/A | N/A | N/A | N/A | N/A | N/A | N/A | Available | N/A | N/A | http://www.MitsubishiElectric.com.au/ | http://www.mitsubishielectric.com.au | N/A |  |  | AAC4916 | Yes | Variable output compressor | Inverter | No | - | 14000 | 3.65 | - | 1500 | 7000 | No | - | - | - | 3336.1 | 15078 | No | 1371 | 7539 | No | - | - | 16000 | 3.885 | 1720 | 8000 | No | - | - | Yes | 4740 | 13700 | No | - | - | No | - | - | - | - | - | No | - | - | No | - | - | No | - | - | N/A | 70 | 4.163 | 4.157 | 4.716 | 5.249 | 4.997 | 5.071 | 885 | 1352 | 3824 | 1896 | 2358 | 5129 | 2.5 | 2.5 | 3 | 3.533 | 3.993 | 4.296 | 3.718 | 4.089 | 4.282 | 5972 | 2247 | 379 | 1953 | 1035 | 250 | 2 | 2 | 2.5 | N/A | N/A | N/A | N/A | N/A | N/A | N/A | N/A | 26.75 | 3.7429 | 4.0247
[SEER Multi-Split <=65kW] GEMS (Air Conditioners up to 65kW) Determination 2019 | MEPS 2019 | AS/NZS 3823.1.4:2012 | PUMY-P125VKM5 Series | PUMY-P125VKM5 Series | N/A | MITSUBISHI ELECTRIC | N/A | Ducted | vrf | N/A | Air | Air | Japan,Thailand | 3.65 | N/A | 14 | N/A | N/A | N/A | N/A | N/A | 3.885 | 16 | Enthalpy Test Room | 3.9595 | 4.3426 | N/A | - | N/A | N/A | N/A | N/A | N/A | N/A | N/A | N/A | N/A | N/A | N/A | N/A | N/A | N/A | N/A | N/A | N/A | Single | R410A | Australia,New Zealand | 129309 | 2025-06-18 |  | Approved | Reverse Cycle | N/A | No | Class 20 | No | N/A | N/A | N/A | N/A | N/A | N/A | N/A | Available | N/A | N/A | http://www.MitsubishiElectric.com.au/ | http://www.mitsubishielectric.com.au | N/A |  |  | AAC4916 | Yes | Variable output compressor | Inverter | No | - | 14000 | 3.65 | - | 1500 | 7000 | No | - | - | - | 3336.1 | 15078 | No | 1371 | 7539 | No | - | - | 16000 | 3.885 | 1720 | 8000 | No | - | - | Yes | 4740 | 13700 | No | - | - | No | - | - | - | - | - | No | - | - | No | - | - | No | - | - | N/A | 70 | 4.163 | 4.157 | 4.716 | 5.249 | 4.997 | 5.071 | 885 | 1352 | 3824 | 1896 | 2358 | 5129 | 2.5 | 2.5 | 3 | 3.533 | 3.993 | 4.296 | 3.718 | 4.089 | 4.282 | 5972 | 2247 | 379 | 1953 | 1035 | 250 | 2 | 2 | 2.5 | N/A | N/A | N/A | N/A | N/A | N/A | N/A | N/A | 26.75 | 3.7429 | 4.0247
[SEER Multi-Split <=65kW] GEMS (Air Conditioners up to 65kW) Determination 2019 | MEPS 2019 | AS/NZS 3823.1.4:2012 | PUMY-P125VKM5-BS | PUMY-P125VKM5 Series | N/A | MITSUBISHI ELECTRIC | N/A | Ducted | vrf | N/A | Air | Air | Japan,Thailand | 3.65 | N/A | 14 | N/A | N/A | N/A | N/A | N/A | 3.885 | 16 | Enthalpy Test Room | 3.9595 | 4.3426 | N/A | - | N/A | N/A | N/A | N/A | N/A | N/A | N/A | N/A | N/A | N/A | N/A | N/A | N/A | N/A | N/A | N/A | N/A | Single | R410A | Australia,New Zealand | 129309 | 2025-06-18 |  | Approved | Reverse Cycle | N/A | No | Class 20 | No | N/A | N/A | N/A | N/A | N/A | N/A | N/A | Available | N/A | N/A | http://www.MitsubishiElectric.com.au/ | http://www.mitsubishielectric.com.au | N/A |  |  | AAC4916 | Yes | Variable output compressor | Inverter | No | - | 14000 | 3.65 | - | 1500 | 7000 | No | - | - | - | 3336.1 | 15078 | No | 1371 | 7539 | No | - | - | 16000 | 3.885 | 1720 | 8000 | No | - | - | Yes | 4740 | 13700 | No | - | - | No | - | - | - | - | - | No | - | - | No | - | - | No | - | - | N/A | 70 | 4.163 | 4.157 | 4.716 | 5.249 | 4.997 | 5.071 | 885 | 1352 | 3824 | 1896 | 2358 | 5129 | 2.5 | 2.5 | 3 | 3.533 | 3.993 | 4.296 | 3.718 | 4.089 | 4.282 | 5972 | 2247 | 379 | 1953 | 1035 | 250 | 2 | 2 | 2.5 | N/A | N/A | N/A | N/A | N/A | N/A | N/A | N/A | 26.75 | 3.7429 | 4.0247
[SEER Multi-Split <=65kW] GEMS (Air Conditioners up to 65kW) Determination 2019 | MEPS 2019 | AS/NZS 3823.1.4:2012 | PUMY-P125YKM Series | PUMY-P125YKM Series | N/A | MITSUBISHI ELECTRIC | N/A | Ducted | vrf | N/A | Air | Air | Japan,Thailand | 3.65 | N/A | 14 | N/A | N/A | N/A | N/A | N/A | 3.885 | 16 | Enthalpy Test Room | 3.9595 | 4.3426 | N/A | - | N/A | N/A | N/A | N/A | N/A | N/A | N/A | N/A | N/A | N/A | N/A | N/A | N/A | N/A | N/A | N/A | N/A | Three | R410A | Australia,New Zealand | 129329 | 2025-06-18 |  | Approved | Reverse Cycle | N/A | No | Class 20 | No | N/A | N/A | N/A | N/A | N/A | N/A | N/A | Available | N/A | N/A | http://www.MitsubishiElectric.com.au/ | http://www.mitsubishielectric.com.au | N/A |  |  | AAC4917 | Yes | Variable output compressor | Inverter | No | - | 14000 | 3.65 | - | 1500 | 7000 | No | - | - | - | 3336.1 | 15078 | No | 1371 | 7539 | No | - | - | 16000 | 3.885 | 1720 | 8000 | No | - | - | Yes | 4740 | 13700 | No | - | - | No | - | - | - | - | - | No | - | - | No | - | - | No | - | - | N/A | 72 | 4.163 | 4.157 | 4.716 | 5.249 | 4.997 | 5.071 | 885 | 1352 | 3824 | 1896 | 2358 | 5129 | 2.5 | 2.5 | 3 | 3.533 | 3.993 | 4.296 | 3.718 | 4.089 | 4.282 | 5972 | 2247 | 379 | 1953 | 1035 | 250 | 2 | 2 | 2.5 | N/A | N/A | N/A | N/A | N/A | N/A | N/A | N/A | 26.75 | 3.7429 | 4.0247
[SEER Multi-Split <=65kW] GEMS (Air Conditioners up to 65kW) Determination 2019 | MEPS 2019 | AS/NZS 3823.1.4:2012 | PUMY-P125YKM4-BSR2 | PUMY-P125YKM Series | N/A | MITSUBISHI ELECTRIC | N/A | Ducted | vrf | N/A | Air | Air | Japan,Thailand | 3.65 | N/A | 14 | N/A | N/A | N/A | N/A | N/A | 3.885 | 16 | Enthalpy Test Room | 3.9595 | 4.3426 | N/A | - | N/A | N/A | N/A | N/A | N/A | N/A | N/A | N/A | N/A | N/A | N/A | N/A | N/A | N/A | N/A | N/A | N/A | Three | R410A | Australia,New Zealand | 129329 | 2025-06-18 |  | Approved | Reverse Cycle | N/A | No | Class 20 | No | N/A | N/A | N/A | N/A | N/A | N/A | N/A | Available | N/A | N/A | http://www.MitsubishiElectric.com.au/ | http://www.mitsubishielectric.com.au | N/A |  |  | AAC4917 | Yes | Variable output compressor | Inverter | No | - | 14000 | 3.65 | - | 1500 | 7000 | No | - | - | - | 3336.1 | 15078 | No | 1371 | 7539 | No | - | - | 16000 | 3.885 | 1720 | 8000 | No | - | - | Yes | 4740 | 13700 | No | - | - | No | - | - | - | - | - | No | - | - | No | - | - | No | - | - | N/A | 72 | 4.163 | 4.157 | 4.716 | 5.249 | 4.997 | 5.071 | 885 | 1352 | 3824 | 1896 | 2358 | 5129 | 2.5 | 2.5 | 3 | 3.533 | 3.993 | 4.296 | 3.718 | 4.089 | 4.282 | 5972 | 2247 | 379 | 1953 | 1035 | 250 | 2 | 2 | 2.5 | N/A | N/A | N/A | N/A | N/A | N/A | N/A | N/A | 26.75 | 3.7429 | 4.0247
[SEER Multi-Split <=65kW] GEMS (Air Conditioners up to 65kW) Determination 2019 | MEPS 2019 | AS/NZS 3823.1.4:2012 | PUMY-P125YKM4R2 | PUMY-P125YKM Series | N/A | MITSUBISHI ELECTRIC | N/A | Ducted | vrf | N/A | Air | Air | Japan,Thailand | 3.65 | N/A | 14 | N/A | N/A | N/A | N/A | N/A | 3.885 | 16 | Enthalpy Test Room | 3.9595 | 4.3426 | N/A | - | N/A | N/A | N/A | N/A | N/A | N/A | N/A | N/A | N/A | N/A | N/A | N/A | N/A | N/A | N/A | N/A | N/A | Three | R410A | Australia,New Zealand | 129329 | 2025-06-18 |  | Approved | Reverse Cycle | N/A | No | Class 20 | No | N/A | N/A | N/A | N/A | N/A | N/A | N/A | Available | N/A | N/A | http://www.MitsubishiElectric.com.au/ | http://www.mitsubishielectric.com.au | N/A |  |  | AAC4917 | Yes | Variable output compressor | Inverter | No | - | 14000 | 3.65 | - | 1500 | 7000 | No | - | - | - | 3336.1 | 15078 | No | 1371 | 7539 | No | - | - | 16000 | 3.885 | 1720 | 8000 | No | - | - | Yes | 4740 | 13700 | No | - | - | No | - | - | - | - | - | No | - | - | No | - | - | No | - | - | N/A | 72 | 4.163 | 4.157 | 4.716 | 5.249 | 4.997 | 5.071 | 885 | 1352 | 3824 | 1896 | 2358 | 5129 | 2.5 | 2.5 | 3 | 3.533 | 3.993 | 4.296 | 3.718 | 4.089 | 4.282 | 5972 | 2247 | 379 | 1953 | 1035 | 250 | 2 | 2 | 2.5 | N/A | N/A | N/A | N/A | N/A | N/A | N/A | N/A | 26.75 | 3.7429 | 4.0247
[SEER Multi-Split <=65kW] GEMS (Air Conditioners up to 65kW) Determination 2019 | MEPS 2019 | AS/NZS 3823.1.4:2012 | PUMY-P125YKME4-BSR2 | PUMY-P125YKM Series | N/A | MITSUBISHI ELECTRIC | N/A | Ducted | vrf | N/A | Air | Air | Japan,Thailand | 3.65 | N/A | 14 | N/A | N/A | N/A | N/A | N/A | 3.885 | 16 | Enthalpy Test Room | 3.9595 | 4.3426 | N/A | - | N/A | N/A | N/A | N/A | N/A | N/A | N/A | N/A | N/A | N/A | N/A | N/A | N/A | N/A | N/A | N/A | N/A | Three | R410A | Australia,New Zealand | 129329 | 2025-06-18 |  | Approved | Reverse Cycle | N/A | No | Class 20 | No | N/A | N/A | N/A | N/A | N/A | N/A | N/A | Available | N/A | N/A | http://www.MitsubishiElectric.com.au/ | http://www.mitsubishielectric.com.au | N/A |  |  | AAC4917 | Yes | Variable output compressor | Inverter | No | - | 14000 | 3.65 | - | 1500 | 7000 | No | - | - | - | 3336.1 | 15078 | No | 1371 | 7539 | No | - | - | 16000 | 3.885 | 1720 | 8000 | No | - | - | Yes | 4740 | 13700 | No | - | - | No | - | - | - | - | - | No | - | - | No | - | - | No | - | - | N/A | 72 | 4.163 | 4.157 | 4.716 | 5.249 | 4.997 | 5.071 | 885 | 1352 | 3824 | 1896 | 2358 | 5129 | 2.5 | 2.5 | 3 | 3.533 | 3.993 | 4.296 | 3.718 | 4.089 | 4.282 | 5972 | 2247 | 379 | 1953 | 1035 | 250 | 2 | 2 | 2.5 | N/A | N/A | N/A | N/A | N/A | N/A | N/A | N/A | 26.75 | 3.7429 | 4.0247
[SEER Multi-Split <=65kW] GEMS (Air Conditioners up to 65kW) Determination 2019 | MEPS 2019 | AS/NZS 3823.1.4:2012 | PUMY-P125YKME4R2 | PUMY-P125YKM Series | N/A | MITSUBISHI ELECTRIC | N/A | Ducted | vrf | N/A | Air | Air | Japan,Thailand | 3.65 | N/A | 14 | N/A | N/A | N/A | N/A | N/A | 3.885 | 16 | Enthalpy Test Room | 3.9595 | 4.3426 | N/A | - | N/A | N/A | N/A | N/A | N/A | N/A | N/A | N/A | N/A | N/A | N/A | N/A | N/A | N/A | N/A | N/A | N/A | Three | R410A | Australia,New Zealand | 129329 | 2025-06-18 |  | Approved | Reverse Cycle | N/A | No | Class 20 | No | N/A | N/A | N/A | N/A | N/A | N/A | N/A | Available | N/A | N/A | http://www.MitsubishiElectric.com.au/ | http://www.mitsubishielectric.com.au | N/A |  |  | AAC4917 | Yes | Variable output compressor | Inverter | No | - | 14000 | 3.65 | - | 1500 | 7000 | No | - | - | - | 3336.1 | 15078 | No | 1371 | 7539 | No | - | - | 16000 | 3.885 | 1720 | 8000 | No | - | - | Yes | 4740 | 13700 | No | - | - | No | - | - | - | - | - | No | - | - | No | - | - | No | - | - | N/A | 72 | 4.163 | 4.157 | 4.716 | 5.249 | 4.997 | 5.071 | 885 | 1352 | 3824 | 1896 | 2358 | 5129 | 2.5 | 2.5 | 3 | 3.533 | 3.993 | 4.296 | 3.718 | 4.089 | 4.282 | 5972 | 2247 | 379 | 1953 | 1035 | 250 | 2 | 2 | 2.5 | N/A | N/A | N/A | N/A | N/A | N/A | N/A | N/A | 26.75 | 3.7429 | 4.0247
[SEER Multi-Split <=65kW] GEMS (Air Conditioners up to 65kW) Determination 2019 | MEPS 2019 | AS/NZS 3823.1.4:2012 | PUMY-P140VKM5 | PUMY-P140VKM5 Series | N/A | MITSUBISHI ELECTRIC | N/A | Ducted | vrf | N/A | Air | Air | Japan,Thailand | 4.76 | N/A | 15.5 | N/A | N/A | N/A | N/A | N/A | 4.615 | 18 | Enthalpy Test Room | 3.2959 | 4.0931 | N/A | - | N/A | N/A | N/A | N/A | N/A | N/A | N/A | N/A | N/A | N/A | N/A | N/A | N/A | N/A | N/A | N/A | N/A | Single | R410A | Australia,New Zealand | 129322 | 2025-06-18 |  | Approved | Reverse Cycle | N/A | No | Class 20 | No | N/A | N/A | N/A | N/A | N/A | N/A | N/A | Available | N/A | N/A | http://www.MitsubishiElectric.com.au/ | http://www.mitsubishielectric.com.au | N/A |  |  | AAC4918 | Yes | Variable output compressor | Inverter | No | - | 15500 | 4.76 | - | 1690 | 7750 | No | - | - | - | 4350.64 | 16693.5 | No | 1544.66 | 8346.75 | No | - | - | 18000 | 4.615 | 1840 | 9000 | No | - | - | Yes | 5270 | 15000 | No | - | - | No | - | - | - | - | - | No | - | - | No | - | - | No | - | - | N/A | 71 | 4.014 | 3.932 | 4.402 | 5.084 | 4.786 | 4.761 | 1025 | 1594 | 4548 | 2175 | 2735 | 6058 | 2.5 | 2 | 2.5 | 3.524 | 4.048 | 4.498 | 3.781 | 4.219 | 4.495 | 6730 | 2486 | 403 | 2154 | 1123 | 265 | 2 | 2.5 | 2.5 | N/A | N/A | N/A | N/A | N/A | N/A | N/A | N/A | 26.75 | 3.1956 | 3.8254
[SEER Multi-Split <=65kW] GEMS (Air Conditioners up to 65kW) Determination 2019 | MEPS 2019 | AS/NZS 3823.1.4:2012 | PUMY-P140VKM5 Series | PUMY-P140VKM5 Series | N/A | MITSUBISHI ELECTRIC | N/A | Ducted | vrf | N/A | Air | Air | Japan,Thailand | 4.76 | N/A | 15.5 | N/A | N/A | N/A | N/A | N/A | 4.615 | 18 | Enthalpy Test Room | 3.2959 | 4.0931 | N/A | - | N/A | N/A | N/A | N/A | N/A | N/A | N/A | N/A | N/A | N/A | N/A | N/A | N/A | N/A | N/A | N/A | N/A | Single | R410A | Australia,New Zealand | 129322 | 2025-06-18 |  | Approved | Reverse Cycle | N/A | No | Class 20 | No | N/A | N/A | N/A | N/A | N/A | N/A | N/A | Available | N/A | N/A | http://www.MitsubishiElectric.com.au/ | http://www.mitsubishielectric.com.au | N/A |  |  | AAC4918 | Yes | Variable output compressor | Inverter | No | - | 15500 | 4.76 | - | 1690 | 7750 | No | - | - | - | 4350.64 | 16693.5 | No | 1544.66 | 8346.75 | No | - | - | 18000 | 4.615 | 1840 | 9000 | No | - | - | Yes | 5270 | 15000 | No | - | - | No | - | - | - | - | - | No | - | - | No | - | - | No | - | - | N/A | 71 | 4.014 | 3.932 | 4.402 | 5.084 | 4.786 | 4.761 | 1025 | 1594 | 4548 | 2175 | 2735 | 6058 | 2.5 | 2 | 2.5 | 3.524 | 4.048 | 4.498 | 3.781 | 4.219 | 4.495 | 6730 | 2486 | 403 | 2154 | 1123 | 265 | 2 | 2.5 | 2.5 | N/A | N/A | N/A | N/A | N/A | N/A | N/A | N/A | 26.75 | 3.1956 | 3.8254
[SEER Multi-Split <=65kW] GEMS (Air Conditioners up to 65kW) Determination 2019 | MEPS 2019 | AS/NZS 3823.1.4:2012 | PUMY-P140VKM5-BS | PUMY-P140VKM5 Series | N/A | MITSUBISHI ELECTRIC | N/A | Ducted | vrf | N/A | Air | Air | Japan,Thailand | 4.76 | N/A | 15.5 | N/A | N/A | N/A | N/A | N/A | 4.615 | 18 | Enthalpy Test Room | 3.2959 | 4.0931 | N/A | - | N/A | N/A | N/A | N/A | N/A | N/A | N/A | N/A | N/A | N/A | N/A | N/A | N/A | N/A | N/A | N/A | N/A | Single | R410A | Australia,New Zealand | 129322 | 2025-06-18 |  | Approved | Reverse Cycle | N/A | No | Class 20 | No | N/A | N/A | N/A | N/A | N/A | N/A | N/A | Available | N/A | N/A | http://www.MitsubishiElectric.com.au/ | http://www.mitsubishielectric.com.au | N/A |  |  | AAC4918 | Yes | Variable output compressor | Inverter | No | - | 15500 | 4.76 | - | 1690 | 7750 | No | - | - | - | 4350.64 | 16693.5 | No | 1544.66 | 8346.75 | No | - | - | 18000 | 4.615 | 1840 | 9000 | No | - | - | Yes | 5270 | 15000 | No | - | - | No | - | - | - | - | - | No | - | - | No | - | - | No | - | - | N/A | 71 | 4.014 | 3.932 | 4.402 | 5.084 | 4.786 | 4.761 | 1025 | 1594 | 4548 | 2175 | 2735 | 6058 | 2.5 | 2 | 2.5 | 3.524 | 4.048 | 4.498 | 3.781 | 4.219 | 4.495 | 6730 | 2486 | 403 | 2154 | 1123 | 265 | 2 | 2.5 | 2.5 | N/A | N/A | N/A | N/A | N/A | N/A | N/A | N/A | 26.75 | 3.1956 | 3.8254
[SEER Multi-Split <=65kW] GEMS (Air Conditioners up to 65kW) Determination 2019 | MEPS 2019 | AS/NZS 3823.1.4:2012 | PUMY-P140YKM Series | PUMY-P140YKM Series | N/A | MITSUBISHI ELECTRIC | N/A | Ducted | vrf | N/A | Air | Air | Japan,Thailand | 4.76 | N/A | 15.5 | N/A | N/A | N/A | N/A | N/A | 4.615 | 18 | Enthalpy Test Room | 3.2959 | 4.0931 | N/A | - | N/A | N/A | N/A | N/A | N/A | N/A | N/A | N/A | N/A | N/A | N/A | N/A | N/A | N/A | N/A | N/A | N/A | Three | R410A | Australia,New Zealand | 129334 | 2025-06-18 |  | Approved | Reverse Cycle | N/A | No | Class 20 | No | N/A | N/A | N/A | N/A | N/A | N/A | N/A | Available | N/A | N/A | http://www.MitsubishiElectric.com.au/ | http://www.mitsubishielectric.com.au | N/A |  |  | AAC4919 | Yes | Variable output compressor | Inverter | No | - | 15500 | 4.76 | - | 1690 | 7750 | No | - | - | - | 4350.64 | 16693.5 | No | 1544.66 | 8346.75 | No | - | - | 18000 | 4.615 | 1840 | 9000 | No | - | - | Yes | 5270 | 15000 | No | - | - | No | - | - | - | - | - | No | - | - | No | - | - | No | - | - | N/A | 73 | 4.014 | 3.932 | 4.402 | 5.084 | 4.786 | 4.761 | 1025 | 1594 | 4548 | 2175 | 2735 | 6058 | 2.5 | 2 | 2.5 | 3.524 | 4.048 | 4.498 | 3.781 | 4.219 | 4.495 | 6730 | 2486 | 403 | 2154 | 1123 | 265 | 2 | 2.5 | 2.5 | N/A | N/A | N/A | N/A | N/A | N/A | N/A | N/A | 26.75 | 3.1956 | 3.8254
[SEER Multi-Split <=65kW] GEMS (Air Conditioners up to 65kW) Determination 2019 | MEPS 2019 | AS/NZS 3823.1.4:2012 | PUMY-P140YKM4-BSR2 | PUMY-P140YKM Series | N/A | MITSUBISHI ELECTRIC | N/A | Ducted | vrf | N/A | Air | Air | Japan,Thailand | 4.76 | N/A | 15.5 | N/A | N/A | N/A | N/A | N/A | 4.615 | 18 | Enthalpy Test Room | 3.2959 | 4.0931 | N/A | - | N/A | N/A | N/A | N/A | N/A | N/A | N/A | N/A | N/A | N/A | N/A | N/A | N/A | N/A | N/A | N/A | N/A | Three | R410A | Australia,New Zealand | 129334 | 2025-06-18 |  | Approved | Reverse Cycle | N/A | No | Class 20 | No | N/A | N/A | N/A | N/A | N/A | N/A | N/A | Available | N/A | N/A | http://www.MitsubishiElectric.com.au/ | http://www.mitsubishielectric.com.au | N/A |  |  | AAC4919 | Yes | Variable output compressor | Inverter | No | - | 15500 | 4.76 | - | 1690 | 7750 | No | - | - | - | 4350.64 | 16693.5 | No | 1544.66 | 8346.75 | No | - | - | 18000 | 4.615 | 1840 | 9000 | No | - | - | Yes | 5270 | 15000 | No | - | - | No | - | - | - | - | - | No | - | - | No | - | - | No | - | - | N/A | 73 | 4.014 | 3.932 | 4.402 | 5.084 | 4.786 | 4.761 | 1025 | 1594 | 4548 | 2175 | 2735 | 6058 | 2.5 | 2 | 2.5 | 3.524 | 4.048 | 4.498 | 3.781 | 4.219 | 4.495 | 6730 | 2486 | 403 | 2154 | 1123 | 265 | 2 | 2.5 | 2.5 | N/A | N/A | N/A | N/A | N/A | N/A | N/A | N/A | 26.75 | 3.1956 | 3.8254
[SEER Multi-Split <=65kW] GEMS (Air Conditioners up to 65kW) Determination 2019 | MEPS 2019 | AS/NZS 3823.1.4:2012 | PUMY-P140YKM4R2 | PUMY-P140YKM Series | N/A | MITSUBISHI ELECTRIC | N/A | Ducted | vrf | N/A | Air | Air | Japan,Thailand | 4.76 | N/A | 15.5 | N/A | N/A | N/A | N/A | N/A | 4.615 | 18 | Enthalpy Test Room | 3.2959 | 4.0931 | N/A | - | N/A | N/A | N/A | N/A | N/A | N/A | N/A | N/A | N/A | N/A | N/A | N/A | N/A | N/A | N/A | N/A | N/A | Three | R410A | Australia,New Zealand | 129334 | 2025-06-18 |  | Approved | Reverse Cycle | N/A | No | Class 20 | No | N/A | N/A | N/A | N/A | N/A | N/A | N/A | Available | N/A | N/A | http://www.MitsubishiElectric.com.au/ | http://www.mitsubishielectric.com.au | N/A |  |  | AAC4919 | Yes | Variable output compressor | Inverter | No | - | 15500 | 4.76 | - | 1690 | 7750 | No | - | - | - | 4350.64 | 16693.5 | No | 1544.66 | 8346.75 | No | - | - | 18000 | 4.615 | 1840 | 9000 | No | - | - | Yes | 5270 | 15000 | No | - | - | No | - | - | - | - | - | No | - | - | No | - | - | No | - | - | N/A | 73 | 4.014 | 3.932 | 4.402 | 5.084 | 4.786 | 4.761 | 1025 | 1594 | 4548 | 2175 | 2735 | 6058 | 2.5 | 2 | 2.5 | 3.524 | 4.048 | 4.498 | 3.781 | 4.219 | 4.495 | 6730 | 2486 | 403 | 2154 | 1123 | 265 | 2 | 2.5 | 2.5 | N/A | N/A | N/A | N/A | N/A | N/A | N/A | N/A | 26.75 | 3.1956 | 3.8254
[SEER Multi-Split <=65kW] GEMS (Air Conditioners up to 65kW) Determination 2019 | MEPS 2019 | AS/NZS 3823.1.4:2012 | PUMY-P140YKME4-BSR2 | PUMY-P140YKM Series | N/A | MITSUBISHI ELECTRIC | N/A | Ducted | vrf | N/A | Air | Air | Japan,Thailand | 4.76 | N/A | 15.5 | N/A | N/A | N/A | N/A | N/A | 4.615 | 18 | Enthalpy Test Room | 3.2959 | 4.0931 | N/A | - | N/A | N/A | N/A | N/A | N/A | N/A | N/A | N/A | N/A | N/A | N/A | N/A | N/A | N/A | N/A | N/A | N/A | Three | R410A | Australia,New Zealand | 129334 | 2025-06-18 |  | Approved | Reverse Cycle | N/A | No | Class 20 | No | N/A | N/A | N/A | N/A | N/A | N/A | N/A | Available | N/A | N/A | http://www.MitsubishiElectric.com.au/ | http://www.mitsubishielectric.com.au | N/A |  |  | AAC4919 | Yes | Variable output compressor | Inverter | No | - | 15500 | 4.76 | - | 1690 | 7750 | No | - | - | - | 4350.64 | 16693.5 | No | 1544.66 | 8346.75 | No | - | - | 18000 | 4.615 | 1840 | 9000 | No | - | - | Yes | 5270 | 15000 | No | - | - | No | - | - | - | - | - | No | - | - | No | - | - | No | - | - | N/A | 73 | 4.014 | 3.932 | 4.402 | 5.084 | 4.786 | 4.761 | 1025 | 1594 | 4548 | 2175 | 2735 | 6058 | 2.5 | 2 | 2.5 | 3.524 | 4.048 | 4.498 | 3.781 | 4.219 | 4.495 | 6730 | 2486 | 403 | 2154 | 1123 | 265 | 2 | 2.5 | 2.5 | N/A | N/A | N/A | N/A | N/A | N/A | N/A | N/A | 26.75 | 3.1956 | 3.8254
[SEER Multi-Split <=65kW] GEMS (Air Conditioners up to 65kW) Determination 2019 | MEPS 2019 | AS/NZS 3823.1.4:2012 | PUMY-P140YKME4R2 | PUMY-P140YKM Series | N/A | MITSUBISHI ELECTRIC | N/A | Ducted | vrf | N/A | Air | Air | Japan,Thailand | 4.76 | N/A | 15.5 | N/A | N/A | N/A | N/A | N/A | 4.615 | 18 | Enthalpy Test Room | 3.2959 | 4.0931 | N/A | - | N/A | N/A | N/A | N/A | N/A | N/A | N/A | N/A | N/A | N/A | N/A | N/A | N/A | N/A | N/A | N/A | N/A | Three | R410A | Australia,New Zealand | 129334 | 2025-06-18 |  | Approved | Reverse Cycle | N/A | No | Class 20 | No | N/A | N/A | N/A | N/A | N/A | N/A | N/A | Available | N/A | N/A | http://www.MitsubishiElectric.com.au/ | http://www.mitsubishielectric.com.au | N/A |  |  | AAC4919 | Yes | Variable output compressor | Inverter | No | - | 15500 | 4.76 | - | 1690 | 7750 | No | - | - | - | 4350.64 | 16693.5 | No | 1544.66 | 8346.75 | No | - | - | 18000 | 4.615 | 1840 | 9000 | No | - | - | Yes | 5270 | 15000 | No | - | - | No | - | - | - | - | - | No | - | - | No | - | - | No | - | - | N/A | 73 | 4.014 | 3.932 | 4.402 | 5.084 | 4.786 | 4.761 | 1025 | 1594 | 4548 | 2175 | 2735 | 6058 | 2.5 | 2 | 2.5 | 3.524 | 4.048 | 4.498 | 3.781 | 4.219 | 4.495 | 6730 | 2486 | 403 | 2154 | 1123 | 265 | 2 | 2.5 | 2.5 | N/A | N/A | N/A | N/A | N/A | N/A | N/A | N/A | 26.75 | 3.1956 | 3.8254
[SEER Multi-Split <=65kW] GEMS (Air Conditioners up to 65kW) Determination 2019 | MEPS 2019 | AS/NZS 3823.1.4:2012 | PUMY-P200YKMD2-A | PUMY-P200YKMD2-A Series | N/A | MITSUBISHI ELECTRIC | N/A | Ducted | vrf | N/A | Air | Air | Thailand | 6.9 | N/A | 22.4 | N/A | N/A | N/A | N/A | N/A | 6.45 | 25 | Enthalpy Test Room | 3.414 | 4.0636 | N/A | - | N/A | N/A | N/A | N/A | N/A | N/A | N/A | N/A | N/A | N/A | N/A | N/A | N/A | N/A | N/A | N/A | N/A | Three | R410A | Australia,New Zealand | 148741 | 2027-09-28 |  | Approved | Reverse Cycle | N/A | Yes | Class 20 | Yes | N/A | N/A | N/A | N/A | N/A | N/A | N/A | Available | N/A | N/A | http://www.MitsubishiElectric.com.au/ | http://www.mitsubishielectric.com.au | N/A |  |  | AAC7056 | Yes | Variable output compressor | Inverter | No | - | 22400 | 6.9 | - | 2650 | 11200 | No | - | - | - | 6306.6 | 24124.8 | No | 2422.1 | 12062.4 | No | - | - | 25000 | 6.45 | 2950 | 12500 | No | - | - | Yes | 7700 | 19000 | No | - | - | No | - | - | - | - | - | No | - | - | No | - | - | No | - | - | N/A | 70.3 | 4.183 | 4.037 | 4.293 | 4.961 | 4.654 | 4.577 | 1476 | 2310 | 6806 | 3277 | 4121 | 9163 | 2.5 | 2.5 | 2.5 | 3.028 | 3.518 | 3.919 | 3.18 | 3.67 | 3.903 | 10811 | 3893 | 567 | 3492 | 1731 | 362 | 1.5 | 2 | 2 | N/A | N/A | N/A | N/A | N/A | N/A | N/A | N/A | 12.6 | 3.2265 | 3.8505
[SEER Multi-Split <=65kW] GEMS (Air Conditioners up to 65kW) Determination 2019 | MEPS 2019 | AS/NZS 3823.1.4:2012 | PUMY-P200YKMD2-A Series | PUMY-P200YKMD2-A Series | N/A | MITSUBISHI ELECTRIC | N/A | Ducted | vrf | N/A | Air | Air | Thailand | 6.9 | N/A | 22.4 | N/A | N/A | N/A | N/A | N/A | 6.45 | 25 | Enthalpy Test Room | 3.414 | 4.0636 | N/A | - | N/A | N/A | N/A | N/A | N/A | N/A | N/A | N/A | N/A | N/A | N/A | N/A | N/A | N/A | N/A | N/A | N/A | Three | R410A | Australia,New Zealand | 148741 | 2027-09-28 |  | Approved | Reverse Cycle | N/A | Yes | Class 20 | Yes | N/A | N/A | N/A | N/A | N/A | N/A | N/A | Available | N/A | N/A | http://www.MitsubishiElectric.com.au/ | http://www.mitsubishielectric.com.au | N/A |  |  | AAC7056 | Yes | Variable output compressor | Inverter | No | - | 22400 | 6.9 | - | 2650 | 11200 | No | - | - | - | 6306.6 | 24124.8 | No | 2422.1 | 12062.4 | No | - | - | 25000 | 6.45 | 2950 | 12500 | No | - | - | Yes | 7700 | 19000 | No | - | - | No | - | - | - | - | - | No | - | - | No | - | - | No | - | - | N/A | 70.3 | 4.183 | 4.037 | 4.293 | 4.961 | 4.654 | 4.577 | 1476 | 2310 | 6806 | 3277 | 4121 | 9163 | 2.5 | 2.5 | 2.5 | 3.028 | 3.518 | 3.919 | 3.18 | 3.67 | 3.903 | 10811 | 3893 | 567 | 3492 | 1731 | 362 | 1.5 | 2 | 2 | N/A | N/A | N/A | N/A | N/A | N/A | N/A | N/A | 12.6 | 3.2265 | 3.8505
[SEER Multi-Split <=65kW] GEMS (Air Conditioners up to 65kW) Determination 2019 | MEPS 2019 | AS/NZS 3823.1.4:2012 | PUMY-P200YKMD2-A-BS | PUMY-P200YKMD2-A Series | N/A | MITSUBISHI ELECTRIC | N/A | Ducted | vrf | N/A | Air | Air | Thailand | 6.9 | N/A | 22.4 | N/A | N/A | N/A | N/A | N/A | 6.45 | 25 | Enthalpy Test Room | 3.414 | 4.0636 | N/A | - | N/A | N/A | N/A | N/A | N/A | N/A | N/A | N/A | N/A | N/A | N/A | N/A | N/A | N/A | N/A | N/A | N/A | Three | R410A | Australia,New Zealand | 148741 | 2027-09-28 |  | Approved | Reverse Cycle | N/A | Yes | Class 20 | Yes | N/A | N/A | N/A | N/A | N/A | N/A | N/A | Available | N/A | N/A | http://www.MitsubishiElectric.com.au/ | http://www.mitsubishielectric.com.au | N/A |  |  | AAC7056 | Yes | Variable output compressor | Inverter | No | - | 22400 | 6.9 | - | 2650 | 11200 | No | - | - | - | 6306.6 | 24124.8 | No | 2422.1 | 12062.4 | No | - | - | 25000 | 6.45 | 2950 | 12500 | No | - | - | Yes | 7700 | 19000 | No | - | - | No | - | - | - | - | - | No | - | - | No | - | - | No | - | - | N/A | 70.3 | 4.183 | 4.037 | 4.293 | 4.961 | 4.654 | 4.577 | 1476 | 2310 | 6806 | 3277 | 4121 | 9163 | 2.5 | 2.5 | 2.5 | 3.028 | 3.518 | 3.919 | 3.18 | 3.67 | 3.903 | 10811 | 3893 | 567 | 3492 | 1731 | 362 | 1.5 | 2 | 2 | N/A | N/A | N/A | N/A | N/A | N/A | N/A | N/A | 12.6 | 3.2265 | 3.8505
[SEER Multi-Split <=65kW] GEMS (Air Conditioners up to 65kW) Determination 2019 | MEPS 2019 | AS/NZS 3823.1.4:2012 | PUMY-P250YBMD-A | PUMY-P250YBMD-A Series | N/A | MITSUBISHI ELECTRIC | N/A | Both | vrf | N/A | Air | Air | Thailand | 7.7 | 22.4 | 28 | N/A | N/A | N/A | N/A | N/A | 6.93 | 31.5 | Enthalpy Test Room | 3.6696 | 4.5676 | Yes | - | N/A | 47 | 47 | 4.4578 | N/A | N/A | N/A | N/A | 3.2107 | 4.0062 | N/A | N/A | N/A | N/A | N/A | N/A | Enthalpy Test Room | Three | R410A | Australia,New Zealand | 147681 | 2027-10-03 |  | Approved | Reverse Cycle | N/A | Yes | Class 20 | Yes | N/A | N/A | Yes | Yes | Yes | N/A | 3.2852 | Available | N/A | N/A | http://www.MitsubishiElectric.com.au/ | http://www.mitsubishielectric.com.au | Yes |  |  | AAC7071 | Yes | Variable output compressor | Inverter | No | - | 28000 | 7.7 | - | 3270 | 14000 | No | - | - | - | 7037.8 | 30156 | No | 2988.78 | 15078 | No | - | - | 31500 | 6.93 | 3900 | 15800 | No | - | - | Yes | 10700 | 25500 | No | - | - | No | - | - | - | - | - | No | - | - | No | - | - | No | - | - | N/A | 71.4 | 4.374 | 4.261 | 4.528 | 5.115 | 4.827 | 4.798 | 1765 | 2737 | 8067 | 3974 | 4968 | 10926 | 2.5 | 2.5 | 3 | 3.177 | 3.647 | 3.779 | 3.298 | 3.635 | 3.744 | 12980 | 4729 | 735 | 4241 | 2199 | 471 | 1.5 | 2 | 2 | N/A | N/A | N/A | N/A | N/A | N/A | N/A | N/A | 14.4 | 3.6135 | 4.5138
[SEER Multi-Split <=65kW] GEMS (Air Conditioners up to 65kW) Determination 2019 | MEPS 2019 | AS/NZS 3823.1.4:2012 | PUMY-P250YBMD-A Series | PUMY-P250YBMD-A Series | N/A | MITSUBISHI ELECTRIC | N/A | Both | vrf | N/A | Air | Air | Thailand | 7.7 | 22.4 | 28 | N/A | N/A | N/A | N/A | N/A | 6.93 | 31.5 | Enthalpy Test Room | 3.6696 | 4.5676 | Yes | - | N/A | 47 | 47 | 4.4578 | N/A | N/A | N/A | N/A | 3.2107 | 4.0062 | N/A | N/A | N/A | N/A | N/A | N/A | Enthalpy Test Room | Three | R410A | Australia,New Zealand | 147681 | 2027-10-03 |  | Approved | Reverse Cycle | N/A | Yes | Class 20 | Yes | N/A | N/A | Yes | Yes | Yes | N/A | 3.2852 | Available | N/A | N/A | http://www.MitsubishiElectric.com.au/ | http://www.mitsubishielectric.com.au | Yes |  |  | AAC7071 | Yes | Variable output compressor | Inverter | No | - | 28000 | 7.7 | - | 3270 | 14000 | No | - | - | - | 7037.8 | 30156 | No | 2988.78 | 15078 | No | - | - | 31500 | 6.93 | 3900 | 15800 | No | - | - | Yes | 10700 | 25500 | No | - | - | No | - | - | - | - | - | No | - | - | No | - | - | No | - | - | N/A | 71.4 | 4.374 | 4.261 | 4.528 | 5.115 | 4.827 | 4.798 | 1765 | 2737 | 8067 | 3974 | 4968 | 10926 | 2.5 | 2.5 | 3 | 3.177 | 3.647 | 3.779 | 3.298 | 3.635 | 3.744 | 12980 | 4729 | 735 | 4241 | 2199 | 471 | 1.5 | 2 | 2 | N/A | N/A | N/A | N/A | N/A | N/A | N/A | N/A | 14.4 | 3.6135 | 4.5138
[SEER Multi-Split <=65kW] GEMS (Air Conditioners up to 65kW) Determination 2019 | MEPS 2019 | AS/NZS 3823.1.4:2012 | PUMY-P250YBMD-A-BS | PUMY-P250YBMD-A Series | N/A | MITSUBISHI ELECTRIC | N/A | Both | vrf | N/A | Air | Air | Thailand | 7.7 | 22.4 | 28 | N/A | N/A | N/A | N/A | N/A | 6.93 | 31.5 | Enthalpy Test Room | 3.6696 | 4.5676 | Yes | - | N/A | 47 | 47 | 4.4578 | N/A | N/A | N/A | N/A | 3.2107 | 4.0062 | N/A | N/A | N/A | N/A | N/A | N/A | Enthalpy Test Room | Three | R410A | Australia,New Zealand | 147681 | 2027-10-03 |  | Approved | Reverse Cycle | N/A | Yes | Class 20 | Yes | N/A | N/A | Yes | Yes | Yes | N/A | 3.2852 | Available | N/A | N/A | http://www.MitsubishiElectric.com.au/ | http://www.mitsubishielectric.com.au | Yes |  |  | AAC7071 | Yes | Variable output compressor | Inverter | No | - | 28000 | 7.7 | - | 3270 | 14000 | No | - | - | - | 7037.8 | 30156 | No | 2988.78 | 15078 | No | - | - | 31500 | 6.93 | 3900 | 15800 | No | - | - | Yes | 10700 | 25500 | No | - | - | No | - | - | - | - | - | No | - | - | No | - | - | No | - | - | N/A | 71.4 | 4.374 | 4.261 | 4.528 | 5.115 | 4.827 | 4.798 | 1765 | 2737 | 8067 | 3974 | 4968 | 10926 | 2.5 | 2.5 | 3 | 3.177 | 3.647 | 3.779 | 3.298 | 3.635 | 3.744 | 12980 | 4729 | 735 | 4241 | 2199 | 471 | 1.5 | 2 | 2 | N/A | N/A | N/A | N/A | N/A | N/A | N/A | N/A | 14.4 | 3.6135 | 4.5138
[SEER Multi-Split <=65kW] GEMS (Air Conditioners up to 65kW) Determination 2019 | MEPS 2019 | AS/NZS 3823.1.4:2012 | PUMY-P300YBMD-A | PUMY-P300YBMD-A Series | N/A | MITSUBISHI ELECTRIC | N/A | Both | vrf | N/A | Air | Air | Thailand | 9.47 | 22.4 | 33.5 | N/A | N/A | N/A | N/A | N/A | 8.66 | 37.5 | Enthalpy Test Room | 3.6105 | 4.3545 | Yes | - | N/A | 47 | 47 | 4.4578 | N/A | N/A | N/A | N/A | 3.2107 | 4.0062 | N/A | N/A | N/A | N/A | N/A | N/A | Enthalpy Test Room | Three | R410A | Australia,New Zealand | 147786 | 2027-10-06 |  | Approved | Reverse Cycle | N/A | Yes | Class 20 | Yes | N/A | N/A | Yes | Yes | Yes | N/A | 3.2852 | Available | N/A | N/A | http://www.MitsubishiElectric.com.au/ | http://www.mitsubishielectric.com.au | Yes |  |  | AAC7076 | Yes | Variable output compressor | Inverter | No | No | 33500 | 9.47 | - | 4200 | 16800 | No | - | - | - | 8655.58 | 36079.5 | No | 3838.8 | 18093.6 | No | - | - | 37500 | 8.66 | 4200 | 18750 | No | - | - | Yes | 10900 | 26800 | No | - | - | No | - | - | - | - | - | No | - | - | No | - | - | No | - | - | N/A | - | 4.174 | 4.073 | 4.309 | 4.83 | 4.565 | 4.551 | 2221 | 3436 | 10153 | 5045 | 6294 | 13792 | 2.5 | 2.5 | 2.5 | 3.07 | 3.66 | 4.139 | 3.276 | 3.691 | 4.116 | 15984 | 5602 | 796 | 5076 | 2573 | 507 | 1.5 | 2 | 2.5 | N/A | N/A | N/A | N/A | N/A | N/A | N/A | N/A | 14.4 | 3.5194 | 4.3061
[SEER Multi-Split <=65kW] GEMS (Air Conditioners up to 65kW) Determination 2019 | MEPS 2019 | AS/NZS 3823.1.4:2012 | PUMY-P300YBMD-A Series | PUMY-P300YBMD-A Series | N/A | MITSUBISHI ELECTRIC | N/A | Both | vrf | N/A | Air | Air | Thailand | 9.47 | 22.4 | 33.5 | N/A | N/A | N/A | N/A | N/A | 8.66 | 37.5 | Enthalpy Test Room | 3.6105 | 4.3545 | Yes | - | N/A | 47 | 47 | 4.4578 | N/A | N/A | N/A | N/A | 3.2107 | 4.0062 | N/A | N/A | N/A | N/A | N/A | N/A | Enthalpy Test Room | Three | R410A | Australia,New Zealand | 147786 | 2027-10-06 |  | Approved | Reverse Cycle | N/A | Yes | Class 20 | Yes | N/A | N/A | Yes | Yes | Yes | N/A | 3.2852 | Available | N/A | N/A | http://www.MitsubishiElectric.com.au/ | http://www.mitsubishielectric.com.au | Yes |  |  | AAC7076 | Yes | Variable output compressor | Inverter | No | No | 33500 | 9.47 | - | 4200 | 16800 | No | - | - | - | 8655.58 | 36079.5 | No | 3838.8 | 18093.6 | No | - | - | 37500 | 8.66 | 4200 | 18750 | No | - | - | Yes | 10900 | 26800 | No | - | - | No | - | - | - | - | - | No | - | - | No | - | - | No | - | - | N/A | - | 4.174 | 4.073 | 4.309 | 4.83 | 4.565 | 4.551 | 2221 | 3436 | 10153 | 5045 | 6294 | 13792 | 2.5 | 2.5 | 2.5 | 3.07 | 3.66 | 4.139 | 3.276 | 3.691 | 4.116 | 15984 | 5602 | 796 | 5076 | 2573 | 507 | 1.5 | 2 | 2.5 | N/A | N/A | N/A | N/A | N/A | N/A | N/A | N/A | 14.4 | 3.5194 | 4.3061
[SEER Multi-Split <=65kW] GEMS (Air Conditioners up to 65kW) Determination 2019 | MEPS 2019 | AS/NZS 3823.1.4:2012 | PUMY-P300YBMD-A-BS | PUMY-P300YBMD-A Series | N/A | MITSUBISHI ELECTRIC | N/A | Both | vrf | N/A | Air | Air | Thailand | 9.47 | 22.4 | 33.5 | N/A | N/A | N/A | N/A | N/A | 8.66 | 37.5 | Enthalpy Test Room | 3.6105 | 4.3545 | Yes | - | N/A | 47 | 47 | 4.4578 | N/A | N/A | N/A | N/A | 3.2107 | 4.0062 | N/A | N/A | N/A | N/A | N/A | N/A | Enthalpy Test Room | Three | R410A | Australia,New Zealand | 147786 | 2027-10-06 |  | Approved | Reverse Cycle | N/A | Yes | Class 20 | Yes | N/A | N/A | Yes | Yes | Yes | N/A | 3.2852 | Available | N/A | N/A | http://www.MitsubishiElectric.com.au/ | http://www.mitsubishielectric.com.au | Yes |  |  | AAC7076 | Yes | Variable output compressor | Inverter | No | No | 33500 | 9.47 | - | 4200 | 16800 | No | - | - | - | 8655.58 | 36079.5 | No | 3838.8 | 18093.6 | No | - | - | 37500 | 8.66 | 4200 | 18750 | No | - | - | Yes | 10900 | 26800 | No | - | - | No | - | - | - | - | - | No | - | - | No | - | - | No | - | - | N/A | - | 4.174 | 4.073 | 4.309 | 4.83 | 4.565 | 4.551 | 2221 | 3436 | 10153 | 5045 | 6294 | 13792 | 2.5 | 2.5 | 2.5 | 3.07 | 3.66 | 4.139 | 3.276 | 3.691 | 4.116 | 15984 | 5602 | 796 | 5076 | 2573 | 507 | 1.5 | 2 | 2.5 | N/A | N/A | N/A | N/A | N/A | N/A | N/A | N/A | 14.4 | 3.5194 | 4.3061
[SEER Multi-Split <=65kW] GEMS (Air Conditioners up to 65kW) Determination 2019 | MEPS 2019 | AS/NZS 3823.1.4:2012 | PUMY-SP112VKMD2-A | PUMY-SP112VKMD2-A Series | N/A | MITSUBISHI ELECTRIC | N/A | Both | vrf | N/A | Air | Air | Thailand | 3.48 | 9 | 12.5 | N/A | N/A | N/A | N/A | N/A | 3.48 | 14 | Enthalpy Test Room | 4.198 | 4.0773 | Yes | - | N/A | 41 | 41 | N/A | N/A | N/A | N/A | N/A | 3.7779 | 4.4018 | N/A | N/A | N/A | N/A | N/A | N/A | Enthalpy Test Room | Single | R410A | Australia,New Zealand | 147818 | 2027-09-08 |  | Approved | Reverse Cycle | N/A | Yes | Class 20 | Yes | N/A | N/A | Yes | Yes | Yes | N/A | 4.0111 | Available | N/A | N/A | http://www.MitsubishiElectric.com.au/ | http://www.mitsubishielectric.com.au | Yes |  |  | AAC6974 | Yes | Variable output compressor | Inverter | No | - | 12500 | 3.48 | - | 1370 | 6250 | No | - | - | - | 3180.72 | 13462.5 | No | 1252.18 | 6731.25 | No | - | - | 14000 | 3.48 | 1630 | 7000 | No | - | - | Yes | 4650 | 12200 | No | - | - | No | - | - | - | - | - | No | - | - | No | - | - | No | - | - | N/A | 66.8 | 4.399 | 4.29 | 4.641 | 5.301 | 4.995 | 4.957 | 773 | 1201 | 3502 | 1702 | 2133 | 4712 | 2.5 | 2.5 | 3 | 3.34 | 3.751 | 3.976 | 3.484 | 3.809 | 3.957 | 5499 | 2056 | 323 | 1795 | 943 | 208 | 1.5 | 2 | 2 | N/A | N/A | N/A | N/A | N/A | N/A | N/A | N/A | 11.155 | 3.5535 | 3.9799
[SEER Multi-Split <=65kW] GEMS (Air Conditioners up to 65kW) Determination 2019 | MEPS 2019 | AS/NZS 3823.1.4:2012 | PUMY-SP112VKMD2-A Series | PUMY-SP112VKMD2-A Series | N/A | MITSUBISHI ELECTRIC | N/A | Both | vrf | N/A | Air | Air | Thailand | 3.48 | 9 | 12.5 | N/A | N/A | N/A | N/A | N/A | 3.48 | 14 | Enthalpy Test Room | 4.198 | 4.0773 | Yes | - | N/A | 41 | 41 | N/A | N/A | N/A | N/A | N/A | 3.7779 | 4.4018 | N/A | N/A | N/A | N/A | N/A | N/A | Enthalpy Test Room | Single | R410A | Australia,New Zealand | 147818 | 2027-09-08 |  | Approved | Reverse Cycle | N/A | Yes | Class 20 | Yes | N/A | N/A | Yes | Yes | Yes | N/A | 4.0111 | Available | N/A | N/A | http://www.MitsubishiElectric.com.au/ | http://www.mitsubishielectric.com.au | Yes |  |  | AAC6974 | Yes | Variable output compressor | Inverter | No | - | 12500 | 3.48 | - | 1370 | 6250 | No | - | - | - | 3180.72 | 13462.5 | No | 1252.18 | 6731.25 | No | - | - | 14000 | 3.48 | 1630 | 7000 | No | - | - | Yes | 4650 | 12200 | No | - | - | No | - | - | - | - | - | No | - | - | No | - | - | No | - | - | N/A | 66.8 | 4.399 | 4.29 | 4.641 | 5.301 | 4.995 | 4.957 | 773 | 1201 | 3502 | 1702 | 2133 | 4712 | 2.5 | 2.5 | 3 | 3.34 | 3.751 | 3.976 | 3.484 | 3.809 | 3.957 | 5499 | 2056 | 323 | 1795 | 943 | 208 | 1.5 | 2 | 2 | N/A | N/A | N/A | N/A | N/A | N/A | N/A | N/A | 11.155 | 3.5535 | 3.9799
[SEER Multi-Split <=65kW] GEMS (Air Conditioners up to 65kW) Determination 2019 | MEPS 2019 | AS/NZS 3823.1.4:2012 | PUMY-SP112VKMD2-A-BS | PUMY-SP112VKMD2-A Series | N/A | MITSUBISHI ELECTRIC | N/A | Both | vrf | N/A | Air | Air | Thailand | 3.48 | 9 | 12.5 | N/A | N/A | N/A | N/A | N/A | 3.48 | 14 | Enthalpy Test Room | 4.198 | 4.0773 | Yes | - | N/A | 41 | 41 | N/A | N/A | N/A | N/A | N/A | 3.7779 | 4.4018 | N/A | N/A | N/A | N/A | N/A | N/A | Enthalpy Test Room | Single | R410A | Australia,New Zealand | 147818 | 2027-09-08 |  | Approved | Reverse Cycle | N/A | Yes | Class 20 | Yes | N/A | N/A | Yes | Yes | Yes | N/A | 4.0111 | Available | N/A | N/A | http://www.MitsubishiElectric.com.au/ | http://www.mitsubishielectric.com.au | Yes |  |  | AAC6974 | Yes | Variable output compressor | Inverter | No | - | 12500 | 3.48 | - | 1370 | 6250 | No | - | - | - | 3180.72 | 13462.5 | No | 1252.18 | 6731.25 | No | - | - | 14000 | 3.48 | 1630 | 7000 | No | - | - | Yes | 4650 | 12200 | No | - | - | No | - | - | - | - | - | No | - | - | No | - | - | No | - | - | N/A | 66.8 | 4.399 | 4.29 | 4.641 | 5.301 | 4.995 | 4.957 | 773 | 1201 | 3502 | 1702 | 2133 | 4712 | 2.5 | 2.5 | 3 | 3.34 | 3.751 | 3.976 | 3.484 | 3.809 | 3.957 | 5499 | 2056 | 323 | 1795 | 943 | 208 | 1.5 | 2 | 2 | N/A | N/A | N/A | N/A | N/A | N/A | N/A | N/A | 11.155 | 3.5535 | 3.9799
[SEER Multi-Split <=65kW] GEMS (Air Conditioners up to 65kW) Determination 2019 | MEPS 2019 | AS/NZS 3823.1.4:2012 | PUMY-SP112YKMD2-A | PUMY-SP112YKMD2-A Series | N/A | MITSUBISHI ELECTRIC | N/A | Both | vrf | N/A | Air | Air | Thailand | 3.48 | 9 | 12.5 | N/A | N/A | N/A | N/A | N/A | 3.57 | 14 | Enthalpy Test Room | 4.3486 | 4.4113 | Yes | - | N/A | 41 | 41 | N/A | N/A | N/A | N/A | N/A | 3.7779 | 4.4018 | N/A | N/A | N/A | N/A | N/A | N/A | Enthalpy Test Room | Three | R410A | Australia,New Zealand | 147831 | 2027-10-25 |  | Approved | Reverse Cycle | N/A | Yes | Class 20 | Yes | N/A | N/A | Yes | Yes | Yes | N/A | 4.0111 | Available | N/A | N/A | http://www.MitsubishiElectric.com.au/ | http://www.mitsubishielectric.com.au | Yes |  |  | AAC7119 | Yes | Variable output compressor | Inverter | No | - | 12500 | 3.48 | - | 1370 | 6250 | No | - | - | - | 3180.72 | 13462.5 | No | 1252.18 | 6731.25 | No | - | - | 14000 | 3.57 | 1630 | 7000 | No | - | - | Yes | 4650 | 12200 | No | - | - | No | - | - | - | - | - | No | - | - | No | - | - | No | - | - | N/A | 66 | 4.374 | 4.27 | 4.634 | 5.288 | 4.985 | 4.953 | 776 | 1204 | 3505 | 1704 | 2136 | 4714 | 2.5 | 2.5 | 3 | 3.32 | 3.726 | 3.971 | 3.472 | 3.796 | 3.956 | 5533 | 2072 | 326 | 1803 | 948 | 210 | 1.5 | 2 | 2 | N/A | N/A | N/A | N/A | N/A | N/A | N/A | N/A | 12 | 3.5506 | 3.8775
[SEER Multi-Split <=65kW] GEMS (Air Conditioners up to 65kW) Determination 2019 | MEPS 2019 | AS/NZS 3823.1.4:2012 | PUMY-SP112YKMD2-A Series | PUMY-SP112YKMD2-A Series | N/A | MITSUBISHI ELECTRIC | N/A | Both | vrf | N/A | Air | Air | Thailand | 3.48 | 9 | 12.5 | N/A | N/A | N/A | N/A | N/A | 3.57 | 14 | Enthalpy Test Room | 4.3486 | 4.4113 | Yes | - | N/A | 41 | 41 | N/A | N/A | N/A | N/A | N/A | 3.7779 | 4.4018 | N/A | N/A | N/A | N/A | N/A | N/A | Enthalpy Test Room | Three | R410A | Australia,New Zealand | 147831 | 2027-10-25 |  | Approved | Reverse Cycle | N/A | Yes | Class 20 | Yes | N/A | N/A | Yes | Yes | Yes | N/A | 4.0111 | Available | N/A | N/A | http://www.MitsubishiElectric.com.au/ | http://www.mitsubishielectric.com.au | Yes |  |  | AAC7119 | Yes | Variable output compressor | Inverter | No | - | 12500 | 3.48 | - | 1370 | 6250 | No | - | - | - | 3180.72 | 13462.5 | No | 1252.18 | 6731.25 | No | - | - | 14000 | 3.57 | 1630 | 7000 | No | - | - | Yes | 4650 | 12200 | No | - | - | No | - | - | - | - | - | No | - | - | No | - | - | No | - | - | N/A | 66 | 4.374 | 4.27 | 4.634 | 5.288 | 4.985 | 4.953 | 776 | 1204 | 3505 | 1704 | 2136 | 4714 | 2.5 | 2.5 | 3 | 3.32 | 3.726 | 3.971 | 3.472 | 3.796 | 3.956 | 5533 | 2072 | 326 | 1803 | 948 | 210 | 1.5 | 2 | 2 | N/A | N/A | N/A | N/A | N/A | N/A | N/A | N/A | 12 | 3.5506 | 3.8775
[SEER Multi-Split <=65kW] GEMS (Air Conditioners up to 65kW) Determination 2019 | MEPS 2019 | AS/NZS 3823.1.4:2012 | PUMY-SP112YKMD2-A-BS | PUMY-SP112YKMD2-A Series | N/A | MITSUBISHI ELECTRIC | N/A | Both | vrf | N/A | Air | Air | Thailand | 3.48 | 9 | 12.5 | N/A | N/A | N/A | N/A | N/A | 3.57 | 14 | Enthalpy Test Room | 4.3486 | 4.4113 | Yes | - | N/A | 41 | 41 | N/A | N/A | N/A | N/A | N/A | 3.7779 | 4.4018 | N/A | N/A | N/A | N/A | N/A | N/A | Enthalpy Test Room | Three | R410A | Australia,New Zealand | 147831 | 2027-10-25 |  | Approved | Reverse Cycle | N/A | Yes | Class 20 | Yes | N/A | N/A | Yes | Yes | Yes | N/A | 4.0111 | Available | N/A | N/A | http://www.MitsubishiElectric.com.au/ | http://www.mitsubishielectric.com.au | Yes |  |  | AAC7119 | Yes | Variable output compressor | Inverter | No | - | 12500 | 3.48 | - | 1370 | 6250 | No | - | - | - | 3180.72 | 13462.5 | No | 1252.18 | 6731.25 | No | - | - | 14000 | 3.57 | 1630 | 7000 | No | - | - | Yes | 4650 | 12200 | No | - | - | No | - | - | - | - | - | No | - | - | No | - | - | No | - | - | N/A | 66 | 4.374 | 4.27 | 4.634 | 5.288 | 4.985 | 4.953 | 776 | 1204 | 3505 | 1704 | 2136 | 4714 | 2.5 | 2.5 | 3 | 3.32 | 3.726 | 3.971 | 3.472 | 3.796 | 3.956 | 5533 | 2072 | 326 | 1803 | 948 | 210 | 1.5 | 2 | 2 | N/A | N/A | N/A | N/A | N/A | N/A | N/A | N/A | 12 | 3.5506 | 3.8775
[SEER Multi-Split <=65kW] GEMS (Air Conditioners up to 65kW) Determination 2019 | MEPS 2019 | AS/NZS 3823.1.4:2012 | PUMY-SP125VKMD2-A | PUMY-SP125VKMD2-A Series | N/A | MITSUBISHI ELECTRIC | N/A | Both | vrf | N/A | Air | Air | Thailand | 4.32 | 9 | 14 | N/A | N/A | N/A | N/A | N/A | 4.3 | 16 | Enthalpy Test Room | 3.3998 | 4.1846 | Yes | - | N/A | 41 | 41 | N/A | N/A | N/A | N/A | N/A | 3.7779 | 4.4018 | N/A | N/A | N/A | N/A | N/A | N/A | Enthalpy Test Room | Single | R410A | Australia,New Zealand | 147829 | 2027-09-08 |  | Approved | Reverse Cycle | N/A | Yes | Class 20 | Yes | N/A | N/A | Yes | Yes | Yes | N/A | 4.0111 | Available | N/A | N/A | http://www.MitsubishiElectric.com.au/ | http://www.mitsubishielectric.com.au | Yes |  |  | AAC6972 | Yes | Variable output compressor | Inverter | No | - | 14000 | 4.32 | - | 1470 | 7000 | No | - | - | - | 3948.48 | 15078 | No | 1343.58 | 7539 | No | - | - | 16000 | 4.3 | 1900 | 8000 | No | - | - | Yes | 5580 | 13800 | No | - | - | No | - | - | - | - | - | No | - | - | No | - | - | No | - | - | N/A | 68 | 4.436 | 4.252 | 4.581 | 5.419 | 5.052 | 4.931 | 861 | 1361 | 3977 | 1867 | 2365 | 5308 | 2.5 | 2.5 | 3 | 3.195 | 3.606 | 3.888 | 3.366 | 3.697 | 3.876 | 6565 | 2439 | 373 | 2119 | 1106 | 239 | 1.5 | 2 | 2 | N/A | N/A | N/A | N/A | N/A | N/A | N/A | N/A | 11.155 | 3.2127 | 3.6886
[SEER Multi-Split <=65kW] GEMS (Air Conditioners up to 65kW) Determination 2019 | MEPS 2019 | AS/NZS 3823.1.4:2012 | PUMY-SP125VKMD2-A Series | PUMY-SP125VKMD2-A Series | N/A | MITSUBISHI ELECTRIC | N/A | Both | vrf | N/A | Air | Air | Thailand | 4.32 | 9 | 14 | N/A | N/A | N/A | N/A | N/A | 4.3 | 16 | Enthalpy Test Room | 3.3998 | 4.1846 | Yes | - | N/A | 41 | 41 | N/A | N/A | N/A | N/A | N/A | 3.7779 | 4.4018 | N/A | N/A | N/A | N/A | N/A | N/A | Enthalpy Test Room | Single | R410A | Australia,New Zealand | 147829 | 2027-09-08 |  | Approved | Reverse Cycle | N/A | Yes | Class 20 | Yes | N/A | N/A | Yes | Yes | Yes | N/A | 4.0111 | Available | N/A | N/A | http://www.MitsubishiElectric.com.au/ | http://www.mitsubishielectric.com.au | Yes |  |  | AAC6972 | Yes | Variable output compressor | Inverter | No | - | 14000 | 4.32 | - | 1470 | 7000 | No | - | - | - | 3948.48 | 15078 | No | 1343.58 | 7539 | No | - | - | 16000 | 4.3 | 1900 | 8000 | No | - | - | Yes | 5580 | 13800 | No | - | - | No | - | - | - | - | - | No | - | - | No | - | - | No | - | - | N/A | 68 | 4.436 | 4.252 | 4.581 | 5.419 | 5.052 | 4.931 | 861 | 1361 | 3977 | 1867 | 2365 | 5308 | 2.5 | 2.5 | 3 | 3.195 | 3.606 | 3.888 | 3.366 | 3.697 | 3.876 | 6565 | 2439 | 373 | 2119 | 1106 | 239 | 1.5 | 2 | 2 | N/A | N/A | N/A | N/A | N/A | N/A | N/A | N/A | 11.155 | 3.2127 | 3.6886
[SEER Multi-Split <=65kW] GEMS (Air Conditioners up to 65kW) Determination 2019 | MEPS 2019 | AS/NZS 3823.1.4:2012 | PUMY-SP125VKMD2-A-BS | PUMY-SP125VKMD2-A Series | N/A | MITSUBISHI ELECTRIC | N/A | Both | vrf | N/A | Air | Air | Thailand | 4.32 | 9 | 14 | N/A | N/A | N/A | N/A | N/A | 4.3 | 16 | Enthalpy Test Room | 3.3998 | 4.1846 | Yes | - | N/A | 41 | 41 | N/A | N/A | N/A | N/A | N/A | 3.7779 | 4.4018 | N/A | N/A | N/A | N/A | N/A | N/A | Enthalpy Test Room | Single | R410A | Australia,New Zealand | 147829 | 2027-09-08 |  | Approved | Reverse Cycle | N/A | Yes | Class 20 | Yes | N/A | N/A | Yes | Yes | Yes | N/A | 4.0111 | Available | N/A | N/A | http://www.MitsubishiElectric.com.au/ | http://www.mitsubishielectric.com.au | Yes |  |  | AAC6972 | Yes | Variable output compressor | Inverter | No | - | 14000 | 4.32 | - | 1470 | 7000 | No | - | - | - | 3948.48 | 15078 | No | 1343.58 | 7539 | No | - | - | 16000 | 4.3 | 1900 | 8000 | No | - | - | Yes | 5580 | 13800 | No | - | - | No | - | - | - | - | - | No | - | - | No | - | - | No | - | - | N/A | 68 | 4.436 | 4.252 | 4.581 | 5.419 | 5.052 | 4.931 | 861 | 1361 | 3977 | 1867 | 2365 | 5308 | 2.5 | 2.5 | 3 | 3.195 | 3.606 | 3.888 | 3.366 | 3.697 | 3.876 | 6565 | 2439 | 373 | 2119 | 1106 | 239 | 1.5 | 2 | 2 | N/A | N/A | N/A | N/A | N/A | N/A | N/A | N/A | 11.155 | 3.2127 | 3.6886
[SEER Multi-Split <=65kW] GEMS (Air Conditioners up to 65kW) Determination 2019 | MEPS 2019 | AS/NZS 3823.1.4:2012 | PUMY-SP125YKMD2-A | PUMY-SP125YKMD2-A Series | N/A | MITSUBISHI ELECTRIC | N/A | Both | vrf | N/A | Air | Air | Thailand | 4.32 | 9 | 14 | N/A | N/A | N/A | N/A | N/A | 4.3 | 16 | Enthalpy Test Room | 3.8152 | 3.9563 | Yes | - | N/A | 41 | 41 | N/A | N/A | N/A | N/A | N/A | 3.7779 | 4.4018 | N/A | N/A | N/A | N/A | N/A | N/A | Enthalpy Test Room | Three | R410A | Australia,New Zealand | 147836 | 2027-09-11 |  | Approved | Reverse Cycle | N/A | Yes | Class 20 | Yes | N/A | N/A | Yes | Yes | Yes | N/A | 4.0111 | Available | N/A | N/A | http://www.MitsubishiElectric.com.au/ | http://www.mitsubishielectric.com.au | Yes |  |  | AAC6980 | Yes | Variable output compressor | Inverter | No | - | 14000 | 4.32 | - | 1470 | 7000 | No | - | - | - | 3948.48 | 15078 | No | 1343.58 | 7539 | No | - | - | 16000 | 4.3 | 1900 | 8000 | No | - | - | Yes | 5580 | 13800 | No | - | - | No | - | - | - | - | - | No | - | - | No | - | - | No | - | - | N/A | 67.7 | 4.436 | 4.252 | 4.581 | 5.419 | 5.052 | 4.931 | 861 | 1361 | 3977 | 1867 | 2365 | 5308 | 2.5 | 2.5 | 3 | 3.195 | 3.606 | 3.888 | 3.366 | 3.697 | 3.876 | 6565 | 2439 | 373 | 2119 | 1106 | 239 | 1.5 | 2 | 2 | N/A | N/A | N/A | N/A | N/A | N/A | N/A | N/A | 11.155 | 3.2127 | 3.6886
[SEER Multi-Split <=65kW] GEMS (Air Conditioners up to 65kW) Determination 2019 | MEPS 2019 | AS/NZS 3823.1.4:2012 | PUMY-SP125YKMD2-A Series | PUMY-SP125YKMD2-A Series | N/A | MITSUBISHI ELECTRIC | N/A | Both | vrf | N/A | Air | Air | Thailand | 4.32 | 9 | 14 | N/A | N/A | N/A | N/A | N/A | 4.3 | 16 | Enthalpy Test Room | 3.8152 | 3.9563 | Yes | - | N/A | 41 | 41 | N/A | N/A | N/A | N/A | N/A | 3.7779 | 4.4018 | N/A | N/A | N/A | N/A | N/A | N/A | Enthalpy Test Room | Three | R410A | Australia,New Zealand | 147836 | 2027-09-11 |  | Approved | Reverse Cycle | N/A | Yes | Class 20 | Yes | N/A | N/A | Yes | Yes | Yes | N/A | 4.0111 | Available | N/A | N/A | http://www.MitsubishiElectric.com.au/ | http://www.mitsubishielectric.com.au | Yes |  |  | AAC6980 | Yes | Variable output compressor | Inverter | No | - | 14000 | 4.32 | - | 1470 | 7000 | No | - | - | - | 3948.48 | 15078 | No | 1343.58 | 7539 | No | - | - | 16000 | 4.3 | 1900 | 8000 | No | - | - | Yes | 5580 | 13800 | No | - | - | No | - | - | - | - | - | No | - | - | No | - | - | No | - | - | N/A | 67.7 | 4.436 | 4.252 | 4.581 | 5.419 | 5.052 | 4.931 | 861 | 1361 | 3977 | 1867 | 2365 | 5308 | 2.5 | 2.5 | 3 | 3.195 | 3.606 | 3.888 | 3.366 | 3.697 | 3.876 | 6565 | 2439 | 373 | 2119 | 1106 | 239 | 1.5 | 2 | 2 | N/A | N/A | N/A | N/A | N/A | N/A | N/A | N/A | 11.155 | 3.2127 | 3.6886
[SEER Multi-Split <=65kW] GEMS (Air Conditioners up to 65kW) Determination 2019 | MEPS 2019 | AS/NZS 3823.1.4:2012 | PUMY-SP125YKMD2-A-BS | PUMY-SP125YKMD2-A Series | N/A | MITSUBISHI ELECTRIC | N/A | Both | vrf | N/A | Air | Air | Thailand | 4.32 | 9 | 14 | N/A | N/A | N/A | N/A | N/A | 4.3 | 16 | Enthalpy Test Room | 3.8152 | 3.9563 | Yes | - | N/A | 41 | 41 | N/A | N/A | N/A | N/A | N/A | 3.7779 | 4.4018 | N/A | N/A | N/A | N/A | N/A | N/A | Enthalpy Test Room | Three | R410A | Australia,New Zealand | 147836 | 2027-09-11 |  | Approved | Reverse Cycle | N/A | Yes | Class 20 | Yes | N/A | N/A | Yes | Yes | Yes | N/A | 4.0111 | Available | N/A | N/A | http://www.MitsubishiElectric.com.au/ | http://www.mitsubishielectric.com.au | Yes |  |  | AAC6980 | Yes | Variable output compressor | Inverter | No | - | 14000 | 4.32 | - | 1470 | 7000 | No | - | - | - | 3948.48 | 15078 | No | 1343.58 | 7539 | No | - | - | 16000 | 4.3 | 1900 | 8000 | No | - | - | Yes | 5580 | 13800 | No | - | - | No | - | - | - | - | - | No | - | - | No | - | - | No | - | - | N/A | 67.7 | 4.436 | 4.252 | 4.581 | 5.419 | 5.052 | 4.931 | 861 | 1361 | 3977 | 1867 | 2365 | 5308 | 2.5 | 2.5 | 3 | 3.195 | 3.606 | 3.888 | 3.366 | 3.697 | 3.876 | 6565 | 2439 | 373 | 2119 | 1106 | 239 | 1.5 | 2 | 2 | N/A | N/A | N/A | N/A | N/A | N/A | N/A | N/A | 11.155 | 3.2127 | 3.6886
[SEER Multi-Split <=65kW] GEMS (Air Conditioners up to 65kW) Determination 2019 | MEPS 2019 | AS/NZS 3823.1.4:2012 | PUMY-SP140VKMD2-A | PUMY-SP140VKMD2-A Series | N/A | MITSUBISHI ELECTRIC | N/A | Both | vrf | N/A | Air | Air | Thailand | 4.9 | 9 | 15.5 | N/A | N/A | N/A | N/A | N/A | 4.46 | 16.5 | Enthalpy Test Room | 3.5545 | 3.9944 | Yes | - | N/A | 41 | 41 | N/A | N/A | N/A | N/A | N/A | 3.7779 | 4.4018 | N/A | N/A | N/A | N/A | N/A | N/A | Enthalpy Test Room | Single | R410A | Australia,New Zealand | 147830 | 2027-09-18 |  | Approved | Reverse Cycle | N/A | Yes | Class 20 | Yes | N/A | N/A | Yes | Yes | Yes | N/A | 4.0111 | Available | N/A | N/A | http://www.MitsubishiElectric.com.au/ | http://www.mitsubishielectric.com.au | Yes |  |  | AAC7013 | Yes | Variable output compressor | Inverter | No | - | 15500 | 4.9 | - | 1750 | 7750 | No | - | - | - | 4478.6 | 16693.5 | No | 1599.5 | 8346.75 | No | - | - | 16500 | 4.46 | 2030 | 8300 | No | - | - | Yes | 6160 | 14700 | No | - | - | No | - | - | - | - | - | No | - | - | No | - | - | No | - | - | N/A | 68.4 | 4.229 | 4.065 | 4.355 | 5.104 | 4.77 | 4.669 | 1004 | 1581 | 4637 | 2199 | 2777 | 6210 | 2.5 | 2.5 | 2.5 | 3.158 | 3.54 | 3.777 | 3.304 | 3.61 | 3.763 | 6847 | 2561 | 394 | 2225 | 1167 | 253 | 1.5 | 2 | 2 | N/A | N/A | N/A | N/A | N/A | N/A | N/A | N/A | 11.155 | 3.1391 | 3.6685
[SEER Multi-Split <=65kW] GEMS (Air Conditioners up to 65kW) Determination 2019 | MEPS 2019 | AS/NZS 3823.1.4:2012 | PUMY-SP140VKMD2-A Series | PUMY-SP140VKMD2-A Series | N/A | MITSUBISHI ELECTRIC | N/A | Both | vrf | N/A | Air | Air | Thailand | 4.9 | 9 | 15.5 | N/A | N/A | N/A | N/A | N/A | 4.46 | 16.5 | Enthalpy Test Room | 3.5545 | 3.9944 | Yes | - | N/A | 41 | 41 | N/A | N/A | N/A | N/A | N/A | 3.7779 | 4.4018 | N/A | N/A | N/A | N/A | N/A | N/A | Enthalpy Test Room | Single | R410A | Australia,New Zealand | 147830 | 2027-09-18 |  | Approved | Reverse Cycle | N/A | Yes | Class 20 | Yes | N/A | N/A | Yes | Yes | Yes | N/A | 4.0111 | Available | N/A | N/A | http://www.MitsubishiElectric.com.au/ | http://www.mitsubishielectric.com.au | Yes |  |  | AAC7013 | Yes | Variable output compressor | Inverter | No | - | 15500 | 4.9 | - | 1750 | 7750 | No | - | - | - | 4478.6 | 16693.5 | No | 1599.5 | 8346.75 | No | - | - | 16500 | 4.46 | 2030 | 8300 | No | - | - | Yes | 6160 | 14700 | No | - | - | No | - | - | - | - | - | No | - | - | No | - | - | No | - | - | N/A | 68.4 | 4.229 | 4.065 | 4.355 | 5.104 | 4.77 | 4.669 | 1004 | 1581 | 4637 | 2199 | 2777 | 6210 | 2.5 | 2.5 | 2.5 | 3.158 | 3.54 | 3.777 | 3.304 | 3.61 | 3.763 | 6847 | 2561 | 394 | 2225 | 1167 | 253 | 1.5 | 2 | 2 | N/A | N/A | N/A | N/A | N/A | N/A | N/A | N/A | 11.155 | 3.1391 | 3.6685
[SEER Multi-Split <=65kW] GEMS (Air Conditioners up to 65kW) Determination 2019 | MEPS 2019 | AS/NZS 3823.1.4:2012 | PUMY-SP140VKMD2-A-BS | PUMY-SP140VKMD2-A Series | N/A | MITSUBISHI ELECTRIC | N/A | Both | vrf | N/A | Air | Air | Thailand | 4.9 | 9 | 15.5 | N/A | N/A | N/A | N/A | N/A | 4.46 | 16.5 | Enthalpy Test Room | 3.5545 | 3.9944 | Yes | - | N/A | 41 | 41 | N/A | N/A | N/A | N/A | N/A | 3.7779 | 4.4018 | N/A | N/A | N/A | N/A | N/A | N/A | Enthalpy Test Room | Single | R410A | Australia,New Zealand | 147830 | 2027-09-18 |  | Approved | Reverse Cycle | N/A | Yes | Class 20 | Yes | N/A | N/A | Yes | Yes | Yes | N/A | 4.0111 | Available | N/A | N/A | http://www.MitsubishiElectric.com.au/ | http://www.mitsubishielectric.com.au | Yes |  |  | AAC7013 | Yes | Variable output compressor | Inverter | No | - | 15500 | 4.9 | - | 1750 | 7750 | No | - | - | - | 4478.6 | 16693.5 | No | 1599.5 | 8346.75 | No | - | - | 16500 | 4.46 | 2030 | 8300 | No | - | - | Yes | 6160 | 14700 | No | - | - | No | - | - | - | - | - | No | - | - | No | - | - | No | - | - | N/A | 68.4 | 4.229 | 4.065 | 4.355 | 5.104 | 4.77 | 4.669 | 1004 | 1581 | 4637 | 2199 | 2777 | 6210 | 2.5 | 2.5 | 2.5 | 3.158 | 3.54 | 3.777 | 3.304 | 3.61 | 3.763 | 6847 | 2561 | 394 | 2225 | 1167 | 253 | 1.5 | 2 | 2 | N/A | N/A | N/A | N/A | N/A | N/A | N/A | N/A | 11.155 | 3.1391 | 3.6685
[SEER Multi-Split <=65kW] GEMS (Air Conditioners up to 65kW) Determination 2019 | MEPS 2019 | AS/NZS 3823.1.4:2012 | PUMY-SP140YKMD2-A | PUMY-SP140YKMD2-A Series | N/A | MITSUBISHI ELECTRIC | N/A | Both | vrf | N/A | Air | Air | Thailand | 4.69 | 9 | 15.5 | N/A | N/A | N/A | N/A | N/A | 4.4 | 16.5 | Enthalpy Test Room | 3.5043 | 3.7949 | Yes | - | N/A | 41 | 41 | N/A | N/A | N/A | N/A | N/A | 3.7779 | 4.4018 | N/A | N/A | N/A | N/A | N/A | N/A | Enthalpy Test Room | Three | R410A | Australia,New Zealand | 147840 | 2027-09-12 |  | Approved | Reverse Cycle | N/A | Yes | Class 20 | Yes | N/A | N/A | Yes | Yes | Yes | N/A | 4.0111 | Available | N/A | N/A | http://www.MitsubishiElectric.com.au/ | http://www.mitsubishielectric.com.au | Yes |  |  | AAC6989 | Yes | Variable output compressor | Inverter | No | - | 15500 | 4.69 | - | 1750 | 7750 | No | - | - | - | 4286.66 | 16693.5 | No | 1599.5 | 8346.75 | No | - | - | 16500 | 4.4 | 2030 | 8300 | No | - | - | Yes | 6160 | 14700 | No | - | - | No | - | - | - | - | - | No | - | - | No | - | - | No | - | - | N/A | 68.7 | 4.28 | 4.134 | 4.431 | 5.14 | 4.818 | 4.738 | 992 | 1554 | 4557 | 2183 | 2749 | 6119 | 2.5 | 2.5 | 2.5 | 3.169 | 3.553 | 3.779 | 3.31 | 3.616 | 3.763 | 6824 | 2552 | 394 | 2221 | 1165 | 253 | 1.5 | 2 | 2 | N/A | N/A | N/A | N/A | N/A | N/A | N/A | N/A | 11.155 | 3.2785 | 3.7181
[SEER Multi-Split <=65kW] GEMS (Air Conditioners up to 65kW) Determination 2019 | MEPS 2019 | AS/NZS 3823.1.4:2012 | PUMY-SP140YKMD2-A Series | PUMY-SP140YKMD2-A Series | N/A | MITSUBISHI ELECTRIC | N/A | Both | vrf | N/A | Air | Air | Thailand | 4.69 | 9 | 15.5 | N/A | N/A | N/A | N/A | N/A | 4.4 | 16.5 | Enthalpy Test Room | 3.5043 | 3.7949 | Yes | - | N/A | 41 | 41 | N/A | N/A | N/A | N/A | N/A | 3.7779 | 4.4018 | N/A | N/A | N/A | N/A | N/A | N/A | Enthalpy Test Room | Three | R410A | Australia,New Zealand | 147840 | 2027-09-12 |  | Approved | Reverse Cycle | N/A | Yes | Class 20 | Yes | N/A | N/A | Yes | Yes | Yes | N/A | 4.0111 | Available | N/A | N/A | http://www.MitsubishiElectric.com.au/ | http://www.mitsubishielectric.com.au | Yes |  |  | AAC6989 | Yes | Variable output compressor | Inverter | No | - | 15500 | 4.69 | - | 1750 | 7750 | No | - | - | - | 4286.66 | 16693.5 | No | 1599.5 | 8346.75 | No | - | - | 16500 | 4.4 | 2030 | 8300 | No | - | - | Yes | 6160 | 14700 | No | - | - | No | - | - | - | - | - | No | - | - | No | - | - | No | - | - | N/A | 68.7 | 4.28 | 4.134 | 4.431 | 5.14 | 4.818 | 4.738 | 992 | 1554 | 4557 | 2183 | 2749 | 6119 | 2.5 | 2.5 | 2.5 | 3.169 | 3.553 | 3.779 | 3.31 | 3.616 | 3.763 | 6824 | 2552 | 394 | 2221 | 1165 | 253 | 1.5 | 2 | 2 | N/A | N/A | N/A | N/A | N/A | N/A | N/A | N/A | 11.155 | 3.2785 | 3.7181
[SEER Multi-Split <=65kW] GEMS (Air Conditioners up to 65kW) Determination 2019 | MEPS 2019 | AS/NZS 3823.1.4:2012 | PUMY-SP140YKMD2-A-BS | PUMY-SP140YKMD2-A Series | N/A | MITSUBISHI ELECTRIC | N/A | Both | vrf | N/A | Air | Air | Thailand | 4.69 | 9 | 15.5 | N/A | N/A | N/A | N/A | N/A | 4.4 | 16.5 | Enthalpy Test Room | 3.5043 | 3.7949 | Yes | - | N/A | 41 | 41 | N/A | N/A | N/A | N/A | N/A | 3.7779 | 4.4018 | N/A | N/A | N/A | N/A | N/A | N/A | Enthalpy Test Room | Three | R410A | Australia,New Zealand | 147840 | 2027-09-12 |  | Approved | Reverse Cycle | N/A | Yes | Class 20 | Yes | N/A | N/A | Yes | Yes | Yes | N/A | 4.0111 | Available | N/A | N/A | http://www.MitsubishiElectric.com.au/ | http://www.mitsubishielectric.com.au | Yes |  |  | AAC6989 | Yes | Variable output compressor | Inverter | No | - | 15500 | 4.69 | - | 1750 | 7750 | No | - | - | - | 4286.66 | 16693.5 | No | 1599.5 | 8346.75 | No | - | - | 16500 | 4.4 | 2030 | 8300 | No | - | - | Yes | 6160 | 14700 | No | - | - | No | - | - | - | - | - | No | - | - | No | - | - | No | - | - | N/A | 68.7 | 4.28 | 4.134 | 4.431 | 5.14 | 4.818 | 4.738 | 992 | 1554 | 4557 | 2183 | 2749 | 6119 | 2.5 | 2.5 | 2.5 | 3.169 | 3.553 | 3.779 | 3.31 | 3.616 | 3.763 | 6824 | 2552 | 394 | 2221 | 1165 | 253 | 1.5 | 2 | 2 | N/A | N/A | N/A | N/A | N/A | N/A | N/A | N/A | 11.155 | 3.2785 | 3.7181
[SEER Multi-Split <=65kW] GEMS (Air Conditioners up to 65kW) Determination 2019 | MEPS 2019 | AS/NZS 3823.1.4:2012 | PUMY-SP80VKMD2-A | PUMY-SP80VKMD2-A Series | N/A | MITSUBISHI ELECTRIC | N/A | Ducted | vrf | N/A | Air | Air | Thailand | 2.52 | 9 | 9 | N/A | N/A | N/A | N/A | N/A | 2.68 | 10 | Enthalpy Test Room | 4.5505 | 4.0831 | Yes | - | N/A | 41 | 41 | N/A | N/A | N/A | N/A | N/A | 3.7779 | 4.4018 | N/A | N/A | N/A | N/A | N/A | N/A | Enthalpy Test Room | Single | R410A | Australia,New Zealand | 147791 | 2027-09-07 |  | Approved | Reverse Cycle | N/A | Yes | Class 19 | Yes | N/A | N/A | Yes | Yes | Yes | N/A | 4.0111 | Available | N/A | N/A | http://www.MitsubishiElectric.com.au/ | http://www.mitsubishielectric.com.au | Yes |  |  | AAC6962 | Yes | Variable output compressor | Inverter | No | - | 9000 | 2.52 | - | 1280 | 4500 | No | - | - | - | 2303.28 | 9693 | No | 1169.92 | 4846.5 | No | - | - | 10000 | 2.68 | 1310 | 5000 | No | - | - | Yes | 3800 | 10520 | No | - | - | No | - | - | - | - | - | No | - | - | No | - | - | No | - | - | N/A | 65.3 | 3.612 | 3.608 | 3.941 | 4.245 | 4.058 | 4.154 | 675 | 1024 | 2965 | 1528 | 1888 | 4045 | 2 | 2 | 2 | 3.283 | 3.451 | 3.54 | 3.308 | 3.451 | 3.52 | 4002 | 1603 | 265 | 1356 | 749 | 172 | 1.5 | 1.5 | 2 | N/A | N/A | N/A | N/A | N/A | N/A | N/A | N/A | 11.155 | 3.5188 | 3.6796
[SEER Multi-Split <=65kW] GEMS (Air Conditioners up to 65kW) Determination 2019 | MEPS 2019 | AS/NZS 3823.1.4:2012 | PUMY-SP80VKMD2-A Series | PUMY-SP80VKMD2-A Series | N/A | MITSUBISHI ELECTRIC | N/A | Ducted | vrf | N/A | Air | Air | Thailand | 2.52 | 9 | 9 | N/A | N/A | N/A | N/A | N/A | 2.68 | 10 | Enthalpy Test Room | 4.5505 | 4.0831 | Yes | - | N/A | 41 | 41 | N/A | N/A | N/A | N/A | N/A | 3.7779 | 4.4018 | N/A | N/A | N/A | N/A | N/A | N/A | Enthalpy Test Room | Single | R410A | Australia,New Zealand | 147791 | 2027-09-07 |  | Approved | Reverse Cycle | N/A | Yes | Class 19 | Yes | N/A | N/A | Yes | Yes | Yes | N/A | 4.0111 | Available | N/A | N/A | http://www.MitsubishiElectric.com.au/ | http://www.mitsubishielectric.com.au | Yes |  |  | AAC6962 | Yes | Variable output compressor | Inverter | No | - | 9000 | 2.52 | - | 1280 | 4500 | No | - | - | - | 2303.28 | 9693 | No | 1169.92 | 4846.5 | No | - | - | 10000 | 2.68 | 1310 | 5000 | No | - | - | Yes | 3800 | 10520 | No | - | - | No | - | - | - | - | - | No | - | - | No | - | - | No | - | - | N/A | 65.3 | 3.612 | 3.608 | 3.941 | 4.245 | 4.058 | 4.154 | 675 | 1024 | 2965 | 1528 | 1888 | 4045 | 2 | 2 | 2 | 3.283 | 3.451 | 3.54 | 3.308 | 3.451 | 3.52 | 4002 | 1603 | 265 | 1356 | 749 | 172 | 1.5 | 1.5 | 2 | N/A | N/A | N/A | N/A | N/A | N/A | N/A | N/A | 11.155 | 3.5188 | 3.6796
[SEER Multi-Split <=65kW] GEMS (Air Conditioners up to 65kW) Determination 2019 | MEPS 2019 | AS/NZS 3823.1.4:2012 | PUMY-SP80VKMD2-A-BS | PUMY-SP80VKMD2-A Series | N/A | MITSUBISHI ELECTRIC | N/A | Ducted | vrf | N/A | Air | Air | Thailand | 2.52 | 9 | 9 | N/A | N/A | N/A | N/A | N/A | 2.68 | 10 | Enthalpy Test Room | 4.5505 | 4.0831 | Yes | - | N/A | 41 | 41 | N/A | N/A | N/A | N/A | N/A | 3.7779 | 4.4018 | N/A | N/A | N/A | N/A | N/A | N/A | Enthalpy Test Room | Single | R410A | Australia,New Zealand | 147791 | 2027-09-07 |  | Approved | Reverse Cycle | N/A | Yes | Class 19 | Yes | N/A | N/A | Yes | Yes | Yes | N/A | 4.0111 | Available | N/A | N/A | http://www.MitsubishiElectric.com.au/ | http://www.mitsubishielectric.com.au | Yes |  |  | AAC6962 | Yes | Variable output compressor | Inverter | No | - | 9000 | 2.52 | - | 1280 | 4500 | No | - | - | - | 2303.28 | 9693 | No | 1169.92 | 4846.5 | No | - | - | 10000 | 2.68 | 1310 | 5000 | No | - | - | Yes | 3800 | 10520 | No | - | - | No | - | - | - | - | - | No | - | - | No | - | - | No | - | - | N/A | 65.3 | 3.612 | 3.608 | 3.941 | 4.245 | 4.058 | 4.154 | 675 | 1024 | 2965 | 1528 | 1888 | 4045 | 2 | 2 | 2 | 3.283 | 3.451 | 3.54 | 3.308 | 3.451 | 3.52 | 4002 | 1603 | 265 | 1356 | 749 | 172 | 1.5 | 1.5 | 2 | N/A | N/A | N/A | N/A | N/A | N/A | N/A | N/A | 11.155 | 3.5188 | 3.6796
[SEER Multi-Split <=65kW] GEMS (Air Conditioners up to 65kW) Determination 2019 | MEPS 2019 | AS/NZS 3823.1.4:2012 | PUMY-SP80YKMD2-A | PUMY-SP80YKMD2-A Series | N/A | MITSUBISHI ELECTRIC | N/A | Ducted | vrf | N/A | Air | Air | Thailand | 2.52 | 9 | 9 | N/A | N/A | N/A | N/A | N/A | 2.63 | 10 | Enthalpy Test Room | 4.202 | 4.1612 | Yes | - | N/A | 41 | 41 | N/A | N/A | N/A | N/A | N/A | 3.7779 | 4.4018 | N/A | N/A | N/A | N/A | N/A | N/A | Enthalpy Test Room | Three | R410A | Australia,New Zealand | 147834 | 2027-09-15 |  | Approved | Reverse Cycle | N/A | Yes | Class 19 | Yes | N/A | N/A | Yes | Yes | Yes | N/A | 4.0111 | Available | N/A | N/A | http://www.MitsubishiElectric.com.au/ | http://www.mitsubishielectric.com.au | Yes |  |  | AAC7012 | Yes | Variable output compressor | Inverter | No | - | 9000 | 2.52 | - | 1280 | 4500 | No | - | - | - | 2303.28 | 9693 | No | 1169.92 | 4846.5 | No | - | - | 10000 | 2.63 | 1310 | 5000 | No | - | - | Yes | 3800 | 10500 | No | - | - | No | - | - | - | - | - | No | - | - | No | - | - | No | - | - | N/A | 65.4 | 3.612 | 3.608 | 3.941 | 4.245 | 4.058 | 4.154 | 675 | 1024 | 2965 | 1528 | 1888 | 4045 | 2 | 2 | 2 | 3.3 | 3.47 | 3.543 | 3.317 | 3.46 | 3.521 | 3981 | 1595 | 265 | 1352 | 747 | 172 | 1.5 | 1.5 | 2 | N/A | N/A | N/A | N/A | N/A | N/A | N/A | N/A | 11.155 | 3.5188 | 3.7485
[SEER Multi-Split <=65kW] GEMS (Air Conditioners up to 65kW) Determination 2019 | MEPS 2019 | AS/NZS 3823.1.4:2012 | PUMY-SP80YKMD2-A Series | PUMY-SP80YKMD2-A Series | N/A | MITSUBISHI ELECTRIC | N/A | Ducted | vrf | N/A | Air | Air | Thailand | 2.52 | 9 | 9 | N/A | N/A | N/A | N/A | N/A | 2.63 | 10 | Enthalpy Test Room | 4.202 | 4.1612 | Yes | - | N/A | 41 | 41 | N/A | N/A | N/A | N/A | N/A | 3.7779 | 4.4018 | N/A | N/A | N/A | N/A | N/A | N/A | Enthalpy Test Room | Three | R410A | Australia,New Zealand | 147834 | 2027-09-15 |  | Approved | Reverse Cycle | N/A | Yes | Class 19 | Yes | N/A | N/A | Yes | Yes | Yes | N/A | 4.0111 | Available | N/A | N/A | http://www.MitsubishiElectric.com.au/ | http://www.mitsubishielectric.com.au | Yes |  |  | AAC7012 | Yes | Variable output compressor | Inverter | No | - | 9000 | 2.52 | - | 1280 | 4500 | No | - | - | - | 2303.28 | 9693 | No | 1169.92 | 4846.5 | No | - | - | 10000 | 2.63 | 1310 | 5000 | No | - | - | Yes | 3800 | 10500 | No | - | - | No | - | - | - | - | - | No | - | - | No | - | - | No | - | - | N/A | 65.4 | 3.612 | 3.608 | 3.941 | 4.245 | 4.058 | 4.154 | 675 | 1024 | 2965 | 1528 | 1888 | 4045 | 2 | 2 | 2 | 3.3 | 3.47 | 3.543 | 3.317 | 3.46 | 3.521 | 3981 | 1595 | 265 | 1352 | 747 | 172 | 1.5 | 1.5 | 2 | N/A | N/A | N/A | N/A | N/A | N/A | N/A | N/A | 11.155 | 3.5188 | 3.7485
[SEER Multi-Split <=65kW] GEMS (Air Conditioners up to 65kW) Determination 2019 | MEPS 2019 | AS/NZS 3823.1.4:2012 | PUMY-SP80YKMD2-A-BS | PUMY-SP80YKMD2-A Series | N/A | MITSUBISHI ELECTRIC | N/A | Ducted | vrf | N/A | Air | Air | Thailand | 2.52 | 9 | 9 | N/A | N/A | N/A | N/A | N/A | 2.63 | 10 | Enthalpy Test Room | 4.202 | 4.1612 | Yes | - | N/A | 41 | 41 | N/A | N/A | N/A | N/A | N/A | 3.7779 | 4.4018 | N/A | N/A | N/A | N/A | N/A | N/A | Enthalpy Test Room | Three | R410A | Australia,New Zealand | 147834 | 2027-09-15 |  | Approved | Reverse Cycle | N/A | Yes | Class 19 | Yes | N/A | N/A | Yes | Yes | Yes | N/A | 4.0111 | Available | N/A | N/A | http://www.MitsubishiElectric.com.au/ | http://www.mitsubishielectric.com.au | Yes |  |  | AAC7012 | Yes | Variable output compressor | Inverter | No | - | 9000 | 2.52 | - | 1280 | 4500 | No | - | - | - | 2303.28 | 9693 | No | 1169.92 | 4846.5 | No | - | - | 10000 | 2.63 | 1310 | 5000 | No | - | - | Yes | 3800 | 10500 | No | - | - | No | - | - | - | - | - | No | - | - | No | - | - | No | - | - | N/A | 65.4 | 3.612 | 3.608 | 3.941 | 4.245 | 4.058 | 4.154 | 675 | 1024 | 2965 | 1528 | 1888 | 4045 | 2 | 2 | 2 | 3.3 | 3.47 | 3.543 | 3.317 | 3.46 | 3.521 | 3981 | 1595 | 265 | 1352 | 747 | 172 | 1.5 | 1.5 | 2 | N/A | N/A | N/A | N/A | N/A | N/A | N/A | N/A | 11.155 | 3.5188 | 3.7485
[SEER Multi-Split <=65kW] GEMS (Air Conditioners up to 65kW) Determination 2019 | MEPS 2019 | AS/NZS 3823.1.4:2012 | PURY-EP200YNW-A1 |  | N/A | MITSUBISHI ELECTRIC | N/A | Non Ducted | vrf | N/A | Air | Air | Thailand | 5.65 | N/A | 22.4 | N/A | N/A | N/A | N/A | N/A | 6.23 | 25 | Enthalpy Test Room | 3.9744 | 4.2988 | N/A | - | N/A | N/A | N/A | N/A | N/A | N/A | N/A | N/A | N/A | N/A | N/A | N/A | N/A | N/A | N/A | N/A | N/A | Three | R410A | Australia,New Zealand | 131927 | 2025-09-03 |  | Approved | Reverse Cycle | N/A | No | Class 20 | No | N/A | N/A | N/A | N/A | N/A | N/A | N/A | Available | N/A | N/A | http://www.MitsubishiElectric.com.au/ | http://www.mitsubishielectric.com.au | N/A |  |  | AAC5241 | Yes | Variable output compressor | Inverter | No | - | 22400 | 5.65 | - | 2340 | 11200 | No | - | - | - | 5164.1 | 24124.8 | Yes | 1780 | 11200 | No | - | - | 25000 | 6.23 | 2920 | 12500 | No | - | - | Yes | 6320 | 11400 | No | - | - | No | - | - | - | - | - | No | - | - | No | - | - | No | - | - | N/A | 76 | 4.243 | 4.304 | 5.212 | 6.763 | 6.038 | 6.013 | 1333 | 2020 | 5465 | 2284 | 3057 | 6858 | 2.5 | 2.5 | 3.5 | 1.663 | 1.834 | 3.181 | 2.098 | 2.603 | 3.653 | 19781 | 7579 | 827 | 5392 | 2543 | 495 | 0 | 0 | 1.5 | N/A | N/A | N/A | N/A | N/A | N/A | N/A | N/A | 67 | 3.8118 | 3.8721
[SEER Multi-Split <=65kW] GEMS (Air Conditioners up to 65kW) Determination 2019 | MEPS 2019 | AS/NZS 3823.1.4:2012 | PURY-EP250YNW-A1 |  | N/A | MITSUBISHI ELECTRIC | N/A | Non Ducted | vrf | N/A | Air | Air | Thailand | 7.33 | N/A | 28 | N/A | N/A | N/A | N/A | N/A | 8.3 | 31.5 | Enthalpy Test Room | 3.8454 | 3.8931 | N/A | - | N/A | N/A | N/A | N/A | N/A | N/A | N/A | N/A | N/A | N/A | N/A | N/A | N/A | N/A | N/A | N/A | N/A | Three | R410A | Australia,New Zealand | 131923 | 2025-09-02 |  | Approved | Reverse Cycle | N/A | No | Class 20 | No | N/A | N/A | N/A | N/A | N/A | N/A | N/A | Available | N/A | N/A | http://www.MitsubishiElectric.com.au/ | http://www.mitsubishielectric.com.au | N/A |  |  | AAC5225 | Yes | Variable output compressor | Inverter | No | - | 28000 | 7.33 | - | 3100 | 14000 | No | - | - | - | 6699.62 | 30156 | Yes | 2420 | 14000 | No | - | - | 31500 | 8.3 | 3880 | 15750 | No | - | - | Yes | 7390 | 12700 | No | - | - | No | - | - | - | - | - | No | - | - | No | - | - | No | - | - | N/A | 78 | 4.173 | 4.202 | 4.928 | 6.225 | 5.618 | 5.573 | 1729 | 2630 | 7272 | 3146 | 4150 | 9292 | 2.5 | 2.5 | 3 | 1.563 | 1.714 | 2.987 | 1.975 | 2.302 | 3.208 | 26475 | 10167 | 1058 | 7177 | 3569 | 657 | 0 | 0 | 1 | N/A | N/A | N/A | N/A | N/A | N/A | N/A | N/A | 69.5 | 3.7013 | 3.6907
[SEER Multi-Split <=65kW] GEMS (Air Conditioners up to 65kW) Determination 2019 | MEPS 2019 | AS/NZS 3823.1.4:2012 | PURY-EP300YNW-A1 |  | N/A | MITSUBISHI ELECTRIC | N/A | Non Ducted | vrf | N/A | Air | Air | Thailand | 9.06 | N/A | 33.5 | N/A | N/A | N/A | N/A | N/A | 10.8 | 37.5 | Enthalpy Test Room | 3.7105 | 3.7783 | N/A | - | N/A | N/A | N/A | N/A | N/A | N/A | N/A | N/A | N/A | N/A | N/A | N/A | N/A | N/A | N/A | N/A | N/A | Three | R410A | Australia,New Zealand | 132083 | 2025-09-01 |  | Approved | Reverse Cycle | N/A | No | Class 20 | No | N/A | N/A | N/A | N/A | N/A | N/A | N/A | Available | N/A | N/A | http://www.MitsubishiElectric.com.au/ | http://www.mitsubishielectric.com.au | N/A |  |  | AAC5216 | Yes | Variable output compressor | Inverter | No | No | 33500 | 9.06 | - | 4030 | 16750 | No | - | - | - | 8280.84 | 36079.5 | Yes | 3160 | 16750 | No | - | - | 37500 | 10.8 | 4720 | 18700 | No | - | - | Yes | 10310 | 16300 | No | - | - | No | - | - | - | - | - | No | - | - | No | - | - | No | - | - | N/A | - | 4.048 | 4.061 | 4.667 | 5.855 | 5.287 | 5.232 | 2164 | 3293 | 9227 | 4037 | 5310 | 11874 | 2.5 | 2.5 | 3 | 1.526 | 1.669 | 2.912 | 1.926 | 2.389 | 3.367 | 32246 | 12394 | 1260 | 8733 | 4079 | 731 | 0 | 0 | 1 | N/A | N/A | N/A | N/A | N/A | N/A | N/A | N/A | 72 | 3.6008 | 3.3957
[SEER Multi-Split <=65kW] GEMS (Air Conditioners up to 65kW) Determination 2019 | MEPS 2019 | AS/NZS 3823.1.4:2012 | PURY-EP350YNW-A1 |  | N/A | MITSUBISHI ELECTRIC | N/A | Non Ducted | vrf | N/A | Air | Air | Thailand | 10.75 | N/A | 40 | N/A | N/A | N/A | N/A | N/A | 11.84 | 45 | Enthalpy Test Room | 3.8514 | 3.948 | N/A | - | N/A | N/A | N/A | N/A | N/A | N/A | N/A | N/A | N/A | N/A | N/A | N/A | N/A | N/A | N/A | N/A | N/A | Three | R410A | Australia,New Zealand | 132088 | 2025-09-01 |  | Approved | Reverse Cycle | N/A | No | Class 21 | No | N/A | N/A | N/A | N/A | N/A | N/A | N/A | Available | N/A | N/A | http://www.MitsubishiElectric.com.au/ | http://www.mitsubishielectric.com.au | N/A |  |  | AAC5220 | Yes | Variable output compressor | Inverter | No | No | 40000 | 10.75 | - | 4450 | 20000 | No | - | - | - | 9825.5 | 43080 | Yes | 3520 | 20000 | No | - | - | 45000 | 11.84 | 5270 | 22500 | No | - | - | Yes | 9880 | 18100 | No | - | - | No | - | - | - | - | - | No | - | - | No | - | - | No | - | - | N/A | - | 4.228 | 4.222 | 4.852 | 6.096 | 5.516 | 5.437 | 2471 | 3780 | 10595 | 4627 | 6074 | 13643 | 2.5 | 2.5 | 3 | 1.61 | 1.773 | 3.129 | 2.044 | 2.396 | 3.37 | 36675 | 14004 | 1415 | 9881 | 4875 | 871 | 0 | 0 | 1.5 | N/A | N/A | N/A | N/A | N/A | N/A | N/A | N/A | 83.5 | 3.6257 | 3.7122
[SEER Multi-Split <=65kW] GEMS (Air Conditioners up to 65kW) Determination 2019 | MEPS 2019 | AS/NZS 3823.1.4:2012 | PURY-EP400YNW-A1 |  | N/A | MITSUBISHI ELECTRIC | N/A | Non Ducted | vrf | N/A | Air | Air | Thailand | 12.78 | N/A | 45 | N/A | N/A | N/A | N/A | N/A | 13.55 | 50 | Enthalpy Test Room | 3.5678 | 3.8487 | N/A | - | N/A | N/A | N/A | N/A | N/A | N/A | N/A | N/A | N/A | N/A | N/A | N/A | N/A | N/A | N/A | N/A | N/A | Three | R410A | Australia,New Zealand | 132090 | 2025-09-01 |  | Approved | Reverse Cycle | N/A | No | Class 21 | No | N/A | N/A | N/A | N/A | N/A | N/A | N/A | Available | N/A | N/A | http://www.MitsubishiElectric.com.au/ | http://www.mitsubishielectric.com.au | N/A |  |  | AAC5221 | Yes | Variable output compressor | Inverter | No | No | 45000 | 12.78 | - | 5570 | 22500 | No | - | - | - | 11680.92 | 48465 | Yes | 4520 | 22500 | No | - | - | 50000 | 13.55 | 6070 | 25000 | No | - | - | Yes | 11770 | 20600 | No | - | - | No | - | - | - | - | - | No | - | - | No | - | - | No | - | - | N/A | - | 3.896 | 3.89 | 4.393 | 5.307 | 4.874 | 4.836 | 3052 | 4658 | 13208 | 6025 | 7777 | 17294 | 2 | 2 | 2.5 | 1.581 | 1.735 | 3.031 | 1.998 | 2.334 | 3.26 | 41494 | 15880 | 1599 | 11212 | 5542 | 980 | 0 | 0 | 1.5 | N/A | N/A | N/A | N/A | N/A | N/A | N/A | N/A | 86 | 3.4428 | 3.6125
[SEER Multi-Split <=65kW] GEMS (Air Conditioners up to 65kW) Determination 2019 | MEPS 2019 | AS/NZS 3823.1.4:2012 | PURY-EP450YNW-A1 |  | N/A | MITSUBISHI ELECTRIC | N/A | Non Ducted | vrf | N/A | Air | Air | Thailand | 14.55 | N/A | 50 | N/A | N/A | N/A | N/A | N/A | 15.6 | 56 | Enthalpy Test Room | 3.4756 | 3.7057 | N/A | - | N/A | N/A | N/A | N/A | N/A | N/A | N/A | N/A | N/A | N/A | N/A | N/A | N/A | N/A | N/A | N/A | N/A | Three | R410A | Australia,New Zealand | 132092 | 2025-09-01 |  | Approved | Reverse Cycle | N/A | No | Class 21 | No | N/A | N/A | N/A | N/A | N/A | N/A | N/A | Available | N/A | N/A | http://www.MitsubishiElectric.com.au/ | http://www.mitsubishielectric.com.au | N/A |  |  | AAC5222 | Yes | Variable output compressor | Inverter | No | No | 50000 | 14.55 | - | 6130 | 25000 | No | - | - | - | 13298.7 | 53850 | Yes | 4990 | 25000 | No | - | - | 56000 | 15.6 | 6920 | 28000 | No | - | - | Yes | 12460 | 21600 | No | - | - | No | - | - | - | - | - | No | - | - | No | - | - | No | - | - | N/A | - | 3.924 | 3.898 | 4.374 | 5.312 | 4.872 | 4.81 | 3381 | 5182 | 14760 | 6702 | 8658 | 19335 | 2 | 2 | 2.5 | 1.44 | 1.529 | 2.567 | 1.954 | 2.277 | 3.187 | 50980 | 20122 | 2051 | 12820 | 6339 | 1102 | 0 | 0 | 1 | N/A | N/A | N/A | N/A | N/A | N/A | N/A | N/A | 88.5 | 3.3672 | 3.5222
[SEER Multi-Split <=65kW] GEMS (Air Conditioners up to 65kW) Determination 2019 | MEPS 2019 | AS/NZS 3823.1.4:2012 | PURY-EP500YNW-A1 |  | N/A | MITSUBISHI ELECTRIC | N/A | Non Ducted | vrf | N/A | Air | Air | Thailand | 18.15 | N/A | 56 | N/A | N/A | N/A | N/A | N/A | 18.3 | 63 | Enthalpy Test Room | 3.1703 | 3.5615 | N/A | - | N/A | N/A | N/A | N/A | N/A | N/A | N/A | N/A | N/A | N/A | N/A | N/A | N/A | N/A | N/A | N/A | N/A | Three | R410A | Australia,New Zealand | 132095 | 2025-09-02 |  | Approved | Reverse Cycle | N/A | No | Class 21 | No | N/A | N/A | N/A | N/A | N/A | N/A | N/A | Available | N/A | N/A | http://www.MitsubishiElectric.com.au/ | http://www.mitsubishielectric.com.au | N/A |  |  | AAC5223 | Yes | Variable output compressor | Inverter | No | No | 56000 | 18.15 | - | 6620 | 28000 | No | - | - | - | 16589.1 | 60312 | Yes | 5360 | 28000 | No | - | - | 63000 | 18.3 | 7890 | 31500 | No | - | - | Yes | 13850 | 23300 | No | - | - | No | - | - | - | - | - | No | - | - | No | - | - | No | - | - | N/A | - | 3.952 | 3.862 | 4.302 | 5.445 | 4.929 | 4.771 | 3776 | 5883 | 16834 | 7335 | 9601 | 21853 | 2 | 2 | 2.5 | 1.404 | 1.486 | 2.504 | 1.792 | 2.089 | 2.827 | 58813 | 23258 | 2338 | 15691 | 7736 | 1355 | 0 | 0 | 1 | N/A | N/A | N/A | N/A | N/A | N/A | N/A | N/A | 91 | 3.034 | 3.3857
[SEER Multi-Split <=65kW] GEMS (Air Conditioners up to 65kW) Determination 2019 | MEPS 2019 | AS/NZS 3823.1.4:2012 | PURY-P200YNW-A1 |  | N/A | MITSUBISHI ELECTRIC | N/A | Non Ducted | vrf | N/A | Air | Air | Thailand | 6.09 | N/A | 22.4 | N/A | N/A | N/A | N/A | N/A | 6.41 | 25 | Enthalpy Test Room | 3.6946 | 4.1963 | N/A | - | N/A | N/A | N/A | N/A | N/A | N/A | N/A | N/A | N/A | N/A | N/A | N/A | N/A | N/A | N/A | N/A | N/A | Three | R410A | Australia,New Zealand | 132097 | 2025-09-03 |  | Approved | Reverse Cycle | N/A | No | Class 20 | No | N/A | N/A | N/A | N/A | N/A | N/A | N/A | Available | N/A | N/A | http://www.MitsubishiElectric.com.au/ | http://www.mitsubishielectric.com.au | N/A |  |  | AAC5246 | Yes | Variable output compressor | Inverter | No | - | 22400 | 6.09 | - | 2520 | 11200 | No | - | - | - | 5566.26 | 24124.8 | Yes | 1850 | 11200 | No | - | - | 25000 | 6.41 | 2990 | 12500 | No | - | - | Yes | 6280 | 11200 | No | - | - | No | - | - | - | - | - | No | - | - | - | - | - | No | - | - | N/A | 76 | 4.117 | 4.154 | 5.017 | 6.908 | 5.998 | 5.895 | 1379 | 2100 | 5684 | 2233 | 3079 | 6998 | 2.5 | 2.5 | 3.5 | 1.636 | 1.8 | 3.109 | 2.06 | 2.551 | 3.568 | 20105 | 7721 | 842 | 5489 | 2592 | 504 | 0 | 0 | 1.5 | N/A | N/A | N/A | N/A | N/A | N/A | N/A | N/A | 67 | 3.5463 | 3.7671
[SEER Multi-Split <=65kW] GEMS (Air Conditioners up to 65kW) Determination 2019 | MEPS 2019 | AS/NZS 3823.1.4:2012 | PURY-P250YNW-A1 |  | N/A | MITSUBISHI ELECTRIC | N/A | Non Ducted | vrf | N/A | Air | Air | Thailand | 7.96 | N/A | 28 | N/A | N/A | N/A | N/A | N/A | 8.55 | 31.5 | Enthalpy Test Room | 3.5283 | 3.9192 | N/A | - | N/A | N/A | N/A | N/A | N/A | N/A | N/A | N/A | N/A | N/A | N/A | N/A | N/A | N/A | N/A | N/A | N/A | Three | R410A | Australia,New Zealand | 132100 | 2025-09-02 |  | Approved | Reverse Cycle | N/A | No | Class 20 | No | N/A | N/A | N/A | N/A | N/A | N/A | N/A | Available | N/A | N/A | http://www.MitsubishiElectric.com.au/ | http://www.mitsubishielectric.com.au | N/A |  |  | AAC5224 | Yes | Variable output compressor | Inverter | No | - | 28000 | 7.96 | - | 3310 | 14000 | No | - | - | - | 7275.44 | 30156 | Yes | 2520 | 14000 | No | - | - | 31500 | 8.55 | 3980 | 15750 | No | - | - | Yes | 7340 | 12400 | No | - | - | No | - | - | - | - | - | No | - | - | No | - | - | No | - | - | N/A | 78 | 4.02 | 4.024 | 4.703 | 6.206 | 5.493 | 5.385 | 1801 | 2755 | 7629 | 3157 | 4248 | 9621 | 2.5 | 2.5 | 3 | 1.535 | 1.678 | 2.914 | 1.935 | 2.25 | 3.126 | 26960 | 10377 | 1080 | 7320 | 3649 | 670 | 0 | 0 | 1 | N/A | N/A | N/A | N/A | N/A | N/A | N/A | N/A | 69.5 | 3.4168 | 3.5857
[SEER Multi-Split <=65kW] GEMS (Air Conditioners up to 65kW) Determination 2019 | MEPS 2019 | AS/NZS 3823.1.4:2012 | PURY-P300YNW-A1 |  | N/A | MITSUBISHI ELECTRIC | N/A | Non Ducted | vrf | N/A | Air | Air | Thailand | 9.9 | N/A | 33.5 | N/A | N/A | N/A | N/A | N/A | 11.1 | 37.5 | Enthalpy Test Room | 3.39 | 3.6571 | N/A | - | N/A | N/A | N/A | N/A | N/A | N/A | N/A | N/A | N/A | N/A | N/A | N/A | N/A | N/A | N/A | N/A | N/A | Three | R410A | Australia,New Zealand | 132124 | 2025-09-02 |  | Approved | Reverse Cycle | N/A | No | Class 20 | No | N/A | N/A | N/A | N/A | N/A | N/A | N/A | Available | N/A | N/A | http://www.MitsubishiElectric.com.au/ | http://www.mitsubishielectric.com.au | N/A |  |  | AAC5238 | Yes | Variable output compressor | Inverter | No | No | 33500 | 9.9 | - | 4250 | 16750 | No | - | - | - | 9048.6 | 36079.5 | Yes | 3270 | 16750 | No | - | - | 37500 | 11.1 | 4870 | 18700 | No | - | - | Yes | 10240 | 15800 | No | - | - | No | - | - | - | - | - | No | - | - | No | - | - | No | - | - | N/A | - | 3.895 | 3.882 | 4.446 | 5.793 | 5.15 | 5.037 | 2255 | 3454 | 9694 | 4081 | 5456 | 12341 | 2 | 2 | 2.5 | 1.49 | 1.625 | 2.823 | 1.877 | 2.18 | 3.032 | 33014 | 12725 | 1294 | 8955 | 4455 | 796 | 0 | 0 | 1 | N/A | N/A | N/A | N/A | N/A | N/A | N/A | N/A | 72 | 3.3027 | 3.3059
[SEER Multi-Split <=65kW] GEMS (Air Conditioners up to 65kW) Determination 2019 | MEPS 2019 | AS/NZS 3823.1.4:2012 | PURY-P350YNW-A1 |  | N/A | MITSUBISHI ELECTRIC | N/A | Non Ducted | vrf | N/A | Air | Air | Thailand | 11.85 | N/A | 40 | N/A | N/A | N/A | N/A | N/A | 12.2 | 45 | Enthalpy Test Room | 3.497 | 3.838 | N/A | - | N/A | N/A | N/A | N/A | N/A | N/A | N/A | N/A | N/A | N/A | N/A | N/A | N/A | N/A | N/A | N/A | N/A | Three | R410A | Australia,New Zealand | 132125 | 2025-09-02 |  | Approved | Reverse Cycle | N/A | No | Class 21 | No | N/A | N/A | N/A | N/A | N/A | N/A | N/A | Available | N/A | N/A | http://www.MitsubishiElectric.com.au/ | http://www.mitsubishielectric.com.au | N/A |  |  | AAC5234 | Yes | Variable output compressor | Inverter | No | No | 40000 | 11.85 | - | 4750 | 20000 | No | - | - | - | 10830.9 | 43080 | Yes | 3700 | 20000 | No | - | - | 45000 | 12.2 | 5470 | 22500 | No | - | - | Yes | 9810 | 17600 | No | - | - | No | - | - | - | - | - | No | - | - | No | - | - | No | - | - | N/A | - | 4.02 | 3.987 | 4.561 | 5.916 | 5.282 | 5.152 | 2608 | 4015 | 11285 | 4773 | 6351 | 14408 | 2.5 | 2 | 3 | 1.47 | 1.564 | 2.626 | 1.99 | 2.323 | 3.248 | 40170 | 15843 | 1646 | 10143 | 5023 | 897 | 0 | 0 | 1 | N/A | N/A | N/A | N/A | N/A | N/A | N/A | N/A | 83.5 | 3.297 | 3.6051
[SEER Multi-Split <=65kW] GEMS (Air Conditioners up to 65kW) Determination 2019 | MEPS 2019 | AS/NZS 3823.1.4:2012 | PURY-P400YNW-A1 |  | N/A | MITSUBISHI ELECTRIC | N/A | Non Ducted | vrf | N/A | Air | Air | Thailand | 14.1 | N/A | 45 | N/A | N/A | N/A | N/A | N/A | 13.6 | 50 | Enthalpy Test Room | 3.2702 | 3.7673 | N/A | - | N/A | N/A | N/A | N/A | N/A | N/A | N/A | N/A | N/A | N/A | N/A | N/A | N/A | N/A | N/A | N/A | N/A | Three | R410A | Australia,New Zealand | 132128 | 2025-09-02 |  | Approved | Reverse Cycle | N/A | No | Class 21 | No | N/A | N/A | N/A | N/A | N/A | N/A | N/A | Available | N/A | N/A | http://www.MitsubishiElectric.com.au/ | http://www.mitsubishielectric.com.au | N/A |  |  | AAC5239 | Yes | Variable output compressor | Inverter | No | No | 45000 | 14.1 | - | 5980 | 22500 | No | - | - | - | 12887.4 | 48465 | Yes | 4770 | 22500 | No | - | - | 50000 | 13.6 | 6320 | 25000 | No | - | - | Yes | 11650 | 20100 | No | - | - | No | - | - | - | - | - | No | - | - | No | - | - | No | - | - | N/A | - | 3.69 | 3.663 | 4.119 | 5.137 | 4.657 | 4.573 | 3233 | 4961 | 14102 | 6229 | 8147 | 18301 | 2 | 2 | 2.5 | 1.55 | 1.695 | 2.926 | 1.95 | 2.267 | 3.138 | 42307 | 16245 | 1648 | 11480 | 5700 | 1011 | 0 | 0 | 1 | N/A | N/A | N/A | N/A | N/A | N/A | N/A | N/A | 86 | 3.127 | 3.5995
[SEER Multi-Split <=65kW] GEMS (Air Conditioners up to 65kW) Determination 2019 | MEPS 2019 | AS/NZS 3823.1.4:2012 | PURY-P450YNW-A1 |  | N/A | MITSUBISHI ELECTRIC | N/A | Non Ducted | vrf | N/A | Air | Air | Thailand | 14.9 | N/A | 50 | N/A | N/A | N/A | N/A | N/A | 16.65 | 56 | Enthalpy Test Room | 3.4114 | 3.5923 | N/A | - | N/A | N/A | N/A | N/A | N/A | N/A | N/A | N/A | N/A | N/A | N/A | N/A | N/A | N/A | N/A | N/A | N/A | Three | R410A | Australia,New Zealand | 132135 | 2025-09-02 |  | Approved | Reverse Cycle | N/A | No | Class 21 | No | N/A | N/A | N/A | N/A | N/A | N/A | N/A | Available | N/A | N/A | http://www.MitsubishiElectric.com.au/ | http://www.mitsubishielectric.com.au | N/A |  |  | AAC5233 | Yes | Variable output compressor | Inverter | No | No | 50000 | 14.9 | - | 6330 | 25000 | No | - | - | - | 13618.6 | 53850 | Yes | 5090 | 25000 | No | - | - | 56000 | 16.65 | 7250 | 28000 | No | - | - | Yes | 12330 | 21000 | No | - | - | No | - | - | - | - | - | No | - | - | No | - | - | No | - | - | N/A | - | 3.864 | 3.835 | 4.301 | 5.307 | 4.833 | 4.754 | 3436 | 5271 | 15014 | 6709 | 8731 | 19567 | 2 | 2 | 2.5 | 1.401 | 1.48 | 2.462 | 1.893 | 2.064 | 2.768 | 52399 | 20778 | 2130 | 13228 | 6975 | 1242 | 0 | 0 | 0.5 | N/A | N/A | N/A | N/A | N/A | N/A | N/A | N/A | 88.5 | 3.2897 | 3.304
[SEER Multi-Split <=65kW] GEMS (Air Conditioners up to 65kW) Determination 2019 | MEPS 2019 | AS/NZS 3823.1.4:2012 | PURY-P500YNW-A1 |  | N/A | MITSUBISHI ELECTRIC | N/A | Non Ducted | vrf | N/A | Air | Air | Thailand | 18.45 | N/A | 56 | N/A | N/A | N/A | N/A | N/A | 18.3 | 63 | Enthalpy Test Room | 3.0802 | 3.5352 | N/A | - | N/A | N/A | N/A | N/A | N/A | N/A | N/A | N/A | N/A | N/A | N/A | N/A | N/A | N/A | N/A | N/A | N/A | Three | R410A | Australia,New Zealand | 132138 | 2025-09-02 |  | Approved | Reverse Cycle | N/A | No | Class 21 | No | N/A | N/A | N/A | N/A | N/A | N/A | N/A | Available | N/A | N/A | http://www.MitsubishiElectric.com.au/ | http://www.mitsubishielectric.com.au | N/A |  |  | AAC5240 | Yes | Variable output compressor | Inverter | No | No | 56000 | 18.45 | - | 7260 | 28000 | No | - | - | - | 16863.3 | 60312 | Yes | 5760 | 28000 | No | - | - | 63000 | 18.3 | 8010 | 31500 | No | - | - | Yes | 13830 | 23200 | No | - | - | No | - | - | - | - | - | No | - | - | No | - | - | No | - | - | N/A | - | 3.787 | 3.715 | 4.133 | 5.304 | 4.759 | 4.607 | 3949 | 6124 | 17531 | 7535 | 9950 | 22635 | 2 | 2 | 2.5 | 1.396 | 1.477 | 2.476 | 1.779 | 2.071 | 2.791 | 59116 | 23404 | 2362 | 15803 | 7804 | 1370 | 0 | 0 | 0.5 | N/A | N/A | N/A | N/A | N/A | N/A | N/A | N/A | 91 | 2.9855 | 3.3857
[SEER Non Multi-Split <=65kW] GEMS (Air Conditioners up to 65kW) Determination 2019 | MEPS 2019 | AS/NZS 3823.1.1:2012 | PUZ-M100VKA-A/PCA-M100KA | PUZ-M100VKA-A/PCA-M100KA Series | N/A | MITSUBISHI ELECTRIC | N/A | Non Ducted | Single Split System | Under ceiling | Air | Air | Thailand | 2.97 | N/A | 10 | N/A | N/A | N/A | N/A | N/A | 3.38 | 11.2 | Enthalpy Test Room | 3.4111 | 3.6421 | N/A | - | N/A | N/A | N/A | N/A | N/A | N/A | N/A | N/A | N/A | N/A | N/A | N/A | N/A | N/A | N/A | N/A | N/A | Single | R32 | Australia,New Zealand | 131993 | 2025-08-28 |  | Approved | Reverse Cycle | N/A | Yes | Class 11 | Yes | N/A | N/A | N/A | N/A | N/A | N/A | N/A | Available | N/A | N/A | http://www.MitsubishiElectric.com.au/ | http://www.mitsubishielectric.com.au | N/A |  |  | AAC5210 | Yes | Variable output compressor | Inverter | No | - | 10000 | 2.97 | - | 1050 | 5000 | No | - | - | - | 2714.58 | 10770 | No | 959.7 | 5385 | No | - | - | 11200 | 3.38 | 1080 | 5600 | No | - | - | Yes | 3830 | 9500 | No | - | - | No | - | - | - | - | - | No | - | - | No | - | - | No | - | - | - | - | 3.859 | 3.841 | 4.47 | 5.093 | 4.826 | 4.875 | 669 | 1030 | 2866 | 1382 | 1731 | 3798 | 2 | 2 | 2.5 | 3.402 | 3.996 | 4.726 | 3.778 | 4.308 | 4.749 | 4357 | 1592 | 264 | 1361 | 705 | 177 | 1.5 | 2 | 3 | No | - | - | - | - | N/A | N/A | N/A | 26.2 | 3.2695 | 3.229
[SEER Non Multi-Split <=65kW] GEMS (Air Conditioners up to 65kW) Determination 2019 | MEPS 2019 | AS/NZS 3823.1.1:2012 | PUZ-M100VKA-A/PCA-M100KA Series | PUZ-M100VKA-A/PCA-M100KA Series | N/A | MITSUBISHI ELECTRIC | N/A | Non Ducted | Single Split System | Under ceiling | Air | Air | Thailand | 2.97 | N/A | 10 | N/A | N/A | N/A | N/A | N/A | 3.38 | 11.2 | Enthalpy Test Room | 3.4111 | 3.6421 | N/A | - | N/A | N/A | N/A | N/A | N/A | N/A | N/A | N/A | N/A | N/A | N/A | N/A | N/A | N/A | N/A | N/A | N/A | Single | R32 | Australia,New Zealand | 131993 | 2025-08-28 |  | Approved | Reverse Cycle | N/A | Yes | Class 11 | Yes | N/A | N/A | N/A | N/A | N/A | N/A | N/A | Available | N/A | N/A | http://www.MitsubishiElectric.com.au/ | http://www.mitsubishielectric.com.au | N/A |  |  | AAC5210 | Yes | Variable output compressor | Inverter | No | - | 10000 | 2.97 | - | 1050 | 5000 | No | - | - | - | 2714.58 | 10770 | No | 959.7 | 5385 | No | - | - | 11200 | 3.38 | 1080 | 5600 | No | - | - | Yes | 3830 | 9500 | No | - | - | No | - | - | - | - | - | No | - | - | No | - | - | No | - | - | - | - | 3.859 | 3.841 | 4.47 | 5.093 | 4.826 | 4.875 | 669 | 1030 | 2866 | 1382 | 1731 | 3798 | 2 | 2 | 2.5 | 3.402 | 3.996 | 4.726 | 3.778 | 4.308 | 4.749 | 4357 | 1592 | 264 | 1361 | 705 | 177 | 1.5 | 2 | 3 | No | - | - | - | - | N/A | N/A | N/A | 26.2 | 3.2695 | 3.229
[SEER Non Multi-Split <=65kW] GEMS (Air Conditioners up to 65kW) Determination 2019 | MEPS 2019 | AS/NZS 3823.1.1:2012 | PUZ-M100VKA-A/PCA-M100KA2 | PUZ-M100VKA-A/PCA-M100KA Series | N/A | MITSUBISHI ELECTRIC | N/A | Non Ducted | Single Split System | Under ceiling | Air | Air | Thailand | 2.97 | N/A | 10 | N/A | N/A | N/A | N/A | N/A | 3.38 | 11.2 | Enthalpy Test Room | 3.4111 | 3.6421 | N/A | - | N/A | N/A | N/A | N/A | N/A | N/A | N/A | N/A | N/A | N/A | N/A | N/A | N/A | N/A | N/A | N/A | N/A | Single | R32 | Australia,New Zealand | 131993 | 2025-08-28 |  | Approved | Reverse Cycle | N/A | Yes | Class 11 | Yes | N/A | N/A | N/A | N/A | N/A | N/A | N/A | Available | N/A | N/A | http://www.MitsubishiElectric.com.au/ | http://www.mitsubishielectric.com.au | N/A |  |  | AAC5210 | Yes | Variable output compressor | Inverter | No | - | 10000 | 2.97 | - | 1050 | 5000 | No | - | - | - | 2714.58 | 10770 | No | 959.7 | 5385 | No | - | - | 11200 | 3.38 | 1080 | 5600 | No | - | - | Yes | 3830 | 9500 | No | - | - | No | - | - | - | - | - | No | - | - | No | - | - | No | - | - | - | - | 3.859 | 3.841 | 4.47 | 5.093 | 4.826 | 4.875 | 669 | 1030 | 2866 | 1382 | 1731 | 3798 | 2 | 2 | 2.5 | 3.402 | 3.996 | 4.726 | 3.778 | 4.308 | 4.749 | 4357 | 1592 | 264 | 1361 | 705 | 177 | 1.5 | 2 | 3 | No | - | - | - | - | N/A | N/A | N/A | 26.2 | 3.2695 | 3.229
[SEER Non Multi-Split <=65kW] GEMS (Air Conditioners up to 65kW) Determination 2019 | MEPS 2019 | AS/NZS 3823.1.2:2012 | PUZ-M100VKA-A/PEAD-M100JAA | PUZ-M100VKA-A/PEAD-M100JAA Series | N/A | MITSUBISHI ELECTRIC | N/A | Ducted | Single Split System | - | Air | Air | Thailand | 3.06 | N/A | 10 | N/A | N/A | N/A | N/A | N/A | 3.35 | 12.5 | Enthalpy Test Room | 3.4465 | 3.9554 | N/A | - | N/A | N/A | N/A | N/A | N/A | N/A | N/A | N/A | N/A | N/A | N/A | N/A | N/A | N/A | N/A | N/A | N/A | Single | R32 | Australia,New Zealand | 146631 | 2027-05-12 |  | Approved | Reverse Cycle | N/A | Yes | Class 11 | Yes | N/A | N/A | N/A | N/A | N/A | N/A | N/A | Available | N/A | N/A | http://www.MitsubishiElectric.com.au/ | http://www.mitsubishielectric.com.au | N/A |  |  | AAC6689 | Yes | Variable output compressor | Inverter | No | - | 10000 | 3.06 | - | 1010 | 5000 | No | - | - | - | 2796.84 | 10770 | No | 923.14 | 5385 | No | - | - | 12500 | 3.35 | 1270 | 6200 | No | - | - | Yes | 3530 | 9500 | No | - | - | No | - | - | - | - | - | No | - | - | No | - | - | No | - | - | - | - | 3.726 | 3.726 | 4.454 | 5.098 | 4.832 | 4.904 | 681 | 1046 | 2860 | 1367 | 1715 | 3762 | 2 | 2 | 2.5 | 3.279 | 3.867 | 4.484 | 3.504 | 4.125 | 4.488 | 5051 | 1842 | 316 | 1641 | 827 | 213 | 1.5 | 2 | 2.5 | No | - | - | - | - | N/A | N/A | N/A | 32.8 | 3.1537 | 3.6118
[SEER Non Multi-Split <=65kW] GEMS (Air Conditioners up to 65kW) Determination 2019 | MEPS 2019 | AS/NZS 3823.1.2:2012 | PUZ-M100VKA-A/PEAD-M100JAA Series | PUZ-M100VKA-A/PEAD-M100JAA Series | N/A | MITSUBISHI ELECTRIC | N/A | Ducted | Single Split System | - | Air | Air | Thailand | 3.06 | N/A | 10 | N/A | N/A | N/A | N/A | N/A | 3.35 | 12.5 | Enthalpy Test Room | 3.4465 | 3.9554 | N/A | - | N/A | N/A | N/A | N/A | N/A | N/A | N/A | N/A | N/A | N/A | N/A | N/A | N/A | N/A | N/A | N/A | N/A | Single | R32 | Australia,New Zealand | 146631 | 2027-05-12 |  | Approved | Reverse Cycle | N/A | Yes | Class 11 | Yes | N/A | N/A | N/A | N/A | N/A | N/A | N/A | Available | N/A | N/A | http://www.MitsubishiElectric.com.au/ | http://www.mitsubishielectric.com.au | N/A |  |  | AAC6689 | Yes | Variable output compressor | Inverter | No | - | 10000 | 3.06 | - | 1010 | 5000 | No | - | - | - | 2796.84 | 10770 | No | 923.14 | 5385 | No | - | - | 12500 | 3.35 | 1270 | 6200 | No | - | - | Yes | 3530 | 9500 | No | - | - | No | - | - | - | - | - | No | - | - | No | - | - | No | - | - | - | - | 3.726 | 3.726 | 4.454 | 5.098 | 4.832 | 4.904 | 681 | 1046 | 2860 | 1367 | 1715 | 3762 | 2 | 2 | 2.5 | 3.279 | 3.867 | 4.484 | 3.504 | 4.125 | 4.488 | 5051 | 1842 | 316 | 1641 | 827 | 213 | 1.5 | 2 | 2.5 | No | - | - | - | - | N/A | N/A | N/A | 32.8 | 3.1537 | 3.6118
[SEER Non Multi-Split <=65kW] GEMS (Air Conditioners up to 65kW) Determination 2019 | MEPS 2019 | AS/NZS 3823.1.2:2012 | PUZ-M100VKA-A/PEAD-M100JAAD | PUZ-M100VKA-A/PEAD-M100JAA Series | N/A | MITSUBISHI ELECTRIC | N/A | Ducted | Single Split System | - | Air | Air | Thailand | 3.06 | N/A | 10 | N/A | N/A | N/A | N/A | N/A | 3.35 | 12.5 | Enthalpy Test Room | 3.4465 | 3.9554 | N/A | - | N/A | N/A | N/A | N/A | N/A | N/A | N/A | N/A | N/A | N/A | N/A | N/A | N/A | N/A | N/A | N/A | N/A | Single | R32 | Australia,New Zealand | 146631 | 2027-05-12 |  | Approved | Reverse Cycle | N/A | Yes | Class 11 | Yes | N/A | N/A | N/A | N/A | N/A | N/A | N/A | Available | N/A | N/A | http://www.MitsubishiElectric.com.au/ | http://www.mitsubishielectric.com.au | N/A |  |  | AAC6689 | Yes | Variable output compressor | Inverter | No | - | 10000 | 3.06 | - | 1010 | 5000 | No | - | - | - | 2796.84 | 10770 | No | 923.14 | 5385 | No | - | - | 12500 | 3.35 | 1270 | 6200 | No | - | - | Yes | 3530 | 9500 | No | - | - | No | - | - | - | - | - | No | - | - | No | - | - | No | - | - | - | - | 3.726 | 3.726 | 4.454 | 5.098 | 4.832 | 4.904 | 681 | 1046 | 2860 | 1367 | 1715 | 3762 | 2 | 2 | 2.5 | 3.279 | 3.867 | 4.484 | 3.504 | 4.125 | 4.488 | 5051 | 1842 | 316 | 1641 | 827 | 213 | 1.5 | 2 | 2.5 | No | - | - | - | - | N/A | N/A | N/A | 32.8 | 3.1537 | 3.6118
[SEER Non Multi-Split <=65kW] GEMS (Air Conditioners up to 65kW) Determination 2019 | MEPS 2019 | AS/NZS 3823.1.2:2012 | PUZ-M100VKA-A/PEA-M100GAA |  | N/A | MITSUBISHI ELECTRIC | N/A | Ducted | Single Split System | - | Air | Air | Thailand | 3.08 | N/A | 10 | N/A | N/A | N/A | N/A | N/A | 3.36 | 12.5 | Enthalpy Test Room | 3.3172 | 3.8768 | N/A | - | N/A | N/A | N/A | N/A | N/A | N/A | N/A | N/A | N/A | N/A | N/A | N/A | N/A | N/A | N/A | N/A | N/A | Single | R32 | Australia,New Zealand | 146660 | 2027-05-11 |  | Approved | Reverse Cycle | N/A | Yes | Class 11 | Yes | N/A | N/A | N/A | N/A | N/A | N/A | N/A | Available | N/A | N/A | http://www.MitsubishiElectric.com.au/ | http://www.mitsubishielectric.com.au | N/A |  |  | AAC6679 | Yes | Variable output compressor | Inverter | No | - | 10000 | 3.08 | - | 1010 | 5000 | No | - | - | - | 2815.12 | 10770 | No | 923.14 | 5385 | No | - | - | 12500 | 3.36 | 1280 | 6200 | No | - | - | Yes | 3350 | 9500 | No | - | - | No | - | - | - | - | - | No | - | - | No | - | - | No | - | - | - | - | 3.721 | 3.718 | 4.443 | 5.093 | 4.825 | 4.894 | 682 | 1049 | 2868 | 1368 | 1718 | 3770 | 2 | 2 | 2.5 | 3.313 | 3.875 | 4.45 | 3.516 | 4.113 | 4.453 | 4999 | 1839 | 318 | 1635 | 829 | 214 | 1.5 | 2 | 2.5 | No | - | - | - | - | N/A | N/A | N/A | 32.8 | 3.1339 | 3.6014
[SEER Non Multi-Split <=65kW] GEMS (Air Conditioners up to 65kW) Determination 2019 | MEPS 2019 | AS/NZS 3823.1.2:2012 | PUZ-M100VKA-A/PEA-M100HAA |  | N/A | MITSUBISHI ELECTRIC | N/A | Ducted | Single Split System | - | Air | Air | Thailand | 3.02 | N/A | 10 | N/A | N/A | N/A | N/A | N/A | 3.24 | 12.5 | Enthalpy Test Room | 3.336 | 3.9027 | N/A | - | N/A | N/A | N/A | N/A | N/A | N/A | N/A | N/A | N/A | N/A | N/A | N/A | N/A | N/A | N/A | N/A | N/A | Single | R32 | Australia,New Zealand | 131966 | 2025-08-27 |  | Approved | Reverse Cycle | N/A | Yes | Class 11 | Yes | N/A | N/A | N/A | N/A | N/A | N/A | N/A | Available | N/A | N/A | http://www.MitsubishiElectric.com.au/ | http://www.mitsubishielectric.com.au | N/A |  |  | AAC5204 | Yes | Variable output compressor | Inverter | No | - | 10000 | 3.02 | - | 940 | 5000 | No | - | - | - | 2760.28 | 10770 | No | 859.16 | 5385 | No | - | - | 12500 | 3.24 | 1300 | 6200 | No | - | - | Yes | 3450 | 9500 | No | - | - | No | - | - | - | - | - | No | - | - | No | - | - | No | - | - | - | 71 | 4.09 | 4.033 | 4.727 | 5.523 | 5.194 | 5.201 | 628 | 978 | 2707 | 1270 | 1604 | 3557 | 2.5 | 2.5 | 3 | 3.282 | 3.848 | 4.392 | 3.481 | 4.069 | 4.388 | 5031 | 1834 | 304 | 1637 | 823 | 203 | 1.5 | 2 | 2.5 | No | - | - | - | - | N/A | N/A | N/A | 26.2 | 3.2169 | 3.7554
[SEER Non Multi-Split <=65kW] GEMS (Air Conditioners up to 65kW) Determination 2019 | MEPS 2019 | AS/NZS 3823.1.1:2012 | PUZ-M100VKA-A/PLA-M100EA2-A | PUZ-M100VKA-A/PLA-M100EA-A Series | N/A | MITSUBISHI ELECTRIC | N/A | Non Ducted | Single Split System | Cassette | Air | Air | Thailand | 2.88 | N/A | 10 | N/A | N/A | N/A | N/A | N/A | 2.98 | 11.2 | Enthalpy Test Room | 3.5662 | 3.7975 | N/A | - | N/A | N/A | N/A | N/A | N/A | N/A | N/A | N/A | N/A | N/A | N/A | N/A | N/A | N/A | N/A | N/A | N/A | Single | R32 | Australia,New Zealand | 131998 | 2025-08-27 |  | Approved | Reverse Cycle | N/A | Yes | Class 11 | Yes | N/A | N/A | N/A | N/A | N/A | N/A | N/A | Available | N/A | N/A | http://www.MitsubishiElectric.com.au/ | http://www.mitsubishielectric.com.au | N/A |  |  | AAC5207 | Yes | Variable output compressor | Inverter | No | - | 10000 | 2.88 | - | 940 | 5000 | No | - | - | - | 2632.32 | 10770 | No | 859.16 | 5385 | No | - | - | 11200 | 2.98 | 1070 | 5600 | No | - | - | Yes | 3660 | 9500 | No | - | - | No | - | - | - | - | - | No | - | - | No | - | - | No | - | - | - | - | 4.135 | 4.1 | 4.813 | 5.562 | 5.25 | 5.283 | 621 | 961 | 2658 | 1261 | 1587 | 3501 | 2.5 | 2.5 | 3 | 3.55 | 4.166 | 4.792 | 3.891 | 4.422 | 4.802 | 4178 | 1529 | 261 | 1323 | 688 | 176 | 2 | 2.5 | 3 | No | - | - | - | - | N/A | N/A | N/A | 26.2 | 3.3686 | 3.6499
[SEER Non Multi-Split <=65kW] GEMS (Air Conditioners up to 65kW) Determination 2019 | MEPS 2019 | AS/NZS 3823.1.1:2012 | PUZ-M100VKA-A/PLA-M100EA-A | PUZ-M100VKA-A/PLA-M100EA-A Series | N/A | MITSUBISHI ELECTRIC | N/A | Non Ducted | Single Split System | Cassette | Air | Air | Thailand | 2.88 | N/A | 10 | N/A | N/A | N/A | N/A | N/A | 2.98 | 11.2 | Enthalpy Test Room | 3.5662 | 3.7975 | N/A | - | N/A | N/A | N/A | N/A | N/A | N/A | N/A | N/A | N/A | N/A | N/A | N/A | N/A | N/A | N/A | N/A | N/A | Single | R32 | Australia,New Zealand | 131998 | 2025-08-27 |  | Approved | Reverse Cycle | N/A | Yes | Class 11 | Yes | N/A | N/A | N/A | N/A | N/A | N/A | N/A | Available | N/A | N/A | http://www.MitsubishiElectric.com.au/ | http://www.mitsubishielectric.com.au | N/A |  |  | AAC5207 | Yes | Variable output compressor | Inverter | No | - | 10000 | 2.88 | - | 940 | 5000 | No | - | - | - | 2632.32 | 10770 | No | 859.16 | 5385 | No | - | - | 11200 | 2.98 | 1070 | 5600 | No | - | - | Yes | 3660 | 9500 | No | - | - | No | - | - | - | - | - | No | - | - | No | - | - | No | - | - | - | - | 4.135 | 4.1 | 4.813 | 5.562 | 5.25 | 5.283 | 621 | 961 | 2658 | 1261 | 1587 | 3501 | 2.5 | 2.5 | 3 | 3.55 | 4.166 | 4.792 | 3.891 | 4.422 | 4.802 | 4178 | 1529 | 261 | 1323 | 688 | 176 | 2 | 2.5 | 3 | No | - | - | - | - | N/A | N/A | N/A | 26.2 | 3.3686 | 3.6499
[SEER Non Multi-Split <=65kW] GEMS (Air Conditioners up to 65kW) Determination 2019 | MEPS 2019 | AS/NZS 3823.1.1:2012 | PUZ-M100VKA-A/PLA-M100EA-A Series | PUZ-M100VKA-A/PLA-M100EA-A Series | N/A | MITSUBISHI ELECTRIC | N/A | Non Ducted | Single Split System | Cassette | Air | Air | Thailand | 2.88 | N/A | 10 | N/A | N/A | N/A | N/A | N/A | 2.98 | 11.2 | Enthalpy Test Room | 3.5662 | 3.7975 | N/A | - | N/A | N/A | N/A | N/A | N/A | N/A | N/A | N/A | N/A | N/A | N/A | N/A | N/A | N/A | N/A | N/A | N/A | Single | R32 | Australia,New Zealand | 131998 | 2025-08-27 |  | Approved | Reverse Cycle | N/A | Yes | Class 11 | Yes | N/A | N/A | N/A | N/A | N/A | N/A | N/A | Available | N/A | N/A | http://www.MitsubishiElectric.com.au/ | http://www.mitsubishielectric.com.au | N/A |  |  | AAC5207 | Yes | Variable output compressor | Inverter | No | - | 10000 | 2.88 | - | 940 | 5000 | No | - | - | - | 2632.32 | 10770 | No | 859.16 | 5385 | No | - | - | 11200 | 2.98 | 1070 | 5600 | No | - | - | Yes | 3660 | 9500 | No | - | - | No | - | - | - | - | - | No | - | - | No | - | - | No | - | - | - | - | 4.135 | 4.1 | 4.813 | 5.562 | 5.25 | 5.283 | 621 | 961 | 2658 | 1261 | 1587 | 3501 | 2.5 | 2.5 | 3 | 3.55 | 4.166 | 4.792 | 3.891 | 4.422 | 4.802 | 4178 | 1529 | 261 | 1323 | 688 | 176 | 2 | 2.5 | 3 | No | - | - | - | - | N/A | N/A | N/A | 26.2 | 3.3686 | 3.6499
[SEER Non Multi-Split <=65kW] GEMS (Air Conditioners up to 65kW) Determination 2019 | MEPS 2019 | AS/NZS 3823.1.1:2012 | PUZ-M125VKA-A/PCA-M125KA | PUZ-M125VKA-A/PCA-M125KA Series | N/A | MITSUBISHI ELECTRIC | N/A | Non Ducted | Single Split System | Under ceiling | Air | Air | Thailand | 3.6 | N/A | 11.5 | N/A | N/A | N/A | N/A | N/A | 4.35 | 14 | Enthalpy Test Room | 3.2031 | 3.3329 | N/A | - | N/A | N/A | N/A | N/A | N/A | N/A | N/A | N/A | N/A | N/A | N/A | N/A | N/A | N/A | N/A | N/A | N/A | Single | R32 | Australia,New Zealand | 131995 | 2025-08-28 |  | Approved | Reverse Cycle | N/A | Yes | Class 11 | Yes | N/A | N/A | N/A | N/A | N/A | N/A | N/A | Available | N/A | N/A | http://www.MitsubishiElectric.com.au/ | http://www.mitsubishielectric.com.au | N/A |  |  | AAC5211 | Yes | Variable output compressor | Inverter | No | - | 11500 | 3.6 | - | 1280 | 5800 | No | - | - | - | 3290.4 | 12385.5 | No | 1169.92 | 6246.6 | No | - | - | 14000 | 4.35 | 1440 | 7000 | No | - | - | Yes | 4090 | 10300 | No | - | - | No | - | - | - | - | - | No | - | - | No | - | - | No | - | - | - | - | 3.802 | 3.754 | 4.292 | 4.924 | 4.65 | 4.664 | 791 | 1224 | 3446 | 1654 | 2077 | 4576 | 2 | 2 | 2.5 | 3.107 | 3.692 | 4.437 | 3.366 | 4.014 | 4.454 | 5942 | 2129 | 330 | 1888 | 927 | 218 | 1.5 | 2 | 2.5 | No | - | - | - | - | N/A | N/A | N/A | 26.2 | 3.1178 | 3.1542
[SEER Non Multi-Split <=65kW] GEMS (Air Conditioners up to 65kW) Determination 2019 | MEPS 2019 | AS/NZS 3823.1.1:2012 | PUZ-M125VKA-A/PCA-M125KA Series | PUZ-M125VKA-A/PCA-M125KA Series | N/A | MITSUBISHI ELECTRIC | N/A | Non Ducted | Single Split System | Under ceiling | Air | Air | Thailand | 3.6 | N/A | 11.5 | N/A | N/A | N/A | N/A | N/A | 4.35 | 14 | Enthalpy Test Room | 3.2031 | 3.3329 | N/A | - | N/A | N/A | N/A | N/A | N/A | N/A | N/A | N/A | N/A | N/A | N/A | N/A | N/A | N/A | N/A | N/A | N/A | Single | R32 | Australia,New Zealand | 131995 | 2025-08-28 |  | Approved | Reverse Cycle | N/A | Yes | Class 11 | Yes | N/A | N/A | N/A | N/A | N/A | N/A | N/A | Available | N/A | N/A | http://www.MitsubishiElectric.com.au/ | http://www.mitsubishielectric.com.au | N/A |  |  | AAC5211 | Yes | Variable output compressor | Inverter | No | - | 11500 | 3.6 | - | 1280 | 5800 | No | - | - | - | 3290.4 | 12385.5 | No | 1169.92 | 6246.6 | No | - | - | 14000 | 4.35 | 1440 | 7000 | No | - | - | Yes | 4090 | 10300 | No | - | - | No | - | - | - | - | - | No | - | - | No | - | - | No | - | - | - | - | 3.802 | 3.754 | 4.292 | 4.924 | 4.65 | 4.664 | 791 | 1224 | 3446 | 1654 | 2077 | 4576 | 2 | 2 | 2.5 | 3.107 | 3.692 | 4.437 | 3.366 | 4.014 | 4.454 | 5942 | 2129 | 330 | 1888 | 927 | 218 | 1.5 | 2 | 2.5 | No | - | - | - | - | N/A | N/A | N/A | 26.2 | 3.1178 | 3.1542
[SEER Non Multi-Split <=65kW] GEMS (Air Conditioners up to 65kW) Determination 2019 | MEPS 2019 | AS/NZS 3823.1.1:2012 | PUZ-M125VKA-A/PCA-M125KA2 | PUZ-M125VKA-A/PCA-M125KA Series | N/A | MITSUBISHI ELECTRIC | N/A | Non Ducted | Single Split System | Under ceiling | Air | Air | Thailand | 3.6 | N/A | 11.5 | N/A | N/A | N/A | N/A | N/A | 4.35 | 14 | Enthalpy Test Room | 3.2031 | 3.3329 | N/A | - | N/A | N/A | N/A | N/A | N/A | N/A | N/A | N/A | N/A | N/A | N/A | N/A | N/A | N/A | N/A | N/A | N/A | Single | R32 | Australia,New Zealand | 131995 | 2025-08-28 |  | Approved | Reverse Cycle | N/A | Yes | Class 11 | Yes | N/A | N/A | N/A | N/A | N/A | N/A | N/A | Available | N/A | N/A | http://www.MitsubishiElectric.com.au/ | http://www.mitsubishielectric.com.au | N/A |  |  | AAC5211 | Yes | Variable output compressor | Inverter | No | - | 11500 | 3.6 | - | 1280 | 5800 | No | - | - | - | 3290.4 | 12385.5 | No | 1169.92 | 6246.6 | No | - | - | 14000 | 4.35 | 1440 | 7000 | No | - | - | Yes | 4090 | 10300 | No | - | - | No | - | - | - | - | - | No | - | - | No | - | - | No | - | - | - | - | 3.802 | 3.754 | 4.292 | 4.924 | 4.65 | 4.664 | 791 | 1224 | 3446 | 1654 | 2077 | 4576 | 2 | 2 | 2.5 | 3.107 | 3.692 | 4.437 | 3.366 | 4.014 | 4.454 | 5942 | 2129 | 330 | 1888 | 927 | 218 | 1.5 | 2 | 2.5 | No | - | - | - | - | N/A | N/A | N/A | 26.2 | 3.1178 | 3.1542
[SEER Non Multi-Split <=65kW] GEMS (Air Conditioners up to 65kW) Determination 2019 | MEPS 2019 | AS/NZS 3823.1.2:2012 | PUZ-M125VKA-A/PEAD-M125JAA | PUZ-M125VKA-A/PEAD-M125JAA Series | N/A | MITSUBISHI ELECTRIC | N/A | Ducted | Single Split System | - | Air | Air | Thailand | 3.83 | N/A | 12 | N/A | N/A | N/A | N/A | N/A | 3.68 | 14 | Enthalpy Test Room | 3.1423 | 3.9266 | N/A | - | N/A | N/A | N/A | N/A | N/A | N/A | N/A | N/A | N/A | N/A | N/A | N/A | N/A | N/A | N/A | N/A | N/A | Single | R32 | Australia,New Zealand | 146634 | 2027-05-10 |  | Approved | Reverse Cycle | N/A | Yes | Class 11 | Yes | N/A | N/A | N/A | N/A | N/A | N/A | N/A | Available | N/A | N/A | http://www.MitsubishiElectric.com.au/ | http://www.mitsubishielectric.com.au | N/A |  |  | AAC6669 | Yes | Variable output compressor | Inverter | No | - | 12000 | 3.83 | - | 1460 | 6000 | No | - | - | - | 3500.62 | 12924 | No | 1334.44 | 6462 | No | - | - | 14000 | 3.68 | 1390 | 7000 | No | - | - | Yes | 4460 | 10900 | No | - | - | No | - | - | - | - | - | No | - | - | No | - | - | No | - | - | - | - | 3.46 | 3.457 | 3.992 | 4.488 | 4.267 | 4.327 | 901 | 1379 | 3858 | 1888 | 2355 | 5140 | 1.5 | 1.5 | 2 | 3.273 | 3.919 | 4.621 | 3.695 | 4.214 | 4.624 | 5659 | 2027 | 336 | 1738 | 900 | 226 | 1.5 | 2 | 3 | No | - | - | - | - | N/A | N/A | N/A | 32.8 | 3.045 | 3.6931
[SEER Non Multi-Split <=65kW] GEMS (Air Conditioners up to 65kW) Determination 2019 | MEPS 2019 | AS/NZS 3823.1.2:2012 | PUZ-M125VKA-A/PEAD-M125JAA Series | PUZ-M125VKA-A/PEAD-M125JAA Series | N/A | MITSUBISHI ELECTRIC | N/A | Ducted | Single Split System | - | Air | Air | Thailand | 3.83 | N/A | 12 | N/A | N/A | N/A | N/A | N/A | 3.68 | 14 | Enthalpy Test Room | 3.1423 | 3.9266 | N/A | - | N/A | N/A | N/A | N/A | N/A | N/A | N/A | N/A | N/A | N/A | N/A | N/A | N/A | N/A | N/A | N/A | N/A | Single | R32 | Australia,New Zealand | 146634 | 2027-05-10 |  | Approved | Reverse Cycle | N/A | Yes | Class 11 | Yes | N/A | N/A | N/A | N/A | N/A | N/A | N/A | Available | N/A | N/A | http://www.MitsubishiElectric.com.au/ | http://www.mitsubishielectric.com.au | N/A |  |  | AAC6669 | Yes | Variable output compressor | Inverter | No | - | 12000 | 3.83 | - | 1460 | 6000 | No | - | - | - | 3500.62 | 12924 | No | 1334.44 | 6462 | No | - | - | 14000 | 3.68 | 1390 | 7000 | No | - | - | Yes | 4460 | 10900 | No | - | - | No | - | - | - | - | - | No | - | - | No | - | - | No | - | - | - | - | 3.46 | 3.457 | 3.992 | 4.488 | 4.267 | 4.327 | 901 | 1379 | 3858 | 1888 | 2355 | 5140 | 1.5 | 1.5 | 2 | 3.273 | 3.919 | 4.621 | 3.695 | 4.214 | 4.624 | 5659 | 2027 | 336 | 1738 | 900 | 226 | 1.5 | 2 | 3 | No | - | - | - | - | N/A | N/A | N/A | 32.8 | 3.045 | 3.6931
[SEER Non Multi-Split <=65kW] GEMS (Air Conditioners up to 65kW) Determination 2019 | MEPS 2019 | AS/NZS 3823.1.2:2012 | PUZ-M125VKA-A/PEAD-M125JAAD | PUZ-M125VKA-A/PEAD-M125JAA Series | N/A | MITSUBISHI ELECTRIC | N/A | Ducted | Single Split System | - | Air | Air | Thailand | 3.83 | N/A | 12 | N/A | N/A | N/A | N/A | N/A | 3.68 | 14 | Enthalpy Test Room | 3.1423 | 3.9266 | N/A | - | N/A | N/A | N/A | N/A | N/A | N/A | N/A | N/A | N/A | N/A | N/A | N/A | N/A | N/A | N/A | N/A | N/A | Single | R32 | Australia,New Zealand | 146634 | 2027-05-10 |  | Approved | Reverse Cycle | N/A | Yes | Class 11 | Yes | N/A | N/A | N/A | N/A | N/A | N/A | N/A | Available | N/A | N/A | http://www.MitsubishiElectric.com.au/ | http://www.mitsubishielectric.com.au | N/A |  |  | AAC6669 | Yes | Variable output compressor | Inverter | No | - | 12000 | 3.83 | - | 1460 | 6000 | No | - | - | - | 3500.62 | 12924 | No | 1334.44 | 6462 | No | - | - | 14000 | 3.68 | 1390 | 7000 | No | - | - | Yes | 4460 | 10900 | No | - | - | No | - | - | - | - | - | No | - | - | No | - | - | No | - | - | - | - | 3.46 | 3.457 | 3.992 | 4.488 | 4.267 | 4.327 | 901 | 1379 | 3858 | 1888 | 2355 | 5140 | 1.5 | 1.5 | 2 | 3.273 | 3.919 | 4.621 | 3.695 | 4.214 | 4.624 | 5659 | 2027 | 336 | 1738 | 900 | 226 | 1.5 | 2 | 3 | No | - | - | - | - | N/A | N/A | N/A | 32.8 | 3.045 | 3.6931
[SEER Non Multi-Split <=65kW] GEMS (Air Conditioners up to 65kW) Determination 2019 | MEPS 2019 | AS/NZS 3823.1.2:2012 | PUZ-M125VKA-A/PEA-M125GAA |  | N/A | MITSUBISHI ELECTRIC | N/A | Ducted | Single Split System | - | Air | Air | Thailand | 3.81 | N/A | 12 | N/A | N/A | N/A | N/A | N/A | 3.54 | 14 | Enthalpy Test Room | 3.1875 | 4.0558 | N/A | - | N/A | N/A | N/A | N/A | N/A | N/A | N/A | N/A | N/A | N/A | N/A | N/A | N/A | N/A | N/A | N/A | N/A | Single | R32 | Australia,New Zealand | 146664 | 2027-05-11 |  | Approved | Reverse Cycle | N/A | Yes | Class 11 | Yes | N/A | N/A | N/A | N/A | N/A | N/A | N/A | Available | N/A | N/A | http://www.MitsubishiElectric.com.au/ | http://www.mitsubishielectric.com.au | N/A |  |  | AAC6678 | Yes | Variable output compressor | Inverter | No | - | 12000 | 3.81 | - | 1440 | 6000 | No | - | - | - | 3482.34 | 12924 | No | 1316.16 | 6462 | No | - | - | 14000 | 3.54 | 1570 | 7000 | No | - | - | Yes | 4230 | 10900 | No | - | - | No | - | - | - | - | - | No | - | - | No | - | - | No | - | - | - | - | 3.492 | 3.487 | 4.032 | 4.539 | 4.314 | 4.373 | 892 | 1366 | 3819 | 1866 | 2329 | 5085 | 1.5 | 1.5 | 2.5 | 3.174 | 3.689 | 4.118 | 3.465 | 3.853 | 4.105 | 5833 | 2148 | 367 | 1849 | 978 | 246 | 1.5 | 2 | 2.5 | No | - | - | - | - | N/A | N/A | N/A | 32.8 | 3.0605 | 3.8347
[SEER Non Multi-Split <=65kW] GEMS (Air Conditioners up to 65kW) Determination 2019 | MEPS 2019 | AS/NZS 3823.1.2:2012 | PUZ-M125VKA-A/PEA-M125HAA |  | N/A | MITSUBISHI ELECTRIC | N/A | Ducted | Single Split System | - | Air | Air | Thailand | 3.78 | N/A | 12 | N/A | N/A | N/A | N/A | N/A | 3.44 | 14 | Enthalpy Test Room | 3.2269 | 4.1559 | N/A | - | N/A | N/A | N/A | N/A | N/A | N/A | N/A | N/A | N/A | N/A | N/A | N/A | N/A | N/A | N/A | N/A | N/A | Single | R32 | Australia,New Zealand | 131982 | 2025-08-27 |  | Approved | Reverse Cycle | N/A | Yes | Class 11 | Yes | N/A | N/A | N/A | N/A | N/A | N/A | N/A | Available | N/A | N/A | http://www.MitsubishiElectric.com.au/ | http://www.mitsubishielectric.com.au | N/A |  |  | AAC5205 | Yes | Variable output compressor | Inverter | No | - | 12000 | 3.78 | - | 1320 | 6000 | No | - | - | - | 3454.92 | 12924 | No | 1206.48 | 6462 | No | - | - | 14000 | 3.44 | 1460 | 7000 | No | - | - | Yes | 4230 | 10800 | No | - | - | No | - | - | - | - | - | No | - | - | No | - | - | No | - | - | - | 72 | 3.829 | 3.773 | 4.296 | 4.949 | 4.667 | 4.667 | 822 | 1274 | 3595 | 1720 | 2161 | 4774 | 2 | 2 | 2.5 | 3.266 | 3.868 | 4.42 | 3.481 | 4.089 | 4.411 | 5655 | 2035 | 331 | 1827 | 911 | 220 | 1.5 | 2 | 2.5 | No | - | - | - | - | N/A | N/A | N/A | 26.2 | 3.1019 | 3.9676
[SEER Non Multi-Split <=65kW] GEMS (Air Conditioners up to 65kW) Determination 2019 | MEPS 2019 | AS/NZS 3823.1.1:2012 | PUZ-M125VKA-A/PLA-M125EA2-A | PUZ-M125VKA-A/PLA-M125EA-A Series | N/A | MITSUBISHI ELECTRIC | N/A | Non Ducted | Single Split System | Cassette | Air | Air | Thailand | 3.46 | N/A | 12 | N/A | N/A | N/A | N/A | N/A | 3.85 | 14 | Enthalpy Test Room | 3.5006 | 3.6881 | N/A | - | N/A | N/A | N/A | N/A | N/A | N/A | N/A | N/A | N/A | N/A | N/A | N/A | N/A | N/A | N/A | N/A | N/A | Single | R32 | Australia,New Zealand | 132002 | 2025-08-27 |  | Approved | Reverse Cycle | N/A | Yes | Class 11 | Yes | N/A | N/A | N/A | N/A | N/A | N/A | N/A | Available | N/A | N/A | http://www.MitsubishiElectric.com.au/ | http://www.mitsubishielectric.com.au | N/A |  |  | AAC5208 | Yes | Variable output compressor | Inverter | No | - | 12000 | 3.46 | - | 1200 | 6000 | No | - | - | - | 3162.44 | 12924 | No | 1096.8 | 6462 | No | - | - | 14000 | 3.85 | 1410 | 7000 | No | - | - | Yes | 3840 | 10400 | No | - | - | No | - | - | - | - | - | No | - | - | No | - | - | No | - | - | - | - | 4.137 | 4.087 | 4.692 | 5.396 | 5.095 | 5.108 | 756 | 1170 | 3286 | 1572 | 1975 | 4357 | 2.5 | 2.5 | 3 | 3.264 | 3.873 | 4.549 | 3.509 | 4.158 | 4.556 | 5659 | 2033 | 324 | 1813 | 897 | 215 | 1.5 | 2 | 3 | No | - | - | - | - | N/A | N/A | N/A | 26.2 | 3.3817 | 3.5546
[SEER Non Multi-Split <=65kW] GEMS (Air Conditioners up to 65kW) Determination 2019 | MEPS 2019 | AS/NZS 3823.1.1:2012 | PUZ-M125VKA-A/PLA-M125EA-A | PUZ-M125VKA-A/PLA-M125EA-A Series | N/A | MITSUBISHI ELECTRIC | N/A | Non Ducted | Single Split System | Cassette | Air | Air | Thailand | 3.46 | N/A | 12 | N/A | N/A | N/A | N/A | N/A | 3.85 | 14 | Enthalpy Test Room | 3.5006 | 3.6881 | N/A | - | N/A | N/A | N/A | N/A | N/A | N/A | N/A | N/A | N/A | N/A | N/A | N/A | N/A | N/A | N/A | N/A | N/A | Single | R32 | Australia,New Zealand | 132002 | 2025-08-27 |  | Approved | Reverse Cycle | N/A | Yes | Class 11 | Yes | N/A | N/A | N/A | N/A | N/A | N/A | N/A | Available | N/A | N/A | http://www.MitsubishiElectric.com.au/ | http://www.mitsubishielectric.com.au | N/A |  |  | AAC5208 | Yes | Variable output compressor | Inverter | No | - | 12000 | 3.46 | - | 1200 | 6000 | No | - | - | - | 3162.44 | 12924 | No | 1096.8 | 6462 | No | - | - | 14000 | 3.85 | 1410 | 7000 | No | - | - | Yes | 3840 | 10400 | No | - | - | No | - | - | - | - | - | No | - | - | No | - | - | No | - | - | - | - | 4.137 | 4.087 | 4.692 | 5.396 | 5.095 | 5.108 | 756 | 1170 | 3286 | 1572 | 1975 | 4357 | 2.5 | 2.5 | 3 | 3.264 | 3.873 | 4.549 | 3.509 | 4.158 | 4.556 | 5659 | 2033 | 324 | 1813 | 897 | 215 | 1.5 | 2 | 3 | No | - | - | - | - | N/A | N/A | N/A | 26.2 | 3.3817 | 3.5546
[SEER Non Multi-Split <=65kW] GEMS (Air Conditioners up to 65kW) Determination 2019 | MEPS 2019 | AS/NZS 3823.1.1:2012 | PUZ-M125VKA-A/PLA-M125EA-A Series | PUZ-M125VKA-A/PLA-M125EA-A Series | N/A | MITSUBISHI ELECTRIC | N/A | Non Ducted | Single Split System | Cassette | Air | Air | Thailand | 3.46 | N/A | 12 | N/A | N/A | N/A | N/A | N/A | 3.85 | 14 | Enthalpy Test Room | 3.5006 | 3.6881 | N/A | - | N/A | N/A | N/A | N/A | N/A | N/A | N/A | N/A | N/A | N/A | N/A | N/A | N/A | N/A | N/A | N/A | N/A | Single | R32 | Australia,New Zealand | 132002 | 2025-08-27 |  | Approved | Reverse Cycle | N/A | Yes | Class 11 | Yes | N/A | N/A | N/A | N/A | N/A | N/A | N/A | Available | N/A | N/A | http://www.MitsubishiElectric.com.au/ | http://www.mitsubishielectric.com.au | N/A |  |  | AAC5208 | Yes | Variable output compressor | Inverter | No | - | 12000 | 3.46 | - | 1200 | 6000 | No | - | - | - | 3162.44 | 12924 | No | 1096.8 | 6462 | No | - | - | 14000 | 3.85 | 1410 | 7000 | No | - | - | Yes | 3840 | 10400 | No | - | - | No | - | - | - | - | - | No | - | - | No | - | - | No | - | - | - | - | 4.137 | 4.087 | 4.692 | 5.396 | 5.095 | 5.108 | 756 | 1170 | 3286 | 1572 | 1975 | 4357 | 2.5 | 2.5 | 3 | 3.264 | 3.873 | 4.549 | 3.509 | 4.158 | 4.556 | 5659 | 2033 | 324 | 1813 | 897 | 215 | 1.5 | 2 | 3 | No | - | - | - | - | N/A | N/A | N/A | 26.2 | 3.3817 | 3.5546
[SEER Non Multi-Split <=65kW] GEMS (Air Conditioners up to 65kW) Determination 2019 | MEPS 2019 | AS/NZS 3823.1.2:2012 | PUZ-M140VKA-A/PEAD-M140JAA | PUZ-M140VKA-A/PEAD-M140JAA Series | N/A | MITSUBISHI ELECTRIC | N/A | Ducted | Single Split System | - | Air | Air | Thailand | 4.4 | N/A | 14 | N/A | N/A | N/A | N/A | N/A | 4.3 | 16 | Enthalpy Test Room | 3.3708 | 4.0977 | N/A | - | N/A | N/A | N/A | N/A | N/A | N/A | N/A | N/A | N/A | N/A | N/A | N/A | N/A | N/A | N/A | N/A | N/A | Single | R32 | Australia,New Zealand | 146636 | 2027-05-11 |  | Approved | Reverse Cycle | N/A | Yes | Class 11 | Yes | N/A | N/A | N/A | N/A | N/A | N/A | N/A | Available | N/A | N/A | http://www.MitsubishiElectric.com.au/ | http://www.mitsubishielectric.com.au | N/A |  |  | AAC6682 | Yes | Variable output compressor | Inverter | No | - | 14000 | 4.4 | - | 1620 | 7000 | No | - | - | - | 4021.6 | 15078 | No | 1480.68 | 7539 | No | - | - | 16000 | 4.3 | 1640 | 8000 | No | - | - | Yes | 5980 | 12900 | No | - | - | No | - | - | - | - | - | No | - | - | No | - | - | No | - | - | - | - | 3.675 | 3.644 | 4.164 | 4.735 | 4.483 | 4.512 | 997 | 1535 | 4325 | 2095 | 2622 | 5758 | 2 | 2 | 2.5 | 3.225 | 3.874 | 4.477 | 3.564 | 4.104 | 4.48 | 6551 | 2330 | 382 | 2047 | 1044 | 254 | 1.5 | 2 | 2.5 | No | - | - | - | - | N/A | N/A | N/A | 32.8 | 3.1036 | 3.6274
[SEER Non Multi-Split <=65kW] GEMS (Air Conditioners up to 65kW) Determination 2019 | MEPS 2019 | AS/NZS 3823.1.2:2012 | PUZ-M140VKA-A/PEAD-M140JAA Series | PUZ-M140VKA-A/PEAD-M140JAA Series | N/A | MITSUBISHI ELECTRIC | N/A | Ducted | Single Split System | - | Air | Air | Thailand | 4.4 | N/A | 14 | N/A | N/A | N/A | N/A | N/A | 4.3 | 16 | Enthalpy Test Room | 3.3708 | 4.0977 | N/A | - | N/A | N/A | N/A | N/A | N/A | N/A | N/A | N/A | N/A | N/A | N/A | N/A | N/A | N/A | N/A | N/A | N/A | Single | R32 | Australia,New Zealand | 146636 | 2027-05-11 |  | Approved | Reverse Cycle | N/A | Yes | Class 11 | Yes | N/A | N/A | N/A | N/A | N/A | N/A | N/A | Available | N/A | N/A | http://www.MitsubishiElectric.com.au/ | http://www.mitsubishielectric.com.au | N/A |  |  | AAC6682 | Yes | Variable output compressor | Inverter | No | - | 14000 | 4.4 | - | 1620 | 7000 | No | - | - | - | 4021.6 | 15078 | No | 1480.68 | 7539 | No | - | - | 16000 | 4.3 | 1640 | 8000 | No | - | - | Yes | 5980 | 12900 | No | - | - | No | - | - | - | - | - | No | - | - | No | - | - | No | - | - | - | - | 3.675 | 3.644 | 4.164 | 4.735 | 4.483 | 4.512 | 997 | 1535 | 4325 | 2095 | 2622 | 5758 | 2 | 2 | 2.5 | 3.225 | 3.874 | 4.477 | 3.564 | 4.104 | 4.48 | 6551 | 2330 | 382 | 2047 | 1044 | 254 | 1.5 | 2 | 2.5 | No | - | - | - | - | N/A | N/A | N/A | 32.8 | 3.1036 | 3.6274
[SEER Non Multi-Split <=65kW] GEMS (Air Conditioners up to 65kW) Determination 2019 | MEPS 2019 | AS/NZS 3823.1.2:2012 | PUZ-M140VKA-A/PEAD-M140JAAD | PUZ-M140VKA-A/PEAD-M140JAA Series | N/A | MITSUBISHI ELECTRIC | N/A | Ducted | Single Split System | - | Air | Air | Thailand | 4.4 | N/A | 14 | N/A | N/A | N/A | N/A | N/A | 4.3 | 16 | Enthalpy Test Room | 3.3708 | 4.0977 | N/A | - | N/A | N/A | N/A | N/A | N/A | N/A | N/A | N/A | N/A | N/A | N/A | N/A | N/A | N/A | N/A | N/A | N/A | Single | R32 | Australia,New Zealand | 146636 | 2027-05-11 |  | Approved | Reverse Cycle | N/A | Yes | Class 11 | Yes | N/A | N/A | N/A | N/A | N/A | N/A | N/A | Available | N/A | N/A | http://www.MitsubishiElectric.com.au/ | http://www.mitsubishielectric.com.au | N/A |  |  | AAC6682 | Yes | Variable output compressor | Inverter | No | - | 14000 | 4.4 | - | 1620 | 7000 | No | - | - | - | 4021.6 | 15078 | No | 1480.68 | 7539 | No | - | - | 16000 | 4.3 | 1640 | 8000 | No | - | - | Yes | 5980 | 12900 | No | - | - | No | - | - | - | - | - | No | - | - | No | - | - | No | - | - | - | - | 3.675 | 3.644 | 4.164 | 4.735 | 4.483 | 4.512 | 997 | 1535 | 4325 | 2095 | 2622 | 5758 | 2 | 2 | 2.5 | 3.225 | 3.874 | 4.477 | 3.564 | 4.104 | 4.48 | 6551 | 2330 | 382 | 2047 | 1044 | 254 | 1.5 | 2 | 2.5 | No | - | - | - | - | N/A | N/A | N/A | 32.8 | 3.1036 | 3.6274
[SEER Non Multi-Split <=65kW] GEMS (Air Conditioners up to 65kW) Determination 2019 | MEPS 2019 | AS/NZS 3823.1.2:2012 | PUZ-M140VKA-A/PEA-M140GAA |  | N/A | MITSUBISHI ELECTRIC | N/A | Ducted | Single Split System | - | Air | Air | Thailand | 4.22 | N/A | 14 | N/A | N/A | N/A | N/A | N/A | 4.2 | 16 | Enthalpy Test Room | 3.3554 | 3.979 | N/A | - | N/A | N/A | N/A | N/A | N/A | N/A | N/A | N/A | N/A | N/A | N/A | N/A | N/A | N/A | N/A | N/A | N/A | Single | R32 | Australia,New Zealand | 146666 | 2027-05-11 |  | Approved | Reverse Cycle | N/A | Yes | Class 11 | Yes | N/A | N/A | N/A | N/A | N/A | N/A | N/A | Available | N/A | N/A | http://www.MitsubishiElectric.com.au/ | http://www.mitsubishielectric.com.au | N/A |  |  | AAC6677 | Yes | Variable output compressor | Inverter | No | - | 14000 | 4.22 | - | 1660 | 7000 | No | - | - | - | 3857.08 | 15078 | No | 1517.24 | 7539 | No | - | - | 16000 | 4.2 | 1690 | 8000 | No | - | - | Yes | 4420 | 12900 | No | - | - | No | - | - | - | - | - | No | - | - | No | - | - | No | - | - | - | - | 3.66 | 3.651 | 4.172 | 4.676 | 4.446 | 4.504 | 1001 | 1532 | 4316 | 2122 | 2645 | 5769 | 2 | 2 | 2.5 | 3.429 | 3.928 | 4.354 | 3.674 | 4.088 | 4.351 | 6166 | 2299 | 390 | 1988 | 1048 | 260 | 1.5 | 2 | 2.5 | No | - | - | - | - | N/A | N/A | N/A | 32.8 | 3.2326 | 3.7116
[SEER Non Multi-Split <=65kW] GEMS (Air Conditioners up to 65kW) Determination 2019 | MEPS 2019 | AS/NZS 3823.1.2:2012 | PUZ-M140VKA-A/PEA-M140HAA |  | N/A | MITSUBISHI ELECTRIC | N/A | Ducted | Single Split System | - | Air | Air | Thailand | 4.24 | N/A | 14 | N/A | N/A | N/A | N/A | N/A | 3.85 | 16 | Enthalpy Test Room | 3.3073 | 4.1772 | N/A | - | N/A | N/A | N/A | N/A | N/A | N/A | N/A | N/A | N/A | N/A | N/A | N/A | N/A | N/A | N/A | N/A | N/A | Single | R32 | Australia,New Zealand | 131984 | 2025-08-27 |  | Approved | Reverse Cycle | N/A | Yes | Class 11 | Yes | N/A | N/A | N/A | N/A | N/A | N/A | N/A | Available | N/A | N/A | http://www.MitsubishiElectric.com.au/ | http://www.mitsubishielectric.com.au | N/A |  |  | AAC5206 | Yes | Variable output compressor | Inverter | No | - | 14000 | 4.24 | - | 1480 | 7000 | No | - | - | - | 3875.36 | 15078 | No | 1352.72 | 7539 | No | - | - | 16000 | 3.85 | 1570 | 8000 | No | - | - | Yes | 4510 | 12900 | No | - | - | No | - | - | - | - | - | No | - | - | No | - | - | No | - | - | - | 71 | 4.056 | 3.981 | 4.491 | 5.192 | 4.888 | 4.87 | 911 | 1416 | 4020 | 1918 | 2413 | 5344 | 2.5 | 2 | 2.5 | 3.596 | 4.202 | 4.69 | 3.883 | 4.38 | 4.685 | 5869 | 2137 | 352 | 1871 | 969 | 233 | 2 | 2.5 | 3 | No | - | - | - | - | N/A | N/A | N/A | 26.2 | 3.2343 | 4.0624
[SEER Non Multi-Split <=65kW] GEMS (Air Conditioners up to 65kW) Determination 2019 | MEPS 2019 | AS/NZS 3823.1.1:2012 | PUZ-ZM100VKA*-A/PLA-M100EA*-A | PUZ-ZM100VKA*-A/PLA-M100EA*-A | N/A | MITSUBISHI ELECTRIC | N/A | Non Ducted | Single Split System | Cassette | Air | Air | Thailand | 2.43 | N/A | 10 | N/A | N/A | N/A | N/A | N/A | 2.94 | 11.2 | Enthalpy Test Room | 4.1306 | 3.8217 | N/A | - | N/A | N/A | N/A | N/A | N/A | N/A | N/A | N/A | N/A | N/A | N/A | N/A | N/A | N/A | N/A | N/A | N/A | Single | R32 | Australia,New Zealand | 146593 | 2027-05-17 |  | Approved | Reverse Cycle | N/A | Yes | Class 11 | Yes | N/A | N/A | N/A | N/A | N/A | N/A | N/A | Available | N/A | N/A | http://www.MitsubishiElectric.com.au/ | http://www.mitsubishielectric.com.au | N/A |  |  | AAC6710 | Yes | Variable output compressor | Inverter | No | - | 10000 | 2.43 | - | 990 | 5000 | No | - | - | - | 2221.02 | 10770 | No | 904.86 | 5385 | No | - | - | 11200 | 2.94 | 1040 | 5600 | No | - | - | Yes | 4390 | 10300 | No | - | - | No | - | - | - | - | - | No | - | - | No | - | - | No | - | - | - | - | 4.064 | 4.137 | 4.944 | 5.414 | 5.196 | 5.377 | 625 | 942 | 2577 | 1290 | 1597 | 3432 | 2.5 | 2.5 | 3 | 3.633 | 4.281 | 4.927 | 3.986 | 4.548 | 4.939 | 4092 | 1499 | 265 | 1300 | 678 | 179 | 2 | 2.5 | 3 | No | - | - | - | - | N/A | N/A | N/A | 29.6 | 3.9525 | 3.6842
[SEER Non Multi-Split <=65kW] GEMS (Air Conditioners up to 65kW) Determination 2019 | MEPS 2019 | AS/NZS 3823.1.1:2012 | PUZ-ZM100VKA2-A/PCA-M100KA | PUZ-ZM100VKA-A/PCA-M100KA Series | N/A | MITSUBISHI ELECTRIC | N/A | Non Ducted | Single Split System | Under ceiling | Air | Air | Thailand | 2.55 | N/A | 10 | N/A | N/A | N/A | N/A | N/A | 3.28 | 11.2 | Enthalpy Test Room | 3.9509 | 3.6638 | N/A | - | N/A | N/A | N/A | N/A | N/A | N/A | N/A | N/A | N/A | N/A | N/A | N/A | N/A | N/A | N/A | N/A | N/A | Single | R32 | Australia,New Zealand | 146599 | 2027-05-11 |  | Approved | Reverse Cycle | N/A | Yes | Class 11 | Yes | N/A | N/A | N/A | N/A | N/A | N/A | N/A | Available | N/A | N/A | http://www.MitsubishiElectric.com.au/ | http://www.mitsubishielectric.com.au | N/A |  |  | AAC6671 | Yes | Variable output compressor | Inverter | No | - | 10000 | 2.55 | - | 1000 | 5000 | No | - | - | - | 2330.7 | 10770 | No | 914 | 5385 | No | - | - | 11200 | 3.28 | 1120 | 5600 | No | - | - | Yes | 2360 | 10700 | No | - | - | No | - | - | - | - | - | No | - | - | No | - | - | No | - | - | - | - | 3.999 | 4.054 | 4.829 | 5.336 | 5.108 | 5.26 | 636 | 963 | 2640 | 1310 | 1625 | 3509 | 2 | 2.5 | 3 | 3.906 | 4.108 | 4.569 | 4.103 | 4.315 | 4.584 | 3810 | 1559 | 280 | 1265 | 711 | 188 | 2 | 2.5 | 3 | No | - | - | - | - | N/A | N/A | N/A | 29.6 | 3.7735 | 3.3136
[SEER Non Multi-Split <=65kW] GEMS (Air Conditioners up to 65kW) Determination 2019 | MEPS 2019 | AS/NZS 3823.1.1:2012 | PUZ-ZM100VKA2-A/PCA-M100KA2 | PUZ-ZM100VKA-A/PCA-M100KA Series | N/A | MITSUBISHI ELECTRIC | N/A | Non Ducted | Single Split System | Under ceiling | Air | Air | Thailand | 2.55 | N/A | 10 | N/A | N/A | N/A | N/A | N/A | 3.28 | 11.2 | Enthalpy Test Room | 3.9509 | 3.6638 | N/A | - | N/A | N/A | N/A | N/A | N/A | N/A | N/A | N/A | N/A | N/A | N/A | N/A | N/A | N/A | N/A | N/A | N/A | Single | R32 | Australia,New Zealand | 146599 | 2027-05-11 |  | Approved | Reverse Cycle | N/A | Yes | Class 11 | Yes | N/A | N/A | N/A | N/A | N/A | N/A | N/A | Available | N/A | N/A | http://www.MitsubishiElectric.com.au/ | http://www.mitsubishielectric.com.au | N/A |  |  | AAC6671 | Yes | Variable output compressor | Inverter | No | - | 10000 | 2.55 | - | 1000 | 5000 | No | - | - | - | 2330.7 | 10770 | No | 914 | 5385 | No | - | - | 11200 | 3.28 | 1120 | 5600 | No | - | - | Yes | 2360 | 10700 | No | - | - | No | - | - | - | - | - | No | - | - | No | - | - | No | - | - | - | - | 3.999 | 4.054 | 4.829 | 5.336 | 5.108 | 5.26 | 636 | 963 | 2640 | 1310 | 1625 | 3509 | 2 | 2.5 | 3 | 3.906 | 4.108 | 4.569 | 4.103 | 4.315 | 4.584 | 3810 | 1559 | 280 | 1265 | 711 | 188 | 2 | 2.5 | 3 | No | - | - | - | - | N/A | N/A | N/A | 29.6 | 3.7735 | 3.3136
[SEER Non Multi-Split <=65kW] GEMS (Air Conditioners up to 65kW) Determination 2019 | MEPS 2019 | AS/NZS 3823.1.2:2012 | PUZ-ZM100VKA2-A/PEAD-M100JAA | PUZ-ZM100VKA-A/PEAD-M100JAA Series | N/A | MITSUBISHI ELECTRIC | N/A | Ducted | Single Split System | - | Air | Air | Thailand | 2.67 | N/A | 10 | N/A | N/A | N/A | N/A | N/A | 2.8 | 11.2 | Enthalpy Test Room | 3.9548 | 4.1079 | N/A | - | N/A | N/A | N/A | N/A | N/A | N/A | N/A | N/A | N/A | N/A | N/A | N/A | N/A | N/A | N/A | N/A | N/A | Single | R32 | Australia,New Zealand | 146615 | 2027-05-12 |  | Approved | Reverse Cycle | N/A | Yes | Class 11 | Yes | N/A | N/A | N/A | N/A | N/A | N/A | N/A | Available | N/A | N/A | http://www.MitsubishiElectric.com.au/ | http://www.mitsubishielectric.com.au | N/A |  |  | AAC6687 | Yes | Variable output compressor | Inverter | No | - | 10000 | 2.67 | - | 1000 | 5000 | No | - | - | - | 2440.38 | 10770 | No | 914 | 5385 | No | - | - | 11200 | 2.8 | 1070 | 5600 | No | - | - | Yes | 4120 | 10700 | No | - | - | No | - | - | - | - | - | No | - | - | No | - | - | No | - | - | - | - | 3.958 | 3.994 | 4.747 | 5.3 | 5.059 | 5.182 | 644 | 979 | 2687 | 1319 | 1642 | 3563 | 2 | 2 | 3 | 3.772 | 4.309 | 4.804 | 4.048 | 4.505 | 4.806 | 3943 | 1490 | 269 | 1281 | 684 | 182 | 2 | 2.5 | 3 | No | - | - | - | - | N/A | N/A | N/A | 29.6 | 3.61 | 3.862
[SEER Non Multi-Split <=65kW] GEMS (Air Conditioners up to 65kW) Determination 2019 | MEPS 2019 | AS/NZS 3823.1.2:2012 | PUZ-ZM100VKA2-A/PEAD-M100JAAD | PUZ-ZM100VKA-A/PEAD-M100JAA Series | N/A | MITSUBISHI ELECTRIC | N/A | Ducted | Single Split System | - | Air | Air | Thailand | 2.67 | N/A | 10 | N/A | N/A | N/A | N/A | N/A | 2.8 | 11.2 | Enthalpy Test Room | 3.9548 | 4.1079 | N/A | - | N/A | N/A | N/A | N/A | N/A | N/A | N/A | N/A | N/A | N/A | N/A | N/A | N/A | N/A | N/A | N/A | N/A | Single | R32 | Australia,New Zealand | 146615 | 2027-05-12 |  | Approved | Reverse Cycle | N/A | Yes | Class 11 | Yes | N/A | N/A | N/A | N/A | N/A | N/A | N/A | Available | N/A | N/A | http://www.MitsubishiElectric.com.au/ | http://www.mitsubishielectric.com.au | N/A |  |  | AAC6687 | Yes | Variable output compressor | Inverter | No | - | 10000 | 2.67 | - | 1000 | 5000 | No | - | - | - | 2440.38 | 10770 | No | 914 | 5385 | No | - | - | 11200 | 2.8 | 1070 | 5600 | No | - | - | Yes | 4120 | 10700 | No | - | - | No | - | - | - | - | - | No | - | - | No | - | - | No | - | - | - | - | 3.958 | 3.994 | 4.747 | 5.3 | 5.059 | 5.182 | 644 | 979 | 2687 | 1319 | 1642 | 3563 | 2 | 2 | 3 | 3.772 | 4.309 | 4.804 | 4.048 | 4.505 | 4.806 | 3943 | 1490 | 269 | 1281 | 684 | 182 | 2 | 2.5 | 3 | No | - | - | - | - | N/A | N/A | N/A | 29.6 | 3.61 | 3.862
[SEER Non Multi-Split <=65kW] GEMS (Air Conditioners up to 65kW) Determination 2019 | MEPS 2019 | AS/NZS 3823.1.2:2012 | PUZ-ZM100VKA2-A/PEA-M100GAA | PUZ-ZM100VKA-A/PEA-M100GAA Series | N/A | MITSUBISHI ELECTRIC | N/A | Ducted | Single Split System | - | Air | Air | Thailand | 2.39 | N/A | 10 | N/A | N/A | N/A | N/A | N/A | 2.51 | 11.2 | Enthalpy Test Room | 4.3498 | 4.5294 | N/A | - | N/A | N/A | N/A | N/A | N/A | N/A | N/A | N/A | N/A | N/A | N/A | N/A | N/A | N/A | N/A | N/A | N/A | Single | R32 | Australia,New Zealand | 146650 | 2027-05-11 |  | Approved | Reverse Cycle | N/A | Yes | Class 11 | Yes | N/A | N/A | N/A | N/A | N/A | N/A | N/A | Available | N/A | N/A | http://www.MitsubishiElectric.com.au/ | http://www.mitsubishielectric.com.au | N/A |  |  | AAC6673 | Yes | Variable output compressor | Inverter | No | - | 10000 | 2.39 | - | 1000 | 5000 | No | - | - | - | 2184.46 | 10770 | No | 914 | 5385 | No | - | - | 11200 | 2.51 | 1140 | 5600 | No | - | - | Yes | 3840 | 10700 | No | - | - | No | - | - | - | - | - | No | - | - | No | - | - | No | - | - | - | - | 4.057 | 4.139 | 4.946 | 5.387 | 5.177 | 5.372 | 626 | 942 | 2576 | 1297 | 1603 | 3435 | 2.5 | 2.5 | 3 | 3.829 | 4.281 | 4.542 | 3.989 | 4.354 | 4.524 | 3886 | 1499 | 281 | 1299 | 705 | 190 | 2 | 2.5 | 3 | No | - | - | - | - | N/A | N/A | N/A | 29.6 | 4.016 | 4.2911
[SEER Non Multi-Split <=65kW] GEMS (Air Conditioners up to 65kW) Determination 2019 | MEPS 2019 | AS/NZS 3823.1.2:2012 | PUZ-ZM100VKA2-A/PEA-M100HAA | PUZ-ZM100VKA-A/PEA-M100HAA Series | N/A | MITSUBISHI ELECTRIC | N/A | Ducted | Single Split System | - | Air | Air | Thailand | 2.65 | N/A | 10 | N/A | N/A | N/A | N/A | N/A | 2.71 | 11.2 | Enthalpy Test Room | 4.1564 | 4.372 | N/A | - | N/A | N/A | N/A | N/A | N/A | N/A | N/A | N/A | N/A | N/A | N/A | N/A | N/A | N/A | N/A | N/A | N/A | Single | R32 | Australia,New Zealand | 146654 | 2027-05-11 |  | Approved | Reverse Cycle | N/A | Yes | Class 11 | Yes | N/A | N/A | N/A | N/A | N/A | N/A | N/A | Available | N/A | N/A | http://www.MitsubishiElectric.com.au/ | http://www.mitsubishielectric.com.au | N/A |  |  | AAC6672 | Yes | Variable output compressor | Inverter | No | - | 10000 | 2.65 | - | 960 | 5000 | No | - | - | - | 2422.1 | 10770 | No | 877.44 | 5385 | No | - | - | 11200 | 2.71 | 1040 | 5600 | No | - | - | Yes | 3960 | 10700 | No | - | - | No | - | - | - | - | - | No | - | - | No | - | - | No | - | - | - | - | 4.053 | 4.083 | 4.87 | 5.469 | 5.213 | 5.331 | 627 | 956 | 2617 | 1276 | 1591 | 3462 | 2.5 | 2.5 | 3 | 3.889 | 4.441 | 4.944 | 4.17 | 4.639 | 4.945 | 3826 | 1448 | 264 | 1246 | 666 | 179 | 2 | 2.5 | 3 | No | - | - | - | - | N/A | N/A | N/A | 29.6 | 3.6363 | 3.9857
[SEER Non Multi-Split <=65kW] GEMS (Air Conditioners up to 65kW) Determination 2019 | MEPS 2019 | AS/NZS 3823.1.1:2012 | PUZ-ZM100VKA2-A/PKA-M100KA | PUZ-ZM100VKA-A/PKA-M100KA Series | N/A | MITSUBISHI ELECTRIC | N/A | Non Ducted | Single Split System | Wall Hung | Air | Air | Thailand | 2.81 | N/A | 10 | N/A | N/A | N/A | N/A | N/A | 3.1 | 11.2 | Enthalpy Test Room | 3.964 | 4.2321 | N/A | - | N/A | N/A | N/A | N/A | N/A | N/A | N/A | N/A | N/A | N/A | N/A | N/A | N/A | N/A | N/A | N/A | N/A | Single | R32 | Australia,New Zealand | 146614 | 2027-05-10 |  | Approved | Reverse Cycle | N/A | Yes | Class 11 | Yes | N/A | N/A | N/A | N/A | N/A | N/A | N/A | Available | N/A | N/A | http://www.MitsubishiElectric.com.au/ | http://www.mitsubishielectric.com.au | N/A |  |  | AAC6667 | Yes | Variable output compressor | Inverter | No | - | 10000 | 2.81 | - | 980 | 5000 | No | - | - | - | 2568.34 | 10770 | No | 895.72 | 5385 | No | - | - | 11200 | 3.1 | 1130 | 5600 | No | - | - | Yes | 4930 | 10200 | No | - | - | No | - | - | - | - | - | No | - | - | No | - | - | No | - | - | - | - | 3.955 | 3.965 | 4.71 | 5.34 | 5.074 | 5.162 | 644 | 987 | 2709 | 1309 | 1637 | 3577 | 2 | 2 | 3 | 3.339 | 3.958 | 4.54 | 3.663 | 4.194 | 4.548 | 4446 | 1615 | 281 | 1409 | 730 | 189 | 1.5 | 2 | 3 | No | - | - | - | - | N/A | N/A | N/A | 29.6 | 3.4364 | 3.4999
[SEER Non Multi-Split <=65kW] GEMS (Air Conditioners up to 65kW) Determination 2019 | MEPS 2019 | AS/NZS 3823.1.1:2012 | PUZ-ZM100VKA2-A/PKA-M100KA2 | PUZ-ZM100VKA-A/PKA-M100KA Series | N/A | MITSUBISHI ELECTRIC | N/A | Non Ducted | Single Split System | Wall Hung | Air | Air | Thailand | 2.81 | N/A | 10 | N/A | N/A | N/A | N/A | N/A | 3.1 | 11.2 | Enthalpy Test Room | 3.964 | 4.2321 | N/A | - | N/A | N/A | N/A | N/A | N/A | N/A | N/A | N/A | N/A | N/A | N/A | N/A | N/A | N/A | N/A | N/A | N/A | Single | R32 | Australia,New Zealand | 146614 | 2027-05-10 |  | Approved | Reverse Cycle | N/A | Yes | Class 11 | Yes | N/A | N/A | N/A | N/A | N/A | N/A | N/A | Available | N/A | N/A | http://www.MitsubishiElectric.com.au/ | http://www.mitsubishielectric.com.au | N/A |  |  | AAC6667 | Yes | Variable output compressor | Inverter | No | - | 10000 | 2.81 | - | 980 | 5000 | No | - | - | - | 2568.34 | 10770 | No | 895.72 | 5385 | No | - | - | 11200 | 3.1 | 1130 | 5600 | No | - | - | Yes | 4930 | 10200 | No | - | - | No | - | - | - | - | - | No | - | - | No | - | - | No | - | - | - | - | 3.955 | 3.965 | 4.71 | 5.34 | 5.074 | 5.162 | 644 | 987 | 2709 | 1309 | 1637 | 3577 | 2 | 2 | 3 | 3.339 | 3.958 | 4.54 | 3.663 | 4.194 | 4.548 | 4446 | 1615 | 281 | 1409 | 730 | 189 | 1.5 | 2 | 3 | No | - | - | - | - | N/A | N/A | N/A | 29.6 | 3.4364 | 3.4999
[SEER Non Multi-Split <=65kW] GEMS (Air Conditioners up to 65kW) Determination 2019 | MEPS 2019 | AS/NZS 3823.1.1:2012 | PUZ-ZM100VKA2-A/PKA-M100KAL | PUZ-ZM100VKA-A/PKA-M100KA Series | N/A | MITSUBISHI ELECTRIC | N/A | Non Ducted | Single Split System | Wall Hung | Air | Air | Thailand | 2.81 | N/A | 10 | N/A | N/A | N/A | N/A | N/A | 3.1 | 11.2 | Enthalpy Test Room | 3.964 | 4.2321 | N/A | - | N/A | N/A | N/A | N/A | N/A | N/A | N/A | N/A | N/A | N/A | N/A | N/A | N/A | N/A | N/A | N/A | N/A | Single | R32 | Australia,New Zealand | 146614 | 2027-05-10 |  | Approved | Reverse Cycle | N/A | Yes | Class 11 | Yes | N/A | N/A | N/A | N/A | N/A | N/A | N/A | Available | N/A | N/A | http://www.MitsubishiElectric.com.au/ | http://www.mitsubishielectric.com.au | N/A |  |  | AAC6667 | Yes | Variable output compressor | Inverter | No | - | 10000 | 2.81 | - | 980 | 5000 | No | - | - | - | 2568.34 | 10770 | No | 895.72 | 5385 | No | - | - | 11200 | 3.1 | 1130 | 5600 | No | - | - | Yes | 4930 | 10200 | No | - | - | No | - | - | - | - | - | No | - | - | No | - | - | No | - | - | - | - | 3.955 | 3.965 | 4.71 | 5.34 | 5.074 | 5.162 | 644 | 987 | 2709 | 1309 | 1637 | 3577 | 2 | 2 | 3 | 3.339 | 3.958 | 4.54 | 3.663 | 4.194 | 4.548 | 4446 | 1615 | 281 | 1409 | 730 | 189 | 1.5 | 2 | 3 | No | - | - | - | - | N/A | N/A | N/A | 29.6 | 3.4364 | 3.4999
[SEER Non Multi-Split <=65kW] GEMS (Air Conditioners up to 65kW) Determination 2019 | MEPS 2019 | AS/NZS 3823.1.1:2012 | PUZ-ZM100VKA2-A/PKA-M100KAL2 | PUZ-ZM100VKA-A/PKA-M100KA Series | N/A | MITSUBISHI ELECTRIC | N/A | Non Ducted | Single Split System | Wall Hung | Air | Air | Thailand | 2.81 | N/A | 10 | N/A | N/A | N/A | N/A | N/A | 3.1 | 11.2 | Enthalpy Test Room | 3.964 | 4.2321 | N/A | - | N/A | N/A | N/A | N/A | N/A | N/A | N/A | N/A | N/A | N/A | N/A | N/A | N/A | N/A | N/A | N/A | N/A | Single | R32 | Australia,New Zealand | 146614 | 2027-05-10 |  | Approved | Reverse Cycle | N/A | Yes | Class 11 | Yes | N/A | N/A | N/A | N/A | N/A | N/A | N/A | Available | N/A | N/A | http://www.MitsubishiElectric.com.au/ | http://www.mitsubishielectric.com.au | N/A |  |  | AAC6667 | Yes | Variable output compressor | Inverter | No | - | 10000 | 2.81 | - | 980 | 5000 | No | - | - | - | 2568.34 | 10770 | No | 895.72 | 5385 | No | - | - | 11200 | 3.1 | 1130 | 5600 | No | - | - | Yes | 4930 | 10200 | No | - | - | No | - | - | - | - | - | No | - | - | No | - | - | No | - | - | - | - | 3.955 | 3.965 | 4.71 | 5.34 | 5.074 | 5.162 | 644 | 987 | 2709 | 1309 | 1637 | 3577 | 2 | 2 | 3 | 3.339 | 3.958 | 4.54 | 3.663 | 4.194 | 4.548 | 4446 | 1615 | 281 | 1409 | 730 | 189 | 1.5 | 2 | 3 | No | - | - | - | - | N/A | N/A | N/A | 29.6 | 3.4364 | 3.4999
[SEER Non Multi-Split <=65kW] GEMS (Air Conditioners up to 65kW) Determination 2019 | MEPS 2019 | AS/NZS 3823.1.1:2012 | PUZ-ZM100VKA2-A/PLA-M100EA2-A | PUZ-ZM100VKA*-A/PLA-M100EA*-A | N/A | MITSUBISHI ELECTRIC | N/A | Non Ducted | Single Split System | Cassette | Air | Air | Thailand | 2.43 | N/A | 10 | N/A | N/A | N/A | N/A | N/A | 2.94 | 11.2 | Enthalpy Test Room | 4.1306 | 3.8217 | N/A | - | N/A | N/A | N/A | N/A | N/A | N/A | N/A | N/A | N/A | N/A | N/A | N/A | N/A | N/A | N/A | N/A | N/A | Single | R32 | Australia,New Zealand | 146593 | 2027-05-17 |  | Approved | Reverse Cycle | N/A | Yes | Class 11 | Yes | N/A | N/A | N/A | N/A | N/A | N/A | N/A | Available | N/A | N/A | http://www.MitsubishiElectric.com.au/ | http://www.mitsubishielectric.com.au | N/A |  |  | AAC6710 | Yes | Variable output compressor | Inverter | No | - | 10000 | 2.43 | - | 990 | 5000 | No | - | - | - | 2221.02 | 10770 | No | 904.86 | 5385 | No | - | - | 11200 | 2.94 | 1040 | 5600 | No | - | - | Yes | 4390 | 10300 | No | - | - | No | - | - | - | - | - | No | - | - | No | - | - | No | - | - | - | - | 4.064 | 4.137 | 4.944 | 5.414 | 5.196 | 5.377 | 625 | 942 | 2577 | 1290 | 1597 | 3432 | 2.5 | 2.5 | 3 | 3.633 | 4.281 | 4.927 | 3.986 | 4.548 | 4.939 | 4092 | 1499 | 265 | 1300 | 678 | 179 | 2 | 2.5 | 3 | No | - | - | - | - | N/A | N/A | N/A | 29.6 | 3.9525 | 3.6842
[SEER Non Multi-Split <=65kW] GEMS (Air Conditioners up to 65kW) Determination 2019 | MEPS 2019 | AS/NZS 3823.1.1:2012 | PUZ-ZM100VKA2-A/PLA-M100EA-A | PUZ-ZM100VKA*-A/PLA-M100EA*-A | N/A | MITSUBISHI ELECTRIC | N/A | Non Ducted | Single Split System | Cassette | Air | Air | Thailand | 2.43 | N/A | 10 | N/A | N/A | N/A | N/A | N/A | 2.94 | 11.2 | Enthalpy Test Room | 4.1306 | 3.8217 | N/A | - | N/A | N/A | N/A | N/A | N/A | N/A | N/A | N/A | N/A | N/A | N/A | N/A | N/A | N/A | N/A | N/A | N/A | Single | R32 | Australia,New Zealand | 146593 | 2027-05-17 |  | Approved | Reverse Cycle | N/A | Yes | Class 11 | Yes | N/A | N/A | N/A | N/A | N/A | N/A | N/A | Available | N/A | N/A | http://www.MitsubishiElectric.com.au/ | http://www.mitsubishielectric.com.au | N/A |  |  | AAC6710 | Yes | Variable output compressor | Inverter | No | - | 10000 | 2.43 | - | 990 | 5000 | No | - | - | - | 2221.02 | 10770 | No | 904.86 | 5385 | No | - | - | 11200 | 2.94 | 1040 | 5600 | No | - | - | Yes | 4390 | 10300 | No | - | - | No | - | - | - | - | - | No | - | - | No | - | - | No | - | - | - | - | 4.064 | 4.137 | 4.944 | 5.414 | 5.196 | 5.377 | 625 | 942 | 2577 | 1290 | 1597 | 3432 | 2.5 | 2.5 | 3 | 3.633 | 4.281 | 4.927 | 3.986 | 4.548 | 4.939 | 4092 | 1499 | 265 | 1300 | 678 | 179 | 2 | 2.5 | 3 | No | - | - | - | - | N/A | N/A | N/A | 29.6 | 3.9525 | 3.6842
[SEER Non Multi-Split <=65kW] GEMS (Air Conditioners up to 65kW) Determination 2019 | MEPS 2019 | AS/NZS 3823.1.1:2012 | PUZ-ZM100VKA-A/PCA-M100KA | PUZ-ZM100VKA-A/PCA-M100KA Series | N/A | MITSUBISHI ELECTRIC | N/A | Non Ducted | Single Split System | Under ceiling | Air | Air | Thailand | 2.55 | N/A | 10 | N/A | N/A | N/A | N/A | N/A | 3.28 | 11.2 | Enthalpy Test Room | 3.9509 | 3.6638 | N/A | - | N/A | N/A | N/A | N/A | N/A | N/A | N/A | N/A | N/A | N/A | N/A | N/A | N/A | N/A | N/A | N/A | N/A | Single | R32 | Australia,New Zealand | 146599 | 2027-05-11 |  | Approved | Reverse Cycle | N/A | Yes | Class 11 | Yes | N/A | N/A | N/A | N/A | N/A | N/A | N/A | Available | N/A | N/A | http://www.MitsubishiElectric.com.au/ | http://www.mitsubishielectric.com.au | N/A |  |  | AAC6671 | Yes | Variable output compressor | Inverter | No | - | 10000 | 2.55 | - | 1000 | 5000 | No | - | - | - | 2330.7 | 10770 | No | 914 | 5385 | No | - | - | 11200 | 3.28 | 1120 | 5600 | No | - | - | Yes | 2360 | 10700 | No | - | - | No | - | - | - | - | - | No | - | - | No | - | - | No | - | - | - | - | 3.999 | 4.054 | 4.829 | 5.336 | 5.108 | 5.26 | 636 | 963 | 2640 | 1310 | 1625 | 3509 | 2 | 2.5 | 3 | 3.906 | 4.108 | 4.569 | 4.103 | 4.315 | 4.584 | 3810 | 1559 | 280 | 1265 | 711 | 188 | 2 | 2.5 | 3 | No | - | - | - | - | N/A | N/A | N/A | 29.6 | 3.7735 | 3.3136
[SEER Non Multi-Split <=65kW] GEMS (Air Conditioners up to 65kW) Determination 2019 | MEPS 2019 | AS/NZS 3823.1.1:2012 | PUZ-ZM100VKA-A/PCA-M100KA Series | PUZ-ZM100VKA-A/PCA-M100KA Series | N/A | MITSUBISHI ELECTRIC | N/A | Non Ducted | Single Split System | Under ceiling | Air | Air | Thailand | 2.55 | N/A | 10 | N/A | N/A | N/A | N/A | N/A | 3.28 | 11.2 | Enthalpy Test Room | 3.9509 | 3.6638 | N/A | - | N/A | N/A | N/A | N/A | N/A | N/A | N/A | N/A | N/A | N/A | N/A | N/A | N/A | N/A | N/A | N/A | N/A | Single | R32 | Australia,New Zealand | 146599 | 2027-05-11 |  | Approved | Reverse Cycle | N/A | Yes | Class 11 | Yes | N/A | N/A | N/A | N/A | N/A | N/A | N/A | Available | N/A | N/A | http://www.MitsubishiElectric.com.au/ | http://www.mitsubishielectric.com.au | N/A |  |  | AAC6671 | Yes | Variable output compressor | Inverter | No | - | 10000 | 2.55 | - | 1000 | 5000 | No | - | - | - | 2330.7 | 10770 | No | 914 | 5385 | No | - | - | 11200 | 3.28 | 1120 | 5600 | No | - | - | Yes | 2360 | 10700 | No | - | - | No | - | - | - | - | - | No | - | - | No | - | - | No | - | - | - | - | 3.999 | 4.054 | 4.829 | 5.336 | 5.108 | 5.26 | 636 | 963 | 2640 | 1310 | 1625 | 3509 | 2 | 2.5 | 3 | 3.906 | 4.108 | 4.569 | 4.103 | 4.315 | 4.584 | 3810 | 1559 | 280 | 1265 | 711 | 188 | 2 | 2.5 | 3 | No | - | - | - | - | N/A | N/A | N/A | 29.6 | 3.7735 | 3.3136
[SEER Non Multi-Split <=65kW] GEMS (Air Conditioners up to 65kW) Determination 2019 | MEPS 2019 | AS/NZS 3823.1.1:2012 | PUZ-ZM100VKA-A/PCA-M100KA2 | PUZ-ZM100VKA-A/PCA-M100KA Series | N/A | MITSUBISHI ELECTRIC | N/A | Non Ducted | Single Split System | Under ceiling | Air | Air | Thailand | 2.55 | N/A | 10 | N/A | N/A | N/A | N/A | N/A | 3.28 | 11.2 | Enthalpy Test Room | 3.9509 | 3.6638 | N/A | - | N/A | N/A | N/A | N/A | N/A | N/A | N/A | N/A | N/A | N/A | N/A | N/A | N/A | N/A | N/A | N/A | N/A | Single | R32 | Australia,New Zealand | 146599 | 2027-05-11 |  | Approved | Reverse Cycle | N/A | Yes | Class 11 | Yes | N/A | N/A | N/A | N/A | N/A | N/A | N/A | Available | N/A | N/A | http://www.MitsubishiElectric.com.au/ | http://www.mitsubishielectric.com.au | N/A |  |  | AAC6671 | Yes | Variable output compressor | Inverter | No | - | 10000 | 2.55 | - | 1000 | 5000 | No | - | - | - | 2330.7 | 10770 | No | 914 | 5385 | No | - | - | 11200 | 3.28 | 1120 | 5600 | No | - | - | Yes | 2360 | 10700 | No | - | - | No | - | - | - | - | - | No | - | - | No | - | - | No | - | - | - | - | 3.999 | 4.054 | 4.829 | 5.336 | 5.108 | 5.26 | 636 | 963 | 2640 | 1310 | 1625 | 3509 | 2 | 2.5 | 3 | 3.906 | 4.108 | 4.569 | 4.103 | 4.315 | 4.584 | 3810 | 1559 | 280 | 1265 | 711 | 188 | 2 | 2.5 | 3 | No | - | - | - | - | N/A | N/A | N/A | 29.6 | 3.7735 | 3.3136
[SEER Non Multi-Split <=65kW] GEMS (Air Conditioners up to 65kW) Determination 2019 | MEPS 2019 | AS/NZS 3823.1.2:2012 | PUZ-ZM100VKA-A/PEAD-M100JAA | PUZ-ZM100VKA-A/PEAD-M100JAA Series | N/A | MITSUBISHI ELECTRIC | N/A | Ducted | Single Split System | - | Air | Air | Thailand | 2.67 | N/A | 10 | N/A | N/A | N/A | N/A | N/A | 2.8 | 11.2 | Enthalpy Test Room | 3.9548 | 4.1079 | N/A | - | N/A | N/A | N/A | N/A | N/A | N/A | N/A | N/A | N/A | N/A | N/A | N/A | N/A | N/A | N/A | N/A | N/A | Single | R32 | Australia,New Zealand | 146615 | 2027-05-12 |  | Approved | Reverse Cycle | N/A | Yes | Class 11 | Yes | N/A | N/A | N/A | N/A | N/A | N/A | N/A | Available | N/A | N/A | http://www.MitsubishiElectric.com.au/ | http://www.mitsubishielectric.com.au | N/A |  |  | AAC6687 | Yes | Variable output compressor | Inverter | No | - | 10000 | 2.67 | - | 1000 | 5000 | No | - | - | - | 2440.38 | 10770 | No | 914 | 5385 | No | - | - | 11200 | 2.8 | 1070 | 5600 | No | - | - | Yes | 4120 | 10700 | No | - | - | No | - | - | - | - | - | No | - | - | No | - | - | No | - | - | - | - | 3.958 | 3.994 | 4.747 | 5.3 | 5.059 | 5.182 | 644 | 979 | 2687 | 1319 | 1642 | 3563 | 2 | 2 | 3 | 3.772 | 4.309 | 4.804 | 4.048 | 4.505 | 4.806 | 3943 | 1490 | 269 | 1281 | 684 | 182 | 2 | 2.5 | 3 | No | - | - | - | - | N/A | N/A | N/A | 29.6 | 3.61 | 3.862
[SEER Non Multi-Split <=65kW] GEMS (Air Conditioners up to 65kW) Determination 2019 | MEPS 2019 | AS/NZS 3823.1.2:2012 | PUZ-ZM100VKA-A/PEAD-M100JAA Series | PUZ-ZM100VKA-A/PEAD-M100JAA Series | N/A | MITSUBISHI ELECTRIC | N/A | Ducted | Single Split System | - | Air | Air | Thailand | 2.67 | N/A | 10 | N/A | N/A | N/A | N/A | N/A | 2.8 | 11.2 | Enthalpy Test Room | 3.9548 | 4.1079 | N/A | - | N/A | N/A | N/A | N/A | N/A | N/A | N/A | N/A | N/A | N/A | N/A | N/A | N/A | N/A | N/A | N/A | N/A | Single | R32 | Australia,New Zealand | 146615 | 2027-05-12 |  | Approved | Reverse Cycle | N/A | Yes | Class 11 | Yes | N/A | N/A | N/A | N/A | N/A | N/A | N/A | Available | N/A | N/A | http://www.MitsubishiElectric.com.au/ | http://www.mitsubishielectric.com.au | N/A |  |  | AAC6687 | Yes | Variable output compressor | Inverter | No | - | 10000 | 2.67 | - | 1000 | 5000 | No | - | - | - | 2440.38 | 10770 | No | 914 | 5385 | No | - | - | 11200 | 2.8 | 1070 | 5600 | No | - | - | Yes | 4120 | 10700 | No | - | - | No | - | - | - | - | - | No | - | - | No | - | - | No | - | - | - | - | 3.958 | 3.994 | 4.747 | 5.3 | 5.059 | 5.182 | 644 | 979 | 2687 | 1319 | 1642 | 3563 | 2 | 2 | 3 | 3.772 | 4.309 | 4.804 | 4.048 | 4.505 | 4.806 | 3943 | 1490 | 269 | 1281 | 684 | 182 | 2 | 2.5 | 3 | No | - | - | - | - | N/A | N/A | N/A | 29.6 | 3.61 | 3.862
[SEER Non Multi-Split <=65kW] GEMS (Air Conditioners up to 65kW) Determination 2019 | MEPS 2019 | AS/NZS 3823.1.2:2012 | PUZ-ZM100VKA-A/PEAD-M100JAAD | PUZ-ZM100VKA-A/PEAD-M100JAA Series | N/A | MITSUBISHI ELECTRIC | N/A | Ducted | Single Split System | - | Air | Air | Thailand | 2.67 | N/A | 10 | N/A | N/A | N/A | N/A | N/A | 2.8 | 11.2 | Enthalpy Test Room | 3.9548 | 4.1079 | N/A | - | N/A | N/A | N/A | N/A | N/A | N/A | N/A | N/A | N/A | N/A | N/A | N/A | N/A | N/A | N/A | N/A | N/A | Single | R32 | Australia,New Zealand | 146615 | 2027-05-12 |  | Approved | Reverse Cycle | N/A | Yes | Class 11 | Yes | N/A | N/A | N/A | N/A | N/A | N/A | N/A | Available | N/A | N/A | http://www.MitsubishiElectric.com.au/ | http://www.mitsubishielectric.com.au | N/A |  |  | AAC6687 | Yes | Variable output compressor | Inverter | No | - | 10000 | 2.67 | - | 1000 | 5000 | No | - | - | - | 2440.38 | 10770 | No | 914 | 5385 | No | - | - | 11200 | 2.8 | 1070 | 5600 | No | - | - | Yes | 4120 | 10700 | No | - | - | No | - | - | - | - | - | No | - | - | No | - | - | No | - | - | - | - | 3.958 | 3.994 | 4.747 | 5.3 | 5.059 | 5.182 | 644 | 979 | 2687 | 1319 | 1642 | 3563 | 2 | 2 | 3 | 3.772 | 4.309 | 4.804 | 4.048 | 4.505 | 4.806 | 3943 | 1490 | 269 | 1281 | 684 | 182 | 2 | 2.5 | 3 | No | - | - | - | - | N/A | N/A | N/A | 29.6 | 3.61 | 3.862
[SEER Non Multi-Split <=65kW] GEMS (Air Conditioners up to 65kW) Determination 2019 | MEPS 2019 | AS/NZS 3823.1.2:2012 | PUZ-ZM100VKA-A/PEA-M100GAA | PUZ-ZM100VKA-A/PEA-M100GAA Series | N/A | MITSUBISHI ELECTRIC | N/A | Ducted | Single Split System | - | Air | Air | Thailand | 2.39 | N/A | 10 | N/A | N/A | N/A | N/A | N/A | 2.51 | 11.2 | Enthalpy Test Room | 4.3498 | 4.5294 | N/A | - | N/A | N/A | N/A | N/A | N/A | N/A | N/A | N/A | N/A | N/A | N/A | N/A | N/A | N/A | N/A | N/A | N/A | Single | R32 | Australia,New Zealand | 146650 | 2027-05-11 |  | Approved | Reverse Cycle | N/A | Yes | Class 11 | Yes | N/A | N/A | N/A | N/A | N/A | N/A | N/A | Available | N/A | N/A | http://www.MitsubishiElectric.com.au/ | http://www.mitsubishielectric.com.au | N/A |  |  | AAC6673 | Yes | Variable output compressor | Inverter | No | - | 10000 | 2.39 | - | 1000 | 5000 | No | - | - | - | 2184.46 | 10770 | No | 914 | 5385 | No | - | - | 11200 | 2.51 | 1140 | 5600 | No | - | - | Yes | 3840 | 10700 | No | - | - | No | - | - | - | - | - | No | - | - | No | - | - | No | - | - | - | - | 4.057 | 4.139 | 4.946 | 5.387 | 5.177 | 5.372 | 626 | 942 | 2576 | 1297 | 1603 | 3435 | 2.5 | 2.5 | 3 | 3.829 | 4.281 | 4.542 | 3.989 | 4.354 | 4.524 | 3886 | 1499 | 281 | 1299 | 705 | 190 | 2 | 2.5 | 3 | No | - | - | - | - | N/A | N/A | N/A | 29.6 | 4.016 | 4.2911
[SEER Non Multi-Split <=65kW] GEMS (Air Conditioners up to 65kW) Determination 2019 | MEPS 2019 | AS/NZS 3823.1.2:2012 | PUZ-ZM100VKA-A/PEA-M100GAA Series | PUZ-ZM100VKA-A/PEA-M100GAA Series | N/A | MITSUBISHI ELECTRIC | N/A | Ducted | Single Split System | - | Air | Air | Thailand | 2.39 | N/A | 10 | N/A | N/A | N/A | N/A | N/A | 2.51 | 11.2 | Enthalpy Test Room | 4.3498 | 4.5294 | N/A | - | N/A | N/A | N/A | N/A | N/A | N/A | N/A | N/A | N/A | N/A | N/A | N/A | N/A | N/A | N/A | N/A | N/A | Single | R32 | Australia,New Zealand | 146650 | 2027-05-11 |  | Approved | Reverse Cycle | N/A | Yes | Class 11 | Yes | N/A | N/A | N/A | N/A | N/A | N/A | N/A | Available | N/A | N/A | http://www.MitsubishiElectric.com.au/ | http://www.mitsubishielectric.com.au | N/A |  |  | AAC6673 | Yes | Variable output compressor | Inverter | No | - | 10000 | 2.39 | - | 1000 | 5000 | No | - | - | - | 2184.46 | 10770 | No | 914 | 5385 | No | - | - | 11200 | 2.51 | 1140 | 5600 | No | - | - | Yes | 3840 | 10700 | No | - | - | No | - | - | - | - | - | No | - | - | No | - | - | No | - | - | - | - | 4.057 | 4.139 | 4.946 | 5.387 | 5.177 | 5.372 | 626 | 942 | 2576 | 1297 | 1603 | 3435 | 2.5 | 2.5 | 3 | 3.829 | 4.281 | 4.542 | 3.989 | 4.354 | 4.524 | 3886 | 1499 | 281 | 1299 | 705 | 190 | 2 | 2.5 | 3 | No | - | - | - | - | N/A | N/A | N/A | 29.6 | 4.016 | 4.2911
[SEER Non Multi-Split <=65kW] GEMS (Air Conditioners up to 65kW) Determination 2019 | MEPS 2019 | AS/NZS 3823.1.2:2012 | PUZ-ZM100VKA-A/PEA-M100HAA | PUZ-ZM100VKA-A/PEA-M100HAA Series | N/A | MITSUBISHI ELECTRIC | N/A | Ducted | Single Split System | - | Air | Air | Thailand | 2.65 | N/A | 10 | N/A | N/A | N/A | N/A | N/A | 2.71 | 11.2 | Enthalpy Test Room | 4.1564 | 4.372 | N/A | - | N/A | N/A | N/A | N/A | N/A | N/A | N/A | N/A | N/A | N/A | N/A | N/A | N/A | N/A | N/A | N/A | N/A | Single | R32 | Australia,New Zealand | 146654 | 2027-05-11 |  | Approved | Reverse Cycle | N/A | Yes | Class 11 | Yes | N/A | N/A | N/A | N/A | N/A | N/A | N/A | Available | N/A | N/A | http://www.MitsubishiElectric.com.au/ | http://www.mitsubishielectric.com.au | N/A |  |  | AAC6672 | Yes | Variable output compressor | Inverter | No | - | 10000 | 2.65 | - | 960 | 5000 | No | - | - | - | 2422.1 | 10770 | No | 877.44 | 5385 | No | - | - | 11200 | 2.71 | 1040 | 5600 | No | - | - | Yes | 3960 | 10700 | No | - | - | No | - | - | - | - | - | No | - | - | No | - | - | No | - | - | - | - | 4.053 | 4.083 | 4.87 | 5.469 | 5.213 | 5.331 | 627 | 956 | 2617 | 1276 | 1591 | 3462 | 2.5 | 2.5 | 3 | 3.889 | 4.441 | 4.944 | 4.17 | 4.639 | 4.945 | 3826 | 1448 | 264 | 1246 | 666 | 179 | 2 | 2.5 | 3 | No | - | - | - | - | N/A | N/A | N/A | 29.6 | 3.6363 | 3.9857
[SEER Non Multi-Split <=65kW] GEMS (Air Conditioners up to 65kW) Determination 2019 | MEPS 2019 | AS/NZS 3823.1.2:2012 | PUZ-ZM100VKA-A/PEA-M100HAA Series | PUZ-ZM100VKA-A/PEA-M100HAA Series | N/A | MITSUBISHI ELECTRIC | N/A | Ducted | Single Split System | - | Air | Air | Thailand | 2.65 | N/A | 10 | N/A | N/A | N/A | N/A | N/A | 2.71 | 11.2 | Enthalpy Test Room | 4.1564 | 4.372 | N/A | - | N/A | N/A | N/A | N/A | N/A | N/A | N/A | N/A | N/A | N/A | N/A | N/A | N/A | N/A | N/A | N/A | N/A | Single | R32 | Australia,New Zealand | 146654 | 2027-05-11 |  | Approved | Reverse Cycle | N/A | Yes | Class 11 | Yes | N/A | N/A | N/A | N/A | N/A | N/A | N/A | Available | N/A | N/A | http://www.MitsubishiElectric.com.au/ | http://www.mitsubishielectric.com.au | N/A |  |  | AAC6672 | Yes | Variable output compressor | Inverter | No | - | 10000 | 2.65 | - | 960 | 5000 | No | - | - | - | 2422.1 | 10770 | No | 877.44 | 5385 | No | - | - | 11200 | 2.71 | 1040 | 5600 | No | - | - | Yes | 3960 | 10700 | No | - | - | No | - | - | - | - | - | No | - | - | No | - | - | No | - | - | - | - | 4.053 | 4.083 | 4.87 | 5.469 | 5.213 | 5.331 | 627 | 956 | 2617 | 1276 | 1591 | 3462 | 2.5 | 2.5 | 3 | 3.889 | 4.441 | 4.944 | 4.17 | 4.639 | 4.945 | 3826 | 1448 | 264 | 1246 | 666 | 179 | 2 | 2.5 | 3 | No | - | - | - | - | N/A | N/A | N/A | 29.6 | 3.6363 | 3.9857
[SEER Non Multi-Split <=65kW] GEMS (Air Conditioners up to 65kW) Determination 2019 | MEPS 2019 | AS/NZS 3823.1.1:2012 | PUZ-ZM100VKA-A/PKA-M100KA | PUZ-ZM100VKA-A/PKA-M100KA Series | N/A | MITSUBISHI ELECTRIC | N/A | Non Ducted | Single Split System | Wall Hung | Air | Air | Thailand | 2.81 | N/A | 10 | N/A | N/A | N/A | N/A | N/A | 3.1 | 11.2 | Enthalpy Test Room | 3.964 | 4.2321 | N/A | - | N/A | N/A | N/A | N/A | N/A | N/A | N/A | N/A | N/A | N/A | N/A | N/A | N/A | N/A | N/A | N/A | N/A | Single | R32 | Australia,New Zealand | 146614 | 2027-05-10 |  | Approved | Reverse Cycle | N/A | Yes | Class 11 | Yes | N/A | N/A | N/A | N/A | N/A | N/A | N/A | Available | N/A | N/A | http://www.MitsubishiElectric.com.au/ | http://www.mitsubishielectric.com.au | N/A |  |  | AAC6667 | Yes | Variable output compressor | Inverter | No | - | 10000 | 2.81 | - | 980 | 5000 | No | - | - | - | 2568.34 | 10770 | No | 895.72 | 5385 | No | - | - | 11200 | 3.1 | 1130 | 5600 | No | - | - | Yes | 4930 | 10200 | No | - | - | No | - | - | - | - | - | No | - | - | No | - | - | No | - | - | - | - | 3.955 | 3.965 | 4.71 | 5.34 | 5.074 | 5.162 | 644 | 987 | 2709 | 1309 | 1637 | 3577 | 2 | 2 | 3 | 3.339 | 3.958 | 4.54 | 3.663 | 4.194 | 4.548 | 4446 | 1615 | 281 | 1409 | 730 | 189 | 1.5 | 2 | 3 | No | - | - | - | - | N/A | N/A | N/A | 29.6 | 3.4364 | 3.4999
[SEER Non Multi-Split <=65kW] GEMS (Air Conditioners up to 65kW) Determination 2019 | MEPS 2019 | AS/NZS 3823.1.1:2012 | PUZ-ZM100VKA-A/PKA-M100KA Series | PUZ-ZM100VKA-A/PKA-M100KA Series | N/A | MITSUBISHI ELECTRIC | N/A | Non Ducted | Single Split System | Wall Hung | Air | Air | Thailand | 2.81 | N/A | 10 | N/A | N/A | N/A | N/A | N/A | 3.1 | 11.2 | Enthalpy Test Room | 3.964 | 4.2321 | N/A | - | N/A | N/A | N/A | N/A | N/A | N/A | N/A | N/A | N/A | N/A | N/A | N/A | N/A | N/A | N/A | N/A | N/A | Single | R32 | Australia,New Zealand | 146614 | 2027-05-10 |  | Approved | Reverse Cycle | N/A | Yes | Class 11 | Yes | N/A | N/A | N/A | N/A | N/A | N/A | N/A | Available | N/A | N/A | http://www.MitsubishiElectric.com.au/ | http://www.mitsubishielectric.com.au | N/A |  |  | AAC6667 | Yes | Variable output compressor | Inverter | No | - | 10000 | 2.81 | - | 980 | 5000 | No | - | - | - | 2568.34 | 10770 | No | 895.72 | 5385 | No | - | - | 11200 | 3.1 | 1130 | 5600 | No | - | - | Yes | 4930 | 10200 | No | - | - | No | - | - | - | - | - | No | - | - | No | - | - | No | - | - | - | - | 3.955 | 3.965 | 4.71 | 5.34 | 5.074 | 5.162 | 644 | 987 | 2709 | 1309 | 1637 | 3577 | 2 | 2 | 3 | 3.339 | 3.958 | 4.54 | 3.663 | 4.194 | 4.548 | 4446 | 1615 | 281 | 1409 | 730 | 189 | 1.5 | 2 | 3 | No | - | - | - | - | N/A | N/A | N/A | 29.6 | 3.4364 | 3.4999
[SEER Non Multi-Split <=65kW] GEMS (Air Conditioners up to 65kW) Determination 2019 | MEPS 2019 | AS/NZS 3823.1.1:2012 | PUZ-ZM100VKA-A/PKA-M100KA2 | PUZ-ZM100VKA-A/PKA-M100KA Series | N/A | MITSUBISHI ELECTRIC | N/A | Non Ducted | Single Split System | Wall Hung | Air | Air | Thailand | 2.81 | N/A | 10 | N/A | N/A | N/A | N/A | N/A | 3.1 | 11.2 | Enthalpy Test Room | 3.964 | 4.2321 | N/A | - | N/A | N/A | N/A | N/A | N/A | N/A | N/A | N/A | N/A | N/A | N/A | N/A | N/A | N/A | N/A | N/A | N/A | Single | R32 | Australia,New Zealand | 146614 | 2027-05-10 |  | Approved | Reverse Cycle | N/A | Yes | Class 11 | Yes | N/A | N/A | N/A | N/A | N/A | N/A | N/A | Available | N/A | N/A | http://www.MitsubishiElectric.com.au/ | http://www.mitsubishielectric.com.au | N/A |  |  | AAC6667 | Yes | Variable output compressor | Inverter | No | - | 10000 | 2.81 | - | 980 | 5000 | No | - | - | - | 2568.34 | 10770 | No | 895.72 | 5385 | No | - | - | 11200 | 3.1 | 1130 | 5600 | No | - | - | Yes | 4930 | 10200 | No | - | - | No | - | - | - | - | - | No | - | - | No | - | - | No | - | - | - | - | 3.955 | 3.965 | 4.71 | 5.34 | 5.074 | 5.162 | 644 | 987 | 2709 | 1309 | 1637 | 3577 | 2 | 2 | 3 | 3.339 | 3.958 | 4.54 | 3.663 | 4.194 | 4.548 | 4446 | 1615 | 281 | 1409 | 730 | 189 | 1.5 | 2 | 3 | No | - | - | - | - | N/A | N/A | N/A | 29.6 | 3.4364 | 3.4999
[SEER Non Multi-Split <=65kW] GEMS (Air Conditioners up to 65kW) Determination 2019 | MEPS 2019 | AS/NZS 3823.1.1:2012 | PUZ-ZM100VKA-A/PKA-M100KAL | PUZ-ZM100VKA-A/PKA-M100KA Series | N/A | MITSUBISHI ELECTRIC | N/A | Non Ducted | Single Split System | Wall Hung | Air | Air | Thailand | 2.81 | N/A | 10 | N/A | N/A | N/A | N/A | N/A | 3.1 | 11.2 | Enthalpy Test Room | 3.964 | 4.2321 | N/A | - | N/A | N/A | N/A | N/A | N/A | N/A | N/A | N/A | N/A | N/A | N/A | N/A | N/A | N/A | N/A | N/A | N/A | Single | R32 | Australia,New Zealand | 146614 | 2027-05-10 |  | Approved | Reverse Cycle | N/A | Yes | Class 11 | Yes | N/A | N/A | N/A | N/A | N/A | N/A | N/A | Available | N/A | N/A | http://www.MitsubishiElectric.com.au/ | http://www.mitsubishielectric.com.au | N/A |  |  | AAC6667 | Yes | Variable output compressor | Inverter | No | - | 10000 | 2.81 | - | 980 | 5000 | No | - | - | - | 2568.34 | 10770 | No | 895.72 | 5385 | No | - | - | 11200 | 3.1 | 1130 | 5600 | No | - | - | Yes | 4930 | 10200 | No | - | - | No | - | - | - | - | - | No | - | - | No | - | - | No | - | - | - | - | 3.955 | 3.965 | 4.71 | 5.34 | 5.074 | 5.162 | 644 | 987 | 2709 | 1309 | 1637 | 3577 | 2 | 2 | 3 | 3.339 | 3.958 | 4.54 | 3.663 | 4.194 | 4.548 | 4446 | 1615 | 281 | 1409 | 730 | 189 | 1.5 | 2 | 3 | No | - | - | - | - | N/A | N/A | N/A | 29.6 | 3.4364 | 3.4999
[SEER Non Multi-Split <=65kW] GEMS (Air Conditioners up to 65kW) Determination 2019 | MEPS 2019 | AS/NZS 3823.1.1:2012 | PUZ-ZM100VKA-A/PKA-M100KAL2 | PUZ-ZM100VKA-A/PKA-M100KA Series | N/A | MITSUBISHI ELECTRIC | N/A | Non Ducted | Single Split System | Wall Hung | Air | Air | Thailand | 2.81 | N/A | 10 | N/A | N/A | N/A | N/A | N/A | 3.1 | 11.2 | Enthalpy Test Room | 3.964 | 4.2321 | N/A | - | N/A | N/A | N/A | N/A | N/A | N/A | N/A | N/A | N/A | N/A | N/A | N/A | N/A | N/A | N/A | N/A | N/A | Single | R32 | Australia,New Zealand | 146614 | 2027-05-10 |  | Approved | Reverse Cycle | N/A | Yes | Class 11 | Yes | N/A | N/A | N/A | N/A | N/A | N/A | N/A | Available | N/A | N/A | http://www.MitsubishiElectric.com.au/ | http://www.mitsubishielectric.com.au | N/A |  |  | AAC6667 | Yes | Variable output compressor | Inverter | No | - | 10000 | 2.81 | - | 980 | 5000 | No | - | - | - | 2568.34 | 10770 | No | 895.72 | 5385 | No | - | - | 11200 | 3.1 | 1130 | 5600 | No | - | - | Yes | 4930 | 10200 | No | - | - | No | - | - | - | - | - | No | - | - | No | - | - | No | - | - | - | - | 3.955 | 3.965 | 4.71 | 5.34 | 5.074 | 5.162 | 644 | 987 | 2709 | 1309 | 1637 | 3577 | 2 | 2 | 3 | 3.339 | 3.958 | 4.54 | 3.663 | 4.194 | 4.548 | 4446 | 1615 | 281 | 1409 | 730 | 189 | 1.5 | 2 | 3 | No | - | - | - | - | N/A | N/A | N/A | 29.6 | 3.4364 | 3.4999
[SEER Non Multi-Split <=65kW] GEMS (Air Conditioners up to 65kW) Determination 2019 | MEPS 2019 | AS/NZS 3823.1.1:2012 | PUZ-ZM100VKA-A/PLA-M100EA2-A | PUZ-ZM100VKA*-A/PLA-M100EA*-A | N/A | MITSUBISHI ELECTRIC | N/A | Non Ducted | Single Split System | Cassette | Air | Air | Thailand | 2.43 | N/A | 10 | N/A | N/A | N/A | N/A | N/A | 2.94 | 11.2 | Enthalpy Test Room | 4.1306 | 3.8217 | N/A | - | N/A | N/A | N/A | N/A | N/A | N/A | N/A | N/A | N/A | N/A | N/A | N/A | N/A | N/A | N/A | N/A | N/A | Single | R32 | Australia,New Zealand | 146593 | 2027-05-17 |  | Approved | Reverse Cycle | N/A | Yes | Class 11 | Yes | N/A | N/A | N/A | N/A | N/A | N/A | N/A | Available | N/A | N/A | http://www.MitsubishiElectric.com.au/ | http://www.mitsubishielectric.com.au | N/A |  |  | AAC6710 | Yes | Variable output compressor | Inverter | No | - | 10000 | 2.43 | - | 990 | 5000 | No | - | - | - | 2221.02 | 10770 | No | 904.86 | 5385 | No | - | - | 11200 | 2.94 | 1040 | 5600 | No | - | - | Yes | 4390 | 10300 | No | - | - | No | - | - | - | - | - | No | - | - | No | - | - | No | - | - | - | - | 4.064 | 4.137 | 4.944 | 5.414 | 5.196 | 5.377 | 625 | 942 | 2577 | 1290 | 1597 | 3432 | 2.5 | 2.5 | 3 | 3.633 | 4.281 | 4.927 | 3.986 | 4.548 | 4.939 | 4092 | 1499 | 265 | 1300 | 678 | 179 | 2 | 2.5 | 3 | No | - | - | - | - | N/A | N/A | N/A | 29.6 | 3.9525 | 3.6842
[SEER Non Multi-Split <=65kW] GEMS (Air Conditioners up to 65kW) Determination 2019 | MEPS 2019 | AS/NZS 3823.1.1:2012 | PUZ-ZM100VKA-A/PLA-M100EA-A | PUZ-ZM100VKA*-A/PLA-M100EA*-A | N/A | MITSUBISHI ELECTRIC | N/A | Non Ducted | Single Split System | Cassette | Air | Air | Thailand | 2.43 | N/A | 10 | N/A | N/A | N/A | N/A | N/A | 2.94 | 11.2 | Enthalpy Test Room | 4.1306 | 3.8217 | N/A | - | N/A | N/A | N/A | N/A | N/A | N/A | N/A | N/A | N/A | N/A | N/A | N/A | N/A | N/A | N/A | N/A | N/A | Single | R32 | Australia,New Zealand | 146593 | 2027-05-17 |  | Approved | Reverse Cycle | N/A | Yes | Class 11 | Yes | N/A | N/A | N/A | N/A | N/A | N/A | N/A | Available | N/A | N/A | http://www.MitsubishiElectric.com.au/ | http://www.mitsubishielectric.com.au | N/A |  |  | AAC6710 | Yes | Variable output compressor | Inverter | No | - | 10000 | 2.43 | - | 990 | 5000 | No | - | - | - | 2221.02 | 10770 | No | 904.86 | 5385 | No | - | - | 11200 | 2.94 | 1040 | 5600 | No | - | - | Yes | 4390 | 10300 | No | - | - | No | - | - | - | - | - | No | - | - | No | - | - | No | - | - | - | - | 4.064 | 4.137 | 4.944 | 5.414 | 5.196 | 5.377 | 625 | 942 | 2577 | 1290 | 1597 | 3432 | 2.5 | 2.5 | 3 | 3.633 | 4.281 | 4.927 | 3.986 | 4.548 | 4.939 | 4092 | 1499 | 265 | 1300 | 678 | 179 | 2 | 2.5 | 3 | No | - | - | - | - | N/A | N/A | N/A | 29.6 | 3.9525 | 3.6842
[SEER Non Multi-Split <=65kW] GEMS (Air Conditioners up to 65kW) Determination 2019 | MEPS 2019 | AS/NZS 3823.1.2:2012 | PUZ-ZM100YKA2-A / PEAD-M100JAA | PUZ-ZM100YKA3-A / PEAD-M100JAA(D) Series | N/A | MITSUBISHI ELECTRIC | 1.9 | Ducted | Single Split System | - | Air | Air | Thailand | 2.67 | 8.1 | 10 | 732 | N/A | N/A | N/A | 250 | 2.8 | 11.2 | Enthalpy Test Room | 4.1412 | 4.5187 | Yes | - | N/A | 44 | 44 | N/A | N/A | N/A | N/A | N/A | 3.7364 | 3.8987 | N/A | N/A | N/A | N/A | N/A | N/A | Enthalpy Test Room | Three | R32 | Australia,New Zealand | 157318 | 2028-10-24 |  | Approved | Reverse Cycle | 1400 | Yes | Class 11 | Yes | N/A | N/A | Yes | Yes | Yes | N/A | 3.9548 | Available | N/A | N/A | http://www.MitsubishiElectric.com.au/ | http://www.mitsubishielectric.com.au | Yes |  |  | AAC7841 | Yes | Variable output compressor | Inverter | No | - | 10000 | 2.67 | - | 1000 | 5000 | No | - | - | - | 2440.38 | 10770 | No | 914 | 5385 | No | - | - | 11200 | 2.8 | 1070 | 5600 | No | - | - | Yes | 4120 | 10700 | No | - | - | No | - | - | - | - | - | No | - | - | No | - | - | No | - | - | - | - | 3.837 | 3.896 | 4.704 | 5.222 | 4.998 | 5.153 | 657 | 995 | 2702 | 1331 | 1654 | 3575 | 2 | 2 | 3 | 3.772 | 4.309 | 4.804 | 4.048 | 4.505 | 4.806 | 3952 | 1501 | 279 | 1289 | 692 | 191 | 2 | 2.5 | 3 | No | - | - | - | - | N/A | N/A | N/A | 33.6 | 3.5925 | 3.8441
[SEER Non Multi-Split <=65kW] GEMS (Air Conditioners up to 65kW) Determination 2019 | MEPS 2019 | AS/NZS 3823.1.2:2012 | PUZ-ZM100YKA2-A / PEAD-M100JAAD | PUZ-ZM100YKA3-A / PEAD-M100JAA(D) Series | N/A | MITSUBISHI ELECTRIC | 1.9 | Ducted | Single Split System | - | Air | Air | Thailand | 2.67 | 8.1 | 10 | 732 | N/A | N/A | N/A | 250 | 2.8 | 11.2 | Enthalpy Test Room | 4.1412 | 4.5187 | Yes | - | N/A | 44 | 44 | N/A | N/A | N/A | N/A | N/A | 3.7364 | 3.8987 | N/A | N/A | N/A | N/A | N/A | N/A | Enthalpy Test Room | Three | R32 | Australia,New Zealand | 157318 | 2028-10-24 |  | Approved | Reverse Cycle | 1400 | Yes | Class 11 | Yes | N/A | N/A | Yes | Yes | Yes | N/A | 3.9548 | Available | N/A | N/A | http://www.MitsubishiElectric.com.au/ | http://www.mitsubishielectric.com.au | Yes |  |  | AAC7841 | Yes | Variable output compressor | Inverter | No | - | 10000 | 2.67 | - | 1000 | 5000 | No | - | - | - | 2440.38 | 10770 | No | 914 | 5385 | No | - | - | 11200 | 2.8 | 1070 | 5600 | No | - | - | Yes | 4120 | 10700 | No | - | - | No | - | - | - | - | - | No | - | - | No | - | - | No | - | - | - | - | 3.837 | 3.896 | 4.704 | 5.222 | 4.998 | 5.153 | 657 | 995 | 2702 | 1331 | 1654 | 3575 | 2 | 2 | 3 | 3.772 | 4.309 | 4.804 | 4.048 | 4.505 | 4.806 | 3952 | 1501 | 279 | 1289 | 692 | 191 | 2 | 2.5 | 3 | No | - | - | - | - | N/A | N/A | N/A | 33.6 | 3.5925 | 3.8441
[SEER Non Multi-Split <=65kW] GEMS (Air Conditioners up to 65kW) Determination 2019 | MEPS 2019 | AS/NZS 3823.1.2:2012 | PUZ-ZM100YKA2-A / PEA-M100HAA | PUZ-ZM100YKA3-A / PEA-M100HAA Series | N/A | MITSUBISHI ELECTRIC | 1.51 | Ducted | Single Split System | - | Air | Air | Thailand | 2.65 | 8.49 | 10 | 900 | N/A | N/A | N/A | 380 | 2.71 | 11.2 | Enthalpy Test Room | 4.2617 | 4.7536 | Yes | - | N/A | 44 | 44 | N/A | N/A | N/A | N/A | N/A | 3.9178 | 4.1379 | N/A | N/A | N/A | N/A | N/A | N/A | Enthalpy Test Room | Three | R32 | Australia,New Zealand | 157428 | 2028-10-24 |  | Approved | Reverse Cycle | 1405 | Yes | Class 11 | Yes | N/A | N/A | Yes | Yes | Yes | N/A | 4.1564 | Available | N/A | N/A | http://www.MitsubishiElectric.com.au/ | http://www.mitsubishielectric.com.au | Yes |  |  | AAC7842 | Yes | Variable output compressor | Inverter | No | - | 10000 | 2.65 | - | 960 | 5000 | No | - | - | - | 2422.1 | 10770 | No | 877.44 | 5385 | No | - | - | 11200 | 2.71 | 1040 | 5600 | No | - | - | Yes | 3960 | 10700 | No | - | - | No | - | - | - | - | - | No | - | - | No | - | - | No | - | - | - | - | 3.927 | 3.981 | 4.825 | 5.385 | 5.148 | 5.3 | 640 | 972 | 2632 | 1289 | 1604 | 3474 | 2 | 2 | 3 | 3.889 | 4.441 | 4.944 | 4.17 | 4.639 | 4.945 | 3835 | 1459 | 274 | 1254 | 674 | 187 | 2 | 2.5 | 3 | No | - | - | - | - | N/A | N/A | N/A | 33.6 | 3.6185 | 3.9666
[SEER Non Multi-Split <=65kW] GEMS (Air Conditioners up to 65kW) Determination 2019 | MEPS 2019 | AS/NZS 3823.1.1:2012 | PUZ-ZM100YKA2-A/PCA-M100KA | PUZ-ZM100YKA3/PCA-M100KA Series | N/A | MITSUBISHI ELECTRIC | N/A | Non Ducted | Single Split System | Under ceiling | Air | Air | Thailand | 2.55 | N/A | 10 | N/A | N/A | N/A | N/A | N/A | 3.28 | 11.2 | Enthalpy Test Room | 4.0548 | 3.5778 | N/A | - | N/A | N/A | N/A | N/A | N/A | N/A | N/A | N/A | N/A | N/A | N/A | N/A | N/A | N/A | N/A | N/A | N/A | Three | R32 | Australia,New Zealand | 157139 | 2028-10-29 |  | Approved | Reverse Cycle | N/A | Yes | Class 8 | Yes | N/A | N/A | N/A | N/A | N/A | N/A | N/A | Available | N/A | N/A | http://www.MitsubishiElectric.com.au/ | http://www.mitsubishielectric.com.au | N/A |  |  | AAC7850 | Yes | Variable output compressor | Inverter | No | - | 10000 | 2.55 | - | 1000 | 5000 | No | - | - | - | 2330.7 | 10770 | No | 914 | 5385 | No | - | - | 11200 | 3.28 | 1120 | 5600 | Yes | 580 | 3400 | Yes | 4600 | 10700 | No | - | - | No | - | - | - | - | - | No | - | - | No | - | - | No | - | - | - | - | 3.876 | 3.953 | 4.785 | 5.256 | 5.046 | 5.23 | 650 | 979 | 2655 | 1322 | 1638 | 3521 | 2 | 2 | 3 | 3.591 | 4.221 | 5.323 | 4.147 | 4.809 | 5.449 | 4147 | 1530 | 260 | 1260 | 653 | 176 | 2 | 2.5 | 3.5 | No | - | - | - | - | N/A | N/A | N/A | 33.6 | 3.7544 | 3.3004
[SEER Non Multi-Split <=65kW] GEMS (Air Conditioners up to 65kW) Determination 2019 | MEPS 2019 | AS/NZS 3823.1.1:2012 | PUZ-ZM100YKA2-A/PCA-M100KA2 | PUZ-ZM100YKA3/PCA-M100KA Series | N/A | MITSUBISHI ELECTRIC | N/A | Non Ducted | Single Split System | Under ceiling | Air | Air | Thailand | 2.55 | N/A | 10 | N/A | N/A | N/A | N/A | N/A | 3.28 | 11.2 | Enthalpy Test Room | 4.0548 | 3.5778 | N/A | - | N/A | N/A | N/A | N/A | N/A | N/A | N/A | N/A | N/A | N/A | N/A | N/A | N/A | N/A | N/A | N/A | N/A | Three | R32 | Australia,New Zealand | 157139 | 2028-10-29 |  | Approved | Reverse Cycle | N/A | Yes | Class 8 | Yes | N/A | N/A | N/A | N/A | N/A | N/A | N/A | Available | N/A | N/A | http://www.MitsubishiElectric.com.au/ | http://www.mitsubishielectric.com.au | N/A |  |  | AAC7850 | Yes | Variable output compressor | Inverter | No | - | 10000 | 2.55 | - | 1000 | 5000 | No | - | - | - | 2330.7 | 10770 | No | 914 | 5385 | No | - | - | 11200 | 3.28 | 1120 | 5600 | Yes | 580 | 3400 | Yes | 4600 | 10700 | No | - | - | No | - | - | - | - | - | No | - | - | No | - | - | No | - | - | - | - | 3.876 | 3.953 | 4.785 | 5.256 | 5.046 | 5.23 | 650 | 979 | 2655 | 1322 | 1638 | 3521 | 2 | 2 | 3 | 3.591 | 4.221 | 5.323 | 4.147 | 4.809 | 5.449 | 4147 | 1530 | 260 | 1260 | 653 | 176 | 2 | 2.5 | 3.5 | No | - | - | - | - | N/A | N/A | N/A | 33.6 | 3.7544 | 3.3004
[SEER Non Multi-Split <=65kW] GEMS (Air Conditioners up to 65kW) Determination 2019 | MEPS 2019 | AS/NZS 3823.1.2:2012 | PUZ-ZM100YKA2-A/PEA-M100GAA | PUZ-ZM100YKA3-A/PEA-M100GAA Series | N/A | MITSUBISHI ELECTRIC | 1.5 | Ducted | Single Split System | - | Air | Air | Thailand | 2.39 | 8.5 | 10 | 634 | N/A | N/A | N/A | 400 | 2.51 | 11.2 | Enthalpy Test Room | 4.6926 | 4.879 | Yes | - | N/A | 44 | 44 | N/A | N/A | N/A | N/A | N/A | 4.1045 | 4.3938 | N/A | N/A | N/A | N/A | N/A | N/A | Enthalpy Test Room | Three | R32 | Australia,New Zealand | 157351 | 2028-10-25 |  | Approved | Reverse Cycle | 1400 | Yes | Class 11 | Yes | N/A | N/A | Yes | Yes | Yes | N/A | 4.362 | Available | N/A | N/A | http://www.MitsubishiElectric.com.au/ | http://www.mitsubishielectric.com.au | Yes |  |  | AAC7844 | Yes | Variable output compressor | Inverter | No | - | 10000 | 2.39 | - | 1000 | 5000 | No | - | - | - | 2184.46 | 10770 | No | 914 | 5385 | No | - | - | 11200 | 2.51 | 1140 | 5600 | No | - | - | Yes | 3840 | 10700 | No | - | - | No | - | - | - | - | - | No | - | - | No | - | - | No | - | - | - | - | 3.931 | 4.034 | 4.9 | 5.306 | 5.113 | 5.34 | 640 | 958 | 2591 | 1309 | 1615 | 3447 | 2 | 2.5 | 3 | 3.829 | 4.281 | 4.542 | 3.989 | 4.354 | 4.524 | 3894 | 1510 | 291 | 1308 | 714 | 198 | 2 | 2.5 | 3 | No | - | - | - | - | N/A | N/A | N/A | 33.6 | 3.9943 | 4.269
[SEER Non Multi-Split <=65kW] GEMS (Air Conditioners up to 65kW) Determination 2019 | MEPS 2019 | AS/NZS 3823.1.1:2012 | PUZ-ZM100YKA2-A/PKA-M100KA | PUZ-ZM100YKA3-A/PKA-M100KA2 Series | N/A | MITSUBISHI ELECTRIC | 3.1 | Non Ducted | Single Split System | Wall Hung | Air | Air | Thailand | 2.81 | 6.9 | 10 | 295 | N/A | N/A | N/A | 365 | 3.1 | 11.2 | Enthalpy Test Room | 3.9569 | 3.7336 | Yes | - | N/A | 44 | 44 | N/A | N/A | N/A | N/A | N/A | 3.736 | 3.4942 | N/A | N/A | N/A | N/A | N/A | N/A | Enthalpy Test Room | Three | R32 | Australia,New Zealand | 157433 | 2028-10-24 |  | Approved | Reverse Cycle | 1170 | Yes | Class 11 | Yes | N/A | N/A | Yes | Yes | Yes | N/A | 3.9509 | Available | N/A | N/A | http://www.MitsubishiElectric.com.au/ | http://www.mitsubishielectric.com.au | Yes |  |  | AAC7843 | Yes | Variable output compressor | Inverter | No | - | 10000 | 2.81 | - | 980 | 5000 | No | - | - | - | 2568.34 | 10770 | No | 895.72 | 5385 | No | - | - | 11200 | 3.1 | 1130 | 5600 | No | - | - | Yes | 4930 | 10200 | No | - | - | No | - | - | - | - | - | No | - | - | No | - | - | No | - | - | - | - | 3.835 | 3.869 | 4.668 | 5.261 | 5.013 | 5.133 | 657 | 1002 | 2724 | 1321 | 1649 | 3589 | 2 | 2 | 3 | 3.339 | 3.958 | 4.54 | 3.663 | 4.194 | 4.548 | 4455 | 1626 | 291 | 1418 | 738 | 198 | 1.5 | 2 | 3 | No | - | - | - | - | N/A | N/A | N/A | 33.6 | 3.4205 | 3.4852
[SEER Non Multi-Split <=65kW] GEMS (Air Conditioners up to 65kW) Determination 2019 | MEPS 2019 | AS/NZS 3823.1.1:2012 | PUZ-ZM100YKA2-A/PKA-M100KA2 | PUZ-ZM100YKA3-A/PKA-M100KA2 Series | N/A | MITSUBISHI ELECTRIC | 3.1 | Non Ducted | Single Split System | Wall Hung | Air | Air | Thailand | 2.81 | 6.9 | 10 | 295 | N/A | N/A | N/A | 365 | 3.1 | 11.2 | Enthalpy Test Room | 3.9569 | 3.7336 | Yes | - | N/A | 44 | 44 | N/A | N/A | N/A | N/A | N/A | 3.736 | 3.4942 | N/A | N/A | N/A | N/A | N/A | N/A | Enthalpy Test Room | Three | R32 | Australia,New Zealand | 157433 | 2028-10-24 |  | Approved | Reverse Cycle | 1170 | Yes | Class 11 | Yes | N/A | N/A | Yes | Yes | Yes | N/A | 3.9509 | Available | N/A | N/A | http://www.MitsubishiElectric.com.au/ | http://www.mitsubishielectric.com.au | Yes |  |  | AAC7843 | Yes | Variable output compressor | Inverter | No | - | 10000 | 2.81 | - | 980 | 5000 | No | - | - | - | 2568.34 | 10770 | No | 895.72 | 5385 | No | - | - | 11200 | 3.1 | 1130 | 5600 | No | - | - | Yes | 4930 | 10200 | No | - | - | No | - | - | - | - | - | No | - | - | No | - | - | No | - | - | - | - | 3.835 | 3.869 | 4.668 | 5.261 | 5.013 | 5.133 | 657 | 1002 | 2724 | 1321 | 1649 | 3589 | 2 | 2 | 3 | 3.339 | 3.958 | 4.54 | 3.663 | 4.194 | 4.548 | 4455 | 1626 | 291 | 1418 | 738 | 198 | 1.5 | 2 | 3 | No | - | - | - | - | N/A | N/A | N/A | 33.6 | 3.4205 | 3.4852
[SEER Non Multi-Split <=65kW] GEMS (Air Conditioners up to 65kW) Determination 2019 | MEPS 2019 | AS/NZS 3823.1.1:2012 | PUZ-ZM100YKA2-A/PKA-M100KAL | PUZ-ZM100YKA3-A/PKA-M100KA2 Series | N/A | MITSUBISHI ELECTRIC | 3.1 | Non Ducted | Single Split System | Wall Hung | Air | Air | Thailand | 2.81 | 6.9 | 10 | 295 | N/A | N/A | N/A | 365 | 3.1 | 11.2 | Enthalpy Test Room | 3.9569 | 3.7336 | Yes | - | N/A | 44 | 44 | N/A | N/A | N/A | N/A | N/A | 3.736 | 3.4942 | N/A | N/A | N/A | N/A | N/A | N/A | Enthalpy Test Room | Three | R32 | Australia,New Zealand | 157433 | 2028-10-24 |  | Approved | Reverse Cycle | 1170 | Yes | Class 11 | Yes | N/A | N/A | Yes | Yes | Yes | N/A | 3.9509 | Available | N/A | N/A | http://www.MitsubishiElectric.com.au/ | http://www.mitsubishielectric.com.au | Yes |  |  | AAC7843 | Yes | Variable output compressor | Inverter | No | - | 10000 | 2.81 | - | 980 | 5000 | No | - | - | - | 2568.34 | 10770 | No | 895.72 | 5385 | No | - | - | 11200 | 3.1 | 1130 | 5600 | No | - | - | Yes | 4930 | 10200 | No | - | - | No | - | - | - | - | - | No | - | - | No | - | - | No | - | - | - | - | 3.835 | 3.869 | 4.668 | 5.261 | 5.013 | 5.133 | 657 | 1002 | 2724 | 1321 | 1649 | 3589 | 2 | 2 | 3 | 3.339 | 3.958 | 4.54 | 3.663 | 4.194 | 4.548 | 4455 | 1626 | 291 | 1418 | 738 | 198 | 1.5 | 2 | 3 | No | - | - | - | - | N/A | N/A | N/A | 33.6 | 3.4205 | 3.4852
[SEER Non Multi-Split <=65kW] GEMS (Air Conditioners up to 65kW) Determination 2019 | MEPS 2019 | AS/NZS 3823.1.1:2012 | PUZ-ZM100YKA2-A/PKA-M100KAL2 | PUZ-ZM100YKA3-A/PKA-M100KA2 Series | N/A | MITSUBISHI ELECTRIC | 3.1 | Non Ducted | Single Split System | Wall Hung | Air | Air | Thailand | 2.81 | 6.9 | 10 | 295 | N/A | N/A | N/A | 365 | 3.1 | 11.2 | Enthalpy Test Room | 3.9569 | 3.7336 | Yes | - | N/A | 44 | 44 | N/A | N/A | N/A | N/A | N/A | 3.736 | 3.4942 | N/A | N/A | N/A | N/A | N/A | N/A | Enthalpy Test Room | Three | R32 | Australia,New Zealand | 157433 | 2028-10-24 |  | Approved | Reverse Cycle | 1170 | Yes | Class 11 | Yes | N/A | N/A | Yes | Yes | Yes | N/A | 3.9509 | Available | N/A | N/A | http://www.MitsubishiElectric.com.au/ | http://www.mitsubishielectric.com.au | Yes |  |  | AAC7843 | Yes | Variable output compressor | Inverter | No | - | 10000 | 2.81 | - | 980 | 5000 | No | - | - | - | 2568.34 | 10770 | No | 895.72 | 5385 | No | - | - | 11200 | 3.1 | 1130 | 5600 | No | - | - | Yes | 4930 | 10200 | No | - | - | No | - | - | - | - | - | No | - | - | No | - | - | No | - | - | - | - | 3.835 | 3.869 | 4.668 | 5.261 | 5.013 | 5.133 | 657 | 1002 | 2724 | 1321 | 1649 | 3589 | 2 | 2 | 3 | 3.339 | 3.958 | 4.54 | 3.663 | 4.194 | 4.548 | 4455 | 1626 | 291 | 1418 | 738 | 198 | 1.5 | 2 | 3 | No | - | - | - | - | N/A | N/A | N/A | 33.6 | 3.4205 | 3.4852
[SEER Non Multi-Split <=65kW] GEMS (Air Conditioners up to 65kW) Determination 2019 | MEPS 2019 | AS/NZS 3823.1.1:2012 | PUZ-ZM100YKA2-A/PLA-M100EA2-A | PUZ-ZM100YKA3-A/PLA-M100EA2-A Series | N/A | MITSUBISHI ELECTRIC | 2.6 | Non Ducted | Single Split System | Cassette | Air | Air | Thailand | 2.43 | 7.4 | 10 | 840 | N/A | N/A | N/A | 298 | 2.94 | 11.2 | Enthalpy Test Room | 4.4097 | 4.0922 | Yes | - | N/A | 44 | 44 | N/A | N/A | N/A | N/A | N/A | 3.8936 | 3.6395 | N/A | N/A | N/A | N/A | N/A | N/A | Enthalpy Test Room | Three | R32 | Australia,New Zealand | 157434 | 2028-10-25 |  | Approved | Reverse Cycle | 840 | Yes | Class 11 | Yes | N/A | N/A | Yes | Yes | Yes | N/A | 4.1306 | Available | N/A | N/A | http://www.MitsubishiElectric.com.au/ | http://www.mitsubishielectric.com.au | Yes |  |  | AAC7845 | Yes | Variable output compressor | Inverter | No | - | 10000 | 2.43 | - | 990 | 5000 | No | - | - | - | 2221.02 | 10770 | No | 904.86 | 5385 | No | - | - | 11200 | 2.94 | 1040 | 5600 | No | - | - | Yes | 4390 | 10300 | No | - | - | No | - | - | - | - | - | No | - | - | No | - | - | No | - | - | - | - | 3.938 | 4.032 | 4.898 | 5.332 | 5.131 | 5.346 | 638 | 958 | 2592 | 1302 | 1609 | 3444 | 2 | 2.5 | 3 | 3.633 | 4.281 | 4.927 | 3.986 | 4.548 | 4.939 | 4100 | 1510 | 275 | 1309 | 686 | 187 | 2 | 2.5 | 3 | No | - | - | - | - | N/A | N/A | N/A | 33.6 | 3.9315 | 3.6678
[SEER Non Multi-Split <=65kW] GEMS (Air Conditioners up to 65kW) Determination 2019 | MEPS 2019 | AS/NZS 3823.1.1:2012 | PUZ-ZM100YKA2-A/PLA-M100EA-A | PUZ-ZM100YKA3-A/PLA-M100EA2-A Series | N/A | MITSUBISHI ELECTRIC | 2.6 | Non Ducted | Single Split System | Cassette | Air | Air | Thailand | 2.43 | 7.4 | 10 | 840 | N/A | N/A | N/A | 298 | 2.94 | 11.2 | Enthalpy Test Room | 4.4097 | 4.0922 | Yes | - | N/A | 44 | 44 | N/A | N/A | N/A | N/A | N/A | 3.8936 | 3.6395 | N/A | N/A | N/A | N/A | N/A | N/A | Enthalpy Test Room | Three | R32 | Australia,New Zealand | 157434 | 2028-10-25 |  | Approved | Reverse Cycle | 840 | Yes | Class 11 | Yes | N/A | N/A | Yes | Yes | Yes | N/A | 4.1306 | Available | N/A | N/A | http://www.MitsubishiElectric.com.au/ | http://www.mitsubishielectric.com.au | Yes |  |  | AAC7845 | Yes | Variable output compressor | Inverter | No | - | 10000 | 2.43 | - | 990 | 5000 | No | - | - | - | 2221.02 | 10770 | No | 904.86 | 5385 | No | - | - | 11200 | 2.94 | 1040 | 5600 | No | - | - | Yes | 4390 | 10300 | No | - | - | No | - | - | - | - | - | No | - | - | No | - | - | No | - | - | - | - | 3.938 | 4.032 | 4.898 | 5.332 | 5.131 | 5.346 | 638 | 958 | 2592 | 1302 | 1609 | 3444 | 2 | 2.5 | 3 | 3.633 | 4.281 | 4.927 | 3.986 | 4.548 | 4.939 | 4100 | 1510 | 275 | 1309 | 686 | 187 | 2 | 2.5 | 3 | No | - | - | - | - | N/A | N/A | N/A | 33.6 | 3.9315 | 3.6678
[SEER Non Multi-Split <=65kW] GEMS (Air Conditioners up to 65kW) Determination 2019 | MEPS 2019 | AS/NZS 3823.1.1:2012 | PUZ-ZM100YKA3/PCA-M100KA Series | PUZ-ZM100YKA3/PCA-M100KA Series | N/A | MITSUBISHI ELECTRIC | N/A | Non Ducted | Single Split System | Under ceiling | Air | Air | Thailand | 2.55 | N/A | 10 | N/A | N/A | N/A | N/A | N/A | 3.28 | 11.2 | Enthalpy Test Room | 4.0548 | 3.5778 | N/A | - | N/A | N/A | N/A | N/A | N/A | N/A | N/A | N/A | N/A | N/A | N/A | N/A | N/A | N/A | N/A | N/A | N/A | Three | R32 | Australia,New Zealand | 157139 | 2028-10-29 |  | Approved | Reverse Cycle | N/A | Yes | Class 8 | Yes | N/A | N/A | N/A | N/A | N/A | N/A | N/A | Available | N/A | N/A | http://www.MitsubishiElectric.com.au/ | http://www.mitsubishielectric.com.au | N/A |  |  | AAC7850 | Yes | Variable output compressor | Inverter | No | - | 10000 | 2.55 | - | 1000 | 5000 | No | - | - | - | 2330.7 | 10770 | No | 914 | 5385 | No | - | - | 11200 | 3.28 | 1120 | 5600 | Yes | 580 | 3400 | Yes | 4600 | 10700 | No | - | - | No | - | - | - | - | - | No | - | - | No | - | - | No | - | - | - | - | 3.876 | 3.953 | 4.785 | 5.256 | 5.046 | 5.23 | 650 | 979 | 2655 | 1322 | 1638 | 3521 | 2 | 2 | 3 | 3.591 | 4.221 | 5.323 | 4.147 | 4.809 | 5.449 | 4147 | 1530 | 260 | 1260 | 653 | 176 | 2 | 2.5 | 3.5 | No | - | - | - | - | N/A | N/A | N/A | 33.6 | 3.7544 | 3.3004
[SEER Non Multi-Split <=65kW] GEMS (Air Conditioners up to 65kW) Determination 2019 | MEPS 2019 | AS/NZS 3823.1.2:2012 | PUZ-ZM100YKA3-A / PEAD-M100JAA | PUZ-ZM100YKA3-A / PEAD-M100JAA(D) Series | N/A | MITSUBISHI ELECTRIC | 1.9 | Ducted | Single Split System | - | Air | Air | Thailand | 2.67 | 8.1 | 10 | 732 | N/A | N/A | N/A | 250 | 2.8 | 11.2 | Enthalpy Test Room | 4.1412 | 4.5187 | Yes | - | N/A | 44 | 44 | N/A | N/A | N/A | N/A | N/A | 3.7364 | 3.8987 | N/A | N/A | N/A | N/A | N/A | N/A | Enthalpy Test Room | Three | R32 | Australia,New Zealand | 157318 | 2028-10-24 |  | Approved | Reverse Cycle | 1400 | Yes | Class 11 | Yes | N/A | N/A | Yes | Yes | Yes | N/A | 3.9548 | Available | N/A | N/A | http://www.MitsubishiElectric.com.au/ | http://www.mitsubishielectric.com.au | Yes |  |  | AAC7841 | Yes | Variable output compressor | Inverter | No | - | 10000 | 2.67 | - | 1000 | 5000 | No | - | - | - | 2440.38 | 10770 | No | 914 | 5385 | No | - | - | 11200 | 2.8 | 1070 | 5600 | No | - | - | Yes | 4120 | 10700 | No | - | - | No | - | - | - | - | - | No | - | - | No | - | - | No | - | - | - | - | 3.837 | 3.896 | 4.704 | 5.222 | 4.998 | 5.153 | 657 | 995 | 2702 | 1331 | 1654 | 3575 | 2 | 2 | 3 | 3.772 | 4.309 | 4.804 | 4.048 | 4.505 | 4.806 | 3952 | 1501 | 279 | 1289 | 692 | 191 | 2 | 2.5 | 3 | No | - | - | - | - | N/A | N/A | N/A | 33.6 | 3.5925 | 3.8441
[SEER Non Multi-Split <=65kW] GEMS (Air Conditioners up to 65kW) Determination 2019 | MEPS 2019 | AS/NZS 3823.1.2:2012 | PUZ-ZM100YKA3-A / PEAD-M100JAA(D) Series | PUZ-ZM100YKA3-A / PEAD-M100JAA(D) Series | N/A | MITSUBISHI ELECTRIC | 1.9 | Ducted | Single Split System | - | Air | Air | Thailand | 2.67 | 8.1 | 10 | 732 | N/A | N/A | N/A | 250 | 2.8 | 11.2 | Enthalpy Test Room | 4.1412 | 4.5187 | Yes | - | N/A | 44 | 44 | N/A | N/A | N/A | N/A | N/A | 3.7364 | 3.8987 | N/A | N/A | N/A | N/A | N/A | N/A | Enthalpy Test Room | Three | R32 | Australia,New Zealand | 157318 | 2028-10-24 |  | Approved | Reverse Cycle | 1400 | Yes | Class 11 | Yes | N/A | N/A | Yes | Yes | Yes | N/A | 3.9548 | Available | N/A | N/A | http://www.MitsubishiElectric.com.au/ | http://www.mitsubishielectric.com.au | Yes |  |  | AAC7841 | Yes | Variable output compressor | Inverter | No | - | 10000 | 2.67 | - | 1000 | 5000 | No | - | - | - | 2440.38 | 10770 | No | 914 | 5385 | No | - | - | 11200 | 2.8 | 1070 | 5600 | No | - | - | Yes | 4120 | 10700 | No | - | - | No | - | - | - | - | - | No | - | - | No | - | - | No | - | - | - | - | 3.837 | 3.896 | 4.704 | 5.222 | 4.998 | 5.153 | 657 | 995 | 2702 | 1331 | 1654 | 3575 | 2 | 2 | 3 | 3.772 | 4.309 | 4.804 | 4.048 | 4.505 | 4.806 | 3952 | 1501 | 279 | 1289 | 692 | 191 | 2 | 2.5 | 3 | No | - | - | - | - | N/A | N/A | N/A | 33.6 | 3.5925 | 3.8441
[SEER Non Multi-Split <=65kW] GEMS (Air Conditioners up to 65kW) Determination 2019 | MEPS 2019 | AS/NZS 3823.1.2:2012 | PUZ-ZM100YKA3-A / PEAD-M100JAAD | PUZ-ZM100YKA3-A / PEAD-M100JAA(D) Series | N/A | MITSUBISHI ELECTRIC | 1.9 | Ducted | Single Split System | - | Air | Air | Thailand | 2.67 | 8.1 | 10 | 732 | N/A | N/A | N/A | 250 | 2.8 | 11.2 | Enthalpy Test Room | 4.1412 | 4.5187 | Yes | - | N/A | 44 | 44 | N/A | N/A | N/A | N/A | N/A | 3.7364 | 3.8987 | N/A | N/A | N/A | N/A | N/A | N/A | Enthalpy Test Room | Three | R32 | Australia,New Zealand | 157318 | 2028-10-24 |  | Approved | Reverse Cycle | 1400 | Yes | Class 11 | Yes | N/A | N/A | Yes | Yes | Yes | N/A | 3.9548 | Available | N/A | N/A | http://www.MitsubishiElectric.com.au/ | http://www.mitsubishielectric.com.au | Yes |  |  | AAC7841 | Yes | Variable output compressor | Inverter | No | - | 10000 | 2.67 | - | 1000 | 5000 | No | - | - | - | 2440.38 | 10770 | No | 914 | 5385 | No | - | - | 11200 | 2.8 | 1070 | 5600 | No | - | - | Yes | 4120 | 10700 | No | - | - | No | - | - | - | - | - | No | - | - | No | - | - | No | - | - | - | - | 3.837 | 3.896 | 4.704 | 5.222 | 4.998 | 5.153 | 657 | 995 | 2702 | 1331 | 1654 | 3575 | 2 | 2 | 3 | 3.772 | 4.309 | 4.804 | 4.048 | 4.505 | 4.806 | 3952 | 1501 | 279 | 1289 | 692 | 191 | 2 | 2.5 | 3 | No | - | - | - | - | N/A | N/A | N/A | 33.6 | 3.5925 | 3.8441
[SEER Non Multi-Split <=65kW] GEMS (Air Conditioners up to 65kW) Determination 2019 | MEPS 2019 | AS/NZS 3823.1.2:2012 | PUZ-ZM100YKA3-A / PEA-M100HAA | PUZ-ZM100YKA3-A / PEA-M100HAA Series | N/A | MITSUBISHI ELECTRIC | 1.51 | Ducted | Single Split System | - | Air | Air | Thailand | 2.65 | 8.49 | 10 | 900 | N/A | N/A | N/A | 380 | 2.71 | 11.2 | Enthalpy Test Room | 4.2617 | 4.7536 | Yes | - | N/A | 44 | 44 | N/A | N/A | N/A | N/A | N/A | 3.9178 | 4.1379 | N/A | N/A | N/A | N/A | N/A | N/A | Enthalpy Test Room | Three | R32 | Australia,New Zealand | 157428 | 2028-10-24 |  | Approved | Reverse Cycle | 1405 | Yes | Class 11 | Yes | N/A | N/A | Yes | Yes | Yes | N/A | 4.1564 | Available | N/A | N/A | http://www.MitsubishiElectric.com.au/ | http://www.mitsubishielectric.com.au | Yes |  |  | AAC7842 | Yes | Variable output compressor | Inverter | No | - | 10000 | 2.65 | - | 960 | 5000 | No | - | - | - | 2422.1 | 10770 | No | 877.44 | 5385 | No | - | - | 11200 | 2.71 | 1040 | 5600 | No | - | - | Yes | 3960 | 10700 | No | - | - | No | - | - | - | - | - | No | - | - | No | - | - | No | - | - | - | - | 3.927 | 3.981 | 4.825 | 5.385 | 5.148 | 5.3 | 640 | 972 | 2632 | 1289 | 1604 | 3474 | 2 | 2 | 3 | 3.889 | 4.441 | 4.944 | 4.17 | 4.639 | 4.945 | 3835 | 1459 | 274 | 1254 | 674 | 187 | 2 | 2.5 | 3 | No | - | - | - | - | N/A | N/A | N/A | 33.6 | 3.6185 | 3.9666
[SEER Non Multi-Split <=65kW] GEMS (Air Conditioners up to 65kW) Determination 2019 | MEPS 2019 | AS/NZS 3823.1.2:2012 | PUZ-ZM100YKA3-A / PEA-M100HAA Series | PUZ-ZM100YKA3-A / PEA-M100HAA Series | N/A | MITSUBISHI ELECTRIC | 1.51 | Ducted | Single Split System | - | Air | Air | Thailand | 2.65 | 8.49 | 10 | 900 | N/A | N/A | N/A | 380 | 2.71 | 11.2 | Enthalpy Test Room | 4.2617 | 4.7536 | Yes | - | N/A | 44 | 44 | N/A | N/A | N/A | N/A | N/A | 3.9178 | 4.1379 | N/A | N/A | N/A | N/A | N/A | N/A | Enthalpy Test Room | Three | R32 | Australia,New Zealand | 157428 | 2028-10-24 |  | Approved | Reverse Cycle | 1405 | Yes | Class 11 | Yes | N/A | N/A | Yes | Yes | Yes | N/A | 4.1564 | Available | N/A | N/A | http://www.MitsubishiElectric.com.au/ | http://www.mitsubishielectric.com.au | Yes |  |  | AAC7842 | Yes | Variable output compressor | Inverter | No | - | 10000 | 2.65 | - | 960 | 5000 | No | - | - | - | 2422.1 | 10770 | No | 877.44 | 5385 | No | - | - | 11200 | 2.71 | 1040 | 5600 | No | - | - | Yes | 3960 | 10700 | No | - | - | No | - | - | - | - | - | No | - | - | No | - | - | No | - | - | - | - | 3.927 | 3.981 | 4.825 | 5.385 | 5.148 | 5.3 | 640 | 972 | 2632 | 1289 | 1604 | 3474 | 2 | 2 | 3 | 3.889 | 4.441 | 4.944 | 4.17 | 4.639 | 4.945 | 3835 | 1459 | 274 | 1254 | 674 | 187 | 2 | 2.5 | 3 | No | - | - | - | - | N/A | N/A | N/A | 33.6 | 3.6185 | 3.9666
[SEER Non Multi-Split <=65kW] GEMS (Air Conditioners up to 65kW) Determination 2019 | MEPS 2019 | AS/NZS 3823.1.1:2012 | PUZ-ZM100YKA3-A/PCA-M100KA | PUZ-ZM100YKA3/PCA-M100KA Series | N/A | MITSUBISHI ELECTRIC | N/A | Non Ducted | Single Split System | Under ceiling | Air | Air | Thailand | 2.55 | N/A | 10 | N/A | N/A | N/A | N/A | N/A | 3.28 | 11.2 | Enthalpy Test Room | 4.0548 | 3.5778 | N/A | - | N/A | N/A | N/A | N/A | N/A | N/A | N/A | N/A | N/A | N/A | N/A | N/A | N/A | N/A | N/A | N/A | N/A | Three | R32 | Australia,New Zealand | 157139 | 2028-10-29 |  | Approved | Reverse Cycle | N/A | Yes | Class 8 | Yes | N/A | N/A | N/A | N/A | N/A | N/A | N/A | Available | N/A | N/A | http://www.MitsubishiElectric.com.au/ | http://www.mitsubishielectric.com.au | N/A |  |  | AAC7850 | Yes | Variable output compressor | Inverter | No | - | 10000 | 2.55 | - | 1000 | 5000 | No | - | - | - | 2330.7 | 10770 | No | 914 | 5385 | No | - | - | 11200 | 3.28 | 1120 | 5600 | Yes | 580 | 3400 | Yes | 4600 | 10700 | No | - | - | No | - | - | - | - | - | No | - | - | No | - | - | No | - | - | - | - | 3.876 | 3.953 | 4.785 | 5.256 | 5.046 | 5.23 | 650 | 979 | 2655 | 1322 | 1638 | 3521 | 2 | 2 | 3 | 3.591 | 4.221 | 5.323 | 4.147 | 4.809 | 5.449 | 4147 | 1530 | 260 | 1260 | 653 | 176 | 2 | 2.5 | 3.5 | No | - | - | - | - | N/A | N/A | N/A | 33.6 | 3.7544 | 3.3004
[SEER Non Multi-Split <=65kW] GEMS (Air Conditioners up to 65kW) Determination 2019 | MEPS 2019 | AS/NZS 3823.1.1:2012 | PUZ-ZM100YKA3-A/PCA-M100KA2 | PUZ-ZM100YKA3/PCA-M100KA Series | N/A | MITSUBISHI ELECTRIC | N/A | Non Ducted | Single Split System | Under ceiling | Air | Air | Thailand | 2.55 | N/A | 10 | N/A | N/A | N/A | N/A | N/A | 3.28 | 11.2 | Enthalpy Test Room | 4.0548 | 3.5778 | N/A | - | N/A | N/A | N/A | N/A | N/A | N/A | N/A | N/A | N/A | N/A | N/A | N/A | N/A | N/A | N/A | N/A | N/A | Three | R32 | Australia,New Zealand | 157139 | 2028-10-29 |  | Approved | Reverse Cycle | N/A | Yes | Class 8 | Yes | N/A | N/A | N/A | N/A | N/A | N/A | N/A | Available | N/A | N/A | http://www.MitsubishiElectric.com.au/ | http://www.mitsubishielectric.com.au | N/A |  |  | AAC7850 | Yes | Variable output compressor | Inverter | No | - | 10000 | 2.55 | - | 1000 | 5000 | No | - | - | - | 2330.7 | 10770 | No | 914 | 5385 | No | - | - | 11200 | 3.28 | 1120 | 5600 | Yes | 580 | 3400 | Yes | 4600 | 10700 | No | - | - | No | - | - | - | - | - | No | - | - | No | - | - | No | - | - | - | - | 3.876 | 3.953 | 4.785 | 5.256 | 5.046 | 5.23 | 650 | 979 | 2655 | 1322 | 1638 | 3521 | 2 | 2 | 3 | 3.591 | 4.221 | 5.323 | 4.147 | 4.809 | 5.449 | 4147 | 1530 | 260 | 1260 | 653 | 176 | 2 | 2.5 | 3.5 | No | - | - | - | - | N/A | N/A | N/A | 33.6 | 3.7544 | 3.3004
[SEER Non Multi-Split <=65kW] GEMS (Air Conditioners up to 65kW) Determination 2019 | MEPS 2019 | AS/NZS 3823.1.2:2012 | PUZ-ZM100YKA3-A/PEA-M100GAA | PUZ-ZM100YKA3-A/PEA-M100GAA Series | N/A | MITSUBISHI ELECTRIC | 1.5 | Ducted | Single Split System | - | Air | Air | Thailand | 2.39 | 8.5 | 10 | 634 | N/A | N/A | N/A | 400 | 2.51 | 11.2 | Enthalpy Test Room | 4.6926 | 4.879 | Yes | - | N/A | 44 | 44 | N/A | N/A | N/A | N/A | N/A | 4.1045 | 4.3938 | N/A | N/A | N/A | N/A | N/A | N/A | Enthalpy Test Room | Three | R32 | Australia,New Zealand | 157351 | 2028-10-25 |  | Approved | Reverse Cycle | 1400 | Yes | Class 11 | Yes | N/A | N/A | Yes | Yes | Yes | N/A | 4.362 | Available | N/A | N/A | http://www.MitsubishiElectric.com.au/ | http://www.mitsubishielectric.com.au | Yes |  |  | AAC7844 | Yes | Variable output compressor | Inverter | No | - | 10000 | 2.39 | - | 1000 | 5000 | No | - | - | - | 2184.46 | 10770 | No | 914 | 5385 | No | - | - | 11200 | 2.51 | 1140 | 5600 | No | - | - | Yes | 3840 | 10700 | No | - | - | No | - | - | - | - | - | No | - | - | No | - | - | No | - | - | - | - | 3.931 | 4.034 | 4.9 | 5.306 | 5.113 | 5.34 | 640 | 958 | 2591 | 1309 | 1615 | 3447 | 2 | 2.5 | 3 | 3.829 | 4.281 | 4.542 | 3.989 | 4.354 | 4.524 | 3894 | 1510 | 291 | 1308 | 714 | 198 | 2 | 2.5 | 3 | No | - | - | - | - | N/A | N/A | N/A | 33.6 | 3.9943 | 4.269
[SEER Non Multi-Split <=65kW] GEMS (Air Conditioners up to 65kW) Determination 2019 | MEPS 2019 | AS/NZS 3823.1.2:2012 | PUZ-ZM100YKA3-A/PEA-M100GAA Series | PUZ-ZM100YKA3-A/PEA-M100GAA Series | N/A | MITSUBISHI ELECTRIC | 1.5 | Ducted | Single Split System | - | Air | Air | Thailand | 2.39 | 8.5 | 10 | 634 | N/A | N/A | N/A | 400 | 2.51 | 11.2 | Enthalpy Test Room | 4.6926 | 4.879 | Yes | - | N/A | 44 | 44 | N/A | N/A | N/A | N/A | N/A | 4.1045 | 4.3938 | N/A | N/A | N/A | N/A | N/A | N/A | Enthalpy Test Room | Three | R32 | Australia,New Zealand | 157351 | 2028-10-25 |  | Approved | Reverse Cycle | 1400 | Yes | Class 11 | Yes | N/A | N/A | Yes | Yes | Yes | N/A | 4.362 | Available | N/A | N/A | http://www.MitsubishiElectric.com.au/ | http://www.mitsubishielectric.com.au | Yes |  |  | AAC7844 | Yes | Variable output compressor | Inverter | No | - | 10000 | 2.39 | - | 1000 | 5000 | No | - | - | - | 2184.46 | 10770 | No | 914 | 5385 | No | - | - | 11200 | 2.51 | 1140 | 5600 | No | - | - | Yes | 3840 | 10700 | No | - | - | No | - | - | - | - | - | No | - | - | No | - | - | No | - | - | - | - | 3.931 | 4.034 | 4.9 | 5.306 | 5.113 | 5.34 | 640 | 958 | 2591 | 1309 | 1615 | 3447 | 2 | 2.5 | 3 | 3.829 | 4.281 | 4.542 | 3.989 | 4.354 | 4.524 | 3894 | 1510 | 291 | 1308 | 714 | 198 | 2 | 2.5 | 3 | No | - | - | - | - | N/A | N/A | N/A | 33.6 | 3.9943 | 4.269
[SEER Non Multi-Split <=65kW] GEMS (Air Conditioners up to 65kW) Determination 2019 | MEPS 2019 | AS/NZS 3823.1.1:2012 | PUZ-ZM100YKA3-A/PKA-M100KA | PUZ-ZM100YKA3-A/PKA-M100KA2 Series | N/A | MITSUBISHI ELECTRIC | 3.1 | Non Ducted | Single Split System | Wall Hung | Air | Air | Thailand | 2.81 | 6.9 | 10 | 295 | N/A | N/A | N/A | 365 | 3.1 | 11.2 | Enthalpy Test Room | 3.9569 | 3.7336 | Yes | - | N/A | 44 | 44 | N/A | N/A | N/A | N/A | N/A | 3.736 | 3.4942 | N/A | N/A | N/A | N/A | N/A | N/A | Enthalpy Test Room | Three | R32 | Australia,New Zealand | 157433 | 2028-10-24 |  | Approved | Reverse Cycle | 1170 | Yes | Class 11 | Yes | N/A | N/A | Yes | Yes | Yes | N/A | 3.9509 | Available | N/A | N/A | http://www.MitsubishiElectric.com.au/ | http://www.mitsubishielectric.com.au | Yes |  |  | AAC7843 | Yes | Variable output compressor | Inverter | No | - | 10000 | 2.81 | - | 980 | 5000 | No | - | - | - | 2568.34 | 10770 | No | 895.72 | 5385 | No | - | - | 11200 | 3.1 | 1130 | 5600 | No | - | - | Yes | 4930 | 10200 | No | - | - | No | - | - | - | - | - | No | - | - | No | - | - | No | - | - | - | - | 3.835 | 3.869 | 4.668 | 5.261 | 5.013 | 5.133 | 657 | 1002 | 2724 | 1321 | 1649 | 3589 | 2 | 2 | 3 | 3.339 | 3.958 | 4.54 | 3.663 | 4.194 | 4.548 | 4455 | 1626 | 291 | 1418 | 738 | 198 | 1.5 | 2 | 3 | No | - | - | - | - | N/A | N/A | N/A | 33.6 | 3.4205 | 3.4852
[SEER Non Multi-Split <=65kW] GEMS (Air Conditioners up to 65kW) Determination 2019 | MEPS 2019 | AS/NZS 3823.1.1:2012 | PUZ-ZM100YKA3-A/PKA-M100KA2 | PUZ-ZM100YKA3-A/PKA-M100KA2 Series | N/A | MITSUBISHI ELECTRIC | 3.1 | Non Ducted | Single Split System | Wall Hung | Air | Air | Thailand | 2.81 | 6.9 | 10 | 295 | N/A | N/A | N/A | 365 | 3.1 | 11.2 | Enthalpy Test Room | 3.9569 | 3.7336 | Yes | - | N/A | 44 | 44 | N/A | N/A | N/A | N/A | N/A | 3.736 | 3.4942 | N/A | N/A | N/A | N/A | N/A | N/A | Enthalpy Test Room | Three | R32 | Australia,New Zealand | 157433 | 2028-10-24 |  | Approved | Reverse Cycle | 1170 | Yes | Class 11 | Yes | N/A | N/A | Yes | Yes | Yes | N/A | 3.9509 | Available | N/A | N/A | http://www.MitsubishiElectric.com.au/ | http://www.mitsubishielectric.com.au | Yes |  |  | AAC7843 | Yes | Variable output compressor | Inverter | No | - | 10000 | 2.81 | - | 980 | 5000 | No | - | - | - | 2568.34 | 10770 | No | 895.72 | 5385 | No | - | - | 11200 | 3.1 | 1130 | 5600 | No | - | - | Yes | 4930 | 10200 | No | - | - | No | - | - | - | - | - | No | - | - | No | - | - | No | - | - | - | - | 3.835 | 3.869 | 4.668 | 5.261 | 5.013 | 5.133 | 657 | 1002 | 2724 | 1321 | 1649 | 3589 | 2 | 2 | 3 | 3.339 | 3.958 | 4.54 | 3.663 | 4.194 | 4.548 | 4455 | 1626 | 291 | 1418 | 738 | 198 | 1.5 | 2 | 3 | No | - | - | - | - | N/A | N/A | N/A | 33.6 | 3.4205 | 3.4852
[SEER Non Multi-Split <=65kW] GEMS (Air Conditioners up to 65kW) Determination 2019 | MEPS 2019 | AS/NZS 3823.1.1:2012 | PUZ-ZM100YKA3-A/PKA-M100KA2 Series | PUZ-ZM100YKA3-A/PKA-M100KA2 Series | N/A | MITSUBISHI ELECTRIC | 3.1 | Non Ducted | Single Split System | Wall Hung | Air | Air | Thailand | 2.81 | 6.9 | 10 | 295 | N/A | N/A | N/A | 365 | 3.1 | 11.2 | Enthalpy Test Room | 3.9569 | 3.7336 | Yes | - | N/A | 44 | 44 | N/A | N/A | N/A | N/A | N/A | 3.736 | 3.4942 | N/A | N/A | N/A | N/A | N/A | N/A | Enthalpy Test Room | Three | R32 | Australia,New Zealand | 157433 | 2028-10-24 |  | Approved | Reverse Cycle | 1170 | Yes | Class 11 | Yes | N/A | N/A | Yes | Yes | Yes | N/A | 3.9509 | Available | N/A | N/A | http://www.MitsubishiElectric.com.au/ | http://www.mitsubishielectric.com.au | Yes |  |  | AAC7843 | Yes | Variable output compressor | Inverter | No | - | 10000 | 2.81 | - | 980 | 5000 | No | - | - | - | 2568.34 | 10770 | No | 895.72 | 5385 | No | - | - | 11200 | 3.1 | 1130 | 5600 | No | - | - | Yes | 4930 | 10200 | No | - | - | No | - | - | - | - | - | No | - | - | No | - | - | No | - | - | - | - | 3.835 | 3.869 | 4.668 | 5.261 | 5.013 | 5.133 | 657 | 1002 | 2724 | 1321 | 1649 | 3589 | 2 | 2 | 3 | 3.339 | 3.958 | 4.54 | 3.663 | 4.194 | 4.548 | 4455 | 1626 | 291 | 1418 | 738 | 198 | 1.5 | 2 | 3 | No | - | - | - | - | N/A | N/A | N/A | 33.6 | 3.4205 | 3.4852
[SEER Non Multi-Split <=65kW] GEMS (Air Conditioners up to 65kW) Determination 2019 | MEPS 2019 | AS/NZS 3823.1.1:2012 | PUZ-ZM100YKA3-A/PKA-M100KAL | PUZ-ZM100YKA3-A/PKA-M100KA2 Series | N/A | MITSUBISHI ELECTRIC | 3.1 | Non Ducted | Single Split System | Wall Hung | Air | Air | Thailand | 2.81 | 6.9 | 10 | 295 | N/A | N/A | N/A | 365 | 3.1 | 11.2 | Enthalpy Test Room | 3.9569 | 3.7336 | Yes | - | N/A | 44 | 44 | N/A | N/A | N/A | N/A | N/A | 3.736 | 3.4942 | N/A | N/A | N/A | N/A | N/A | N/A | Enthalpy Test Room | Three | R32 | Australia,New Zealand | 157433 | 2028-10-24 |  | Approved | Reverse Cycle | 1170 | Yes | Class 11 | Yes | N/A | N/A | Yes | Yes | Yes | N/A | 3.9509 | Available | N/A | N/A | http://www.MitsubishiElectric.com.au/ | http://www.mitsubishielectric.com.au | Yes |  |  | AAC7843 | Yes | Variable output compressor | Inverter | No | - | 10000 | 2.81 | - | 980 | 5000 | No | - | - | - | 2568.34 | 10770 | No | 895.72 | 5385 | No | - | - | 11200 | 3.1 | 1130 | 5600 | No | - | - | Yes | 4930 | 10200 | No | - | - | No | - | - | - | - | - | No | - | - | No | - | - | No | - | - | - | - | 3.835 | 3.869 | 4.668 | 5.261 | 5.013 | 5.133 | 657 | 1002 | 2724 | 1321 | 1649 | 3589 | 2 | 2 | 3 | 3.339 | 3.958 | 4.54 | 3.663 | 4.194 | 4.548 | 4455 | 1626 | 291 | 1418 | 738 | 198 | 1.5 | 2 | 3 | No | - | - | - | - | N/A | N/A | N/A | 33.6 | 3.4205 | 3.4852
[SEER Non Multi-Split <=65kW] GEMS (Air Conditioners up to 65kW) Determination 2019 | MEPS 2019 | AS/NZS 3823.1.1:2012 | PUZ-ZM100YKA3-A/PKA-M100KAL2 | PUZ-ZM100YKA3-A/PKA-M100KA2 Series | N/A | MITSUBISHI ELECTRIC | 3.1 | Non Ducted | Single Split System | Wall Hung | Air | Air | Thailand | 2.81 | 6.9 | 10 | 295 | N/A | N/A | N/A | 365 | 3.1 | 11.2 | Enthalpy Test Room | 3.9569 | 3.7336 | Yes | - | N/A | 44 | 44 | N/A | N/A | N/A | N/A | N/A | 3.736 | 3.4942 | N/A | N/A | N/A | N/A | N/A | N/A | Enthalpy Test Room | Three | R32 | Australia,New Zealand | 157433 | 2028-10-24 |  | Approved | Reverse Cycle | 1170 | Yes | Class 11 | Yes | N/A | N/A | Yes | Yes | Yes | N/A | 3.9509 | Available | N/A | N/A | http://www.MitsubishiElectric.com.au/ | http://www.mitsubishielectric.com.au | Yes |  |  | AAC7843 | Yes | Variable output compressor | Inverter | No | - | 10000 | 2.81 | - | 980 | 5000 | No | - | - | - | 2568.34 | 10770 | No | 895.72 | 5385 | No | - | - | 11200 | 3.1 | 1130 | 5600 | No | - | - | Yes | 4930 | 10200 | No | - | - | No | - | - | - | - | - | No | - | - | No | - | - | No | - | - | - | - | 3.835 | 3.869 | 4.668 | 5.261 | 5.013 | 5.133 | 657 | 1002 | 2724 | 1321 | 1649 | 3589 | 2 | 2 | 3 | 3.339 | 3.958 | 4.54 | 3.663 | 4.194 | 4.548 | 4455 | 1626 | 291 | 1418 | 738 | 198 | 1.5 | 2 | 3 | No | - | - | - | - | N/A | N/A | N/A | 33.6 | 3.4205 | 3.4852
[SEER Non Multi-Split <=65kW] GEMS (Air Conditioners up to 65kW) Determination 2019 | MEPS 2019 | AS/NZS 3823.1.1:2012 | PUZ-ZM100YKA3-A/PLA-M100EA2-A | PUZ-ZM100YKA3-A/PLA-M100EA2-A Series | N/A | MITSUBISHI ELECTRIC | 2.6 | Non Ducted | Single Split System | Cassette | Air | Air | Thailand | 2.43 | 7.4 | 10 | 840 | N/A | N/A | N/A | 298 | 2.94 | 11.2 | Enthalpy Test Room | 4.4097 | 4.0922 | Yes | - | N/A | 44 | 44 | N/A | N/A | N/A | N/A | N/A | 3.8936 | 3.6395 | N/A | N/A | N/A | N/A | N/A | N/A | Enthalpy Test Room | Three | R32 | Australia,New Zealand | 157434 | 2028-10-25 |  | Approved | Reverse Cycle | 840 | Yes | Class 11 | Yes | N/A | N/A | Yes | Yes | Yes | N/A | 4.1306 | Available | N/A | N/A | http://www.MitsubishiElectric.com.au/ | http://www.mitsubishielectric.com.au | Yes |  |  | AAC7845 | Yes | Variable output compressor | Inverter | No | - | 10000 | 2.43 | - | 990 | 5000 | No | - | - | - | 2221.02 | 10770 | No | 904.86 | 5385 | No | - | - | 11200 | 2.94 | 1040 | 5600 | No | - | - | Yes | 4390 | 10300 | No | - | - | No | - | - | - | - | - | No | - | - | No | - | - | No | - | - | - | - | 3.938 | 4.032 | 4.898 | 5.332 | 5.131 | 5.346 | 638 | 958 | 2592 | 1302 | 1609 | 3444 | 2 | 2.5 | 3 | 3.633 | 4.281 | 4.927 | 3.986 | 4.548 | 4.939 | 4100 | 1510 | 275 | 1309 | 686 | 187 | 2 | 2.5 | 3 | No | - | - | - | - | N/A | N/A | N/A | 33.6 | 3.9315 | 3.6678
[SEER Non Multi-Split <=65kW] GEMS (Air Conditioners up to 65kW) Determination 2019 | MEPS 2019 | AS/NZS 3823.1.1:2012 | PUZ-ZM100YKA3-A/PLA-M100EA2-A Series | PUZ-ZM100YKA3-A/PLA-M100EA2-A Series | N/A | MITSUBISHI ELECTRIC | 2.6 | Non Ducted | Single Split System | Cassette | Air | Air | Thailand | 2.43 | 7.4 | 10 | 840 | N/A | N/A | N/A | 298 | 2.94 | 11.2 | Enthalpy Test Room | 4.4097 | 4.0922 | Yes | - | N/A | 44 | 44 | N/A | N/A | N/A | N/A | N/A | 3.8936 | 3.6395 | N/A | N/A | N/A | N/A | N/A | N/A | Enthalpy Test Room | Three | R32 | Australia,New Zealand | 157434 | 2028-10-25 |  | Approved | Reverse Cycle | 840 | Yes | Class 11 | Yes | N/A | N/A | Yes | Yes | Yes | N/A | 4.1306 | Available | N/A | N/A | http://www.MitsubishiElectric.com.au/ | http://www.mitsubishielectric.com.au | Yes |  |  | AAC7845 | Yes | Variable output compressor | Inverter | No | - | 10000 | 2.43 | - | 990 | 5000 | No | - | - | - | 2221.02 | 10770 | No | 904.86 | 5385 | No | - | - | 11200 | 2.94 | 1040 | 5600 | No | - | - | Yes | 4390 | 10300 | No | - | - | No | - | - | - | - | - | No | - | - | No | - | - | No | - | - | - | - | 3.938 | 4.032 | 4.898 | 5.332 | 5.131 | 5.346 | 638 | 958 | 2592 | 1302 | 1609 | 3444 | 2 | 2.5 | 3 | 3.633 | 4.281 | 4.927 | 3.986 | 4.548 | 4.939 | 4100 | 1510 | 275 | 1309 | 686 | 187 | 2 | 2.5 | 3 | No | - | - | - | - | N/A | N/A | N/A | 33.6 | 3.9315 | 3.6678
[SEER Non Multi-Split <=65kW] GEMS (Air Conditioners up to 65kW) Determination 2019 | MEPS 2019 | AS/NZS 3823.1.1:2012 | PUZ-ZM100YKA3-A/PLA-M100EA-A | PUZ-ZM100YKA3-A/PLA-M100EA2-A Series | N/A | MITSUBISHI ELECTRIC | 2.6 | Non Ducted | Single Split System | Cassette | Air | Air | Thailand | 2.43 | 7.4 | 10 | 840 | N/A | N/A | N/A | 298 | 2.94 | 11.2 | Enthalpy Test Room | 4.4097 | 4.0922 | Yes | - | N/A | 44 | 44 | N/A | N/A | N/A | N/A | N/A | 3.8936 | 3.6395 | N/A | N/A | N/A | N/A | N/A | N/A | Enthalpy Test Room | Three | R32 | Australia,New Zealand | 157434 | 2028-10-25 |  | Approved | Reverse Cycle | 840 | Yes | Class 11 | Yes | N/A | N/A | Yes | Yes | Yes | N/A | 4.1306 | Available | N/A | N/A | http://www.MitsubishiElectric.com.au/ | http://www.mitsubishielectric.com.au | Yes |  |  | AAC7845 | Yes | Variable output compressor | Inverter | No | - | 10000 | 2.43 | - | 990 | 5000 | No | - | - | - | 2221.02 | 10770 | No | 904.86 | 5385 | No | - | - | 11200 | 2.94 | 1040 | 5600 | No | - | - | Yes | 4390 | 10300 | No | - | - | No | - | - | - | - | - | No | - | - | No | - | - | No | - | - | - | - | 3.938 | 4.032 | 4.898 | 5.332 | 5.131 | 5.346 | 638 | 958 | 2592 | 1302 | 1609 | 3444 | 2 | 2.5 | 3 | 3.633 | 4.281 | 4.927 | 3.986 | 4.548 | 4.939 | 4100 | 1510 | 275 | 1309 | 686 | 187 | 2 | 2.5 | 3 | No | - | - | - | - | N/A | N/A | N/A | 33.6 | 3.9315 | 3.6678
[SEER Non Multi-Split <=65kW] GEMS (Air Conditioners up to 65kW) Determination 2019 | MEPS 2019 | AS/NZS 3823.1.2:2012 | PUZ-ZM125VKA(2)-A/PEAD-M125JAA(D) Series | PUZ-ZM125VKA(2)-A/PEAD-M125JAA(D) Series | N/A | MITSUBISHI ELECTRIC | N/A | Ducted | Single Split System | - | Air | Air | Thailand | 3.66 | N/A | 12.5 | N/A | N/A | N/A | N/A | N/A | 3.52 | 14 | Enthalpy Test Room | 3.4928 | 4.0192 | N/A | - | N/A | N/A | N/A | N/A | N/A | N/A | N/A | N/A | N/A | N/A | N/A | N/A | N/A | N/A | N/A | N/A | N/A | Single | R32 | Australia,New Zealand | 146627 | 2027-05-12 |  | Approved | Reverse Cycle | N/A | Yes | Class 11 | Yes | N/A | N/A | N/A | N/A | N/A | N/A | N/A | Available | N/A | N/A | http://www.MitsubishiElectric.com.au/ | http://www.mitsubishielectric.com.au | N/A |  |  | AAC6688 | Yes | Variable output compressor | Inverter | No | - | 12500 | 3.66 | - | 1260 | 6250 | No | - | - | - | 3345.24 | 13462.5 | No | 1151.64 | 6731.25 | No | - | - | 14000 | 3.52 | 1380 | 7000 | No | - | - | Yes | 5880 | 13000 | No | - | - | No | - | - | - | - | - | No | - | - | No | - | - | No | - | - | - | - | 4.042 | 4.002 | 4.625 | 5.314 | 5.02 | 5.044 | 803 | 1241 | 3468 | 1659 | 2084 | 4593 | 2.5 | 2.5 | 3 | 3.536 | 4.158 | 4.661 | 3.831 | 4.353 | 4.66 | 5235 | 1907 | 326 | 1673 | 867 | 218 | 2 | 2.5 | 3 | No | - | - | - | - | N/A | N/A | N/A | 29.6 | 3.3244 | 3.8674
[SEER Non Multi-Split <=65kW] GEMS (Air Conditioners up to 65kW) Determination 2019 | MEPS 2019 | AS/NZS 3823.1.1:2012 | PUZ-ZM125VKA2-A/PCA-M125KA | PUZ-ZM125VKA-A/PCA-M125KA Series | N/A | MITSUBISHI ELECTRIC | N/A | Non Ducted | Single Split System | Under ceiling | Air | Air | Thailand | 3.77 | N/A | 12.5 | N/A | N/A | N/A | N/A | N/A | 4.22 | 14 | Enthalpy Test Room | 3.336 | 3.3241 | N/A | - | N/A | N/A | N/A | N/A | N/A | N/A | N/A | N/A | N/A | N/A | N/A | N/A | N/A | N/A | N/A | N/A | N/A | Single | R32 | Australia,New Zealand | 146609 | 2027-05-11 |  | Approved | Reverse Cycle | N/A | Yes | Class 11 | Yes | N/A | N/A | N/A | N/A | N/A | N/A | N/A | Available | N/A | N/A | http://www.MitsubishiElectric.com.au/ | http://www.mitsubishielectric.com.au | N/A |  |  | AAC6670 | Yes | Variable output compressor | Inverter | No | - | 12500 | 3.77 | - | 1270 | 6250 | No | - | - | - | 3445.78 | 13462.5 | No | 1160.78 | 6731.25 | No | - | - | 14000 | 4.22 | 1440 | 7000 | No | - | - | Yes | 5580 | 12600 | No | - | - | No | - | - | - | - | - | No | - | - | No | - | - | No | - | - | - | - | 3.995 | 3.945 | 4.552 | 5.259 | 4.959 | 4.969 | 813 | 1260 | 3525 | 1678 | 2110 | 4662 | 2 | 2 | 3 | 3.299 | 3.837 | 4.442 | 3.62 | 4.092 | 4.456 | 5608 | 2060 | 338 | 1766 | 918 | 225 | 1.5 | 2 | 2.5 | No | - | - | - | - | N/A | N/A | N/A | 29.6 | 3.2299 | 3.2407
[SEER Non Multi-Split <=65kW] GEMS (Air Conditioners up to 65kW) Determination 2019 | MEPS 2019 | AS/NZS 3823.1.1:2012 | PUZ-ZM125VKA2-A/PCA-M125KA2 | PUZ-ZM125VKA-A/PCA-M125KA Series | N/A | MITSUBISHI ELECTRIC | N/A | Non Ducted | Single Split System | Under ceiling | Air | Air | Thailand | 3.77 | N/A | 12.5 | N/A | N/A | N/A | N/A | N/A | 4.22 | 14 | Enthalpy Test Room | 3.336 | 3.3241 | N/A | - | N/A | N/A | N/A | N/A | N/A | N/A | N/A | N/A | N/A | N/A | N/A | N/A | N/A | N/A | N/A | N/A | N/A | Single | R32 | Australia,New Zealand | 146609 | 2027-05-11 |  | Approved | Reverse Cycle | N/A | Yes | Class 11 | Yes | N/A | N/A | N/A | N/A | N/A | N/A | N/A | Available | N/A | N/A | http://www.MitsubishiElectric.com.au/ | http://www.mitsubishielectric.com.au | N/A |  |  | AAC6670 | Yes | Variable output compressor | Inverter | No | - | 12500 | 3.77 | - | 1270 | 6250 | No | - | - | - | 3445.78 | 13462.5 | No | 1160.78 | 6731.25 | No | - | - | 14000 | 4.22 | 1440 | 7000 | No | - | - | Yes | 5580 | 12600 | No | - | - | No | - | - | - | - | - | No | - | - | No | - | - | No | - | - | - | - | 3.995 | 3.945 | 4.552 | 5.259 | 4.959 | 4.969 | 813 | 1260 | 3525 | 1678 | 2110 | 4662 | 2 | 2 | 3 | 3.299 | 3.837 | 4.442 | 3.62 | 4.092 | 4.456 | 5608 | 2060 | 338 | 1766 | 918 | 225 | 1.5 | 2 | 2.5 | No | - | - | - | - | N/A | N/A | N/A | 29.6 | 3.2299 | 3.2407
[SEER Non Multi-Split <=65kW] GEMS (Air Conditioners up to 65kW) Determination 2019 | MEPS 2019 | AS/NZS 3823.1.2:2012 | PUZ-ZM125VKA2-A/PEAD-M125JAA | PUZ-ZM125VKA(2)-A/PEAD-M125JAA(D) Series | N/A | MITSUBISHI ELECTRIC | N/A | Ducted | Single Split System | - | Air | Air | Thailand | 3.66 | N/A | 12.5 | N/A | N/A | N/A | N/A | N/A | 3.52 | 14 | Enthalpy Test Room | 3.4928 | 4.0192 | N/A | - | N/A | N/A | N/A | N/A | N/A | N/A | N/A | N/A | N/A | N/A | N/A | N/A | N/A | N/A | N/A | N/A | N/A | Single | R32 | Australia,New Zealand | 146627 | 2027-05-12 |  | Approved | Reverse Cycle | N/A | Yes | Class 11 | Yes | N/A | N/A | N/A | N/A | N/A | N/A | N/A | Available | N/A | N/A | http://www.MitsubishiElectric.com.au/ | http://www.mitsubishielectric.com.au | N/A |  |  | AAC6688 | Yes | Variable output compressor | Inverter | No | - | 12500 | 3.66 | - | 1260 | 6250 | No | - | - | - | 3345.24 | 13462.5 | No | 1151.64 | 6731.25 | No | - | - | 14000 | 3.52 | 1380 | 7000 | No | - | - | Yes | 5880 | 13000 | No | - | - | No | - | - | - | - | - | No | - | - | No | - | - | No | - | - | - | - | 4.042 | 4.002 | 4.625 | 5.314 | 5.02 | 5.044 | 803 | 1241 | 3468 | 1659 | 2084 | 4593 | 2.5 | 2.5 | 3 | 3.536 | 4.158 | 4.661 | 3.831 | 4.353 | 4.66 | 5235 | 1907 | 326 | 1673 | 867 | 218 | 2 | 2.5 | 3 | No | - | - | - | - | N/A | N/A | N/A | 29.6 | 3.3244 | 3.8674
[SEER Non Multi-Split <=65kW] GEMS (Air Conditioners up to 65kW) Determination 2019 | MEPS 2019 | AS/NZS 3823.1.2:2012 | PUZ-ZM125VKA2-A/PEAD-M125JAAD | PUZ-ZM125VKA(2)-A/PEAD-M125JAA(D) Series | N/A | MITSUBISHI ELECTRIC | N/A | Ducted | Single Split System | - | Air | Air | Thailand | 3.66 | N/A | 12.5 | N/A | N/A | N/A | N/A | N/A | 3.52 | 14 | Enthalpy Test Room | 3.4928 | 4.0192 | N/A | - | N/A | N/A | N/A | N/A | N/A | N/A | N/A | N/A | N/A | N/A | N/A | N/A | N/A | N/A | N/A | N/A | N/A | Single | R32 | Australia,New Zealand | 146627 | 2027-05-12 |  | Approved | Reverse Cycle | N/A | Yes | Class 11 | Yes | N/A | N/A | N/A | N/A | N/A | N/A | N/A | Available | N/A | N/A | http://www.MitsubishiElectric.com.au/ | http://www.mitsubishielectric.com.au | N/A |  |  | AAC6688 | Yes | Variable output compressor | Inverter | No | - | 12500 | 3.66 | - | 1260 | 6250 | No | - | - | - | 3345.24 | 13462.5 | No | 1151.64 | 6731.25 | No | - | - | 14000 | 3.52 | 1380 | 7000 | No | - | - | Yes | 5880 | 13000 | No | - | - | No | - | - | - | - | - | No | - | - | No | - | - | No | - | - | - | - | 4.042 | 4.002 | 4.625 | 5.314 | 5.02 | 5.044 | 803 | 1241 | 3468 | 1659 | 2084 | 4593 | 2.5 | 2.5 | 3 | 3.536 | 4.158 | 4.661 | 3.831 | 4.353 | 4.66 | 5235 | 1907 | 326 | 1673 | 867 | 218 | 2 | 2.5 | 3 | No | - | - | - | - | N/A | N/A | N/A | 29.6 | 3.3244 | 3.8674
[SEER Non Multi-Split <=65kW] GEMS (Air Conditioners up to 65kW) Determination 2019 | MEPS 2019 | AS/NZS 3823.1.2:2012 | PUZ-ZM125VKA2-A/PEA-M125GAA | PUZ-ZM125VKA-A/PEA-M125GAA Series | N/A | MITSUBISHI ELECTRIC | N/A | Ducted | Single Split System | - | Air | Air | Thailand | 3.52 | N/A | 12.5 | N/A | N/A | N/A | N/A | N/A | 3.27 | 14 | Enthalpy Test Room | 4.0611 | 4.2817 | N/A | - | N/A | N/A | N/A | N/A | N/A | N/A | N/A | N/A | N/A | N/A | N/A | N/A | N/A | N/A | N/A | N/A | N/A | Single | R32 | Australia,New Zealand | 146652 | 2027-05-11 |  | Approved | Reverse Cycle | N/A | Yes | Class 11 | Yes | N/A | N/A | N/A | N/A | N/A | N/A | N/A | Available | N/A | N/A | http://www.MitsubishiElectric.com.au/ | http://www.mitsubishielectric.com.au | N/A |  |  | AAC6681 | Yes | Variable output compressor | Inverter | No | - | 12500 | 3.52 | - | 1360 | 6250 | No | - | - | - | 3217.28 | 13462.5 | No | 1243.04 | 6731.25 | No | - | - | 14000 | 3.27 | 1450 | 7000 | No | - | - | Yes | 5610 | 13400 | No | - | - | No | - | - | - | - | - | No | - | - | No | - | - | No | - | - | - | - | 3.904 | 3.902 | 4.494 | 5.043 | 4.796 | 4.865 | 833 | 1275 | 3571 | 1752 | 2184 | 4763 | 2 | 2 | 2.5 | 3.638 | 4.15 | 4.459 | 3.834 | 4.247 | 4.444 | 5090 | 1910 | 337 | 1671 | 887 | 226 | 2 | 2.5 | 2.5 | No | - | - | - | - | N/A | N/A | N/A | 29.6 | 3.453 | 4.1542
[SEER Non Multi-Split <=65kW] GEMS (Air Conditioners up to 65kW) Determination 2019 | MEPS 2019 | AS/NZS 3823.1.2:2012 | PUZ-ZM125VKA2-A/PEA-M125HAA | PUZ-ZM125VKA2-A/PEA-M125HAA Series | N/A | MITSUBISHI ELECTRIC | N/A | Ducted | Single Split System | - | Air | Air | Thailand | 3.5 | N/A | 12.5 | N/A | N/A | N/A | N/A | N/A | 3.4 | 14 | Enthalpy Test Room | 3.7313 | 4.5793 | N/A | - | N/A | N/A | N/A | N/A | N/A | N/A | N/A | N/A | N/A | N/A | N/A | N/A | N/A | N/A | N/A | N/A | N/A | Single | R32 | Australia,New Zealand | 146658 | 2027-05-11 |  | Approved | Reverse Cycle | N/A | Yes | Class 11 | Yes | N/A | N/A | N/A | N/A | N/A | N/A | N/A | Available | N/A | N/A | http://www.MitsubishiElectric.com.au/ | http://www.mitsubishielectric.com.au | N/A |  |  | AAC6680 | Yes | Variable output compressor | Inverter | No | - | 12500 | 3.5 | - | 1350 | 6250 | No | - | - | - | 3199 | 13462.5 | No | 1233.9 | 6731.25 | No | - | - | 14000 | 3.4 | 1370 | 7000 | No | - | - | Yes | 4920 | 13400 | No | - | - | No | - | - | - | - | - | No | - | - | No | - | - | No | - | - | - | - | 3.926 | 3.924 | 4.523 | 5.075 | 4.827 | 4.898 | 828 | 1267 | 3548 | 1740 | 2170 | 4732 | 2 | 2 | 3 | 3.8 | 4.289 | 4.7 | 4.033 | 4.444 | 4.696 | 4876 | 1851 | 324 | 1592 | 850 | 217 | 2 | 2.5 | 3 | No | - | - | - | - | N/A | N/A | N/A | 29.6 | 3.4722 | 3.9999
[SEER Non Multi-Split <=65kW] GEMS (Air Conditioners up to 65kW) Determination 2019 | MEPS 2019 | AS/NZS 3823.1.2:2012 | PUZ-ZM125VKA2-A/PEA-M125HAA Series | PUZ-ZM125VKA2-A/PEA-M125HAA Series | N/A | MITSUBISHI ELECTRIC | N/A | Ducted | Single Split System | - | Air | Air | Thailand | 3.5 | N/A | 12.5 | N/A | N/A | N/A | N/A | N/A | 3.4 | 14 | Enthalpy Test Room | 3.7313 | 4.5793 | N/A | - | N/A | N/A | N/A | N/A | N/A | N/A | N/A | N/A | N/A | N/A | N/A | N/A | N/A | N/A | N/A | N/A | N/A | Single | R32 | Australia,New Zealand | 146658 | 2027-05-11 |  | Approved | Reverse Cycle | N/A | Yes | Class 11 | Yes | N/A | N/A | N/A | N/A | N/A | N/A | N/A | Available | N/A | N/A | http://www.MitsubishiElectric.com.au/ | http://www.mitsubishielectric.com.au | N/A |  |  | AAC6680 | Yes | Variable output compressor | Inverter | No | - | 12500 | 3.5 | - | 1350 | 6250 | No | - | - | - | 3199 | 13462.5 | No | 1233.9 | 6731.25 | No | - | - | 14000 | 3.4 | 1370 | 7000 | No | - | - | Yes | 4920 | 13400 | No | - | - | No | - | - | - | - | - | No | - | - | No | - | - | No | - | - | - | - | 3.926 | 3.924 | 4.523 | 5.075 | 4.827 | 4.898 | 828 | 1267 | 3548 | 1740 | 2170 | 4732 | 2 | 2 | 3 | 3.8 | 4.289 | 4.7 | 4.033 | 4.444 | 4.696 | 4876 | 1851 | 324 | 1592 | 850 | 217 | 2 | 2.5 | 3 | No | - | - | - | - | N/A | N/A | N/A | 29.6 | 3.4722 | 3.9999
[SEER Non Multi-Split <=65kW] GEMS (Air Conditioners up to 65kW) Determination 2019 | MEPS 2019 | AS/NZS 3823.1.1:2012 | PUZ-ZM125VKA2-A/PLA-M125EA2-A | PUZ-ZM125VKA-A/PLA-M125EA-A Series | N/A | MITSUBISHI ELECTRIC | N/A | Non Ducted | Single Split System | Cassette | Air | Air | Thailand | 3.55 | N/A | 12.5 | N/A | N/A | N/A | N/A | N/A | 3.58 | 14 | Enthalpy Test Room | 4.0522 | 3.9538 | N/A | - | N/A | N/A | N/A | N/A | N/A | N/A | N/A | N/A | N/A | N/A | N/A | N/A | N/A | N/A | N/A | N/A | N/A | Single | R32 | Australia,New Zealand | 146588 | 2027-05-10 |  | Approved | Reverse Cycle | N/A | Yes | Class 11 | Yes | N/A | N/A | N/A | N/A | N/A | N/A | N/A | Available | N/A | N/A | http://www.MitsubishiElectric.com.au/ | http://www.mitsubishielectric.com.au | N/A |  |  | AAC6664 | Yes | Variable output compressor | Inverter | No | - | 12500 | 3.55 | - | 1270 | 6250 | No | - | - | - | 3244.7 | 13462.5 | No | 1160.78 | 6731.25 | No | - | - | 14000 | 3.58 | 1300 | 7000 | No | - | - | Yes | 5600 | 12500 | No | - | - | No | - | - | - | - | - | No | - | - | No | - | - | No | - | - | - | - | 4.053 | 4.028 | 4.658 | 5.306 | 5.026 | 5.069 | 800 | 1232 | 3443 | 1662 | 2081 | 4570 | 2.5 | 2.5 | 3 | 3.572 | 4.277 | 4.933 | 3.936 | 4.542 | 4.941 | 5184 | 1856 | 312 | 1629 | 833 | 209 | 2 | 2.5 | 3 | No | - | - | - | - | N/A | N/A | N/A | 29.6 | 3.4246 | 3.8043
[SEER Non Multi-Split <=65kW] GEMS (Air Conditioners up to 65kW) Determination 2019 | MEPS 2019 | AS/NZS 3823.1.1:2012 | PUZ-ZM125VKA2-A/PLA-M125EA-A | PUZ-ZM125VKA-A/PLA-M125EA-A Series | N/A | MITSUBISHI ELECTRIC | N/A | Non Ducted | Single Split System | Cassette | Air | Air | Thailand | 3.55 | N/A | 12.5 | N/A | N/A | N/A | N/A | N/A | 3.58 | 14 | Enthalpy Test Room | 4.0522 | 3.9538 | N/A | - | N/A | N/A | N/A | N/A | N/A | N/A | N/A | N/A | N/A | N/A | N/A | N/A | N/A | N/A | N/A | N/A | N/A | Single | R32 | Australia,New Zealand | 146588 | 2027-05-10 |  | Approved | Reverse Cycle | N/A | Yes | Class 11 | Yes | N/A | N/A | N/A | N/A | N/A | N/A | N/A | Available | N/A | N/A | http://www.MitsubishiElectric.com.au/ | http://www.mitsubishielectric.com.au | N/A |  |  | AAC6664 | Yes | Variable output compressor | Inverter | No | - | 12500 | 3.55 | - | 1270 | 6250 | No | - | - | - | 3244.7 | 13462.5 | No | 1160.78 | 6731.25 | No | - | - | 14000 | 3.58 | 1300 | 7000 | No | - | - | Yes | 5600 | 12500 | No | - | - | No | - | - | - | - | - | No | - | - | No | - | - | No | - | - | - | - | 4.053 | 4.028 | 4.658 | 5.306 | 5.026 | 5.069 | 800 | 1232 | 3443 | 1662 | 2081 | 4570 | 2.5 | 2.5 | 3 | 3.572 | 4.277 | 4.933 | 3.936 | 4.542 | 4.941 | 5184 | 1856 | 312 | 1629 | 833 | 209 | 2 | 2.5 | 3 | No | - | - | - | - | N/A | N/A | N/A | 29.6 | 3.4246 | 3.8043
[SEER Non Multi-Split <=65kW] GEMS (Air Conditioners up to 65kW) Determination 2019 | MEPS 2019 | AS/NZS 3823.1.1:2012 | PUZ-ZM125VKA-A/PCA-M125KA | PUZ-ZM125VKA-A/PCA-M125KA Series | N/A | MITSUBISHI ELECTRIC | N/A | Non Ducted | Single Split System | Under ceiling | Air | Air | Thailand | 3.77 | N/A | 12.5 | N/A | N/A | N/A | N/A | N/A | 4.22 | 14 | Enthalpy Test Room | 3.336 | 3.3241 | N/A | - | N/A | N/A | N/A | N/A | N/A | N/A | N/A | N/A | N/A | N/A | N/A | N/A | N/A | N/A | N/A | N/A | N/A | Single | R32 | Australia,New Zealand | 146609 | 2027-05-11 |  | Approved | Reverse Cycle | N/A | Yes | Class 11 | Yes | N/A | N/A | N/A | N/A | N/A | N/A | N/A | Available | N/A | N/A | http://www.MitsubishiElectric.com.au/ | http://www.mitsubishielectric.com.au | N/A |  |  | AAC6670 | Yes | Variable output compressor | Inverter | No | - | 12500 | 3.77 | - | 1270 | 6250 | No | - | - | - | 3445.78 | 13462.5 | No | 1160.78 | 6731.25 | No | - | - | 14000 | 4.22 | 1440 | 7000 | No | - | - | Yes | 5580 | 12600 | No | - | - | No | - | - | - | - | - | No | - | - | No | - | - | No | - | - | - | - | 3.995 | 3.945 | 4.552 | 5.259 | 4.959 | 4.969 | 813 | 1260 | 3525 | 1678 | 2110 | 4662 | 2 | 2 | 3 | 3.299 | 3.837 | 4.442 | 3.62 | 4.092 | 4.456 | 5608 | 2060 | 338 | 1766 | 918 | 225 | 1.5 | 2 | 2.5 | No | - | - | - | - | N/A | N/A | N/A | 29.6 | 3.2299 | 3.2407
[SEER Non Multi-Split <=65kW] GEMS (Air Conditioners up to 65kW) Determination 2019 | MEPS 2019 | AS/NZS 3823.1.1:2012 | PUZ-ZM125VKA-A/PCA-M125KA Series | PUZ-ZM125VKA-A/PCA-M125KA Series | N/A | MITSUBISHI ELECTRIC | N/A | Non Ducted | Single Split System | Under ceiling | Air | Air | Thailand | 3.77 | N/A | 12.5 | N/A | N/A | N/A | N/A | N/A | 4.22 | 14 | Enthalpy Test Room | 3.336 | 3.3241 | N/A | - | N/A | N/A | N/A | N/A | N/A | N/A | N/A | N/A | N/A | N/A | N/A | N/A | N/A | N/A | N/A | N/A | N/A | Single | R32 | Australia,New Zealand | 146609 | 2027-05-11 |  | Approved | Reverse Cycle | N/A | Yes | Class 11 | Yes | N/A | N/A | N/A | N/A | N/A | N/A | N/A | Available | N/A | N/A | http://www.MitsubishiElectric.com.au/ | http://www.mitsubishielectric.com.au | N/A |  |  | AAC6670 | Yes | Variable output compressor | Inverter | No | - | 12500 | 3.77 | - | 1270 | 6250 | No | - | - | - | 3445.78 | 13462.5 | No | 1160.78 | 6731.25 | No | - | - | 14000 | 4.22 | 1440 | 7000 | No | - | - | Yes | 5580 | 12600 | No | - | - | No | - | - | - | - | - | No | - | - | No | - | - | No | - | - | - | - | 3.995 | 3.945 | 4.552 | 5.259 | 4.959 | 4.969 | 813 | 1260 | 3525 | 1678 | 2110 | 4662 | 2 | 2 | 3 | 3.299 | 3.837 | 4.442 | 3.62 | 4.092 | 4.456 | 5608 | 2060 | 338 | 1766 | 918 | 225 | 1.5 | 2 | 2.5 | No | - | - | - | - | N/A | N/A | N/A | 29.6 | 3.2299 | 3.2407
[SEER Non Multi-Split <=65kW] GEMS (Air Conditioners up to 65kW) Determination 2019 | MEPS 2019 | AS/NZS 3823.1.1:2012 | PUZ-ZM125VKA-A/PCA-M125KA2 | PUZ-ZM125VKA-A/PCA-M125KA Series | N/A | MITSUBISHI ELECTRIC | N/A | Non Ducted | Single Split System | Under ceiling | Air | Air | Thailand | 3.77 | N/A | 12.5 | N/A | N/A | N/A | N/A | N/A | 4.22 | 14 | Enthalpy Test Room | 3.336 | 3.3241 | N/A | - | N/A | N/A | N/A | N/A | N/A | N/A | N/A | N/A | N/A | N/A | N/A | N/A | N/A | N/A | N/A | N/A | N/A | Single | R32 | Australia,New Zealand | 146609 | 2027-05-11 |  | Approved | Reverse Cycle | N/A | Yes | Class 11 | Yes | N/A | N/A | N/A | N/A | N/A | N/A | N/A | Available | N/A | N/A | http://www.MitsubishiElectric.com.au/ | http://www.mitsubishielectric.com.au | N/A |  |  | AAC6670 | Yes | Variable output compressor | Inverter | No | - | 12500 | 3.77 | - | 1270 | 6250 | No | - | - | - | 3445.78 | 13462.5 | No | 1160.78 | 6731.25 | No | - | - | 14000 | 4.22 | 1440 | 7000 | No | - | - | Yes | 5580 | 12600 | No | - | - | No | - | - | - | - | - | No | - | - | No | - | - | No | - | - | - | - | 3.995 | 3.945 | 4.552 | 5.259 | 4.959 | 4.969 | 813 | 1260 | 3525 | 1678 | 2110 | 4662 | 2 | 2 | 3 | 3.299 | 3.837 | 4.442 | 3.62 | 4.092 | 4.456 | 5608 | 2060 | 338 | 1766 | 918 | 225 | 1.5 | 2 | 2.5 | No | - | - | - | - | N/A | N/A | N/A | 29.6 | 3.2299 | 3.2407
[SEER Non Multi-Split <=65kW] GEMS (Air Conditioners up to 65kW) Determination 2019 | MEPS 2019 | AS/NZS 3823.1.2:2012 | PUZ-ZM125VKA-A/PEAD-M125JAA | PUZ-ZM125VKA(2)-A/PEAD-M125JAA(D) Series | N/A | MITSUBISHI ELECTRIC | N/A | Ducted | Single Split System | - | Air | Air | Thailand | 3.66 | N/A | 12.5 | N/A | N/A | N/A | N/A | N/A | 3.52 | 14 | Enthalpy Test Room | 3.4928 | 4.0192 | N/A | - | N/A | N/A | N/A | N/A | N/A | N/A | N/A | N/A | N/A | N/A | N/A | N/A | N/A | N/A | N/A | N/A | N/A | Single | R32 | Australia,New Zealand | 146627 | 2027-05-12 |  | Approved | Reverse Cycle | N/A | Yes | Class 11 | Yes | N/A | N/A | N/A | N/A | N/A | N/A | N/A | Available | N/A | N/A | http://www.MitsubishiElectric.com.au/ | http://www.mitsubishielectric.com.au | N/A |  |  | AAC6688 | Yes | Variable output compressor | Inverter | No | - | 12500 | 3.66 | - | 1260 | 6250 | No | - | - | - | 3345.24 | 13462.5 | No | 1151.64 | 6731.25 | No | - | - | 14000 | 3.52 | 1380 | 7000 | No | - | - | Yes | 5880 | 13000 | No | - | - | No | - | - | - | - | - | No | - | - | No | - | - | No | - | - | - | - | 4.042 | 4.002 | 4.625 | 5.314 | 5.02 | 5.044 | 803 | 1241 | 3468 | 1659 | 2084 | 4593 | 2.5 | 2.5 | 3 | 3.536 | 4.158 | 4.661 | 3.831 | 4.353 | 4.66 | 5235 | 1907 | 326 | 1673 | 867 | 218 | 2 | 2.5 | 3 | No | - | - | - | - | N/A | N/A | N/A | 29.6 | 3.3244 | 3.8674
[SEER Non Multi-Split <=65kW] GEMS (Air Conditioners up to 65kW) Determination 2019 | MEPS 2019 | AS/NZS 3823.1.2:2012 | PUZ-ZM125VKA-A/PEAD-M125JAAD | PUZ-ZM125VKA(2)-A/PEAD-M125JAA(D) Series | N/A | MITSUBISHI ELECTRIC | N/A | Ducted | Single Split System | - | Air | Air | Thailand | 3.66 | N/A | 12.5 | N/A | N/A | N/A | N/A | N/A | 3.52 | 14 | Enthalpy Test Room | 3.4928 | 4.0192 | N/A | - | N/A | N/A | N/A | N/A | N/A | N/A | N/A | N/A | N/A | N/A | N/A | N/A | N/A | N/A | N/A | N/A | N/A | Single | R32 | Australia,New Zealand | 146627 | 2027-05-12 |  | Approved | Reverse Cycle | N/A | Yes | Class 11 | Yes | N/A | N/A | N/A | N/A | N/A | N/A | N/A | Available | N/A | N/A | http://www.MitsubishiElectric.com.au/ | http://www.mitsubishielectric.com.au | N/A |  |  | AAC6688 | Yes | Variable output compressor | Inverter | No | - | 12500 | 3.66 | - | 1260 | 6250 | No | - | - | - | 3345.24 | 13462.5 | No | 1151.64 | 6731.25 | No | - | - | 14000 | 3.52 | 1380 | 7000 | No | - | - | Yes | 5880 | 13000 | No | - | - | No | - | - | - | - | - | No | - | - | No | - | - | No | - | - | - | - | 4.042 | 4.002 | 4.625 | 5.314 | 5.02 | 5.044 | 803 | 1241 | 3468 | 1659 | 2084 | 4593 | 2.5 | 2.5 | 3 | 3.536 | 4.158 | 4.661 | 3.831 | 4.353 | 4.66 | 5235 | 1907 | 326 | 1673 | 867 | 218 | 2 | 2.5 | 3 | No | - | - | - | - | N/A | N/A | N/A | 29.6 | 3.3244 | 3.8674
[SEER Non Multi-Split <=65kW] GEMS (Air Conditioners up to 65kW) Determination 2019 | MEPS 2019 | AS/NZS 3823.1.2:2012 | PUZ-ZM125VKA-A/PEA-M125GAA | PUZ-ZM125VKA-A/PEA-M125GAA Series | N/A | MITSUBISHI ELECTRIC | N/A | Ducted | Single Split System | - | Air | Air | Thailand | 3.52 | N/A | 12.5 | N/A | N/A | N/A | N/A | N/A | 3.27 | 14 | Enthalpy Test Room | 4.0611 | 4.2817 | N/A | - | N/A | N/A | N/A | N/A | N/A | N/A | N/A | N/A | N/A | N/A | N/A | N/A | N/A | N/A | N/A | N/A | N/A | Single | R32 | Australia,New Zealand | 146652 | 2027-05-11 |  | Approved | Reverse Cycle | N/A | Yes | Class 11 | Yes | N/A | N/A | N/A | N/A | N/A | N/A | N/A | Available | N/A | N/A | http://www.MitsubishiElectric.com.au/ | http://www.mitsubishielectric.com.au | N/A |  |  | AAC6681 | Yes | Variable output compressor | Inverter | No | - | 12500 | 3.52 | - | 1360 | 6250 | No | - | - | - | 3217.28 | 13462.5 | No | 1243.04 | 6731.25 | No | - | - | 14000 | 3.27 | 1450 | 7000 | No | - | - | Yes | 5610 | 13400 | No | - | - | No | - | - | - | - | - | No | - | - | No | - | - | No | - | - | - | - | 3.904 | 3.902 | 4.494 | 5.043 | 4.796 | 4.865 | 833 | 1275 | 3571 | 1752 | 2184 | 4763 | 2 | 2 | 2.5 | 3.638 | 4.15 | 4.459 | 3.834 | 4.247 | 4.444 | 5090 | 1910 | 337 | 1671 | 887 | 226 | 2 | 2.5 | 2.5 | No | - | - | - | - | N/A | N/A | N/A | 29.6 | 3.453 | 4.1542
[SEER Non Multi-Split <=65kW] GEMS (Air Conditioners up to 65kW) Determination 2019 | MEPS 2019 | AS/NZS 3823.1.2:2012 | PUZ-ZM125VKA-A/PEA-M125GAA Series | PUZ-ZM125VKA-A/PEA-M125GAA Series | N/A | MITSUBISHI ELECTRIC | N/A | Ducted | Single Split System | - | Air | Air | Thailand | 3.52 | N/A | 12.5 | N/A | N/A | N/A | N/A | N/A | 3.27 | 14 | Enthalpy Test Room | 4.0611 | 4.2817 | N/A | - | N/A | N/A | N/A | N/A | N/A | N/A | N/A | N/A | N/A | N/A | N/A | N/A | N/A | N/A | N/A | N/A | N/A | Single | R32 | Australia,New Zealand | 146652 | 2027-05-11 |  | Approved | Reverse Cycle | N/A | Yes | Class 11 | Yes | N/A | N/A | N/A | N/A | N/A | N/A | N/A | Available | N/A | N/A | http://www.MitsubishiElectric.com.au/ | http://www.mitsubishielectric.com.au | N/A |  |  | AAC6681 | Yes | Variable output compressor | Inverter | No | - | 12500 | 3.52 | - | 1360 | 6250 | No | - | - | - | 3217.28 | 13462.5 | No | 1243.04 | 6731.25 | No | - | - | 14000 | 3.27 | 1450 | 7000 | No | - | - | Yes | 5610 | 13400 | No | - | - | No | - | - | - | - | - | No | - | - | No | - | - | No | - | - | - | - | 3.904 | 3.902 | 4.494 | 5.043 | 4.796 | 4.865 | 833 | 1275 | 3571 | 1752 | 2184 | 4763 | 2 | 2 | 2.5 | 3.638 | 4.15 | 4.459 | 3.834 | 4.247 | 4.444 | 5090 | 1910 | 337 | 1671 | 887 | 226 | 2 | 2.5 | 2.5 | No | - | - | - | - | N/A | N/A | N/A | 29.6 | 3.453 | 4.1542
[SEER Non Multi-Split <=65kW] GEMS (Air Conditioners up to 65kW) Determination 2019 | MEPS 2019 | AS/NZS 3823.1.2:2012 | PUZ-ZM125VKA-A/PEA-M125HAA | PUZ-ZM125VKA2-A/PEA-M125HAA Series | N/A | MITSUBISHI ELECTRIC | N/A | Ducted | Single Split System | - | Air | Air | Thailand | 3.5 | N/A | 12.5 | N/A | N/A | N/A | N/A | N/A | 3.4 | 14 | Enthalpy Test Room | 3.7313 | 4.5793 | N/A | - | N/A | N/A | N/A | N/A | N/A | N/A | N/A | N/A | N/A | N/A | N/A | N/A | N/A | N/A | N/A | N/A | N/A | Single | R32 | Australia,New Zealand | 146658 | 2027-05-11 |  | Approved | Reverse Cycle | N/A | Yes | Class 11 | Yes | N/A | N/A | N/A | N/A | N/A | N/A | N/A | Available | N/A | N/A | http://www.MitsubishiElectric.com.au/ | http://www.mitsubishielectric.com.au | N/A |  |  | AAC6680 | Yes | Variable output compressor | Inverter | No | - | 12500 | 3.5 | - | 1350 | 6250 | No | - | - | - | 3199 | 13462.5 | No | 1233.9 | 6731.25 | No | - | - | 14000 | 3.4 | 1370 | 7000 | No | - | - | Yes | 4920 | 13400 | No | - | - | No | - | - | - | - | - | No | - | - | No | - | - | No | - | - | - | - | 3.926 | 3.924 | 4.523 | 5.075 | 4.827 | 4.898 | 828 | 1267 | 3548 | 1740 | 2170 | 4732 | 2 | 2 | 3 | 3.8 | 4.289 | 4.7 | 4.033 | 4.444 | 4.696 | 4876 | 1851 | 324 | 1592 | 850 | 217 | 2 | 2.5 | 3 | No | - | - | - | - | N/A | N/A | N/A | 29.6 | 3.4722 | 3.9999
[SEER Non Multi-Split <=65kW] GEMS (Air Conditioners up to 65kW) Determination 2019 | MEPS 2019 | AS/NZS 3823.1.1:2012 | PUZ-ZM125VKA-A/PLA-M125EA2-A | PUZ-ZM125VKA-A/PLA-M125EA-A Series | N/A | MITSUBISHI ELECTRIC | N/A | Non Ducted | Single Split System | Cassette | Air | Air | Thailand | 3.55 | N/A | 12.5 | N/A | N/A | N/A | N/A | N/A | 3.58 | 14 | Enthalpy Test Room | 4.0522 | 3.9538 | N/A | - | N/A | N/A | N/A | N/A | N/A | N/A | N/A | N/A | N/A | N/A | N/A | N/A | N/A | N/A | N/A | N/A | N/A | Single | R32 | Australia,New Zealand | 146588 | 2027-05-10 |  | Approved | Reverse Cycle | N/A | Yes | Class 11 | Yes | N/A | N/A | N/A | N/A | N/A | N/A | N/A | Available | N/A | N/A | http://www.MitsubishiElectric.com.au/ | http://www.mitsubishielectric.com.au | N/A |  |  | AAC6664 | Yes | Variable output compressor | Inverter | No | - | 12500 | 3.55 | - | 1270 | 6250 | No | - | - | - | 3244.7 | 13462.5 | No | 1160.78 | 6731.25 | No | - | - | 14000 | 3.58 | 1300 | 7000 | No | - | - | Yes | 5600 | 12500 | No | - | - | No | - | - | - | - | - | No | - | - | No | - | - | No | - | - | - | - | 4.053 | 4.028 | 4.658 | 5.306 | 5.026 | 5.069 | 800 | 1232 | 3443 | 1662 | 2081 | 4570 | 2.5 | 2.5 | 3 | 3.572 | 4.277 | 4.933 | 3.936 | 4.542 | 4.941 | 5184 | 1856 | 312 | 1629 | 833 | 209 | 2 | 2.5 | 3 | No | - | - | - | - | N/A | N/A | N/A | 29.6 | 3.4246 | 3.8043
[SEER Non Multi-Split <=65kW] GEMS (Air Conditioners up to 65kW) Determination 2019 | MEPS 2019 | AS/NZS 3823.1.1:2012 | PUZ-ZM125VKA-A/PLA-M125EA-A | PUZ-ZM125VKA-A/PLA-M125EA-A Series | N/A | MITSUBISHI ELECTRIC | N/A | Non Ducted | Single Split System | Cassette | Air | Air | Thailand | 3.55 | N/A | 12.5 | N/A | N/A | N/A | N/A | N/A | 3.58 | 14 | Enthalpy Test Room | 4.0522 | 3.9538 | N/A | - | N/A | N/A | N/A | N/A | N/A | N/A | N/A | N/A | N/A | N/A | N/A | N/A | N/A | N/A | N/A | N/A | N/A | Single | R32 | Australia,New Zealand | 146588 | 2027-05-10 |  | Approved | Reverse Cycle | N/A | Yes | Class 11 | Yes | N/A | N/A | N/A | N/A | N/A | N/A | N/A | Available | N/A | N/A | http://www.MitsubishiElectric.com.au/ | http://www.mitsubishielectric.com.au | N/A |  |  | AAC6664 | Yes | Variable output compressor | Inverter | No | - | 12500 | 3.55 | - | 1270 | 6250 | No | - | - | - | 3244.7 | 13462.5 | No | 1160.78 | 6731.25 | No | - | - | 14000 | 3.58 | 1300 | 7000 | No | - | - | Yes | 5600 | 12500 | No | - | - | No | - | - | - | - | - | No | - | - | No | - | - | No | - | - | - | - | 4.053 | 4.028 | 4.658 | 5.306 | 5.026 | 5.069 | 800 | 1232 | 3443 | 1662 | 2081 | 4570 | 2.5 | 2.5 | 3 | 3.572 | 4.277 | 4.933 | 3.936 | 4.542 | 4.941 | 5184 | 1856 | 312 | 1629 | 833 | 209 | 2 | 2.5 | 3 | No | - | - | - | - | N/A | N/A | N/A | 29.6 | 3.4246 | 3.8043
[SEER Non Multi-Split <=65kW] GEMS (Air Conditioners up to 65kW) Determination 2019 | MEPS 2019 | AS/NZS 3823.1.1:2012 | PUZ-ZM125VKA-A/PLA-M125EA-A Series | PUZ-ZM125VKA-A/PLA-M125EA-A Series | N/A | MITSUBISHI ELECTRIC | N/A | Non Ducted | Single Split System | Cassette | Air | Air | Thailand | 3.55 | N/A | 12.5 | N/A | N/A | N/A | N/A | N/A | 3.58 | 14 | Enthalpy Test Room | 4.0522 | 3.9538 | N/A | - | N/A | N/A | N/A | N/A | N/A | N/A | N/A | N/A | N/A | N/A | N/A | N/A | N/A | N/A | N/A | N/A | N/A | Single | R32 | Australia,New Zealand | 146588 | 2027-05-10 |  | Approved | Reverse Cycle | N/A | Yes | Class 11 | Yes | N/A | N/A | N/A | N/A | N/A | N/A | N/A | Available | N/A | N/A | http://www.MitsubishiElectric.com.au/ | http://www.mitsubishielectric.com.au | N/A |  |  | AAC6664 | Yes | Variable output compressor | Inverter | No | - | 12500 | 3.55 | - | 1270 | 6250 | No | - | - | - | 3244.7 | 13462.5 | No | 1160.78 | 6731.25 | No | - | - | 14000 | 3.58 | 1300 | 7000 | No | - | - | Yes | 5600 | 12500 | No | - | - | No | - | - | - | - | - | No | - | - | No | - | - | No | - | - | - | - | 4.053 | 4.028 | 4.658 | 5.306 | 5.026 | 5.069 | 800 | 1232 | 3443 | 1662 | 2081 | 4570 | 2.5 | 2.5 | 3 | 3.572 | 4.277 | 4.933 | 3.936 | 4.542 | 4.941 | 5184 | 1856 | 312 | 1629 | 833 | 209 | 2 | 2.5 | 3 | No | - | - | - | - | N/A | N/A | N/A | 29.6 | 3.4246 | 3.8043
[SEER Non Multi-Split <=65kW] GEMS (Air Conditioners up to 65kW) Determination 2019 | MEPS 2019 | AS/NZS 3823.1.2:2012 | PUZ-ZM125YKA*-A/PEA-M125GAA Series | PUZ-ZM125YKA*-A/PEA-M125GAA Series | N/A | MITSUBISHI ELECTRIC | 1 | Ducted | Single Split System | - | Air | Air | Thailand | 3.52 | 11.5 | 12.5 | 634 | N/A | N/A | N/A | 400 | 3.27 | 14 | Enthalpy Test Room | 4.1183 | 4.4738 | Yes | - | N/A | 44 | 44 | N/A | N/A | N/A | N/A | N/A | 3.791 | 4.1102 | N/A | N/A | N/A | N/A | N/A | N/A | Enthalpy Test Room | Three | R32 | Australia,New Zealand | 157862 | 2028-11-14 |  | Approved | Reverse Cycle | 1400 | Yes | Class 11 | Yes | N/A | N/A | Yes | Yes | Yes | N/A | 3.9691 | Available | N/A | N/A | http://www.MitsubishiElectric.com.au/ | http://www.mitsubishielectric.com.au | Yes |  |  | AAC7883 | Yes | Variable output compressor | Inverter | No | - | 12500 | 3.52 | - | 1360 | 6250 | No | - | - | - | 3217.28 | 13462.5 | No | 1243.04 | 6731.25 | No | - | - | 14000 | 3.27 | 1450 | 7000 | No | - | - | Yes | 5610 | 13400 | No | - | - | No | - | - | - | - | - | No | - | - | No | - | - | No | - | - | - | - | 3.81 | 3.827 | 4.464 | 4.986 | 4.752 | 4.845 | 846 | 1291 | 3586 | 1765 | 2197 | 4776 | 2 | 2 | 2.5 | 3.638 | 4.15 | 4.459 | 3.834 | 4.247 | 4.444 | 5099 | 1921 | 347 | 1679 | 895 | 234 | 2 | 2.5 | 2.5 | No | - | - | - | - | N/A | N/A | N/A | 33.6 | 3.4401 | 4.1376
[SEER Non Multi-Split <=65kW] GEMS (Air Conditioners up to 65kW) Determination 2019 | MEPS 2019 | AS/NZS 3823.1.2:2012 | PUZ-ZM125YKA*-A/PEA-M125HAA Series | PUZ-ZM125YKA*-A/PEA-M125HAA Series | N/A | MITSUBISHI ELECTRIC | 1.61 | Ducted | Single Split System | - | Air | Air | Thailand | 3.5 | 10.89 | 12.5 | 900 | N/A | N/A | N/A | 380 | 3.4 | 14 | Enthalpy Test Room | 3.9595 | 4.833 | Yes | - | N/A | 44 | 44 | N/A | N/A | N/A | N/A | N/A | 3.4775 | 4.1169 | N/A | N/A | N/A | N/A | N/A | N/A | Enthalpy Test Room | Three | R32 | Australia,New Zealand | 157863 | 2028-11-14 |  | Approved | Reverse Cycle | 1405 | Yes | Class 11 | Yes | N/A | N/A | Yes | Yes | Yes | N/A | 3.6264 | Available | N/A | N/A | http://www.MitsubishiElectric.com.au/ | http://www.mitsubishielectric.com.au | Yes |  |  | AAC7882 | Yes | Variable output compressor | Inverter | No | - | 12500 | 3.5 | - | 1350 | 6250 | No | - | - | - | 3199 | 13462.5 | No | 1233.9 | 6731.25 | No | - | - | 14000 | 3.4 | 1370 | 7000 | No | - | - | Yes | 4920 | 13400 | No | - | - | No | - | - | - | - | - | No | - | - | No | - | - | No | - | - | - | - | 3.831 | 3.848 | 4.492 | 5.018 | 4.782 | 4.877 | 841 | 1283 | 3563 | 1753 | 2182 | 4744 | 2 | 2 | 2.5 | 3.8 | 4.289 | 4.7 | 4.033 | 4.444 | 4.696 | 4885 | 1862 | 334 | 1600 | 858 | 225 | 2 | 2.5 | 3 | No | - | - | - | - | N/A | N/A | N/A | 33.6 | 3.4592 | 3.9846
[SEER Non Multi-Split <=65kW] GEMS (Air Conditioners up to 65kW) Determination 2019 | MEPS 2019 | AS/NZS 3823.1.1:2012 | PUZ-ZM125YKA2-A/PCA-M125KA | PUZ-ZM125YKA-A/PCA-M125KA Series | N/A | MITSUBISHI ELECTRIC | 3.87 | Non Ducted | Single Split System | Under ceiling | Air | Air | Thailand | 3.77 | 8.63 | 12.5 | 680 | N/A | N/A | N/A | 230 | 4.22 | 14 | Enthalpy Test Room | 3.4036 | 3.5419 | Yes | - | N/A | 44 | 44 | 4.1024 | N/A | N/A | N/A | N/A | 3.2091 | 3.2124 | N/A | N/A | N/A | N/A | N/A | N/A | Enthalpy Test Room | Three | R32 | Australia,New Zealand | 157855 | 2028-11-14 |  | Approved | Reverse Cycle | 1600 | Yes | Class 11 | Yes | N/A | N/A | Yes | Yes | Yes | N/A | 3.336 | Available | N/A | N/A | http://www.MitsubishiElectric.com.au/ | http://www.mitsubishielectric.com.au | Yes |  |  | AAC7884 | Yes | Variable output compressor | Inverter | No | - | 12500 | 3.77 | - | 1270 | 6250 | No | - | - | - | 3445.78 | 13462.5 | No | 1160.78 | 6731.25 | No | - | - | 14000 | 4.22 | 1440 | 7000 | No | - | - | Yes | 5580 | 12600 | No | - | - | No | - | - | - | - | - | No | - | - | No | - | - | No | - | - | - | - | 3.896 | 3.868 | 4.521 | 5.197 | 4.912 | 4.948 | 826 | 1276 | 3540 | 1690 | 2123 | 4675 | 2 | 2 | 3 | 3.299 | 3.837 | 4.442 | 3.62 | 4.092 | 4.456 | 5617 | 2071 | 348 | 1775 | 926 | 233 | 1.5 | 2 | 2.5 | No | - | - | - | - | N/A | N/A | N/A | 33.6 | 3.2187 | 3.2306
[SEER Non Multi-Split <=65kW] GEMS (Air Conditioners up to 65kW) Determination 2019 | MEPS 2019 | AS/NZS 3823.1.1:2012 | PUZ-ZM125YKA2-A/PCA-M125KA2 | PUZ-ZM125YKA-A/PCA-M125KA Series | N/A | MITSUBISHI ELECTRIC | 3.87 | Non Ducted | Single Split System | Under ceiling | Air | Air | Thailand | 3.77 | 8.63 | 12.5 | 680 | N/A | N/A | N/A | 230 | 4.22 | 14 | Enthalpy Test Room | 3.4036 | 3.5419 | Yes | - | N/A | 44 | 44 | 4.1024 | N/A | N/A | N/A | N/A | 3.2091 | 3.2124 | N/A | N/A | N/A | N/A | N/A | N/A | Enthalpy Test Room | Three | R32 | Australia,New Zealand | 157855 | 2028-11-14 |  | Approved | Reverse Cycle | 1600 | Yes | Class 11 | Yes | N/A | N/A | Yes | Yes | Yes | N/A | 3.336 | Available | N/A | N/A | http://www.MitsubishiElectric.com.au/ | http://www.mitsubishielectric.com.au | Yes |  |  | AAC7884 | Yes | Variable output compressor | Inverter | No | - | 12500 | 3.77 | - | 1270 | 6250 | No | - | - | - | 3445.78 | 13462.5 | No | 1160.78 | 6731.25 | No | - | - | 14000 | 4.22 | 1440 | 7000 | No | - | - | Yes | 5580 | 12600 | No | - | - | No | - | - | - | - | - | No | - | - | No | - | - | No | - | - | - | - | 3.896 | 3.868 | 4.521 | 5.197 | 4.912 | 4.948 | 826 | 1276 | 3540 | 1690 | 2123 | 4675 | 2 | 2 | 3 | 3.299 | 3.837 | 4.442 | 3.62 | 4.092 | 4.456 | 5617 | 2071 | 348 | 1775 | 926 | 233 | 1.5 | 2 | 2.5 | No | - | - | - | - | N/A | N/A | N/A | 33.6 | 3.2187 | 3.2306
[SEER Non Multi-Split <=65kW] GEMS (Air Conditioners up to 65kW) Determination 2019 | MEPS 2019 | AS/NZS 3823.1.2:2012 | PUZ-ZM125YKA2-A/PEAD-M125JAA | PUZ-ZM125YKA-A/PEAD-M125JAA Series | N/A | MITSUBISHI ELECTRIC | 2.75 | Ducted | Single Split System | - | Air | Air | Thailand | 3.66 | 9.75 | 12.5 | 732 | N/A | N/A | N/A | 250 | 3.52 | 14 | Enthalpy Test Room | 3.7549 | 4.2616 | Yes | - | N/A | 44 | 44 | N/A | N/A | N/A | N/A | N/A | 3.3378 | 3.8552 | N/A | N/A | N/A | N/A | N/A | N/A | Enthalpy Test Room | Three | R32 | Australia,New Zealand | 157857 | 2028-11-14 |  | Approved | Reverse Cycle | 1400 | Yes | Class 11 | Yes | N/A | N/A | Yes | Yes | Yes | N/A | 3.4737 | Available | N/A | N/A | http://www.MitsubishiElectric.com.au/ | http://www.mitsubishielectric.com.au | Yes |  |  | AAC7885 | Yes | Variable output compressor | Inverter | No | - | 12500 | 3.66 | - | 1260 | 6250 | No | - | - | - | 3345.24 | 13462.5 | No | 1151.64 | 6731.25 | No | - | - | 14000 | 3.52 | 1380 | 7000 | No | - | - | Yes | 5880 | 13000 | No | - | - | No | - | - | - | - | - | No | - | - | No | - | - | No | - | - | - | - | 3.941 | 3.923 | 4.592 | 5.251 | 4.972 | 5.022 | 816 | 1257 | 3483 | 1672 | 2096 | 4605 | 2 | 2 | 3 | 3.536 | 4.158 | 4.661 | 3.831 | 4.353 | 4.66 | 5244 | 1917 | 336 | 1681 | 875 | 226 | 2 | 2.5 | 3 | No | - | - | - | - | N/A | N/A | N/A | 33.6 | 3.3125 | 3.853
[SEER Non Multi-Split <=65kW] GEMS (Air Conditioners up to 65kW) Determination 2019 | MEPS 2019 | AS/NZS 3823.1.2:2012 | PUZ-ZM125YKA2-A/PEAD-M125JAAD | PUZ-ZM125YKA-A/PEAD-M125JAA Series | N/A | MITSUBISHI ELECTRIC | 2.75 | Ducted | Single Split System | - | Air | Air | Thailand | 3.66 | 9.75 | 12.5 | 732 | N/A | N/A | N/A | 250 | 3.52 | 14 | Enthalpy Test Room | 3.7549 | 4.2616 | Yes | - | N/A | 44 | 44 | N/A | N/A | N/A | N/A | N/A | 3.3378 | 3.8552 | N/A | N/A | N/A | N/A | N/A | N/A | Enthalpy Test Room | Three | R32 | Australia,New Zealand | 157857 | 2028-11-14 |  | Approved | Reverse Cycle | 1400 | Yes | Class 11 | Yes | N/A | N/A | Yes | Yes | Yes | N/A | 3.4737 | Available | N/A | N/A | http://www.MitsubishiElectric.com.au/ | http://www.mitsubishielectric.com.au | Yes |  |  | AAC7885 | Yes | Variable output compressor | Inverter | No | - | 12500 | 3.66 | - | 1260 | 6250 | No | - | - | - | 3345.24 | 13462.5 | No | 1151.64 | 6731.25 | No | - | - | 14000 | 3.52 | 1380 | 7000 | No | - | - | Yes | 5880 | 13000 | No | - | - | No | - | - | - | - | - | No | - | - | No | - | - | No | - | - | - | - | 3.941 | 3.923 | 4.592 | 5.251 | 4.972 | 5.022 | 816 | 1257 | 3483 | 1672 | 2096 | 4605 | 2 | 2 | 3 | 3.536 | 4.158 | 4.661 | 3.831 | 4.353 | 4.66 | 5244 | 1917 | 336 | 1681 | 875 | 226 | 2 | 2.5 | 3 | No | - | - | - | - | N/A | N/A | N/A | 33.6 | 3.3125 | 3.853
[SEER Non Multi-Split <=65kW] GEMS (Air Conditioners up to 65kW) Determination 2019 | MEPS 2019 | AS/NZS 3823.1.2:2012 | PUZ-ZM125YKA2-A/PEA-M125GAA | PUZ-ZM125YKA*-A/PEA-M125GAA Series | N/A | MITSUBISHI ELECTRIC | 1 | Ducted | Single Split System | - | Air | Air | Thailand | 3.52 | 11.5 | 12.5 | 634 | N/A | N/A | N/A | 400 | 3.27 | 14 | Enthalpy Test Room | 4.1183 | 4.4738 | Yes | - | N/A | 44 | 44 | N/A | N/A | N/A | N/A | N/A | 3.791 | 4.1102 | N/A | N/A | N/A | N/A | N/A | N/A | Enthalpy Test Room | Three | R32 | Australia,New Zealand | 157862 | 2028-11-14 |  | Approved | Reverse Cycle | 1400 | Yes | Class 11 | Yes | N/A | N/A | Yes | Yes | Yes | N/A | 3.9691 | Available | N/A | N/A | http://www.MitsubishiElectric.com.au/ | http://www.mitsubishielectric.com.au | Yes |  |  | AAC7883 | Yes | Variable output compressor | Inverter | No | - | 12500 | 3.52 | - | 1360 | 6250 | No | - | - | - | 3217.28 | 13462.5 | No | 1243.04 | 6731.25 | No | - | - | 14000 | 3.27 | 1450 | 7000 | No | - | - | Yes | 5610 | 13400 | No | - | - | No | - | - | - | - | - | No | - | - | No | - | - | No | - | - | - | - | 3.81 | 3.827 | 4.464 | 4.986 | 4.752 | 4.845 | 846 | 1291 | 3586 | 1765 | 2197 | 4776 | 2 | 2 | 2.5 | 3.638 | 4.15 | 4.459 | 3.834 | 4.247 | 4.444 | 5099 | 1921 | 347 | 1679 | 895 | 234 | 2 | 2.5 | 2.5 | No | - | - | - | - | N/A | N/A | N/A | 33.6 | 3.4401 | 4.1376
[SEER Non Multi-Split <=65kW] GEMS (Air Conditioners up to 65kW) Determination 2019 | MEPS 2019 | AS/NZS 3823.1.2:2012 | PUZ-ZM125YKA2-A/PEA-M125HAA | PUZ-ZM125YKA*-A/PEA-M125HAA Series | N/A | MITSUBISHI ELECTRIC | 1.61 | Ducted | Single Split System | - | Air | Air | Thailand | 3.5 | 10.89 | 12.5 | 900 | N/A | N/A | N/A | 380 | 3.4 | 14 | Enthalpy Test Room | 3.9595 | 4.833 | Yes | - | N/A | 44 | 44 | N/A | N/A | N/A | N/A | N/A | 3.4775 | 4.1169 | N/A | N/A | N/A | N/A | N/A | N/A | Enthalpy Test Room | Three | R32 | Australia,New Zealand | 157863 | 2028-11-14 |  | Approved | Reverse Cycle | 1405 | Yes | Class 11 | Yes | N/A | N/A | Yes | Yes | Yes | N/A | 3.6264 | Available | N/A | N/A | http://www.MitsubishiElectric.com.au/ | http://www.mitsubishielectric.com.au | Yes |  |  | AAC7882 | Yes | Variable output compressor | Inverter | No | - | 12500 | 3.5 | - | 1350 | 6250 | No | - | - | - | 3199 | 13462.5 | No | 1233.9 | 6731.25 | No | - | - | 14000 | 3.4 | 1370 | 7000 | No | - | - | Yes | 4920 | 13400 | No | - | - | No | - | - | - | - | - | No | - | - | No | - | - | No | - | - | - | - | 3.831 | 3.848 | 4.492 | 5.018 | 4.782 | 4.877 | 841 | 1283 | 3563 | 1753 | 2182 | 4744 | 2 | 2 | 2.5 | 3.8 | 4.289 | 4.7 | 4.033 | 4.444 | 4.696 | 4885 | 1862 | 334 | 1600 | 858 | 225 | 2 | 2.5 | 3 | No | - | - | - | - | N/A | N/A | N/A | 33.6 | 3.4592 | 3.9846
[SEER Non Multi-Split <=65kW] GEMS (Air Conditioners up to 65kW) Determination 2019 | MEPS 2019 | AS/NZS 3823.1.1:2012 | PUZ-ZM125YKA-A/PCA-M125KA | PUZ-ZM125YKA-A/PCA-M125KA Series | N/A | MITSUBISHI ELECTRIC | 3.87 | Non Ducted | Single Split System | Under ceiling | Air | Air | Thailand | 3.77 | 8.63 | 12.5 | 680 | N/A | N/A | N/A | 230 | 4.22 | 14 | Enthalpy Test Room | 3.4036 | 3.5419 | Yes | - | N/A | 44 | 44 | 4.1024 | N/A | N/A | N/A | N/A | 3.2091 | 3.2124 | N/A | N/A | N/A | N/A | N/A | N/A | Enthalpy Test Room | Three | R32 | Australia,New Zealand | 157855 | 2028-11-14 |  | Approved | Reverse Cycle | 1600 | Yes | Class 11 | Yes | N/A | N/A | Yes | Yes | Yes | N/A | 3.336 | Available | N/A | N/A | http://www.MitsubishiElectric.com.au/ | http://www.mitsubishielectric.com.au | Yes |  |  | AAC7884 | Yes | Variable output compressor | Inverter | No | - | 12500 | 3.77 | - | 1270 | 6250 | No | - | - | - | 3445.78 | 13462.5 | No | 1160.78 | 6731.25 | No | - | - | 14000 | 4.22 | 1440 | 7000 | No | - | - | Yes | 5580 | 12600 | No | - | - | No | - | - | - | - | - | No | - | - | No | - | - | No | - | - | - | - | 3.896 | 3.868 | 4.521 | 5.197 | 4.912 | 4.948 | 826 | 1276 | 3540 | 1690 | 2123 | 4675 | 2 | 2 | 3 | 3.299 | 3.837 | 4.442 | 3.62 | 4.092 | 4.456 | 5617 | 2071 | 348 | 1775 | 926 | 233 | 1.5 | 2 | 2.5 | No | - | - | - | - | N/A | N/A | N/A | 33.6 | 3.2187 | 3.2306
[SEER Non Multi-Split <=65kW] GEMS (Air Conditioners up to 65kW) Determination 2019 | MEPS 2019 | AS/NZS 3823.1.1:2012 | PUZ-ZM125YKA-A/PCA-M125KA Series | PUZ-ZM125YKA-A/PCA-M125KA Series | N/A | MITSUBISHI ELECTRIC | 3.87 | Non Ducted | Single Split System | Under ceiling | Air | Air | Thailand | 3.77 | 8.63 | 12.5 | 680 | N/A | N/A | N/A | 230 | 4.22 | 14 | Enthalpy Test Room | 3.4036 | 3.5419 | Yes | - | N/A | 44 | 44 | 4.1024 | N/A | N/A | N/A | N/A | 3.2091 | 3.2124 | N/A | N/A | N/A | N/A | N/A | N/A | Enthalpy Test Room | Three | R32 | Australia,New Zealand | 157855 | 2028-11-14 |  | Approved | Reverse Cycle | 1600 | Yes | Class 11 | Yes | N/A | N/A | Yes | Yes | Yes | N/A | 3.336 | Available | N/A | N/A | http://www.MitsubishiElectric.com.au/ | http://www.mitsubishielectric.com.au | Yes |  |  | AAC7884 | Yes | Variable output compressor | Inverter | No | - | 12500 | 3.77 | - | 1270 | 6250 | No | - | - | - | 3445.78 | 13462.5 | No | 1160.78 | 6731.25 | No | - | - | 14000 | 4.22 | 1440 | 7000 | No | - | - | Yes | 5580 | 12600 | No | - | - | No | - | - | - | - | - | No | - | - | No | - | - | No | - | - | - | - | 3.896 | 3.868 | 4.521 | 5.197 | 4.912 | 4.948 | 826 | 1276 | 3540 | 1690 | 2123 | 4675 | 2 | 2 | 3 | 3.299 | 3.837 | 4.442 | 3.62 | 4.092 | 4.456 | 5617 | 2071 | 348 | 1775 | 926 | 233 | 1.5 | 2 | 2.5 | No | - | - | - | - | N/A | N/A | N/A | 33.6 | 3.2187 | 3.2306
[SEER Non Multi-Split <=65kW] GEMS (Air Conditioners up to 65kW) Determination 2019 | MEPS 2019 | AS/NZS 3823.1.1:2012 | PUZ-ZM125YKA-A/PCA-M125KA2 | PUZ-ZM125YKA-A/PCA-M125KA Series | N/A | MITSUBISHI ELECTRIC | 3.87 | Non Ducted | Single Split System | Under ceiling | Air | Air | Thailand | 3.77 | 8.63 | 12.5 | 680 | N/A | N/A | N/A | 230 | 4.22 | 14 | Enthalpy Test Room | 3.4036 | 3.5419 | Yes | - | N/A | 44 | 44 | 4.1024 | N/A | N/A | N/A | N/A | 3.2091 | 3.2124 | N/A | N/A | N/A | N/A | N/A | N/A | Enthalpy Test Room | Three | R32 | Australia,New Zealand | 157855 | 2028-11-14 |  | Approved | Reverse Cycle | 1600 | Yes | Class 11 | Yes | N/A | N/A | Yes | Yes | Yes | N/A | 3.336 | Available | N/A | N/A | http://www.MitsubishiElectric.com.au/ | http://www.mitsubishielectric.com.au | Yes |  |  | AAC7884 | Yes | Variable output compressor | Inverter | No | - | 12500 | 3.77 | - | 1270 | 6250 | No | - | - | - | 3445.78 | 13462.5 | No | 1160.78 | 6731.25 | No | - | - | 14000 | 4.22 | 1440 | 7000 | No | - | - | Yes | 5580 | 12600 | No | - | - | No | - | - | - | - | - | No | - | - | No | - | - | No | - | - | - | - | 3.896 | 3.868 | 4.521 | 5.197 | 4.912 | 4.948 | 826 | 1276 | 3540 | 1690 | 2123 | 4675 | 2 | 2 | 3 | 3.299 | 3.837 | 4.442 | 3.62 | 4.092 | 4.456 | 5617 | 2071 | 348 | 1775 | 926 | 233 | 1.5 | 2 | 2.5 | No | - | - | - | - | N/A | N/A | N/A | 33.6 | 3.2187 | 3.2306
[SEER Non Multi-Split <=65kW] GEMS (Air Conditioners up to 65kW) Determination 2019 | MEPS 2019 | AS/NZS 3823.1.2:2012 | PUZ-ZM125YKA-A/PEAD-M125JAA | PUZ-ZM125YKA-A/PEAD-M125JAA Series | N/A | MITSUBISHI ELECTRIC | 2.75 | Ducted | Single Split System | - | Air | Air | Thailand | 3.66 | 9.75 | 12.5 | 732 | N/A | N/A | N/A | 250 | 3.52 | 14 | Enthalpy Test Room | 3.7549 | 4.2616 | Yes | - | N/A | 44 | 44 | N/A | N/A | N/A | N/A | N/A | 3.3378 | 3.8552 | N/A | N/A | N/A | N/A | N/A | N/A | Enthalpy Test Room | Three | R32 | Australia,New Zealand | 157857 | 2028-11-14 |  | Approved | Reverse Cycle | 1400 | Yes | Class 11 | Yes | N/A | N/A | Yes | Yes | Yes | N/A | 3.4737 | Available | N/A | N/A | http://www.MitsubishiElectric.com.au/ | http://www.mitsubishielectric.com.au | Yes |  |  | AAC7885 | Yes | Variable output compressor | Inverter | No | - | 12500 | 3.66 | - | 1260 | 6250 | No | - | - | - | 3345.24 | 13462.5 | No | 1151.64 | 6731.25 | No | - | - | 14000 | 3.52 | 1380 | 7000 | No | - | - | Yes | 5880 | 13000 | No | - | - | No | - | - | - | - | - | No | - | - | No | - | - | No | - | - | - | - | 3.941 | 3.923 | 4.592 | 5.251 | 4.972 | 5.022 | 816 | 1257 | 3483 | 1672 | 2096 | 4605 | 2 | 2 | 3 | 3.536 | 4.158 | 4.661 | 3.831 | 4.353 | 4.66 | 5244 | 1917 | 336 | 1681 | 875 | 226 | 2 | 2.5 | 3 | No | - | - | - | - | N/A | N/A | N/A | 33.6 | 3.3125 | 3.853
[SEER Non Multi-Split <=65kW] GEMS (Air Conditioners up to 65kW) Determination 2019 | MEPS 2019 | AS/NZS 3823.1.2:2012 | PUZ-ZM125YKA-A/PEAD-M125JAA Series | PUZ-ZM125YKA-A/PEAD-M125JAA Series | N/A | MITSUBISHI ELECTRIC | 2.75 | Ducted | Single Split System | - | Air | Air | Thailand | 3.66 | 9.75 | 12.5 | 732 | N/A | N/A | N/A | 250 | 3.52 | 14 | Enthalpy Test Room | 3.7549 | 4.2616 | Yes | - | N/A | 44 | 44 | N/A | N/A | N/A | N/A | N/A | 3.3378 | 3.8552 | N/A | N/A | N/A | N/A | N/A | N/A | Enthalpy Test Room | Three | R32 | Australia,New Zealand | 157857 | 2028-11-14 |  | Approved | Reverse Cycle | 1400 | Yes | Class 11 | Yes | N/A | N/A | Yes | Yes | Yes | N/A | 3.4737 | Available | N/A | N/A | http://www.MitsubishiElectric.com.au/ | http://www.mitsubishielectric.com.au | Yes |  |  | AAC7885 | Yes | Variable output compressor | Inverter | No | - | 12500 | 3.66 | - | 1260 | 6250 | No | - | - | - | 3345.24 | 13462.5 | No | 1151.64 | 6731.25 | No | - | - | 14000 | 3.52 | 1380 | 7000 | No | - | - | Yes | 5880 | 13000 | No | - | - | No | - | - | - | - | - | No | - | - | No | - | - | No | - | - | - | - | 3.941 | 3.923 | 4.592 | 5.251 | 4.972 | 5.022 | 816 | 1257 | 3483 | 1672 | 2096 | 4605 | 2 | 2 | 3 | 3.536 | 4.158 | 4.661 | 3.831 | 4.353 | 4.66 | 5244 | 1917 | 336 | 1681 | 875 | 226 | 2 | 2.5 | 3 | No | - | - | - | - | N/A | N/A | N/A | 33.6 | 3.3125 | 3.853
[SEER Non Multi-Split <=65kW] GEMS (Air Conditioners up to 65kW) Determination 2019 | MEPS 2019 | AS/NZS 3823.1.2:2012 | PUZ-ZM125YKA-A/PEAD-M125JAAD | PUZ-ZM125YKA-A/PEAD-M125JAA Series | N/A | MITSUBISHI ELECTRIC | 2.75 | Ducted | Single Split System | - | Air | Air | Thailand | 3.66 | 9.75 | 12.5 | 732 | N/A | N/A | N/A | 250 | 3.52 | 14 | Enthalpy Test Room | 3.7549 | 4.2616 | Yes | - | N/A | 44 | 44 | N/A | N/A | N/A | N/A | N/A | 3.3378 | 3.8552 | N/A | N/A | N/A | N/A | N/A | N/A | Enthalpy Test Room | Three | R32 | Australia,New Zealand | 157857 | 2028-11-14 |  | Approved | Reverse Cycle | 1400 | Yes | Class 11 | Yes | N/A | N/A | Yes | Yes | Yes | N/A | 3.4737 | Available | N/A | N/A | http://www.MitsubishiElectric.com.au/ | http://www.mitsubishielectric.com.au | Yes |  |  | AAC7885 | Yes | Variable output compressor | Inverter | No | - | 12500 | 3.66 | - | 1260 | 6250 | No | - | - | - | 3345.24 | 13462.5 | No | 1151.64 | 6731.25 | No | - | - | 14000 | 3.52 | 1380 | 7000 | No | - | - | Yes | 5880 | 13000 | No | - | - | No | - | - | - | - | - | No | - | - | No | - | - | No | - | - | - | - | 3.941 | 3.923 | 4.592 | 5.251 | 4.972 | 5.022 | 816 | 1257 | 3483 | 1672 | 2096 | 4605 | 2 | 2 | 3 | 3.536 | 4.158 | 4.661 | 3.831 | 4.353 | 4.66 | 5244 | 1917 | 336 | 1681 | 875 | 226 | 2 | 2.5 | 3 | No | - | - | - | - | N/A | N/A | N/A | 33.6 | 3.3125 | 3.853
[SEER Non Multi-Split <=65kW] GEMS (Air Conditioners up to 65kW) Determination 2019 | MEPS 2019 | AS/NZS 3823.1.2:2012 | PUZ-ZM125YKA-A/PEA-M125GAA | PUZ-ZM125YKA*-A/PEA-M125GAA Series | N/A | MITSUBISHI ELECTRIC | 1 | Ducted | Single Split System | - | Air | Air | Thailand | 3.52 | 11.5 | 12.5 | 634 | N/A | N/A | N/A | 400 | 3.27 | 14 | Enthalpy Test Room | 4.1183 | 4.4738 | Yes | - | N/A | 44 | 44 | N/A | N/A | N/A | N/A | N/A | 3.791 | 4.1102 | N/A | N/A | N/A | N/A | N/A | N/A | Enthalpy Test Room | Three | R32 | Australia,New Zealand | 157862 | 2028-11-14 |  | Approved | Reverse Cycle | 1400 | Yes | Class 11 | Yes | N/A | N/A | Yes | Yes | Yes | N/A | 3.9691 | Available | N/A | N/A | http://www.MitsubishiElectric.com.au/ | http://www.mitsubishielectric.com.au | Yes |  |  | AAC7883 | Yes | Variable output compressor | Inverter | No | - | 12500 | 3.52 | - | 1360 | 6250 | No | - | - | - | 3217.28 | 13462.5 | No | 1243.04 | 6731.25 | No | - | - | 14000 | 3.27 | 1450 | 7000 | No | - | - | Yes | 5610 | 13400 | No | - | - | No | - | - | - | - | - | No | - | - | No | - | - | No | - | - | - | - | 3.81 | 3.827 | 4.464 | 4.986 | 4.752 | 4.845 | 846 | 1291 | 3586 | 1765 | 2197 | 4776 | 2 | 2 | 2.5 | 3.638 | 4.15 | 4.459 | 3.834 | 4.247 | 4.444 | 5099 | 1921 | 347 | 1679 | 895 | 234 | 2 | 2.5 | 2.5 | No | - | - | - | - | N/A | N/A | N/A | 33.6 | 3.4401 | 4.1376
[SEER Non Multi-Split <=65kW] GEMS (Air Conditioners up to 65kW) Determination 2019 | MEPS 2019 | AS/NZS 3823.1.2:2012 | PUZ-ZM125YKA-A/PEA-M125HAA | PUZ-ZM125YKA*-A/PEA-M125HAA Series | N/A | MITSUBISHI ELECTRIC | 1.61 | Ducted | Single Split System | - | Air | Air | Thailand | 3.5 | 10.89 | 12.5 | 900 | N/A | N/A | N/A | 380 | 3.4 | 14 | Enthalpy Test Room | 3.9595 | 4.833 | Yes | - | N/A | 44 | 44 | N/A | N/A | N/A | N/A | N/A | 3.4775 | 4.1169 | N/A | N/A | N/A | N/A | N/A | N/A | Enthalpy Test Room | Three | R32 | Australia,New Zealand | 157863 | 2028-11-14 |  | Approved | Reverse Cycle | 1405 | Yes | Class 11 | Yes | N/A | N/A | Yes | Yes | Yes | N/A | 3.6264 | Available | N/A | N/A | http://www.MitsubishiElectric.com.au/ | http://www.mitsubishielectric.com.au | Yes |  |  | AAC7882 | Yes | Variable output compressor | Inverter | No | - | 12500 | 3.5 | - | 1350 | 6250 | No | - | - | - | 3199 | 13462.5 | No | 1233.9 | 6731.25 | No | - | - | 14000 | 3.4 | 1370 | 7000 | No | - | - | Yes | 4920 | 13400 | No | - | - | No | - | - | - | - | - | No | - | - | No | - | - | No | - | - | - | - | 3.831 | 3.848 | 4.492 | 5.018 | 4.782 | 4.877 | 841 | 1283 | 3563 | 1753 | 2182 | 4744 | 2 | 2 | 2.5 | 3.8 | 4.289 | 4.7 | 4.033 | 4.444 | 4.696 | 4885 | 1862 | 334 | 1600 | 858 | 225 | 2 | 2.5 | 3 | No | - | - | - | - | N/A | N/A | N/A | 33.6 | 3.4592 | 3.9846
[SEER Non Multi-Split <=65kW] GEMS (Air Conditioners up to 65kW) Determination 2019 | MEPS 2019 | AS/NZS 3823.1.2:2012 | PUZ-ZM140VKA(2)-A/PEAD-M140JAA(D) Series | PUZ-ZM140VKA(2)-A/PEAD-M140JAA(D) Series | N/A | MITSUBISHI ELECTRIC | N/A | Ducted | Single Split System | - | Air | Air | Thailand | 4.37 | N/A | 14 | N/A | N/A | N/A | N/A | N/A | 4.18 | 16 | Enthalpy Test Room | 3.4971 | 4.0332 | N/A | - | N/A | N/A | N/A | N/A | N/A | N/A | N/A | N/A | N/A | N/A | N/A | N/A | N/A | N/A | N/A | N/A | N/A | Single | R32 | Australia,New Zealand | 157898 | 2028-11-13 |  | Approved | Reverse Cycle | N/A | Yes | Class 11 | Yes | N/A | N/A | N/A | N/A | N/A | N/A | N/A | Available | N/A | N/A | http://www.MitsubishiElectric.com.au/ | http://www.mitsubishielectric.com.au | N/A |  |  | AAC7879 | Yes | Variable output compressor | Inverter | No | - | 14000 | 4.37 | - | 1460 | 7000 | No | - | - | - | 3994.18 | 15078 | No | 1334.44 | 7539 | No | - | - | 16000 | 4.18 | 1620 | 8000 | Yes | 950 | 4400 | Yes | 5500 | 14500 | No | - | - | No | - | - | - | - | - | No | - | - | No | - | - | No | - | - | - | - | 3.981 | 3.906 | 4.45 | 5.176 | 4.868 | 4.848 | 922 | 1435 | 4049 | 1917 | 2417 | 5361 | 2 | 2 | 2.5 | 3.601 | 4.121 | 4.644 | 3.881 | 4.3 | 4.607 | 5867 | 2187 | 363 | 1879 | 993 | 242 | 2 | 2.5 | 3 | No | - | - | - | - | N/A | N/A | N/A | 29.6 | 3.132 | 3.7383
[SEER Non Multi-Split <=65kW] GEMS (Air Conditioners up to 65kW) Determination 2019 | MEPS 2019 | AS/NZS 3823.1.2:2012 | PUZ-ZM140VKA*-A/PEA-M140GAA | PUZ-ZM140VKA*-A/PEA-M140GAA | N/A | MITSUBISHI ELECTRIC | N/A | Ducted | Single Split System | - | Air | Air | Thailand | 4.1 | N/A | 14 | N/A | N/A | N/A | N/A | N/A | 3.9 | 16 | Enthalpy Test Room | 3.7891 | 4.2374 | N/A | - | N/A | N/A | N/A | N/A | N/A | N/A | N/A | N/A | N/A | N/A | N/A | N/A | N/A | N/A | N/A | N/A | N/A | Single | R32 | Australia,New Zealand | 157896 | 2028-11-13 |  | Approved | Reverse Cycle | N/A | Yes | Class 11 | Yes | N/A | N/A | N/A | N/A | N/A | N/A | N/A | Available | N/A | N/A | http://www.MitsubishiElectric.com.au/ | http://www.mitsubishielectric.com.au | N/A |  |  | AAC7878 | Yes | Variable output compressor | Inverter | No | - | 14000 | 4.1 | - | 1460 | 7000 | No | - | - | - | 3747.4 | 15078 | No | 1334.44 | 7539 | No | - | - | 16000 | 3.9 | 1660 | 8100 | No | - | - | Yes | 5530 | 14800 | No | - | - | No | - | - | - | - | - | No | - | - | No | - | - | No | - | - | - | - | 4.044 | 3.996 | 4.561 | 5.227 | 4.938 | 4.952 | 906 | 1401 | 3949 | 1898 | 2382 | 5248 | 2.5 | 2 | 3 | 3.656 | 4.137 | 4.491 | 3.864 | 4.261 | 4.482 | 5780 | 2179 | 373 | 1887 | 1001 | 248 | 2 | 2.5 | 2.5 | No | - | - | - | - | N/A | N/A | N/A | 29.6 | 3.3333 | 4
[SEER Non Multi-Split <=65kW] GEMS (Air Conditioners up to 65kW) Determination 2019 | MEPS 2019 | AS/NZS 3823.1.1:2012 | PUZ-ZM140VKA2-A/PCA-M140KA | PUZ-ZM140VKA-A/PCA-M140KA Series | N/A | MITSUBISHI ELECTRIC | N/A | Non Ducted | Single Split System | Under ceiling | Air | Air | Thailand | 4.15 | N/A | 13.5 | N/A | N/A | N/A | N/A | N/A | 4.72 | 16 | Enthalpy Test Room | 3.4159 | 3.4336 | N/A | - | N/A | N/A | N/A | N/A | N/A | N/A | N/A | N/A | N/A | N/A | N/A | N/A | N/A | N/A | N/A | N/A | N/A | Single | R32 | Australia,New Zealand | 146610 | 2027-05-10 |  | Approved | Reverse Cycle | N/A | Yes | Class 11 | Yes | N/A | N/A | N/A | N/A | N/A | N/A | N/A | Available | N/A | N/A | http://www.MitsubishiElectric.com.au/ | http://www.mitsubishielectric.com.au | N/A |  |  | AAC6666 | Yes | Variable output compressor | Inverter | No | - | 13500 | 4.15 | - | 1430 | 6750 | No | - | - | - | 3793.1 | 14539.5 | No | 1307.02 | 7269.75 | No | - | - | 16000 | 4.72 | 1630 | 8000 | No | - | - | Yes | 5840 | 13200 | No | - | - | No | - | - | - | - | - | No | - | - | No | - | - | No | - | - | - | - | 3.935 | 3.878 | 4.43 | 5.112 | 4.819 | 4.819 | 897 | 1392 | 3920 | 1871 | 2352 | 5199 | 2 | 2 | 2.5 | 3.233 | 3.831 | 4.487 | 3.581 | 4.101 | 4.5 | 6529 | 2346 | 373 | 2031 | 1038 | 247 | 1.5 | 2 | 2.5 | No | - | - | - | - | N/A | N/A | N/A | 29.6 | 3.1764 | 3.3195
[SEER Non Multi-Split <=65kW] GEMS (Air Conditioners up to 65kW) Determination 2019 | MEPS 2019 | AS/NZS 3823.1.1:2012 | PUZ-ZM140VKA2-A/PCA-M140KA2 | PUZ-ZM140VKA-A/PCA-M140KA Series | N/A | MITSUBISHI ELECTRIC | N/A | Non Ducted | Single Split System | Under ceiling | Air | Air | Thailand | 4.15 | N/A | 13.5 | N/A | N/A | N/A | N/A | N/A | 4.72 | 16 | Enthalpy Test Room | 3.4159 | 3.4336 | N/A | - | N/A | N/A | N/A | N/A | N/A | N/A | N/A | N/A | N/A | N/A | N/A | N/A | N/A | N/A | N/A | N/A | N/A | Single | R32 | Australia,New Zealand | 146610 | 2027-05-10 |  | Approved | Reverse Cycle | N/A | Yes | Class 11 | Yes | N/A | N/A | N/A | N/A | N/A | N/A | N/A | Available | N/A | N/A | http://www.MitsubishiElectric.com.au/ | http://www.mitsubishielectric.com.au | N/A |  |  | AAC6666 | Yes | Variable output compressor | Inverter | No | - | 13500 | 4.15 | - | 1430 | 6750 | No | - | - | - | 3793.1 | 14539.5 | No | 1307.02 | 7269.75 | No | - | - | 16000 | 4.72 | 1630 | 8000 | No | - | - | Yes | 5840 | 13200 | No | - | - | No | - | - | - | - | - | No | - | - | No | - | - | No | - | - | - | - | 3.935 | 3.878 | 4.43 | 5.112 | 4.819 | 4.819 | 897 | 1392 | 3920 | 1871 | 2352 | 5199 | 2 | 2 | 2.5 | 3.233 | 3.831 | 4.487 | 3.581 | 4.101 | 4.5 | 6529 | 2346 | 373 | 2031 | 1038 | 247 | 1.5 | 2 | 2.5 | No | - | - | - | - | N/A | N/A | N/A | 29.6 | 3.1764 | 3.3195
[SEER Non Multi-Split <=65kW] GEMS (Air Conditioners up to 65kW) Determination 2019 | MEPS 2019 | AS/NZS 3823.1.2:2012 | PUZ-ZM140VKA2-A/PEAD-M140JAA | PUZ-ZM140VKA(2)-A/PEAD-M140JAA(D) Series | N/A | MITSUBISHI ELECTRIC | N/A | Ducted | Single Split System | - | Air | Air | Thailand | 4.37 | N/A | 14 | N/A | N/A | N/A | N/A | N/A | 4.18 | 16 | Enthalpy Test Room | 3.4971 | 4.0332 | N/A | - | N/A | N/A | N/A | N/A | N/A | N/A | N/A | N/A | N/A | N/A | N/A | N/A | N/A | N/A | N/A | N/A | N/A | Single | R32 | Australia,New Zealand | 157898 | 2028-11-13 |  | Approved | Reverse Cycle | N/A | Yes | Class 11 | Yes | N/A | N/A | N/A | N/A | N/A | N/A | N/A | Available | N/A | N/A | http://www.MitsubishiElectric.com.au/ | http://www.mitsubishielectric.com.au | N/A |  |  | AAC7879 | Yes | Variable output compressor | Inverter | No | - | 14000 | 4.37 | - | 1460 | 7000 | No | - | - | - | 3994.18 | 15078 | No | 1334.44 | 7539 | No | - | - | 16000 | 4.18 | 1620 | 8000 | Yes | 950 | 4400 | Yes | 5500 | 14500 | No | - | - | No | - | - | - | - | - | No | - | - | No | - | - | No | - | - | - | - | 3.981 | 3.906 | 4.45 | 5.176 | 4.868 | 4.848 | 922 | 1435 | 4049 | 1917 | 2417 | 5361 | 2 | 2 | 2.5 | 3.601 | 4.121 | 4.644 | 3.881 | 4.3 | 4.607 | 5867 | 2187 | 363 | 1879 | 993 | 242 | 2 | 2.5 | 3 | No | - | - | - | - | N/A | N/A | N/A | 29.6 | 3.132 | 3.7383
[SEER Non Multi-Split <=65kW] GEMS (Air Conditioners up to 65kW) Determination 2019 | MEPS 2019 | AS/NZS 3823.1.2:2012 | PUZ-ZM140VKA2-A/PEAD-M140JAAD | PUZ-ZM140VKA(2)-A/PEAD-M140JAA(D) Series | N/A | MITSUBISHI ELECTRIC | N/A | Ducted | Single Split System | - | Air | Air | Thailand | 4.37 | N/A | 14 | N/A | N/A | N/A | N/A | N/A | 4.18 | 16 | Enthalpy Test Room | 3.4971 | 4.0332 | N/A | - | N/A | N/A | N/A | N/A | N/A | N/A | N/A | N/A | N/A | N/A | N/A | N/A | N/A | N/A | N/A | N/A | N/A | Single | R32 | Australia,New Zealand | 157898 | 2028-11-13 |  | Approved | Reverse Cycle | N/A | Yes | Class 11 | Yes | N/A | N/A | N/A | N/A | N/A | N/A | N/A | Available | N/A | N/A | http://www.MitsubishiElectric.com.au/ | http://www.mitsubishielectric.com.au | N/A |  |  | AAC7879 | Yes | Variable output compressor | Inverter | No | - | 14000 | 4.37 | - | 1460 | 7000 | No | - | - | - | 3994.18 | 15078 | No | 1334.44 | 7539 | No | - | - | 16000 | 4.18 | 1620 | 8000 | Yes | 950 | 4400 | Yes | 5500 | 14500 | No | - | - | No | - | - | - | - | - | No | - | - | No | - | - | No | - | - | - | - | 3.981 | 3.906 | 4.45 | 5.176 | 4.868 | 4.848 | 922 | 1435 | 4049 | 1917 | 2417 | 5361 | 2 | 2 | 2.5 | 3.601 | 4.121 | 4.644 | 3.881 | 4.3 | 4.607 | 5867 | 2187 | 363 | 1879 | 993 | 242 | 2 | 2.5 | 3 | No | - | - | - | - | N/A | N/A | N/A | 29.6 | 3.132 | 3.7383
[SEER Non Multi-Split <=65kW] GEMS (Air Conditioners up to 65kW) Determination 2019 | MEPS 2019 | AS/NZS 3823.1.2:2012 | PUZ-ZM140VKA2-A/PEA-M140GAA | PUZ-ZM140VKA*-A/PEA-M140GAA | N/A | MITSUBISHI ELECTRIC | N/A | Ducted | Single Split System | - | Air | Air | Thailand | 4.1 | N/A | 14 | N/A | N/A | N/A | N/A | N/A | 3.9 | 16 | Enthalpy Test Room | 3.7891 | 4.2374 | N/A | - | N/A | N/A | N/A | N/A | N/A | N/A | N/A | N/A | N/A | N/A | N/A | N/A | N/A | N/A | N/A | N/A | N/A | Single | R32 | Australia,New Zealand | 157896 | 2028-11-13 |  | Approved | Reverse Cycle | N/A | Yes | Class 11 | Yes | N/A | N/A | N/A | N/A | N/A | N/A | N/A | Available | N/A | N/A | http://www.MitsubishiElectric.com.au/ | http://www.mitsubishielectric.com.au | N/A |  |  | AAC7878 | Yes | Variable output compressor | Inverter | No | - | 14000 | 4.1 | - | 1460 | 7000 | No | - | - | - | 3747.4 | 15078 | No | 1334.44 | 7539 | No | - | - | 16000 | 3.9 | 1660 | 8100 | No | - | - | Yes | 5530 | 14800 | No | - | - | No | - | - | - | - | - | No | - | - | No | - | - | No | - | - | - | - | 4.044 | 3.996 | 4.561 | 5.227 | 4.938 | 4.952 | 906 | 1401 | 3949 | 1898 | 2382 | 5248 | 2.5 | 2 | 3 | 3.656 | 4.137 | 4.491 | 3.864 | 4.261 | 4.482 | 5780 | 2179 | 373 | 1887 | 1001 | 248 | 2 | 2.5 | 2.5 | No | - | - | - | - | N/A | N/A | N/A | 29.6 | 3.3333 | 4
[SEER Non Multi-Split <=65kW] GEMS (Air Conditioners up to 65kW) Determination 2019 | MEPS 2019 | AS/NZS 3823.1.2:2012 | PUZ-ZM140VKA2-A/PEA-M140HAA | PUZ-ZM140VKA-A/PEA-M140HAA Series | N/A | MITSUBISHI ELECTRIC | N/A | Ducted | Single Split System | - | Air | Air | Thailand | 4.19 | N/A | 14 | N/A | N/A | N/A | N/A | N/A | 3.97 | 16 | Enthalpy Test Room | 3.3664 | 4.0934 | N/A | - | N/A | N/A | N/A | N/A | N/A | N/A | N/A | N/A | N/A | N/A | N/A | N/A | N/A | N/A | N/A | N/A | N/A | Single | R32 | Australia,New Zealand | 157902 | 2028-11-15 |  | Approved | Reverse Cycle | N/A | Yes | Class 11 | Yes | N/A | N/A | N/A | N/A | N/A | N/A | N/A | Available | N/A | N/A | http://www.MitsubishiElectric.com.au/ | http://www.mitsubishielectric.com.au | N/A |  |  | AAC7893 | Yes | Variable output compressor | Inverter | No | - | 14000 | 4.19 | - | 1520 | 7000 | No | - | - | - | 3829.66 | 15078 | No | 1389.28 | 7539 | No | - | - | 16000 | 3.97 | 1590 | 8000 | Yes | 890 | 3970 | Yes | 5650 | 14950 | No | - | - | No | - | - | - | - | - | No | - | - | No | - | - | No | - | - | - | - | 3.928 | 3.884 | 4.42 | 5.05 | 4.774 | 4.791 | 935 | 1444 | 4077 | 1967 | 2465 | 5426 | 2 | 2 | 2.5 | 3.7 | 4.205 | 4.63 | 3.921 | 4.302 | 4.558 | 5712 | 2145 | 364 | 1860 | 993 | 244 | 2 | 2.5 | 3 | No | - | - | - | - | N/A | N/A | N/A | 29.6 | 3.2634 | 3.9312
[SEER Non Multi-Split <=65kW] GEMS (Air Conditioners up to 65kW) Determination 2019 | MEPS 2019 | AS/NZS 3823.1.1:2012 | PUZ-ZM140VKA2-A/PLA-M140EA2-A | PUZ-ZM140VKA-A/PLA-M140EA-A Series | N/A | MITSUBISHI ELECTRIC | N/A | Non Ducted | Single Split System | Cassette | Air | Air | Thailand | 3.93 | N/A | 13.5 | N/A | N/A | N/A | N/A | N/A | 4.48 | 16 | Enthalpy Test Room | 3.6534 | 3.6029 | N/A | - | N/A | N/A | N/A | N/A | N/A | N/A | N/A | N/A | N/A | N/A | N/A | N/A | N/A | N/A | N/A | N/A | N/A | Single | R32 | Australia,New Zealand | 146594 | 2027-05-10 |  | Approved | Reverse Cycle | N/A | Yes | Class 11 | Yes | N/A | N/A | N/A | N/A | N/A | N/A | N/A | Available | N/A | N/A | http://www.MitsubishiElectric.com.au/ | http://www.mitsubishielectric.com.au | N/A |  |  | AAC6665 | Yes | Variable output compressor | Inverter | No | - | 13500 | 3.93 | - | 1290 | 6750 | No | - | - | - | 3592.02 | 14539.5 | No | 1179.06 | 7269.75 | No | - | - | 16000 | 4.48 | 1580 | 8000 | No | - | - | Yes | 5760 | 13200 | No | - | - | No | - | - | - | - | - | No | - | - | No | - | - | No | - | - | - | - | 4.234 | 4.165 | 4.796 | 5.578 | 5.248 | 5.241 | 829 | 1290 | 3615 | 1709 | 2155 | 4776 | 2.5 | 2.5 | 3 | 3.324 | 3.964 | 4.633 | 3.684 | 4.235 | 4.644 | 6351 | 2271 | 364 | 1976 | 1007 | 241 | 1.5 | 2 | 3 | No | - | - | - | - | N/A | N/A | N/A | 29.6 | 3.3498 | 3.4934
[SEER Non Multi-Split <=65kW] GEMS (Air Conditioners up to 65kW) Determination 2019 | MEPS 2019 | AS/NZS 3823.1.1:2012 | PUZ-ZM140VKA2-A/PLA-M140EA-A | PUZ-ZM140VKA-A/PLA-M140EA-A Series | N/A | MITSUBISHI ELECTRIC | N/A | Non Ducted | Single Split System | Cassette | Air | Air | Thailand | 3.93 | N/A | 13.5 | N/A | N/A | N/A | N/A | N/A | 4.48 | 16 | Enthalpy Test Room | 3.6534 | 3.6029 | N/A | - | N/A | N/A | N/A | N/A | N/A | N/A | N/A | N/A | N/A | N/A | N/A | N/A | N/A | N/A | N/A | N/A | N/A | Single | R32 | Australia,New Zealand | 146594 | 2027-05-10 |  | Approved | Reverse Cycle | N/A | Yes | Class 11 | Yes | N/A | N/A | N/A | N/A | N/A | N/A | N/A | Available | N/A | N/A | http://www.MitsubishiElectric.com.au/ | http://www.mitsubishielectric.com.au | N/A |  |  | AAC6665 | Yes | Variable output compressor | Inverter | No | - | 13500 | 3.93 | - | 1290 | 6750 | No | - | - | - | 3592.02 | 14539.5 | No | 1179.06 | 7269.75 | No | - | - | 16000 | 4.48 | 1580 | 8000 | No | - | - | Yes | 5760 | 13200 | No | - | - | No | - | - | - | - | - | No | - | - | No | - | - | No | - | - | - | - | 4.234 | 4.165 | 4.796 | 5.578 | 5.248 | 5.241 | 829 | 1290 | 3615 | 1709 | 2155 | 4776 | 2.5 | 2.5 | 3 | 3.324 | 3.964 | 4.633 | 3.684 | 4.235 | 4.644 | 6351 | 2271 | 364 | 1976 | 1007 | 241 | 1.5 | 2 | 3 | No | - | - | - | - | N/A | N/A | N/A | 29.6 | 3.3498 | 3.4934
[SEER Non Multi-Split <=65kW] GEMS (Air Conditioners up to 65kW) Determination 2019 | MEPS 2019 | AS/NZS 3823.1.1:2012 | PUZ-ZM140VKA-A/PCA-M140KA | PUZ-ZM140VKA-A/PCA-M140KA Series | N/A | MITSUBISHI ELECTRIC | N/A | Non Ducted | Single Split System | Under ceiling | Air | Air | Thailand | 4.15 | N/A | 13.5 | N/A | N/A | N/A | N/A | N/A | 4.72 | 16 | Enthalpy Test Room | 3.4159 | 3.4336 | N/A | - | N/A | N/A | N/A | N/A | N/A | N/A | N/A | N/A | N/A | N/A | N/A | N/A | N/A | N/A | N/A | N/A | N/A | Single | R32 | Australia,New Zealand | 146610 | 2027-05-10 |  | Approved | Reverse Cycle | N/A | Yes | Class 11 | Yes | N/A | N/A | N/A | N/A | N/A | N/A | N/A | Available | N/A | N/A | http://www.MitsubishiElectric.com.au/ | http://www.mitsubishielectric.com.au | N/A |  |  | AAC6666 | Yes | Variable output compressor | Inverter | No | - | 13500 | 4.15 | - | 1430 | 6750 | No | - | - | - | 3793.1 | 14539.5 | No | 1307.02 | 7269.75 | No | - | - | 16000 | 4.72 | 1630 | 8000 | No | - | - | Yes | 5840 | 13200 | No | - | - | No | - | - | - | - | - | No | - | - | No | - | - | No | - | - | - | - | 3.935 | 3.878 | 4.43 | 5.112 | 4.819 | 4.819 | 897 | 1392 | 3920 | 1871 | 2352 | 5199 | 2 | 2 | 2.5 | 3.233 | 3.831 | 4.487 | 3.581 | 4.101 | 4.5 | 6529 | 2346 | 373 | 2031 | 1038 | 247 | 1.5 | 2 | 2.5 | No | - | - | - | - | N/A | N/A | N/A | 29.6 | 3.1764 | 3.3195
[SEER Non Multi-Split <=65kW] GEMS (Air Conditioners up to 65kW) Determination 2019 | MEPS 2019 | AS/NZS 3823.1.1:2012 | PUZ-ZM140VKA-A/PCA-M140KA Series | PUZ-ZM140VKA-A/PCA-M140KA Series | N/A | MITSUBISHI ELECTRIC | N/A | Non Ducted | Single Split System | Under ceiling | Air | Air | Thailand | 4.15 | N/A | 13.5 | N/A | N/A | N/A | N/A | N/A | 4.72 | 16 | Enthalpy Test Room | 3.4159 | 3.4336 | N/A | - | N/A | N/A | N/A | N/A | N/A | N/A | N/A | N/A | N/A | N/A | N/A | N/A | N/A | N/A | N/A | N/A | N/A | Single | R32 | Australia,New Zealand | 146610 | 2027-05-10 |  | Approved | Reverse Cycle | N/A | Yes | Class 11 | Yes | N/A | N/A | N/A | N/A | N/A | N/A | N/A | Available | N/A | N/A | http://www.MitsubishiElectric.com.au/ | http://www.mitsubishielectric.com.au | N/A |  |  | AAC6666 | Yes | Variable output compressor | Inverter | No | - | 13500 | 4.15 | - | 1430 | 6750 | No | - | - | - | 3793.1 | 14539.5 | No | 1307.02 | 7269.75 | No | - | - | 16000 | 4.72 | 1630 | 8000 | No | - | - | Yes | 5840 | 13200 | No | - | - | No | - | - | - | - | - | No | - | - | No | - | - | No | - | - | - | - | 3.935 | 3.878 | 4.43 | 5.112 | 4.819 | 4.819 | 897 | 1392 | 3920 | 1871 | 2352 | 5199 | 2 | 2 | 2.5 | 3.233 | 3.831 | 4.487 | 3.581 | 4.101 | 4.5 | 6529 | 2346 | 373 | 2031 | 1038 | 247 | 1.5 | 2 | 2.5 | No | - | - | - | - | N/A | N/A | N/A | 29.6 | 3.1764 | 3.3195
[SEER Non Multi-Split <=65kW] GEMS (Air Conditioners up to 65kW) Determination 2019 | MEPS 2019 | AS/NZS 3823.1.1:2012 | PUZ-ZM140VKA-A/PCA-M140KA2 | PUZ-ZM140VKA-A/PCA-M140KA Series | N/A | MITSUBISHI ELECTRIC | N/A | Non Ducted | Single Split System | Under ceiling | Air | Air | Thailand | 4.15 | N/A | 13.5 | N/A | N/A | N/A | N/A | N/A | 4.72 | 16 | Enthalpy Test Room | 3.4159 | 3.4336 | N/A | - | N/A | N/A | N/A | N/A | N/A | N/A | N/A | N/A | N/A | N/A | N/A | N/A | N/A | N/A | N/A | N/A | N/A | Single | R32 | Australia,New Zealand | 146610 | 2027-05-10 |  | Approved | Reverse Cycle | N/A | Yes | Class 11 | Yes | N/A | N/A | N/A | N/A | N/A | N/A | N/A | Available | N/A | N/A | http://www.MitsubishiElectric.com.au/ | http://www.mitsubishielectric.com.au | N/A |  |  | AAC6666 | Yes | Variable output compressor | Inverter | No | - | 13500 | 4.15 | - | 1430 | 6750 | No | - | - | - | 3793.1 | 14539.5 | No | 1307.02 | 7269.75 | No | - | - | 16000 | 4.72 | 1630 | 8000 | No | - | - | Yes | 5840 | 13200 | No | - | - | No | - | - | - | - | - | No | - | - | No | - | - | No | - | - | - | - | 3.935 | 3.878 | 4.43 | 5.112 | 4.819 | 4.819 | 897 | 1392 | 3920 | 1871 | 2352 | 5199 | 2 | 2 | 2.5 | 3.233 | 3.831 | 4.487 | 3.581 | 4.101 | 4.5 | 6529 | 2346 | 373 | 2031 | 1038 | 247 | 1.5 | 2 | 2.5 | No | - | - | - | - | N/A | N/A | N/A | 29.6 | 3.1764 | 3.3195
[SEER Non Multi-Split <=65kW] GEMS (Air Conditioners up to 65kW) Determination 2019 | MEPS 2019 | AS/NZS 3823.1.2:2012 | PUZ-ZM140VKA-A/PEAD-M140JAA |  | N/A | MITSUBISHI ELECTRIC | N/A | Ducted | Single Split System | - | Air | Air | Thailand | 4.37 | N/A | 14 | N/A | N/A | N/A | N/A | N/A | 4.18 | 16 | Enthalpy Test Room | 3.4971 | 4.0332 | N/A | - | N/A | N/A | N/A | N/A | N/A | N/A | N/A | N/A | N/A | N/A | N/A | N/A | N/A | N/A | N/A | N/A | N/A | Single | R32 | Australia,New Zealand | 146628 | 2027-05-10 |  | Approved | Reverse Cycle | N/A | Yes | Class 11 | Yes | N/A | N/A | N/A | N/A | N/A | N/A | N/A | Available | N/A | N/A | http://www.MitsubishiElectric.com.au/ | http://www.mitsubishielectric.com.au | N/A |  |  | AAC6668 | Yes | Variable output compressor | Inverter | No | - | 14000 | 4.37 | - | 1460 | 7000 | No | - | - | - | 3994.18 | 15078 | No | 1334.44 | 7539 | No | - | - | 16000 | 4.18 | 1620 | 8000 | No | - | - | Yes | 5710 | 14900 | No | - | - | No | - | - | - | - | - | No | - | - | No | - | - | No | - | - | - | - | 3.981 | 3.906 | 4.45 | 5.176 | 4.868 | 4.848 | 922 | 1435 | 4049 | 1917 | 2417 | 5361 | 2 | 2 | 2.5 | 3.601 | 4.087 | 4.536 | 3.85 | 4.264 | 4.536 | 5868 | 2204 | 370 | 1893 | 1001 | 245 | 2 | 2.5 | 3 | No | - | - | - | - | N/A | N/A | N/A | 29.6 | 3.132 | 3.7383
[SEER Non Multi-Split <=65kW] GEMS (Air Conditioners up to 65kW) Determination 2019 | MEPS 2019 | AS/NZS 3823.1.2:2012 | PUZ-ZM140VKA-A/PEAD-M140JAA | PUZ-ZM140VKA(2)-A/PEAD-M140JAA(D) Series | N/A | MITSUBISHI ELECTRIC | N/A | Ducted | Single Split System | - | Air | Air | Thailand | 4.37 | N/A | 14 | N/A | N/A | N/A | N/A | N/A | 4.18 | 16 | Enthalpy Test Room | 3.4971 | 4.0332 | N/A | - | N/A | N/A | N/A | N/A | N/A | N/A | N/A | N/A | N/A | N/A | N/A | N/A | N/A | N/A | N/A | N/A | N/A | Single | R32 | Australia,New Zealand | 157898 | 2028-11-13 |  | Approved | Reverse Cycle | N/A | Yes | Class 11 | Yes | N/A | N/A | N/A | N/A | N/A | N/A | N/A | Available | N/A | N/A | http://www.MitsubishiElectric.com.au/ | http://www.mitsubishielectric.com.au | N/A |  |  | AAC7879 | Yes | Variable output compressor | Inverter | No | - | 14000 | 4.37 | - | 1460 | 7000 | No | - | - | - | 3994.18 | 15078 | No | 1334.44 | 7539 | No | - | - | 16000 | 4.18 | 1620 | 8000 | Yes | 950 | 4400 | Yes | 5500 | 14500 | No | - | - | No | - | - | - | - | - | No | - | - | No | - | - | No | - | - | - | - | 3.981 | 3.906 | 4.45 | 5.176 | 4.868 | 4.848 | 922 | 1435 | 4049 | 1917 | 2417 | 5361 | 2 | 2 | 2.5 | 3.601 | 4.121 | 4.644 | 3.881 | 4.3 | 4.607 | 5867 | 2187 | 363 | 1879 | 993 | 242 | 2 | 2.5 | 3 | No | - | - | - | - | N/A | N/A | N/A | 29.6 | 3.132 | 3.7383
[SEER Non Multi-Split <=65kW] GEMS (Air Conditioners up to 65kW) Determination 2019 | MEPS 2019 | AS/NZS 3823.1.2:2012 | PUZ-ZM140VKA-A/PEAD-M140JAAD | PUZ-ZM140VKA(2)-A/PEAD-M140JAA(D) Series | N/A | MITSUBISHI ELECTRIC | N/A | Ducted | Single Split System | - | Air | Air | Thailand | 4.37 | N/A | 14 | N/A | N/A | N/A | N/A | N/A | 4.18 | 16 | Enthalpy Test Room | 3.4971 | 4.0332 | N/A | - | N/A | N/A | N/A | N/A | N/A | N/A | N/A | N/A | N/A | N/A | N/A | N/A | N/A | N/A | N/A | N/A | N/A | Single | R32 | Australia,New Zealand | 157898 | 2028-11-13 |  | Approved | Reverse Cycle | N/A | Yes | Class 11 | Yes | N/A | N/A | N/A | N/A | N/A | N/A | N/A | Available | N/A | N/A | http://www.MitsubishiElectric.com.au/ | http://www.mitsubishielectric.com.au | N/A |  |  | AAC7879 | Yes | Variable output compressor | Inverter | No | - | 14000 | 4.37 | - | 1460 | 7000 | No | - | - | - | 3994.18 | 15078 | No | 1334.44 | 7539 | No | - | - | 16000 | 4.18 | 1620 | 8000 | Yes | 950 | 4400 | Yes | 5500 | 14500 | No | - | - | No | - | - | - | - | - | No | - | - | No | - | - | No | - | - | - | - | 3.981 | 3.906 | 4.45 | 5.176 | 4.868 | 4.848 | 922 | 1435 | 4049 | 1917 | 2417 | 5361 | 2 | 2 | 2.5 | 3.601 | 4.121 | 4.644 | 3.881 | 4.3 | 4.607 | 5867 | 2187 | 363 | 1879 | 993 | 242 | 2 | 2.5 | 3 | No | - | - | - | - | N/A | N/A | N/A | 29.6 | 3.132 | 3.7383
[SEER Non Multi-Split <=65kW] GEMS (Air Conditioners up to 65kW) Determination 2019 | MEPS 2019 | AS/NZS 3823.1.2:2012 | PUZ-ZM140VKA-A/PEA-M140GAA |  | N/A | MITSUBISHI ELECTRIC | N/A | Ducted | Single Split System | - | Air | Air | Thailand | 4.1 | N/A | 14 | N/A | N/A | N/A | N/A | N/A | 3.9 | 16 | Enthalpy Test Room | 3.7891 | 4.2374 | N/A | - | N/A | N/A | N/A | N/A | N/A | N/A | N/A | N/A | N/A | N/A | N/A | N/A | N/A | N/A | N/A | N/A | N/A | Single | R32 | Australia,New Zealand | 146653 | 2027-05-12 |  | Approved | Reverse Cycle | N/A | Yes | Class 11 | Yes | N/A | N/A | N/A | N/A | N/A | N/A | N/A | Available | N/A | N/A | http://www.MitsubishiElectric.com.au/ | http://www.mitsubishielectric.com.au | N/A |  |  | AAC6690 | Yes | Variable output compressor | Inverter | No | - | 14000 | 4.1 | - | 1460 | 7000 | No | - | - | - | 3747.4 | 15078 | No | 1334.44 | 7539 | No | - | - | 16000 | 3.9 | 1660 | 8000 | No | - | - | Yes | 5690 | 15100 | No | - | - | No | - | - | - | - | - | No | - | - | No | - | - | No | - | - | - | - | 4.044 | 3.996 | 4.561 | 5.227 | 4.938 | 4.952 | 906 | 1401 | 3949 | 1898 | 2382 | 5248 | 2.5 | 2 | 3 | 3.656 | 4.112 | 4.444 | 3.85 | 4.226 | 4.434 | 5781 | 2192 | 376 | 1893 | 1009 | 250 | 2 | 2.5 | 2.5 | No | - | - | - | - | N/A | N/A | N/A | 29.6 | 3.3333 | 4
[SEER Non Multi-Split <=65kW] GEMS (Air Conditioners up to 65kW) Determination 2019 | MEPS 2019 | AS/NZS 3823.1.2:2012 | PUZ-ZM140VKA-A/PEA-M140GAA | PUZ-ZM140VKA*-A/PEA-M140GAA | N/A | MITSUBISHI ELECTRIC | N/A | Ducted | Single Split System | - | Air | Air | Thailand | 4.1 | N/A | 14 | N/A | N/A | N/A | N/A | N/A | 3.9 | 16 | Enthalpy Test Room | 3.7891 | 4.2374 | N/A | - | N/A | N/A | N/A | N/A | N/A | N/A | N/A | N/A | N/A | N/A | N/A | N/A | N/A | N/A | N/A | N/A | N/A | Single | R32 | Australia,New Zealand | 157896 | 2028-11-13 |  | Approved | Reverse Cycle | N/A | Yes | Class 11 | Yes | N/A | N/A | N/A | N/A | N/A | N/A | N/A | Available | N/A | N/A | http://www.MitsubishiElectric.com.au/ | http://www.mitsubishielectric.com.au | N/A |  |  | AAC7878 | Yes | Variable output compressor | Inverter | No | - | 14000 | 4.1 | - | 1460 | 7000 | No | - | - | - | 3747.4 | 15078 | No | 1334.44 | 7539 | No | - | - | 16000 | 3.9 | 1660 | 8100 | No | - | - | Yes | 5530 | 14800 | No | - | - | No | - | - | - | - | - | No | - | - | No | - | - | No | - | - | - | - | 4.044 | 3.996 | 4.561 | 5.227 | 4.938 | 4.952 | 906 | 1401 | 3949 | 1898 | 2382 | 5248 | 2.5 | 2 | 3 | 3.656 | 4.137 | 4.491 | 3.864 | 4.261 | 4.482 | 5780 | 2179 | 373 | 1887 | 1001 | 248 | 2 | 2.5 | 2.5 | No | - | - | - | - | N/A | N/A | N/A | 29.6 | 3.3333 | 4
[SEER Non Multi-Split <=65kW] GEMS (Air Conditioners up to 65kW) Determination 2019 | MEPS 2019 | AS/NZS 3823.1.2:2012 | PUZ-ZM140VKA-A/PEA-M140HAA |  | N/A | MITSUBISHI ELECTRIC | N/A | Ducted | Single Split System | - | Air | Air | Thailand | 4.19 | N/A | 14 | N/A | N/A | N/A | N/A | N/A | 3.97 | 16 | Enthalpy Test Room | 3.3664 | 4.0934 | N/A | - | N/A | N/A | N/A | N/A | N/A | N/A | N/A | N/A | N/A | N/A | N/A | N/A | N/A | N/A | N/A | N/A | N/A | Single | R32 | Australia,New Zealand | 146659 | 2027-05-12 |  | Approved | Reverse Cycle | N/A | Yes | Class 11 | Yes | N/A | N/A | N/A | N/A | N/A | N/A | N/A | Available | N/A | N/A | http://www.MitsubishiElectric.com.au/ | http://www.mitsubishielectric.com.au | N/A |  |  | AAC6691 | Yes | Variable output compressor | Inverter | No | - | 14000 | 4.19 | - | 1520 | 7000 | No | - | - | - | 3829.66 | 15078 | No | 1389.28 | 7539 | No | - | - | 16000 | 3.97 | 1590 | 8000 | No | - | - | Yes | 5810 | 15100 | No | - | - | No | - | - | - | - | - | No | - | - | No | - | - | No | - | - | - | - | 3.928 | 3.884 | 4.42 | 5.05 | 4.774 | 4.791 | 935 | 1444 | 4077 | 1967 | 2465 | 5426 | 2 | 2 | 2.5 | 3.696 | 4.203 | 4.627 | 3.938 | 4.364 | 4.624 | 5718 | 2146 | 364 | 1852 | 979 | 242 | 2 | 2.5 | 3 | No | - | - | - | - | N/A | N/A | N/A | 29.6 | 3.2634 | 3.9312
[SEER Non Multi-Split <=65kW] GEMS (Air Conditioners up to 65kW) Determination 2019 | MEPS 2019 | AS/NZS 3823.1.2:2012 | PUZ-ZM140VKA-A/PEA-M140HAA | PUZ-ZM140VKA-A/PEA-M140HAA Series | N/A | MITSUBISHI ELECTRIC | N/A | Ducted | Single Split System | - | Air | Air | Thailand | 4.19 | N/A | 14 | N/A | N/A | N/A | N/A | N/A | 3.97 | 16 | Enthalpy Test Room | 3.3664 | 4.0934 | N/A | - | N/A | N/A | N/A | N/A | N/A | N/A | N/A | N/A | N/A | N/A | N/A | N/A | N/A | N/A | N/A | N/A | N/A | Single | R32 | Australia,New Zealand | 157902 | 2028-11-15 |  | Approved | Reverse Cycle | N/A | Yes | Class 11 | Yes | N/A | N/A | N/A | N/A | N/A | N/A | N/A | Available | N/A | N/A | http://www.MitsubishiElectric.com.au/ | http://www.mitsubishielectric.com.au | N/A |  |  | AAC7893 | Yes | Variable output compressor | Inverter | No | - | 14000 | 4.19 | - | 1520 | 7000 | No | - | - | - | 3829.66 | 15078 | No | 1389.28 | 7539 | No | - | - | 16000 | 3.97 | 1590 | 8000 | Yes | 890 | 3970 | Yes | 5650 | 14950 | No | - | - | No | - | - | - | - | - | No | - | - | No | - | - | No | - | - | - | - | 3.928 | 3.884 | 4.42 | 5.05 | 4.774 | 4.791 | 935 | 1444 | 4077 | 1967 | 2465 | 5426 | 2 | 2 | 2.5 | 3.7 | 4.205 | 4.63 | 3.921 | 4.302 | 4.558 | 5712 | 2145 | 364 | 1860 | 993 | 244 | 2 | 2.5 | 3 | No | - | - | - | - | N/A | N/A | N/A | 29.6 | 3.2634 | 3.9312
[SEER Non Multi-Split <=65kW] GEMS (Air Conditioners up to 65kW) Determination 2019 | MEPS 2019 | AS/NZS 3823.1.2:2012 | PUZ-ZM140VKA-A/PEA-M140HAA Series | PUZ-ZM140VKA-A/PEA-M140HAA Series | N/A | MITSUBISHI ELECTRIC | N/A | Ducted | Single Split System | - | Air | Air | Thailand | 4.19 | N/A | 14 | N/A | N/A | N/A | N/A | N/A | 3.97 | 16 | Enthalpy Test Room | 3.3664 | 4.0934 | N/A | - | N/A | N/A | N/A | N/A | N/A | N/A | N/A | N/A | N/A | N/A | N/A | N/A | N/A | N/A | N/A | N/A | N/A | Single | R32 | Australia,New Zealand | 157902 | 2028-11-15 |  | Approved | Reverse Cycle | N/A | Yes | Class 11 | Yes | N/A | N/A | N/A | N/A | N/A | N/A | N/A | Available | N/A | N/A | http://www.MitsubishiElectric.com.au/ | http://www.mitsubishielectric.com.au | N/A |  |  | AAC7893 | Yes | Variable output compressor | Inverter | No | - | 14000 | 4.19 | - | 1520 | 7000 | No | - | - | - | 3829.66 | 15078 | No | 1389.28 | 7539 | No | - | - | 16000 | 3.97 | 1590 | 8000 | Yes | 890 | 3970 | Yes | 5650 | 14950 | No | - | - | No | - | - | - | - | - | No | - | - | No | - | - | No | - | - | - | - | 3.928 | 3.884 | 4.42 | 5.05 | 4.774 | 4.791 | 935 | 1444 | 4077 | 1967 | 2465 | 5426 | 2 | 2 | 2.5 | 3.7 | 4.205 | 4.63 | 3.921 | 4.302 | 4.558 | 5712 | 2145 | 364 | 1860 | 993 | 244 | 2 | 2.5 | 3 | No | - | - | - | - | N/A | N/A | N/A | 29.6 | 3.2634 | 3.9312
[SEER Non Multi-Split <=65kW] GEMS (Air Conditioners up to 65kW) Determination 2019 | MEPS 2019 | AS/NZS 3823.1.1:2012 | PUZ-ZM140VKA-A/PLA-M140EA2-A | PUZ-ZM140VKA-A/PLA-M140EA-A Series | N/A | MITSUBISHI ELECTRIC | N/A | Non Ducted | Single Split System | Cassette | Air | Air | Thailand | 3.93 | N/A | 13.5 | N/A | N/A | N/A | N/A | N/A | 4.48 | 16 | Enthalpy Test Room | 3.6534 | 3.6029 | N/A | - | N/A | N/A | N/A | N/A | N/A | N/A | N/A | N/A | N/A | N/A | N/A | N/A | N/A | N/A | N/A | N/A | N/A | Single | R32 | Australia,New Zealand | 146594 | 2027-05-10 |  | Approved | Reverse Cycle | N/A | Yes | Class 11 | Yes | N/A | N/A | N/A | N/A | N/A | N/A | N/A | Available | N/A | N/A | http://www.MitsubishiElectric.com.au/ | http://www.mitsubishielectric.com.au | N/A |  |  | AAC6665 | Yes | Variable output compressor | Inverter | No | - | 13500 | 3.93 | - | 1290 | 6750 | No | - | - | - | 3592.02 | 14539.5 | No | 1179.06 | 7269.75 | No | - | - | 16000 | 4.48 | 1580 | 8000 | No | - | - | Yes | 5760 | 13200 | No | - | - | No | - | - | - | - | - | No | - | - | No | - | - | No | - | - | - | - | 4.234 | 4.165 | 4.796 | 5.578 | 5.248 | 5.241 | 829 | 1290 | 3615 | 1709 | 2155 | 4776 | 2.5 | 2.5 | 3 | 3.324 | 3.964 | 4.633 | 3.684 | 4.235 | 4.644 | 6351 | 2271 | 364 | 1976 | 1007 | 241 | 1.5 | 2 | 3 | No | - | - | - | - | N/A | N/A | N/A | 29.6 | 3.3498 | 3.4934
[SEER Non Multi-Split <=65kW] GEMS (Air Conditioners up to 65kW) Determination 2019 | MEPS 2019 | AS/NZS 3823.1.1:2012 | PUZ-ZM140VKA-A/PLA-M140EA-A | PUZ-ZM140VKA-A/PLA-M140EA-A Series | N/A | MITSUBISHI ELECTRIC | N/A | Non Ducted | Single Split System | Cassette | Air | Air | Thailand | 3.93 | N/A | 13.5 | N/A | N/A | N/A | N/A | N/A | 4.48 | 16 | Enthalpy Test Room | 3.6534 | 3.6029 | N/A | - | N/A | N/A | N/A | N/A | N/A | N/A | N/A | N/A | N/A | N/A | N/A | N/A | N/A | N/A | N/A | N/A | N/A | Single | R32 | Australia,New Zealand | 146594 | 2027-05-10 |  | Approved | Reverse Cycle | N/A | Yes | Class 11 | Yes | N/A | N/A | N/A | N/A | N/A | N/A | N/A | Available | N/A | N/A | http://www.MitsubishiElectric.com.au/ | http://www.mitsubishielectric.com.au | N/A |  |  | AAC6665 | Yes | Variable output compressor | Inverter | No | - | 13500 | 3.93 | - | 1290 | 6750 | No | - | - | - | 3592.02 | 14539.5 | No | 1179.06 | 7269.75 | No | - | - | 16000 | 4.48 | 1580 | 8000 | No | - | - | Yes | 5760 | 13200 | No | - | - | No | - | - | - | - | - | No | - | - | No | - | - | No | - | - | - | - | 4.234 | 4.165 | 4.796 | 5.578 | 5.248 | 5.241 | 829 | 1290 | 3615 | 1709 | 2155 | 4776 | 2.5 | 2.5 | 3 | 3.324 | 3.964 | 4.633 | 3.684 | 4.235 | 4.644 | 6351 | 2271 | 364 | 1976 | 1007 | 241 | 1.5 | 2 | 3 | No | - | - | - | - | N/A | N/A | N/A | 29.6 | 3.3498 | 3.4934
[SEER Non Multi-Split <=65kW] GEMS (Air Conditioners up to 65kW) Determination 2019 | MEPS 2019 | AS/NZS 3823.1.1:2012 | PUZ-ZM140VKA-A/PLA-M140EA-A Series | PUZ-ZM140VKA-A/PLA-M140EA-A Series | N/A | MITSUBISHI ELECTRIC | N/A | Non Ducted | Single Split System | Cassette | Air | Air | Thailand | 3.93 | N/A | 13.5 | N/A | N/A | N/A | N/A | N/A | 4.48 | 16 | Enthalpy Test Room | 3.6534 | 3.6029 | N/A | - | N/A | N/A | N/A | N/A | N/A | N/A | N/A | N/A | N/A | N/A | N/A | N/A | N/A | N/A | N/A | N/A | N/A | Single | R32 | Australia,New Zealand | 146594 | 2027-05-10 |  | Approved | Reverse Cycle | N/A | Yes | Class 11 | Yes | N/A | N/A | N/A | N/A | N/A | N/A | N/A | Available | N/A | N/A | http://www.MitsubishiElectric.com.au/ | http://www.mitsubishielectric.com.au | N/A |  |  | AAC6665 | Yes | Variable output compressor | Inverter | No | - | 13500 | 3.93 | - | 1290 | 6750 | No | - | - | - | 3592.02 | 14539.5 | No | 1179.06 | 7269.75 | No | - | - | 16000 | 4.48 | 1580 | 8000 | No | - | - | Yes | 5760 | 13200 | No | - | - | No | - | - | - | - | - | No | - | - | No | - | - | No | - | - | - | - | 4.234 | 4.165 | 4.796 | 5.578 | 5.248 | 5.241 | 829 | 1290 | 3615 | 1709 | 2155 | 4776 | 2.5 | 2.5 | 3 | 3.324 | 3.964 | 4.633 | 3.684 | 4.235 | 4.644 | 6351 | 2271 | 364 | 1976 | 1007 | 241 | 1.5 | 2 | 3 | No | - | - | - | - | N/A | N/A | N/A | 29.6 | 3.3498 | 3.4934
[SEER Non Multi-Split <=65kW] GEMS (Air Conditioners up to 65kW) Determination 2019 | MEPS 2019 | AS/NZS 3823.1.2:2012 | PUZ-ZM140YKA*-A/PEA-M140HAA Series | PUZ-ZM140YKA*-A/PEA-M140HAA Series | N/A | MITSUBISHI ELECTRIC | 2.69 | Ducted | Single Split System | - | Air | Air | Thailand | 4.19 | 11.31 | 14 | 900 | N/A | N/A | N/A | 380 | 3.97 | 16 | Enthalpy Test Room | 3.6591 | 4.4449 | Yes | - | N/A | 44 | 44 | N/A | N/A | N/A | N/A | N/A | 3.2511 | 3.9445 | N/A | N/A | N/A | N/A | N/A | N/A | Enthalpy Test Room | Three | R32 | Australia,New Zealand | 157872 | 2028-11-14 |  | Approved | Reverse Cycle | 1405 | Yes | Class 11 | Yes | N/A | N/A | Yes | Yes | Yes | N/A | 3.3664 | Available | N/A | N/A | http://www.MitsubishiElectric.com.au/ | http://www.mitsubishielectric.com.au | Yes |  |  | AAC7888 | Yes | Variable output compressor | Inverter | No | - | 14000 | 4.19 | - | 1520 | 7000 | No | - | - | - | 3829.66 | 15078 | No | 1389.28 | 7539 | No | - | - | 16000 | 3.97 | 1590 | 8000 | No | - | - | Yes | 5810 | 15100 | No | - | - | No | - | - | - | - | - | No | - | - | No | - | - | No | - | - | - | - | 3.843 | 3.817 | 4.394 | 4.999 | 4.735 | 4.773 | 948 | 1460 | 4092 | 1979 | 2478 | 5438 | 2 | 2 | 2.5 | 3.696 | 4.203 | 4.627 | 3.938 | 4.364 | 4.624 | 5727 | 2156 | 374 | 1861 | 987 | 250 | 2 | 2.5 | 3 | No | - | - | - | - | N/A | N/A | N/A | 33.6 | 3.2531 | 3.9181
[SEER Non Multi-Split <=65kW] GEMS (Air Conditioners up to 65kW) Determination 2019 | MEPS 2019 | AS/NZS 3823.1.1:2012 | PUZ-ZM140YKA*-A/PLA-M140EA*-A Series | PUZ-ZM140YKA*-A/PLA-M140EA*-A Series | N/A | MITSUBISHI ELECTRIC | 4.18 | Non Ducted | Single Split System | Cassette | Air | Air | Thailand | 3.93 | 9.32 | 13.5 | 840 | N/A | N/A | N/A | 298 | 4.48 | 16 | Enthalpy Test Room | 3.7672 | 3.8865 | Yes | - | N/A | 44 | 44 | N/A | N/A | N/A | N/A | N/A | 3.3147 | 3.4614 | N/A | N/A | N/A | N/A | N/A | N/A | Enthalpy Test Room | Three | R32 | Australia,New Zealand | 157873 | 2028-11-14 |  | Approved | Reverse Cycle | 840 | Yes | Class 11 | Yes | N/A | N/A | Yes | Yes | Yes | N/A | 3.4402 | Available | N/A | N/A | http://www.MitsubishiElectric.com.au/ | http://www.mitsubishielectric.com.au | Yes |  |  | AAC7889 | Yes | Variable output compressor | Inverter | No | - | 13500 | 3.93 | - | 1290 | 6750 | No | - | - | - | 3592.02 | 14539.5 | No | 1179.06 | 7269.75 | No | - | - | 16000 | 4.48 | 1580 | 8000 | No | - | - | Yes | 5760 | 13200 | No | - | - | No | - | - | - | - | - | No | - | - | No | - | - | No | - | - | - | - | 4.131 | 4.086 | 4.764 | 5.513 | 5.199 | 5.219 | 843 | 1306 | 3630 | 1722 | 2167 | 4788 | 2.5 | 2.5 | 3 | 3.324 | 3.964 | 4.633 | 3.684 | 4.235 | 4.644 | 6360 | 2281 | 374 | 1984 | 1015 | 249 | 1.5 | 2 | 3 | No | - | - | - | - | N/A | N/A | N/A | 33.6 | 3.3386 | 3.4831
[SEER Non Multi-Split <=65kW] GEMS (Air Conditioners up to 65kW) Determination 2019 | MEPS 2019 | AS/NZS 3823.1.1:2012 | PUZ-ZM140YKA2-A/PCA-M140KA | PUZ-ZM140YKA-A/PCA-M140KA Series | N/A | MITSUBISHI ELECTRIC | 4.32 | Non Ducted | Single Split System | Under ceiling | Air | Air | Thailand | 4.15 | 9.18 | 13.5 | 680 | N/A | N/A | N/A | 230 | 4.72 | 16 | Enthalpy Test Room | 3.6535 | 3.7709 | Yes | - | N/A | 44 | 44 | 4.5324 | N/A | N/A | N/A | N/A | 3.2948 | 3.3286 | N/A | N/A | N/A | N/A | N/A | N/A | Enthalpy Test Room | Three | R32 | Australia,New Zealand | 157865 | 2028-11-14 |  | Approved | Reverse Cycle | 1600 | Yes | Class 11 | Yes | N/A | N/A | Yes | Yes | Yes | N/A | 3.4159 | Available | N/A | N/A | http://www.MitsubishiElectric.com.au/ | http://www.mitsubishielectric.com.au | Yes |  |  | AAC7886 | Yes | Variable output compressor | Inverter | No | - | 13500 | 4.15 | - | 1430 | 6750 | No | - | - | - | 3793.1 | 14539.5 | No | 1307.02 | 7269.75 | No | - | - | 16000 | 4.72 | 1630 | 8000 | No | - | - | Yes | 5840 | 13200 | No | - | - | No | - | - | - | - | - | No | - | - | No | - | - | No | - | - | - | - | 3.847 | 3.809 | 4.402 | 5.057 | 4.778 | 4.801 | 911 | 1408 | 3935 | 1883 | 2365 | 5211 | 2 | 2 | 2.5 | 3.233 | 3.831 | 4.487 | 3.581 | 4.101 | 4.5 | 6538 | 2357 | 383 | 2039 | 1046 | 255 | 1.5 | 2 | 2.5 | No | - | - | - | - | N/A | N/A | N/A | 33.6 | 3.1664 | 3.3102
[SEER Non Multi-Split <=65kW] GEMS (Air Conditioners up to 65kW) Determination 2019 | MEPS 2019 | AS/NZS 3823.1.1:2012 | PUZ-ZM140YKA2-A/PCA-M140KA2 | PUZ-ZM140YKA-A/PCA-M140KA Series | N/A | MITSUBISHI ELECTRIC | 4.32 | Non Ducted | Single Split System | Under ceiling | Air | Air | Thailand | 4.15 | 9.18 | 13.5 | 680 | N/A | N/A | N/A | 230 | 4.72 | 16 | Enthalpy Test Room | 3.6535 | 3.7709 | Yes | - | N/A | 44 | 44 | 4.5324 | N/A | N/A | N/A | N/A | 3.2948 | 3.3286 | N/A | N/A | N/A | N/A | N/A | N/A | Enthalpy Test Room | Three | R32 | Australia,New Zealand | 157865 | 2028-11-14 |  | Approved | Reverse Cycle | 1600 | Yes | Class 11 | Yes | N/A | N/A | Yes | Yes | Yes | N/A | 3.4159 | Available | N/A | N/A | http://www.MitsubishiElectric.com.au/ | http://www.mitsubishielectric.com.au | Yes |  |  | AAC7886 | Yes | Variable output compressor | Inverter | No | - | 13500 | 4.15 | - | 1430 | 6750 | No | - | - | - | 3793.1 | 14539.5 | No | 1307.02 | 7269.75 | No | - | - | 16000 | 4.72 | 1630 | 8000 | No | - | - | Yes | 5840 | 13200 | No | - | - | No | - | - | - | - | - | No | - | - | No | - | - | No | - | - | - | - | 3.847 | 3.809 | 4.402 | 5.057 | 4.778 | 4.801 | 911 | 1408 | 3935 | 1883 | 2365 | 5211 | 2 | 2 | 2.5 | 3.233 | 3.831 | 4.487 | 3.581 | 4.101 | 4.5 | 6538 | 2357 | 383 | 2039 | 1046 | 255 | 1.5 | 2 | 2.5 | No | - | - | - | - | N/A | N/A | N/A | 33.6 | 3.1664 | 3.3102
[SEER Non Multi-Split <=65kW] GEMS (Air Conditioners up to 65kW) Determination 2019 | MEPS 2019 | AS/NZS 3823.1.2:2012 | PUZ-ZM140YKA2-A/PEA-M140GAA | PUZ-ZM140YKA-A/PEA-M140GAA Series | N/A | MITSUBISHI ELECTRIC | 2.1 | Ducted | Single Split System | - | Air | Air | Thailand | 4.1 | 11.9 | 14 | 634 | N/A | N/A | N/A | 400 | 3.9 | 16 | Enthalpy Test Room | 4.0757 | 4.3923 | Yes | - | N/A | 44 | 44 | N/A | N/A | N/A | N/A | N/A | 3.6001 | 4.066 | N/A | N/A | N/A | N/A | N/A | N/A | Enthalpy Test Room | Three | R32 | Australia,New Zealand | 157871 | 2028-11-14 |  | Approved | Reverse Cycle | 1400 | Yes | Class 11 | Yes | N/A | N/A | Yes | Yes | Yes | N/A | 3.741 | Available | N/A | N/A | http://www.MitsubishiElectric.com.au/ | http://www.mitsubishielectric.com.au | Yes |  |  | AAC7887 | Yes | Variable output compressor | Inverter | No | - | 14000 | 4.1 | - | 1460 | 7000 | No | - | - | - | 3747.4 | 15078 | No | 1334.44 | 7539 | No | - | - | 16000 | 3.9 | 1660 | 8000 | No | - | - | Yes | 5690 | 15100 | No | - | - | No | - | - | - | - | - | No | - | - | No | - | - | No | - | - | - | - | 3.953 | 3.926 | 4.533 | 5.172 | 4.896 | 4.933 | 920 | 1417 | 3964 | 1911 | 2394 | 5260 | 2 | 2 | 3 | 3.656 | 4.112 | 4.444 | 3.85 | 4.226 | 4.434 | 5789 | 2202 | 386 | 1902 | 1018 | 258 | 2 | 2.5 | 2.5 | No | - | - | - | - | N/A | N/A | N/A | 33.6 | 3.3226 | 3.9865
[SEER Non Multi-Split <=65kW] GEMS (Air Conditioners up to 65kW) Determination 2019 | MEPS 2019 | AS/NZS 3823.1.2:2012 | PUZ-ZM140YKA2-A/PEA-M140HAA | PUZ-ZM140YKA*-A/PEA-M140HAA Series | N/A | MITSUBISHI ELECTRIC | 2.69 | Ducted | Single Split System | - | Air | Air | Thailand | 4.19 | 11.31 | 14 | 900 | N/A | N/A | N/A | 380 | 3.97 | 16 | Enthalpy Test Room | 3.6591 | 4.4449 | Yes | - | N/A | 44 | 44 | N/A | N/A | N/A | N/A | N/A | 3.2511 | 3.9445 | N/A | N/A | N/A | N/A | N/A | N/A | Enthalpy Test Room | Three | R32 | Australia,New Zealand | 157872 | 2028-11-14 |  | Approved | Reverse Cycle | 1405 | Yes | Class 11 | Yes | N/A | N/A | Yes | Yes | Yes | N/A | 3.3664 | Available | N/A | N/A | http://www.MitsubishiElectric.com.au/ | http://www.mitsubishielectric.com.au | Yes |  |  | AAC7888 | Yes | Variable output compressor | Inverter | No | - | 14000 | 4.19 | - | 1520 | 7000 | No | - | - | - | 3829.66 | 15078 | No | 1389.28 | 7539 | No | - | - | 16000 | 3.97 | 1590 | 8000 | No | - | - | Yes | 5810 | 15100 | No | - | - | No | - | - | - | - | - | No | - | - | No | - | - | No | - | - | - | - | 3.843 | 3.817 | 4.394 | 4.999 | 4.735 | 4.773 | 948 | 1460 | 4092 | 1979 | 2478 | 5438 | 2 | 2 | 2.5 | 3.696 | 4.203 | 4.627 | 3.938 | 4.364 | 4.624 | 5727 | 2156 | 374 | 1861 | 987 | 250 | 2 | 2.5 | 3 | No | - | - | - | - | N/A | N/A | N/A | 33.6 | 3.2531 | 3.9181
[SEER Non Multi-Split <=65kW] GEMS (Air Conditioners up to 65kW) Determination 2019 | MEPS 2019 | AS/NZS 3823.1.1:2012 | PUZ-ZM140YKA2-A/PLA-M140EA2-A | PUZ-ZM140YKA*-A/PLA-M140EA*-A Series | N/A | MITSUBISHI ELECTRIC | 4.18 | Non Ducted | Single Split System | Cassette | Air | Air | Thailand | 3.93 | 9.32 | 13.5 | 840 | N/A | N/A | N/A | 298 | 4.48 | 16 | Enthalpy Test Room | 3.7672 | 3.8865 | Yes | - | N/A | 44 | 44 | N/A | N/A | N/A | N/A | N/A | 3.3147 | 3.4614 | N/A | N/A | N/A | N/A | N/A | N/A | Enthalpy Test Room | Three | R32 | Australia,New Zealand | 157873 | 2028-11-14 |  | Approved | Reverse Cycle | 840 | Yes | Class 11 | Yes | N/A | N/A | Yes | Yes | Yes | N/A | 3.4402 | Available | N/A | N/A | http://www.MitsubishiElectric.com.au/ | http://www.mitsubishielectric.com.au | Yes |  |  | AAC7889 | Yes | Variable output compressor | Inverter | No | - | 13500 | 3.93 | - | 1290 | 6750 | No | - | - | - | 3592.02 | 14539.5 | No | 1179.06 | 7269.75 | No | - | - | 16000 | 4.48 | 1580 | 8000 | No | - | - | Yes | 5760 | 13200 | No | - | - | No | - | - | - | - | - | No | - | - | No | - | - | No | - | - | - | - | 4.131 | 4.086 | 4.764 | 5.513 | 5.199 | 5.219 | 843 | 1306 | 3630 | 1722 | 2167 | 4788 | 2.5 | 2.5 | 3 | 3.324 | 3.964 | 4.633 | 3.684 | 4.235 | 4.644 | 6360 | 2281 | 374 | 1984 | 1015 | 249 | 1.5 | 2 | 3 | No | - | - | - | - | N/A | N/A | N/A | 33.6 | 3.3386 | 3.4831
[SEER Non Multi-Split <=65kW] GEMS (Air Conditioners up to 65kW) Determination 2019 | MEPS 2019 | AS/NZS 3823.1.1:2012 | PUZ-ZM140YKA2-A/PLA-M140EA-A | PUZ-ZM140YKA*-A/PLA-M140EA*-A Series | N/A | MITSUBISHI ELECTRIC | 4.18 | Non Ducted | Single Split System | Cassette | Air | Air | Thailand | 3.93 | 9.32 | 13.5 | 840 | N/A | N/A | N/A | 298 | 4.48 | 16 | Enthalpy Test Room | 3.7672 | 3.8865 | Yes | - | N/A | 44 | 44 | N/A | N/A | N/A | N/A | N/A | 3.3147 | 3.4614 | N/A | N/A | N/A | N/A | N/A | N/A | Enthalpy Test Room | Three | R32 | Australia,New Zealand | 157873 | 2028-11-14 |  | Approved | Reverse Cycle | 840 | Yes | Class 11 | Yes | N/A | N/A | Yes | Yes | Yes | N/A | 3.4402 | Available | N/A | N/A | http://www.MitsubishiElectric.com.au/ | http://www.mitsubishielectric.com.au | Yes |  |  | AAC7889 | Yes | Variable output compressor | Inverter | No | - | 13500 | 3.93 | - | 1290 | 6750 | No | - | - | - | 3592.02 | 14539.5 | No | 1179.06 | 7269.75 | No | - | - | 16000 | 4.48 | 1580 | 8000 | No | - | - | Yes | 5760 | 13200 | No | - | - | No | - | - | - | - | - | No | - | - | No | - | - | No | - | - | - | - | 4.131 | 4.086 | 4.764 | 5.513 | 5.199 | 5.219 | 843 | 1306 | 3630 | 1722 | 2167 | 4788 | 2.5 | 2.5 | 3 | 3.324 | 3.964 | 4.633 | 3.684 | 4.235 | 4.644 | 6360 | 2281 | 374 | 1984 | 1015 | 249 | 1.5 | 2 | 3 | No | - | - | - | - | N/A | N/A | N/A | 33.6 | 3.3386 | 3.4831
[SEER Non Multi-Split <=65kW] GEMS (Air Conditioners up to 65kW) Determination 2019 | MEPS 2019 | AS/NZS 3823.1.1:2012 | PUZ-ZM140YKA-A/PCA-M140KA | PUZ-ZM140YKA-A/PCA-M140KA Series | N/A | MITSUBISHI ELECTRIC | 4.32 | Non Ducted | Single Split System | Under ceiling | Air | Air | Thailand | 4.15 | 9.18 | 13.5 | 680 | N/A | N/A | N/A | 230 | 4.72 | 16 | Enthalpy Test Room | 3.6535 | 3.7709 | Yes | - | N/A | 44 | 44 | 4.5324 | N/A | N/A | N/A | N/A | 3.2948 | 3.3286 | N/A | N/A | N/A | N/A | N/A | N/A | Enthalpy Test Room | Three | R32 | Australia,New Zealand | 157865 | 2028-11-14 |  | Approved | Reverse Cycle | 1600 | Yes | Class 11 | Yes | N/A | N/A | Yes | Yes | Yes | N/A | 3.4159 | Available | N/A | N/A | http://www.MitsubishiElectric.com.au/ | http://www.mitsubishielectric.com.au | Yes |  |  | AAC7886 | Yes | Variable output compressor | Inverter | No | - | 13500 | 4.15 | - | 1430 | 6750 | No | - | - | - | 3793.1 | 14539.5 | No | 1307.02 | 7269.75 | No | - | - | 16000 | 4.72 | 1630 | 8000 | No | - | - | Yes | 5840 | 13200 | No | - | - | No | - | - | - | - | - | No | - | - | No | - | - | No | - | - | - | - | 3.847 | 3.809 | 4.402 | 5.057 | 4.778 | 4.801 | 911 | 1408 | 3935 | 1883 | 2365 | 5211 | 2 | 2 | 2.5 | 3.233 | 3.831 | 4.487 | 3.581 | 4.101 | 4.5 | 6538 | 2357 | 383 | 2039 | 1046 | 255 | 1.5 | 2 | 2.5 | No | - | - | - | - | N/A | N/A | N/A | 33.6 | 3.1664 | 3.3102
[SEER Non Multi-Split <=65kW] GEMS (Air Conditioners up to 65kW) Determination 2019 | MEPS 2019 | AS/NZS 3823.1.1:2012 | PUZ-ZM140YKA-A/PCA-M140KA Series | PUZ-ZM140YKA-A/PCA-M140KA Series | N/A | MITSUBISHI ELECTRIC | 4.32 | Non Ducted | Single Split System | Under ceiling | Air | Air | Thailand | 4.15 | 9.18 | 13.5 | 680 | N/A | N/A | N/A | 230 | 4.72 | 16 | Enthalpy Test Room | 3.6535 | 3.7709 | Yes | - | N/A | 44 | 44 | 4.5324 | N/A | N/A | N/A | N/A | 3.2948 | 3.3286 | N/A | N/A | N/A | N/A | N/A | N/A | Enthalpy Test Room | Three | R32 | Australia,New Zealand | 157865 | 2028-11-14 |  | Approved | Reverse Cycle | 1600 | Yes | Class 11 | Yes | N/A | N/A | Yes | Yes | Yes | N/A | 3.4159 | Available | N/A | N/A | http://www.MitsubishiElectric.com.au/ | http://www.mitsubishielectric.com.au | Yes |  |  | AAC7886 | Yes | Variable output compressor | Inverter | No | - | 13500 | 4.15 | - | 1430 | 6750 | No | - | - | - | 3793.1 | 14539.5 | No | 1307.02 | 7269.75 | No | - | - | 16000 | 4.72 | 1630 | 8000 | No | - | - | Yes | 5840 | 13200 | No | - | - | No | - | - | - | - | - | No | - | - | No | - | - | No | - | - | - | - | 3.847 | 3.809 | 4.402 | 5.057 | 4.778 | 4.801 | 911 | 1408 | 3935 | 1883 | 2365 | 5211 | 2 | 2 | 2.5 | 3.233 | 3.831 | 4.487 | 3.581 | 4.101 | 4.5 | 6538 | 2357 | 383 | 2039 | 1046 | 255 | 1.5 | 2 | 2.5 | No | - | - | - | - | N/A | N/A | N/A | 33.6 | 3.1664 | 3.3102
[SEER Non Multi-Split <=65kW] GEMS (Air Conditioners up to 65kW) Determination 2019 | MEPS 2019 | AS/NZS 3823.1.1:2012 | PUZ-ZM140YKA-A/PCA-M140KA2 | PUZ-ZM140YKA-A/PCA-M140KA Series | N/A | MITSUBISHI ELECTRIC | 4.32 | Non Ducted | Single Split System | Under ceiling | Air | Air | Thailand | 4.15 | 9.18 | 13.5 | 680 | N/A | N/A | N/A | 230 | 4.72 | 16 | Enthalpy Test Room | 3.6535 | 3.7709 | Yes | - | N/A | 44 | 44 | 4.5324 | N/A | N/A | N/A | N/A | 3.2948 | 3.3286 | N/A | N/A | N/A | N/A | N/A | N/A | Enthalpy Test Room | Three | R32 | Australia,New Zealand | 157865 | 2028-11-14 |  | Approved | Reverse Cycle | 1600 | Yes | Class 11 | Yes | N/A | N/A | Yes | Yes | Yes | N/A | 3.4159 | Available | N/A | N/A | http://www.MitsubishiElectric.com.au/ | http://www.mitsubishielectric.com.au | Yes |  |  | AAC7886 | Yes | Variable output compressor | Inverter | No | - | 13500 | 4.15 | - | 1430 | 6750 | No | - | - | - | 3793.1 | 14539.5 | No | 1307.02 | 7269.75 | No | - | - | 16000 | 4.72 | 1630 | 8000 | No | - | - | Yes | 5840 | 13200 | No | - | - | No | - | - | - | - | - | No | - | - | No | - | - | No | - | - | - | - | 3.847 | 3.809 | 4.402 | 5.057 | 4.778 | 4.801 | 911 | 1408 | 3935 | 1883 | 2365 | 5211 | 2 | 2 | 2.5 | 3.233 | 3.831 | 4.487 | 3.581 | 4.101 | 4.5 | 6538 | 2357 | 383 | 2039 | 1046 | 255 | 1.5 | 2 | 2.5 | No | - | - | - | - | N/A | N/A | N/A | 33.6 | 3.1664 | 3.3102
[SEER Non Multi-Split <=65kW] GEMS (Air Conditioners up to 65kW) Determination 2019 | MEPS 2019 | AS/NZS 3823.1.2:2012 | PUZ-ZM140YKA-A/PEA-M140GAA | PUZ-ZM140YKA-A/PEA-M140GAA Series | N/A | MITSUBISHI ELECTRIC | 2.1 | Ducted | Single Split System | - | Air | Air | Thailand | 4.1 | 11.9 | 14 | 634 | N/A | N/A | N/A | 400 | 3.9 | 16 | Enthalpy Test Room | 4.0757 | 4.3923 | Yes | - | N/A | 44 | 44 | N/A | N/A | N/A | N/A | N/A | 3.6001 | 4.066 | N/A | N/A | N/A | N/A | N/A | N/A | Enthalpy Test Room | Three | R32 | Australia,New Zealand | 157871 | 2028-11-14 |  | Approved | Reverse Cycle | 1400 | Yes | Class 11 | Yes | N/A | N/A | Yes | Yes | Yes | N/A | 3.741 | Available | N/A | N/A | http://www.MitsubishiElectric.com.au/ | http://www.mitsubishielectric.com.au | Yes |  |  | AAC7887 | Yes | Variable output compressor | Inverter | No | - | 14000 | 4.1 | - | 1460 | 7000 | No | - | - | - | 3747.4 | 15078 | No | 1334.44 | 7539 | No | - | - | 16000 | 3.9 | 1660 | 8000 | No | - | - | Yes | 5690 | 15100 | No | - | - | No | - | - | - | - | - | No | - | - | No | - | - | No | - | - | - | - | 3.953 | 3.926 | 4.533 | 5.172 | 4.896 | 4.933 | 920 | 1417 | 3964 | 1911 | 2394 | 5260 | 2 | 2 | 3 | 3.656 | 4.112 | 4.444 | 3.85 | 4.226 | 4.434 | 5789 | 2202 | 386 | 1902 | 1018 | 258 | 2 | 2.5 | 2.5 | No | - | - | - | - | N/A | N/A | N/A | 33.6 | 3.3226 | 3.9865
[SEER Non Multi-Split <=65kW] GEMS (Air Conditioners up to 65kW) Determination 2019 | MEPS 2019 | AS/NZS 3823.1.2:2012 | PUZ-ZM140YKA-A/PEA-M140GAA Series | PUZ-ZM140YKA-A/PEA-M140GAA Series | N/A | MITSUBISHI ELECTRIC | 2.1 | Ducted | Single Split System | - | Air | Air | Thailand | 4.1 | 11.9 | 14 | 634 | N/A | N/A | N/A | 400 | 3.9 | 16 | Enthalpy Test Room | 4.0757 | 4.3923 | Yes | - | N/A | 44 | 44 | N/A | N/A | N/A | N/A | N/A | 3.6001 | 4.066 | N/A | N/A | N/A | N/A | N/A | N/A | Enthalpy Test Room | Three | R32 | Australia,New Zealand | 157871 | 2028-11-14 |  | Approved | Reverse Cycle | 1400 | Yes | Class 11 | Yes | N/A | N/A | Yes | Yes | Yes | N/A | 3.741 | Available | N/A | N/A | http://www.MitsubishiElectric.com.au/ | http://www.mitsubishielectric.com.au | Yes |  |  | AAC7887 | Yes | Variable output compressor | Inverter | No | - | 14000 | 4.1 | - | 1460 | 7000 | No | - | - | - | 3747.4 | 15078 | No | 1334.44 | 7539 | No | - | - | 16000 | 3.9 | 1660 | 8000 | No | - | - | Yes | 5690 | 15100 | No | - | - | No | - | - | - | - | - | No | - | - | No | - | - | No | - | - | - | - | 3.953 | 3.926 | 4.533 | 5.172 | 4.896 | 4.933 | 920 | 1417 | 3964 | 1911 | 2394 | 5260 | 2 | 2 | 3 | 3.656 | 4.112 | 4.444 | 3.85 | 4.226 | 4.434 | 5789 | 2202 | 386 | 1902 | 1018 | 258 | 2 | 2.5 | 2.5 | No | - | - | - | - | N/A | N/A | N/A | 33.6 | 3.3226 | 3.9865
[SEER Non Multi-Split <=65kW] GEMS (Air Conditioners up to 65kW) Determination 2019 | MEPS 2019 | AS/NZS 3823.1.2:2012 | PUZ-ZM140YKA-A/PEA-M140HAA | PUZ-ZM140YKA*-A/PEA-M140HAA Series | N/A | MITSUBISHI ELECTRIC | 2.69 | Ducted | Single Split System | - | Air | Air | Thailand | 4.19 | 11.31 | 14 | 900 | N/A | N/A | N/A | 380 | 3.97 | 16 | Enthalpy Test Room | 3.6591 | 4.4449 | Yes | - | N/A | 44 | 44 | N/A | N/A | N/A | N/A | N/A | 3.2511 | 3.9445 | N/A | N/A | N/A | N/A | N/A | N/A | Enthalpy Test Room | Three | R32 | Australia,New Zealand | 157872 | 2028-11-14 |  | Approved | Reverse Cycle | 1405 | Yes | Class 11 | Yes | N/A | N/A | Yes | Yes | Yes | N/A | 3.3664 | Available | N/A | N/A | http://www.MitsubishiElectric.com.au/ | http://www.mitsubishielectric.com.au | Yes |  |  | AAC7888 | Yes | Variable output compressor | Inverter | No | - | 14000 | 4.19 | - | 1520 | 7000 | No | - | - | - | 3829.66 | 15078 | No | 1389.28 | 7539 | No | - | - | 16000 | 3.97 | 1590 | 8000 | No | - | - | Yes | 5810 | 15100 | No | - | - | No | - | - | - | - | - | No | - | - | No | - | - | No | - | - | - | - | 3.843 | 3.817 | 4.394 | 4.999 | 4.735 | 4.773 | 948 | 1460 | 4092 | 1979 | 2478 | 5438 | 2 | 2 | 2.5 | 3.696 | 4.203 | 4.627 | 3.938 | 4.364 | 4.624 | 5727 | 2156 | 374 | 1861 | 987 | 250 | 2 | 2.5 | 3 | No | - | - | - | - | N/A | N/A | N/A | 33.6 | 3.2531 | 3.9181
[SEER Non Multi-Split <=65kW] GEMS (Air Conditioners up to 65kW) Determination 2019 | MEPS 2019 | AS/NZS 3823.1.1:2012 | PUZ-ZM140YKA-A/PLA-M140EA2-A | PUZ-ZM140YKA*-A/PLA-M140EA*-A Series | N/A | MITSUBISHI ELECTRIC | 4.18 | Non Ducted | Single Split System | Cassette | Air | Air | Thailand | 3.93 | 9.32 | 13.5 | 840 | N/A | N/A | N/A | 298 | 4.48 | 16 | Enthalpy Test Room | 3.7672 | 3.8865 | Yes | - | N/A | 44 | 44 | N/A | N/A | N/A | N/A | N/A | 3.3147 | 3.4614 | N/A | N/A | N/A | N/A | N/A | N/A | Enthalpy Test Room | Three | R32 | Australia,New Zealand | 157873 | 2028-11-14 |  | Approved | Reverse Cycle | 840 | Yes | Class 11 | Yes | N/A | N/A | Yes | Yes | Yes | N/A | 3.4402 | Available | N/A | N/A | http://www.MitsubishiElectric.com.au/ | http://www.mitsubishielectric.com.au | Yes |  |  | AAC7889 | Yes | Variable output compressor | Inverter | No | - | 13500 | 3.93 | - | 1290 | 6750 | No | - | - | - | 3592.02 | 14539.5 | No | 1179.06 | 7269.75 | No | - | - | 16000 | 4.48 | 1580 | 8000 | No | - | - | Yes | 5760 | 13200 | No | - | - | No | - | - | - | - | - | No | - | - | No | - | - | No | - | - | - | - | 4.131 | 4.086 | 4.764 | 5.513 | 5.199 | 5.219 | 843 | 1306 | 3630 | 1722 | 2167 | 4788 | 2.5 | 2.5 | 3 | 3.324 | 3.964 | 4.633 | 3.684 | 4.235 | 4.644 | 6360 | 2281 | 374 | 1984 | 1015 | 249 | 1.5 | 2 | 3 | No | - | - | - | - | N/A | N/A | N/A | 33.6 | 3.3386 | 3.4831
[SEER Non Multi-Split <=65kW] GEMS (Air Conditioners up to 65kW) Determination 2019 | MEPS 2019 | AS/NZS 3823.1.1:2012 | PUZ-ZM140YKA-A/PLA-M140EA-A | PUZ-ZM140YKA*-A/PLA-M140EA*-A Series | N/A | MITSUBISHI ELECTRIC | 4.18 | Non Ducted | Single Split System | Cassette | Air | Air | Thailand | 3.93 | 9.32 | 13.5 | 840 | N/A | N/A | N/A | 298 | 4.48 | 16 | Enthalpy Test Room | 3.7672 | 3.8865 | Yes | - | N/A | 44 | 44 | N/A | N/A | N/A | N/A | N/A | 3.3147 | 3.4614 | N/A | N/A | N/A | N/A | N/A | N/A | Enthalpy Test Room | Three | R32 | Australia,New Zealand | 157873 | 2028-11-14 |  | Approved | Reverse Cycle | 840 | Yes | Class 11 | Yes | N/A | N/A | Yes | Yes | Yes | N/A | 3.4402 | Available | N/A | N/A | http://www.MitsubishiElectric.com.au/ | http://www.mitsubishielectric.com.au | Yes |  |  | AAC7889 | Yes | Variable output compressor | Inverter | No | - | 13500 | 3.93 | - | 1290 | 6750 | No | - | - | - | 3592.02 | 14539.5 | No | 1179.06 | 7269.75 | No | - | - | 16000 | 4.48 | 1580 | 8000 | No | - | - | Yes | 5760 | 13200 | No | - | - | No | - | - | - | - | - | No | - | - | No | - | - | No | - | - | - | - | 4.131 | 4.086 | 4.764 | 5.513 | 5.199 | 5.219 | 843 | 1306 | 3630 | 1722 | 2167 | 4788 | 2.5 | 2.5 | 3 | 3.324 | 3.964 | 4.633 | 3.684 | 4.235 | 4.644 | 6360 | 2281 | 374 | 1984 | 1015 | 249 | 1.5 | 2 | 3 | No | - | - | - | - | N/A | N/A | N/A | 33.6 | 3.3386 | 3.4831
[SEER Non Multi-Split <=65kW] GEMS (Air Conditioners up to 65kW) Determination 2019 | MEPS 2019 | AS/NZS 3823.1.2:2012 | PUZ-ZM160VKA-A / PEA-M160HAA |  | N/A | MITSUBISHI ELECTRIC | N/A | Ducted | Single Split System | - | Air | Air | Thailand | 4.95 | N/A | 16 | N/A | N/A | N/A | N/A | N/A | 4.58 | 18 | Enthalpy Test Room | 3.5481 | 3.9899 | N/A | - | N/A | N/A | N/A | N/A | N/A | N/A | N/A | N/A | N/A | N/A | N/A | N/A | N/A | N/A | N/A | N/A | N/A | Single | R32 | Australia,New Zealand | 155191 | 2028-07-01 |  | Approved | Reverse Cycle | N/A | Yes | Class 11 | Yes | N/A | N/A | N/A | N/A | N/A | N/A | N/A | Available | N/A | N/A | http://www.MitsubishiElectric.com.au/ | http://www.mitsubishielectric.com.au | N/A |  |  | AAC7607 | Yes | Variable output compressor | Inverter | No | - | 16000 | 4.95 | - | 1890 | 8000 | Yes | 1330 | 4700 | - | 4524.3 | 17232 | Yes | 1300 | 8100 | - | 890 | 5350 | 18000 | 4.58 | 1850 | 9000 | Yes | 1110 | 5400 | Yes | 6400 | 16000 | No | - | - | No | - | - | - | - | - | Yes | 6000 | 14000 | No | - | - | No | - | - | - | - | 4.69 | 4.543 | 5.191 | 9.134 | 7.111 | 6.374 | 899 | 1417 | 3973 | 1226 | 1884 | 4659 | 3 | 3 | 3.5 | 3.616 | 4.158 | 4.734 | 3.931 | 4.394 | 4.725 | 6560 | 2421 | 385 | 2074 | 1081 | 254 | 2 | 2.5 | 3 | No | - | - | - | - | N/A | N/A | N/A | 26.53 | 3.1748 | 3.8547
[SEER Non Multi-Split <=65kW] GEMS (Air Conditioners up to 65kW) Determination 2019 | MEPS 2019 | AS/NZS 3823.1.2:2012 | PUZ-ZM160YKA-A / PEA-M160HAA |  | N/A | MITSUBISHI ELECTRIC | N/A | Ducted | Single Split System | - | Air | Air | Thailand | 4.95 | N/A | 16 | N/A | N/A | N/A | N/A | N/A | 4.58 | 18 | Enthalpy Test Room | 3.2523 | 4.0791 | N/A | - | N/A | N/A | N/A | N/A | N/A | N/A | N/A | N/A | N/A | N/A | N/A | N/A | N/A | N/A | N/A | N/A | N/A | Three | R32 | Australia,New Zealand | 155193 | 2028-07-03 |  | Approved | Reverse Cycle | N/A | Yes | Class 11 | Yes | N/A | N/A | N/A | N/A | N/A | N/A | N/A | Available | N/A | N/A | http://www.MitsubishiElectric.com.au/ | http://www.mitsubishielectric.com.au | N/A |  |  | AAC7613 | Yes | Variable output compressor | Inverter | No | - | 16000 | 4.95 | - | 1890 | 8000 | Yes | 1330 | 4700 | - | 4524.3 | 17232 | Yes | 1300 | 8100 | - | 890 | 5353 | 18000 | 4.58 | 1850 | 9000 | Yes | 1110 | 5400 | Yes | 6400 | 16000 | No | - | - | No | - | - | - | - | - | Yes | 6000 | 14000 | No | - | - | No | - | - | - | - | 4.561 | 4.447 | 5.153 | 8.959 | 7.021 | 6.342 | 915 | 1436 | 3991 | 1241 | 1898 | 4673 | 3 | 2.5 | 3.5 | 3.616 | 4.158 | 4.734 | 3.931 | 4.394 | 4.725 | 6571 | 2434 | 397 | 2084 | 1091 | 264 | 2 | 2.5 | 3 | No | - | - | - | - | N/A | N/A | N/A | 31.4 | 3.1645 | 3.8411
[SEER Non Multi-Split <=65kW] GEMS (Air Conditioners up to 65kW) Determination 2019 | MEPS 2019 | AS/NZS 3823.1.2:2012 | PUZ-ZM180VKA-A / PEA-M180LAA |  | N/A | MITSUBISHI ELECTRIC | N/A | Ducted | Single Split System | - | Air | Air | Thailand | 5.52 | N/A | 18 | N/A | N/A | N/A | N/A | N/A | 5.1 | 20 | Enthalpy Test Room | 3.3036 | 4.0668 | N/A | - | N/A | N/A | N/A | N/A | N/A | N/A | N/A | N/A | N/A | N/A | N/A | N/A | N/A | N/A | N/A | N/A | N/A | Single | R32 | Australia,New Zealand | 155222 | 2028-06-27 |  | Approved | Reverse Cycle | N/A | Yes | Class 11 | Yes | N/A | N/A | N/A | N/A | N/A | N/A | N/A | Available | N/A | N/A | http://www.MitsubishiElectric.com.au/ | http://www.mitsubishielectric.com.au | N/A |  |  | AAC7599 | Yes | Variable output compressor | Inverter | No | - | 18000 | 5.52 | - | 1980 | 9000 | Yes | 1180 | 4900 | - | 5045.28 | 19386 | Yes | 1660 | 9200 | - | 960 | 5520 | 20000 | 5.1 | 1970 | 10000 | Yes | 1130 | 5400 | Yes | 5800 | 16100 | No | - | - | No | - | - | - | - | - | Yes | 5560 | 14000 | No | - | - | No | - | - | - | - | 4.232 | 4.155 | 4.622 | 6.13 | 5.53 | 5.14 | 1127 | 1749 | 5028 | 2085 | 2741 | 6513 | 2.5 | 2.5 | 3 | 3.583 | 4.18 | 4.79 | 3.911 | 4.396 | 4.757 | 7357 | 2679 | 426 | 2318 | 1202 | 282 | 2 | 2.5 | 3 | No | - | - | - | - | N/A | N/A | N/A | 30.4 | 3.2013 | 3.8441
[SEER Non Multi-Split <=65kW] GEMS (Air Conditioners up to 65kW) Determination 2019 | MEPS 2019 | AS/NZS 3823.1.2:2012 | PUZ-ZM180YKA-A / PEA-M180LAA |  | N/A | MITSUBISHI ELECTRIC | N/A | Ducted | Single Split System | - | Air | Air | Thailand | 5.52 | N/A | 18 | N/A | N/A | N/A | N/A | N/A | 5.1 | 20 | Enthalpy Test Room | 3.7424 | 4.1358 | N/A | - | N/A | N/A | N/A | N/A | N/A | N/A | N/A | N/A | N/A | N/A | N/A | N/A | N/A | N/A | N/A | N/A | N/A | Three | R32 | Australia,New Zealand | 155230 | 2028-06-27 |  | Approved | Reverse Cycle | N/A | Yes | Class 11 | Yes | N/A | N/A | N/A | N/A | N/A | N/A | N/A | Available | N/A | N/A | http://www.MitsubishiElectric.com.au/ | http://www.mitsubishielectric.com.au | N/A |  |  | AAC7598 | Yes | Variable output compressor | Inverter | No | - | 18000 | 5.52 | - | 1980 | 9000 | Yes | 1180 | 4900 | - | 5045.28 | 19386 | Yes | 1660 | 9200 | - | 960 | 5520 | 20000 | 5.1 | 1970 | 10000 | Yes | 1130 | 5400 | Yes | 5800 | 16100 | No | - | - | No | - | - | - | - | - | Yes | 5560 | 14000 | No | - | - | No | - | - | - | - | 4.236 | 4.158 | 4.623 | 6.133 | 5.532 | 5.141 | 1126 | 1748 | 5027 | 2085 | 2741 | 6512 | 2.5 | 2.5 | 3 | 3.583 | 4.18 | 4.79 | 3.911 | 4.396 | 4.757 | 7357 | 2678 | 426 | 2317 | 1201 | 282 | 2 | 2.5 | 3 | No | - | - | - | - | N/A | N/A | N/A | 30.2 | 3.2017 | 3.8446
[SEER Non Multi-Split <=65kW] GEMS (Air Conditioners up to 65kW) Determination 2019 | MEPS 2019 | AS/NZS 3823.1.2:2012 | PUZ-ZM200YKA-A / PEA-M200LAA |  | N/A | MITSUBISHI ELECTRIC | N/A | Ducted | Single Split System | - | Air | Air | Thailand | 6.4 | N/A | 20 | N/A | N/A | N/A | N/A | N/A | 5.9 | 22.4 | Enthalpy Test Room | 3.1729 | 3.9644 | N/A | - | N/A | N/A | N/A | N/A | N/A | N/A | N/A | N/A | N/A | N/A | N/A | N/A | N/A | N/A | N/A | N/A | N/A | Three | R32 | Australia,New Zealand | 152642 | 2028-02-28 |  | Approved | Reverse Cycle | N/A | Yes | Class 11 | Yes | N/A | N/A | N/A | N/A | N/A | N/A | N/A | Available | N/A | N/A | http://www.MitsubishiElectric.com.au/ | http://www.mitsubishielectric.com.au | N/A |  |  | AAC7310 | Yes | Variable output compressor | Inverter | No | - | 20000 | 6.4 | - | 2350 | 9950 | Yes | 1350 | 4900 | - | 5849.6 | 21540 | Yes | 1850 | 10300 | - | 1100 | 6000 | 22400 | 5.9 | 2360 | 11200 | Yes | 1280 | 5700 | Yes | 10000 | 22400 | No | - | - | Yes | 2540 | 8400 | - | - | - | Yes | 9800 | 20000 | No | - | - | No | - | - | - | - | 4.252 | 4.137 | 4.621 | 6.364 | 5.611 | 5.253 | 1251 | 1958 | 5594 | 2234 | 3006 | 7085 | 2.5 | 2.5 | 3 | 3.414 | 3.789 | 4.383 | 3.7 | 4.096 | 4.425 | 8637 | 3294 | 507 | 2734 | 1434 | 330 | 1.5 | 2 | 2.5 | No | - | - | - | - | N/A | N/A | N/A | 31.46 | 3.0739 | 3.7294
[SEER Non Multi-Split <=65kW] GEMS (Air Conditioners up to 65kW) Determination 2019 | MEPS 2019 | AS/NZS 3823.1.2:2012 | PUZ-ZM250YKA-A / PEA-M250LAA |  | N/A | MITSUBISHI ELECTRIC | N/A | Ducted | Single Split System | - | Air | Air | Thailand | 8 | N/A | 24.5 | N/A | N/A | N/A | N/A | N/A | 7.5 | 28 | Enthalpy Test Room | 3.0973 | 3.992 | N/A | - | N/A | N/A | N/A | N/A | N/A | N/A | N/A | N/A | N/A | N/A | N/A | N/A | N/A | N/A | N/A | N/A | N/A | Three | R32 | Australia,New Zealand | 152637 | 2028-02-27 |  | Approved | Reverse Cycle | N/A | Yes | Class 11 | Yes | N/A | N/A | N/A | N/A | N/A | N/A | N/A | Available | N/A | N/A | http://www.MitsubishiElectric.com.au/ | http://www.mitsubishielectric.com.au | N/A |  |  | AAC7281 | Yes | Variable output compressor | Inverter | No | - | 24500 | 8 | - | 3170 | 12400 | Yes | 1650 | 6300 | - | 7312 | 26386.5 | Yes | 2610 | 13200 | - | 1390 | 7100 | 28000 | 7.5 | 2920 | 14000 | Yes | 1650 | 7900 | Yes | 11600 | 25000 | No | - | - | Yes | 2900 | 10600 | - | - | - | Yes | 11700 | 24500 | No | - | - | No | - | - | - | - | 4.045 | 3.942 | 4.337 | 5.65 | 5.093 | 4.828 | 1627 | 2537 | 7321 | 3103 | 4076 | 9459 | 2.5 | 2 | 2.5 | 3.406 | 3.89 | 4.591 | 3.763 | 4.25 | 4.645 | 10810 | 3997 | 595 | 3349 | 1718 | 384 | 1.5 | 2 | 3 | No | - | - | - | - | N/A | N/A | N/A | 33.25 | 3.0201 | 3.6782
[SEER Non Multi-Split <=65kW] GEMS (Air Conditioners up to 65kW) Determination 2019 | MEPS 2019 | AS/NZS 3823.1.1:2012 | PUZ-ZM71VHA*-A/PCA-M71HA* Series | PUZ-ZM71VHA*-A/PCA-M71HA* Series | N/A | MITSUBISHI ELECTRIC | N/A | Non Ducted | Single Split System | Under ceiling | Air | Air | Thailand | 2.02 | N/A | 7.1 | N/A | N/A | N/A | N/A | N/A | 2.17 | 7.6 | Enthalpy Test Room | 3.5208 | 3.8487 | N/A | - | N/A | N/A | N/A | N/A | N/A | N/A | N/A | N/A | N/A | N/A | N/A | N/A | N/A | N/A | N/A | N/A | N/A | Single | R32 | Australia,New Zealand | 146668 | 2027-05-11 |  | Approved | Reverse Cycle | N/A | Yes | Class 9 | Yes | N/A | N/A | N/A | N/A | N/A | N/A | N/A | Available | N/A | N/A | http://www.MitsubishiElectric.com.au/ | http://www.mitsubishielectric.com.au | N/A |  |  | AAC6676 | Yes | Variable output compressor | Inverter | No | - | 7100 | 2.02 | - | 750 | 3550 | No | - | - | - | 1846.28 | 7646.7 | No | 685.5 | 3823.35 | No | - | - | 7600 | 2.17 | 760 | 3800 | No | - | - | Yes | 3120 | 8000 | No | - | - | No | - | - | - | - | - | No | - | - | No | - | - | No | - | - | - | - | 3.778 | 3.802 | 4.493 | 5.036 | 4.8 | 4.901 | 480 | 733 | 2018 | 987 | 1231 | 2677 | 2 | 2 | 2.5 | 3.632 | 4.041 | 4.574 | 3.902 | 4.267 | 4.586 | 2780 | 1078 | 192 | 903 | 490 | 130 | 2 | 2.5 | 3 | No | - | - | - | - | N/A | N/A | N/A | 21.2 | 3.3944 | 3.3904
[SEER Non Multi-Split <=65kW] GEMS (Air Conditioners up to 65kW) Determination 2019 | MEPS 2019 | AS/NZS 3823.1.1:2012 | PUZ-ZM71VHA*-A/PCA-M71KA* Series | PUZ-ZM71VHA*-A/PCA-M71KA* Series | N/A | MITSUBISHI ELECTRIC | N/A | Non Ducted | Single Split System | Under ceiling | Air | Air | Thailand | 1.82 | N/A | 7.1 | N/A | N/A | N/A | N/A | N/A | 2.15 | 8 | Enthalpy Test Room | 4.009 | 3.7999 | N/A | - | N/A | N/A | N/A | N/A | N/A | N/A | N/A | N/A | N/A | N/A | N/A | N/A | N/A | N/A | N/A | N/A | N/A | Single | R32 | Australia,New Zealand | 146671 | 2027-05-12 |  | Approved | Reverse Cycle | N/A | Yes | Class 9 | Yes | N/A | N/A | N/A | N/A | N/A | N/A | N/A | Available | N/A | N/A | http://www.MitsubishiElectric.com.au/ | http://www.mitsubishielectric.com.au | N/A |  |  | AAC6692 | Yes | Variable output compressor | Inverter | No | - | 7100 | 1.82 | - | 630 | 3550 | No | - | - | - | 1663.48 | 7646.7 | No | 575.82 | 3823.35 | No | - | - | 8000 | 2.15 | 760 | 4000 | No | - | - | Yes | 3270 | 8400 | No | - | - | No | - | - | - | - | - | No | - | - | No | - | - | No | - | - | - | - | 4.249 | 4.279 | 5.148 | 5.817 | 5.538 | 5.661 | 422 | 645 | 1754 | 849 | 1061 | 2312 | 2.5 | 2.5 | 3.5 | 3.794 | 4.256 | 4.816 | 4.082 | 4.492 | 4.828 | 2801 | 1077 | 192 | 908 | 490 | 130 | 2 | 2.5 | 3 | No | - | - | - | - | N/A | N/A | N/A | 21.2 | 3.7533 | 3.6009
[SEER Non Multi-Split <=65kW] GEMS (Air Conditioners up to 65kW) Determination 2019 | MEPS 2019 | AS/NZS 3823.1.2:2012 | PUZ-ZM71VHA*-A/PEAD-M71JAA* | PUZ-ZM71VHA*-A/PEAD-M71JAA* | N/A | MITSUBISHI ELECTRIC | N/A | Ducted | Single Split System | - | Air | Air | Thailand | 1.85 | N/A | 7.1 | N/A | N/A | N/A | N/A | N/A | 1.93 | 8 | Enthalpy Test Room | 3.9099 | 4.1416 | N/A | - | N/A | N/A | N/A | N/A | N/A | N/A | N/A | N/A | N/A | N/A | N/A | N/A | N/A | N/A | N/A | N/A | N/A | Single | R32 | Australia,New Zealand | 146689 | 2027-05-15 |  | Approved | Reverse Cycle | N/A | Yes | Class 10 | Yes | N/A | N/A | N/A | N/A | N/A | N/A | N/A | Available | N/A | N/A | http://www.MitsubishiElectric.com.au/ | http://www.mitsubishielectric.com.au | N/A |  |  | AAC6698 | Yes | Variable output compressor | Inverter | No | - | 7100 | 1.85 | - | 690 | 3550 | No | - | - | - | 1690.9 | 7646.7 | No | 630.66 | 3823.35 | No | - | - | 8000 | 1.93 | 760 | 4000 | No | - | - | Yes | 3130 | 8300 | No | - | - | No | - | - | - | - | - | No | - | - | No | - | - | No | - | - | - | - | 4.033 | 4.075 | 4.865 | 5.427 | 5.183 | 5.317 | 447 | 680 | 1860 | 913 | 1136 | 2464 | 2.5 | 2.5 | 3 | 3.937 | 4.402 | 4.837 | 4.173 | 4.57 | 4.836 | 2700 | 1043 | 192 | 889 | 482 | 130 | 2 | 2.5 | 3 | No | - | - | - | - | N/A | N/A | N/A | 21.2 | 3.6947 | 3.9967
[SEER Non Multi-Split <=65kW] GEMS (Air Conditioners up to 65kW) Determination 2019 | MEPS 2019 | AS/NZS 3823.1.1:2012 | PUZ-ZM71VHA*-A/PKA-M71KA** Series | PUZ-ZM71VHA*-A/PKA-M71KA** Series | N/A | MITSUBISHI ELECTRIC | N/A | Non Ducted | Single Split System | Wall Hung | Air | Air | Thailand | 1.86 | N/A | 7.1 | N/A | N/A | N/A | N/A | N/A | 2.12 | 8 | Enthalpy Test Room | 3.8389 | 3.832 | N/A | - | N/A | N/A | N/A | N/A | N/A | N/A | N/A | N/A | N/A | N/A | N/A | N/A | N/A | N/A | N/A | N/A | N/A | Single | R32 | Australia,New Zealand | 146693 | 2027-05-15 |  | Approved | Reverse Cycle | N/A | Yes | Class 9 | Yes | N/A | N/A | N/A | N/A | N/A | N/A | N/A | Available | N/A | N/A | http://www.MitsubishiElectric.com.au/ | http://www.mitsubishielectric.com.au | N/A |  |  | AAC6696 | Yes | Variable output compressor | Inverter | No | - | 7100 | 1.86 | - | 640 | 3550 | No | - | - | - | 1700.04 | 7646.7 | No | 584.96 | 3823.35 | No | - | - | 8000 | 2.12 | 760 | 4000 | No | - | - | Yes | 3190 | 8100 | No | - | - | No | - | - | - | - | - | No | - | - | No | - | - | No | - | - | - | - | 4.193 | 4.217 | 5.062 | 5.732 | 5.453 | 5.565 | 428 | 655 | 1785 | 862 | 1078 | 2352 | 2.5 | 2.5 | 3.5 | 3.768 | 4.265 | 4.819 | 4.06 | 4.496 | 4.829 | 2820 | 1075 | 192 | 913 | 489 | 130 | 2 | 2.5 | 3 | No | - | - | - | - | N/A | N/A | N/A | 21.2 | 3.6756 | 3.6502
[SEER Non Multi-Split <=65kW] GEMS (Air Conditioners up to 65kW) Determination 2019 | MEPS 2019 | AS/NZS 3823.1.1:2012 | PUZ-ZM71VHA*-A/PLA-M71EA*-A Series | PUZ-ZM71VHA*-A/PLA-M71EA*-A Series | N/A | MITSUBISHI ELECTRIC | N/A | Non Ducted | Single Split System | Cassette | Air | Air | Thailand | 1.78 | N/A | 7.1 | N/A | N/A | N/A | N/A | N/A | 2.03 | 8 | Enthalpy Test Room | 4.0265 | 3.9866 | N/A | - | N/A | N/A | N/A | N/A | N/A | N/A | N/A | N/A | N/A | N/A | N/A | N/A | N/A | N/A | N/A | N/A | N/A | Single | R32 | Australia,New Zealand | 146691 | 2027-05-15 |  | Approved | Reverse Cycle | N/A | Yes | Class 9 | Yes | N/A | N/A | N/A | N/A | N/A | N/A | N/A | Available | N/A | N/A | http://www.MitsubishiElectric.com.au/ | http://www.mitsubishielectric.com.au | N/A |  |  | AAC6697 | Yes | Variable output compressor | Inverter | No | - | 7100 | 1.78 | - | 630 | 3550 | No | - | - | - | 1626.92 | 7646.7 | No | 575.82 | 3823.35 | No | - | - | 8000 | 2.03 | 710 | 4000 | No | - | - | Yes | 3270 | 8400 | No | - | - | No | - | - | - | - | - | No | - | - | No | - | - | No | - | - | - | - | 4.27 | 4.31 | 5.191 | 5.836 | 5.564 | 5.702 | 420 | 640 | 1740 | 846 | 1055 | 2295 | 2.5 | 2.5 | 3.5 | 3.989 | 4.529 | 5.153 | 4.314 | 4.792 | 5.167 | 2666 | 1016 | 183 | 861 | 462 | 124 | 2 | 3 | 3.5 | No | - | - | - | - | N/A | N/A | N/A | 21.2 | 3.8344 | 3.8065
[SEER Non Multi-Split <=65kW] GEMS (Air Conditioners up to 65kW) Determination 2019 | MEPS 2019 | AS/NZS 3823.1.1:2012 | PUZ-ZM71VHA2-A/PCA-M71HA | PUZ-ZM71VHA*-A/PCA-M71HA* Series | N/A | MITSUBISHI ELECTRIC | N/A | Non Ducted | Single Split System | Under ceiling | Air | Air | Thailand | 2.02 | N/A | 7.1 | N/A | N/A | N/A | N/A | N/A | 2.17 | 7.6 | Enthalpy Test Room | 3.5208 | 3.8487 | N/A | - | N/A | N/A | N/A | N/A | N/A | N/A | N/A | N/A | N/A | N/A | N/A | N/A | N/A | N/A | N/A | N/A | N/A | Single | R32 | Australia,New Zealand | 146668 | 2027-05-11 |  | Approved | Reverse Cycle | N/A | Yes | Class 9 | Yes | N/A | N/A | N/A | N/A | N/A | N/A | N/A | Available | N/A | N/A | http://www.MitsubishiElectric.com.au/ | http://www.mitsubishielectric.com.au | N/A |  |  | AAC6676 | Yes | Variable output compressor | Inverter | No | - | 7100 | 2.02 | - | 750 | 3550 | No | - | - | - | 1846.28 | 7646.7 | No | 685.5 | 3823.35 | No | - | - | 7600 | 2.17 | 760 | 3800 | No | - | - | Yes | 3120 | 8000 | No | - | - | No | - | - | - | - | - | No | - | - | No | - | - | No | - | - | - | - | 3.778 | 3.802 | 4.493 | 5.036 | 4.8 | 4.901 | 480 | 733 | 2018 | 987 | 1231 | 2677 | 2 | 2 | 2.5 | 3.632 | 4.041 | 4.574 | 3.902 | 4.267 | 4.586 | 2780 | 1078 | 192 | 903 | 490 | 130 | 2 | 2.5 | 3 | No | - | - | - | - | N/A | N/A | N/A | 21.2 | 3.3944 | 3.3904
[SEER Non Multi-Split <=65kW] GEMS (Air Conditioners up to 65kW) Determination 2019 | MEPS 2019 | AS/NZS 3823.1.1:2012 | PUZ-ZM71VHA2-A/PCA-M71HA2 | PUZ-ZM71VHA*-A/PCA-M71HA* Series | N/A | MITSUBISHI ELECTRIC | N/A | Non Ducted | Single Split System | Under ceiling | Air | Air | Thailand | 2.02 | N/A | 7.1 | N/A | N/A | N/A | N/A | N/A | 2.17 | 7.6 | Enthalpy Test Room | 3.5208 | 3.8487 | N/A | - | N/A | N/A | N/A | N/A | N/A | N/A | N/A | N/A | N/A | N/A | N/A | N/A | N/A | N/A | N/A | N/A | N/A | Single | R32 | Australia,New Zealand | 146668 | 2027-05-11 |  | Approved | Reverse Cycle | N/A | Yes | Class 9 | Yes | N/A | N/A | N/A | N/A | N/A | N/A | N/A | Available | N/A | N/A | http://www.MitsubishiElectric.com.au/ | http://www.mitsubishielectric.com.au | N/A |  |  | AAC6676 | Yes | Variable output compressor | Inverter | No | - | 7100 | 2.02 | - | 750 | 3550 | No | - | - | - | 1846.28 | 7646.7 | No | 685.5 | 3823.35 | No | - | - | 7600 | 2.17 | 760 | 3800 | No | - | - | Yes | 3120 | 8000 | No | - | - | No | - | - | - | - | - | No | - | - | No | - | - | No | - | - | - | - | 3.778 | 3.802 | 4.493 | 5.036 | 4.8 | 4.901 | 480 | 733 | 2018 | 987 | 1231 | 2677 | 2 | 2 | 2.5 | 3.632 | 4.041 | 4.574 | 3.902 | 4.267 | 4.586 | 2780 | 1078 | 192 | 903 | 490 | 130 | 2 | 2.5 | 3 | No | - | - | - | - | N/A | N/A | N/A | 21.2 | 3.3944 | 3.3904
[SEER Non Multi-Split <=65kW] GEMS (Air Conditioners up to 65kW) Determination 2019 | MEPS 2019 | AS/NZS 3823.1.1:2012 | PUZ-ZM71VHA2-A/PCA-M71KA | PUZ-ZM71VHA*-A/PCA-M71KA* Series | N/A | MITSUBISHI ELECTRIC | N/A | Non Ducted | Single Split System | Under ceiling | Air | Air | Thailand | 1.82 | N/A | 7.1 | N/A | N/A | N/A | N/A | N/A | 2.15 | 8 | Enthalpy Test Room | 4.009 | 3.7999 | N/A | - | N/A | N/A | N/A | N/A | N/A | N/A | N/A | N/A | N/A | N/A | N/A | N/A | N/A | N/A | N/A | N/A | N/A | Single | R32 | Australia,New Zealand | 146671 | 2027-05-12 |  | Approved | Reverse Cycle | N/A | Yes | Class 9 | Yes | N/A | N/A | N/A | N/A | N/A | N/A | N/A | Available | N/A | N/A | http://www.MitsubishiElectric.com.au/ | http://www.mitsubishielectric.com.au | N/A |  |  | AAC6692 | Yes | Variable output compressor | Inverter | No | - | 7100 | 1.82 | - | 630 | 3550 | No | - | - | - | 1663.48 | 7646.7 | No | 575.82 | 3823.35 | No | - | - | 8000 | 2.15 | 760 | 4000 | No | - | - | Yes | 3270 | 8400 | No | - | - | No | - | - | - | - | - | No | - | - | No | - | - | No | - | - | - | - | 4.249 | 4.279 | 5.148 | 5.817 | 5.538 | 5.661 | 422 | 645 | 1754 | 849 | 1061 | 2312 | 2.5 | 2.5 | 3.5 | 3.794 | 4.256 | 4.816 | 4.082 | 4.492 | 4.828 | 2801 | 1077 | 192 | 908 | 490 | 130 | 2 | 2.5 | 3 | No | - | - | - | - | N/A | N/A | N/A | 21.2 | 3.7533 | 3.6009
[SEER Non Multi-Split <=65kW] GEMS (Air Conditioners up to 65kW) Determination 2019 | MEPS 2019 | AS/NZS 3823.1.1:2012 | PUZ-ZM71VHA2-A/PCA-M71KA2 | PUZ-ZM71VHA*-A/PCA-M71KA* Series | N/A | MITSUBISHI ELECTRIC | N/A | Non Ducted | Single Split System | Under ceiling | Air | Air | Thailand | 1.82 | N/A | 7.1 | N/A | N/A | N/A | N/A | N/A | 2.15 | 8 | Enthalpy Test Room | 4.009 | 3.7999 | N/A | - | N/A | N/A | N/A | N/A | N/A | N/A | N/A | N/A | N/A | N/A | N/A | N/A | N/A | N/A | N/A | N/A | N/A | Single | R32 | Australia,New Zealand | 146671 | 2027-05-12 |  | Approved | Reverse Cycle | N/A | Yes | Class 9 | Yes | N/A | N/A | N/A | N/A | N/A | N/A | N/A | Available | N/A | N/A | http://www.MitsubishiElectric.com.au/ | http://www.mitsubishielectric.com.au | N/A |  |  | AAC6692 | Yes | Variable output compressor | Inverter | No | - | 7100 | 1.82 | - | 630 | 3550 | No | - | - | - | 1663.48 | 7646.7 | No | 575.82 | 3823.35 | No | - | - | 8000 | 2.15 | 760 | 4000 | No | - | - | Yes | 3270 | 8400 | No | - | - | No | - | - | - | - | - | No | - | - | No | - | - | No | - | - | - | - | 4.249 | 4.279 | 5.148 | 5.817 | 5.538 | 5.661 | 422 | 645 | 1754 | 849 | 1061 | 2312 | 2.5 | 2.5 | 3.5 | 3.794 | 4.256 | 4.816 | 4.082 | 4.492 | 4.828 | 2801 | 1077 | 192 | 908 | 490 | 130 | 2 | 2.5 | 3 | No | - | - | - | - | N/A | N/A | N/A | 21.2 | 3.7533 | 3.6009
[SEER Non Multi-Split <=65kW] GEMS (Air Conditioners up to 65kW) Determination 2019 | MEPS 2019 | AS/NZS 3823.1.2:2012 | PUZ-ZM71VHA2-A/PEAD-M71JAA | PUZ-ZM71VHA*-A/PEAD-M71JAA* | N/A | MITSUBISHI ELECTRIC | N/A | Ducted | Single Split System | - | Air | Air | Thailand | 1.85 | N/A | 7.1 | N/A | N/A | N/A | N/A | N/A | 1.93 | 8 | Enthalpy Test Room | 3.9099 | 4.1416 | N/A | - | N/A | N/A | N/A | N/A | N/A | N/A | N/A | N/A | N/A | N/A | N/A | N/A | N/A | N/A | N/A | N/A | N/A | Single | R32 | Australia,New Zealand | 146689 | 2027-05-15 |  | Approved | Reverse Cycle | N/A | Yes | Class 10 | Yes | N/A | N/A | N/A | N/A | N/A | N/A | N/A | Available | N/A | N/A | http://www.MitsubishiElectric.com.au/ | http://www.mitsubishielectric.com.au | N/A |  |  | AAC6698 | Yes | Variable output compressor | Inverter | No | - | 7100 | 1.85 | - | 690 | 3550 | No | - | - | - | 1690.9 | 7646.7 | No | 630.66 | 3823.35 | No | - | - | 8000 | 1.93 | 760 | 4000 | No | - | - | Yes | 3130 | 8300 | No | - | - | No | - | - | - | - | - | No | - | - | No | - | - | No | - | - | - | - | 4.033 | 4.075 | 4.865 | 5.427 | 5.183 | 5.317 | 447 | 680 | 1860 | 913 | 1136 | 2464 | 2.5 | 2.5 | 3 | 3.937 | 4.402 | 4.837 | 4.173 | 4.57 | 4.836 | 2700 | 1043 | 192 | 889 | 482 | 130 | 2 | 2.5 | 3 | No | - | - | - | - | N/A | N/A | N/A | 21.2 | 3.6947 | 3.9967
[SEER Non Multi-Split <=65kW] GEMS (Air Conditioners up to 65kW) Determination 2019 | MEPS 2019 | AS/NZS 3823.1.2:2012 | PUZ-ZM71VHA2-A/PEAD-M71JAAD | PUZ-ZM71VHA*-A/PEAD-M71JAA* | N/A | MITSUBISHI ELECTRIC | N/A | Ducted | Single Split System | - | Air | Air | Thailand | 1.85 | N/A | 7.1 | N/A | N/A | N/A | N/A | N/A | 1.93 | 8 | Enthalpy Test Room | 3.9099 | 4.1416 | N/A | - | N/A | N/A | N/A | N/A | N/A | N/A | N/A | N/A | N/A | N/A | N/A | N/A | N/A | N/A | N/A | N/A | N/A | Single | R32 | Australia,New Zealand | 146689 | 2027-05-15 |  | Approved | Reverse Cycle | N/A | Yes | Class 10 | Yes | N/A | N/A | N/A | N/A | N/A | N/A | N/A | Available | N/A | N/A | http://www.MitsubishiElectric.com.au/ | http://www.mitsubishielectric.com.au | N/A |  |  | AAC6698 | Yes | Variable output compressor | Inverter | No | - | 7100 | 1.85 | - | 690 | 3550 | No | - | - | - | 1690.9 | 7646.7 | No | 630.66 | 3823.35 | No | - | - | 8000 | 1.93 | 760 | 4000 | No | - | - | Yes | 3130 | 8300 | No | - | - | No | - | - | - | - | - | No | - | - | No | - | - | No | - | - | - | - | 4.033 | 4.075 | 4.865 | 5.427 | 5.183 | 5.317 | 447 | 680 | 1860 | 913 | 1136 | 2464 | 2.5 | 2.5 | 3 | 3.937 | 4.402 | 4.837 | 4.173 | 4.57 | 4.836 | 2700 | 1043 | 192 | 889 | 482 | 130 | 2 | 2.5 | 3 | No | - | - | - | - | N/A | N/A | N/A | 21.2 | 3.6947 | 3.9967
[SEER Non Multi-Split <=65kW] GEMS (Air Conditioners up to 65kW) Determination 2019 | MEPS 2019 | AS/NZS 3823.1.1:2012 | PUZ-ZM71VHA2-A/PKA-M71KA | PUZ-ZM71VHA*-A/PKA-M71KA** Series | N/A | MITSUBISHI ELECTRIC | N/A | Non Ducted | Single Split System | Wall Hung | Air | Air | Thailand | 1.86 | N/A | 7.1 | N/A | N/A | N/A | N/A | N/A | 2.12 | 8 | Enthalpy Test Room | 3.8389 | 3.832 | N/A | - | N/A | N/A | N/A | N/A | N/A | N/A | N/A | N/A | N/A | N/A | N/A | N/A | N/A | N/A | N/A | N/A | N/A | Single | R32 | Australia,New Zealand | 146693 | 2027-05-15 |  | Approved | Reverse Cycle | N/A | Yes | Class 9 | Yes | N/A | N/A | N/A | N/A | N/A | N/A | N/A | Available | N/A | N/A | http://www.MitsubishiElectric.com.au/ | http://www.mitsubishielectric.com.au | N/A |  |  | AAC6696 | Yes | Variable output compressor | Inverter | No | - | 7100 | 1.86 | - | 640 | 3550 | No | - | - | - | 1700.04 | 7646.7 | No | 584.96 | 3823.35 | No | - | - | 8000 | 2.12 | 760 | 4000 | No | - | - | Yes | 3190 | 8100 | No | - | - | No | - | - | - | - | - | No | - | - | No | - | - | No | - | - | - | - | 4.193 | 4.217 | 5.062 | 5.732 | 5.453 | 5.565 | 428 | 655 | 1785 | 862 | 1078 | 2352 | 2.5 | 2.5 | 3.5 | 3.768 | 4.265 | 4.819 | 4.06 | 4.496 | 4.829 | 2820 | 1075 | 192 | 913 | 489 | 130 | 2 | 2.5 | 3 | No | - | - | - | - | N/A | N/A | N/A | 21.2 | 3.6756 | 3.6502
[SEER Non Multi-Split <=65kW] GEMS (Air Conditioners up to 65kW) Determination 2019 | MEPS 2019 | AS/NZS 3823.1.1:2012 | PUZ-ZM71VHA2-A/PKA-M71KA2 | PUZ-ZM71VHA*-A/PKA-M71KA** Series | N/A | MITSUBISHI ELECTRIC | N/A | Non Ducted | Single Split System | Wall Hung | Air | Air | Thailand | 1.86 | N/A | 7.1 | N/A | N/A | N/A | N/A | N/A | 2.12 | 8 | Enthalpy Test Room | 3.8389 | 3.832 | N/A | - | N/A | N/A | N/A | N/A | N/A | N/A | N/A | N/A | N/A | N/A | N/A | N/A | N/A | N/A | N/A | N/A | N/A | Single | R32 | Australia,New Zealand | 146693 | 2027-05-15 |  | Approved | Reverse Cycle | N/A | Yes | Class 9 | Yes | N/A | N/A | N/A | N/A | N/A | N/A | N/A | Available | N/A | N/A | http://www.MitsubishiElectric.com.au/ | http://www.mitsubishielectric.com.au | N/A |  |  | AAC6696 | Yes | Variable output compressor | Inverter | No | - | 7100 | 1.86 | - | 640 | 3550 | No | - | - | - | 1700.04 | 7646.7 | No | 584.96 | 3823.35 | No | - | - | 8000 | 2.12 | 760 | 4000 | No | - | - | Yes | 3190 | 8100 | No | - | - | No | - | - | - | - | - | No | - | - | No | - | - | No | - | - | - | - | 4.193 | 4.217 | 5.062 | 5.732 | 5.453 | 5.565 | 428 | 655 | 1785 | 862 | 1078 | 2352 | 2.5 | 2.5 | 3.5 | 3.768 | 4.265 | 4.819 | 4.06 | 4.496 | 4.829 | 2820 | 1075 | 192 | 913 | 489 | 130 | 2 | 2.5 | 3 | No | - | - | - | - | N/A | N/A | N/A | 21.2 | 3.6756 | 3.6502
[SEER Non Multi-Split <=65kW] GEMS (Air Conditioners up to 65kW) Determination 2019 | MEPS 2019 | AS/NZS 3823.1.1:2012 | PUZ-ZM71VHA2-A/PKA-M71KAL | PUZ-ZM71VHA*-A/PKA-M71KA** Series | N/A | MITSUBISHI ELECTRIC | N/A | Non Ducted | Single Split System | Wall Hung | Air | Air | Thailand | 1.86 | N/A | 7.1 | N/A | N/A | N/A | N/A | N/A | 2.12 | 8 | Enthalpy Test Room | 3.8389 | 3.832 | N/A | - | N/A | N/A | N/A | N/A | N/A | N/A | N/A | N/A | N/A | N/A | N/A | N/A | N/A | N/A | N/A | N/A | N/A | Single | R32 | Australia,New Zealand | 146693 | 2027-05-15 |  | Approved | Reverse Cycle | N/A | Yes | Class 9 | Yes | N/A | N/A | N/A | N/A | N/A | N/A | N/A | Available | N/A | N/A | http://www.MitsubishiElectric.com.au/ | http://www.mitsubishielectric.com.au | N/A |  |  | AAC6696 | Yes | Variable output compressor | Inverter | No | - | 7100 | 1.86 | - | 640 | 3550 | No | - | - | - | 1700.04 | 7646.7 | No | 584.96 | 3823.35 | No | - | - | 8000 | 2.12 | 760 | 4000 | No | - | - | Yes | 3190 | 8100 | No | - | - | No | - | - | - | - | - | No | - | - | No | - | - | No | - | - | - | - | 4.193 | 4.217 | 5.062 | 5.732 | 5.453 | 5.565 | 428 | 655 | 1785 | 862 | 1078 | 2352 | 2.5 | 2.5 | 3.5 | 3.768 | 4.265 | 4.819 | 4.06 | 4.496 | 4.829 | 2820 | 1075 | 192 | 913 | 489 | 130 | 2 | 2.5 | 3 | No | - | - | - | - | N/A | N/A | N/A | 21.2 | 3.6756 | 3.6502
[SEER Non Multi-Split <=65kW] GEMS (Air Conditioners up to 65kW) Determination 2019 | MEPS 2019 | AS/NZS 3823.1.1:2012 | PUZ-ZM71VHA2-A/PKA-M71KAL2 | PUZ-ZM71VHA*-A/PKA-M71KA** Series | N/A | MITSUBISHI ELECTRIC | N/A | Non Ducted | Single Split System | Wall Hung | Air | Air | Thailand | 1.86 | N/A | 7.1 | N/A | N/A | N/A | N/A | N/A | 2.12 | 8 | Enthalpy Test Room | 3.8389 | 3.832 | N/A | - | N/A | N/A | N/A | N/A | N/A | N/A | N/A | N/A | N/A | N/A | N/A | N/A | N/A | N/A | N/A | N/A | N/A | Single | R32 | Australia,New Zealand | 146693 | 2027-05-15 |  | Approved | Reverse Cycle | N/A | Yes | Class 9 | Yes | N/A | N/A | N/A | N/A | N/A | N/A | N/A | Available | N/A | N/A | http://www.MitsubishiElectric.com.au/ | http://www.mitsubishielectric.com.au | N/A |  |  | AAC6696 | Yes | Variable output compressor | Inverter | No | - | 7100 | 1.86 | - | 640 | 3550 | No | - | - | - | 1700.04 | 7646.7 | No | 584.96 | 3823.35 | No | - | - | 8000 | 2.12 | 760 | 4000 | No | - | - | Yes | 3190 | 8100 | No | - | - | No | - | - | - | - | - | No | - | - | No | - | - | No | - | - | - | - | 4.193 | 4.217 | 5.062 | 5.732 | 5.453 | 5.565 | 428 | 655 | 1785 | 862 | 1078 | 2352 | 2.5 | 2.5 | 3.5 | 3.768 | 4.265 | 4.819 | 4.06 | 4.496 | 4.829 | 2820 | 1075 | 192 | 913 | 489 | 130 | 2 | 2.5 | 3 | No | - | - | - | - | N/A | N/A | N/A | 21.2 | 3.6756 | 3.6502
[SEER Non Multi-Split <=65kW] GEMS (Air Conditioners up to 65kW) Determination 2019 | MEPS 2019 | AS/NZS 3823.1.1:2012 | PUZ-ZM71VHA2-A/PLA-M71EA2-A | PUZ-ZM71VHA*-A/PLA-M71EA*-A Series | N/A | MITSUBISHI ELECTRIC | N/A | Non Ducted | Single Split System | Cassette | Air | Air | Thailand | 1.78 | N/A | 7.1 | N/A | N/A | N/A | N/A | N/A | 2.03 | 8 | Enthalpy Test Room | 4.0265 | 3.9866 | N/A | - | N/A | N/A | N/A | N/A | N/A | N/A | N/A | N/A | N/A | N/A | N/A | N/A | N/A | N/A | N/A | N/A | N/A | Single | R32 | Australia,New Zealand | 146691 | 2027-05-15 |  | Approved | Reverse Cycle | N/A | Yes | Class 9 | Yes | N/A | N/A | N/A | N/A | N/A | N/A | N/A | Available | N/A | N/A | http://www.MitsubishiElectric.com.au/ | http://www.mitsubishielectric.com.au | N/A |  |  | AAC6697 | Yes | Variable output compressor | Inverter | No | - | 7100 | 1.78 | - | 630 | 3550 | No | - | - | - | 1626.92 | 7646.7 | No | 575.82 | 3823.35 | No | - | - | 8000 | 2.03 | 710 | 4000 | No | - | - | Yes | 3270 | 8400 | No | - | - | No | - | - | - | - | - | No | - | - | No | - | - | No | - | - | - | - | 4.27 | 4.31 | 5.191 | 5.836 | 5.564 | 5.702 | 420 | 640 | 1740 | 846 | 1055 | 2295 | 2.5 | 2.5 | 3.5 | 3.989 | 4.529 | 5.153 | 4.314 | 4.792 | 5.167 | 2666 | 1016 | 183 | 861 | 462 | 124 | 2 | 3 | 3.5 | No | - | - | - | - | N/A | N/A | N/A | 21.2 | 3.8344 | 3.8065
[SEER Non Multi-Split <=65kW] GEMS (Air Conditioners up to 65kW) Determination 2019 | MEPS 2019 | AS/NZS 3823.1.1:2012 | PUZ-ZM71VHA2-A/PLA-M71EA-A | PUZ-ZM71VHA*-A/PLA-M71EA*-A Series | N/A | MITSUBISHI ELECTRIC | N/A | Non Ducted | Single Split System | Cassette | Air | Air | Thailand | 1.78 | N/A | 7.1 | N/A | N/A | N/A | N/A | N/A | 2.03 | 8 | Enthalpy Test Room | 4.0265 | 3.9866 | N/A | - | N/A | N/A | N/A | N/A | N/A | N/A | N/A | N/A | N/A | N/A | N/A | N/A | N/A | N/A | N/A | N/A | N/A | Single | R32 | Australia,New Zealand | 146691 | 2027-05-15 |  | Approved | Reverse Cycle | N/A | Yes | Class 9 | Yes | N/A | N/A | N/A | N/A | N/A | N/A | N/A | Available | N/A | N/A | http://www.MitsubishiElectric.com.au/ | http://www.mitsubishielectric.com.au | N/A |  |  | AAC6697 | Yes | Variable output compressor | Inverter | No | - | 7100 | 1.78 | - | 630 | 3550 | No | - | - | - | 1626.92 | 7646.7 | No | 575.82 | 3823.35 | No | - | - | 8000 | 2.03 | 710 | 4000 | No | - | - | Yes | 3270 | 8400 | No | - | - | No | - | - | - | - | - | No | - | - | No | - | - | No | - | - | - | - | 4.27 | 4.31 | 5.191 | 5.836 | 5.564 | 5.702 | 420 | 640 | 1740 | 846 | 1055 | 2295 | 2.5 | 2.5 | 3.5 | 3.989 | 4.529 | 5.153 | 4.314 | 4.792 | 5.167 | 2666 | 1016 | 183 | 861 | 462 | 124 | 2 | 3 | 3.5 | No | - | - | - | - | N/A | N/A | N/A | 21.2 | 3.8344 | 3.8065
[SEER Non Multi-Split <=65kW] GEMS (Air Conditioners up to 65kW) Determination 2019 | MEPS 2019 | AS/NZS 3823.1.1:2012 | PUZ-ZM71VHA-A/PCA-M71HA | PUZ-ZM71VHA*-A/PCA-M71HA* Series | N/A | MITSUBISHI ELECTRIC | N/A | Non Ducted | Single Split System | Under ceiling | Air | Air | Thailand | 2.02 | N/A | 7.1 | N/A | N/A | N/A | N/A | N/A | 2.17 | 7.6 | Enthalpy Test Room | 3.5208 | 3.8487 | N/A | - | N/A | N/A | N/A | N/A | N/A | N/A | N/A | N/A | N/A | N/A | N/A | N/A | N/A | N/A | N/A | N/A | N/A | Single | R32 | Australia,New Zealand | 146668 | 2027-05-11 |  | Approved | Reverse Cycle | N/A | Yes | Class 9 | Yes | N/A | N/A | N/A | N/A | N/A | N/A | N/A | Available | N/A | N/A | http://www.MitsubishiElectric.com.au/ | http://www.mitsubishielectric.com.au | N/A |  |  | AAC6676 | Yes | Variable output compressor | Inverter | No | - | 7100 | 2.02 | - | 750 | 3550 | No | - | - | - | 1846.28 | 7646.7 | No | 685.5 | 3823.35 | No | - | - | 7600 | 2.17 | 760 | 3800 | No | - | - | Yes | 3120 | 8000 | No | - | - | No | - | - | - | - | - | No | - | - | No | - | - | No | - | - | - | - | 3.778 | 3.802 | 4.493 | 5.036 | 4.8 | 4.901 | 480 | 733 | 2018 | 987 | 1231 | 2677 | 2 | 2 | 2.5 | 3.632 | 4.041 | 4.574 | 3.902 | 4.267 | 4.586 | 2780 | 1078 | 192 | 903 | 490 | 130 | 2 | 2.5 | 3 | No | - | - | - | - | N/A | N/A | N/A | 21.2 | 3.3944 | 3.3904
[SEER Non Multi-Split <=65kW] GEMS (Air Conditioners up to 65kW) Determination 2019 | MEPS 2019 | AS/NZS 3823.1.1:2012 | PUZ-ZM71VHA-A/PCA-M71HA2 | PUZ-ZM71VHA*-A/PCA-M71HA* Series | N/A | MITSUBISHI ELECTRIC | N/A | Non Ducted | Single Split System | Under ceiling | Air | Air | Thailand | 2.02 | N/A | 7.1 | N/A | N/A | N/A | N/A | N/A | 2.17 | 7.6 | Enthalpy Test Room | 3.5208 | 3.8487 | N/A | - | N/A | N/A | N/A | N/A | N/A | N/A | N/A | N/A | N/A | N/A | N/A | N/A | N/A | N/A | N/A | N/A | N/A | Single | R32 | Australia,New Zealand | 146668 | 2027-05-11 |  | Approved | Reverse Cycle | N/A | Yes | Class 9 | Yes | N/A | N/A | N/A | N/A | N/A | N/A | N/A | Available | N/A | N/A | http://www.MitsubishiElectric.com.au/ | http://www.mitsubishielectric.com.au | N/A |  |  | AAC6676 | Yes | Variable output compressor | Inverter | No | - | 7100 | 2.02 | - | 750 | 3550 | No | - | - | - | 1846.28 | 7646.7 | No | 685.5 | 3823.35 | No | - | - | 7600 | 2.17 | 760 | 3800 | No | - | - | Yes | 3120 | 8000 | No | - | - | No | - | - | - | - | - | No | - | - | No | - | - | No | - | - | - | - | 3.778 | 3.802 | 4.493 | 5.036 | 4.8 | 4.901 | 480 | 733 | 2018 | 987 | 1231 | 2677 | 2 | 2 | 2.5 | 3.632 | 4.041 | 4.574 | 3.902 | 4.267 | 4.586 | 2780 | 1078 | 192 | 903 | 490 | 130 | 2 | 2.5 | 3 | No | - | - | - | - | N/A | N/A | N/A | 21.2 | 3.3944 | 3.3904
[SEER Non Multi-Split <=65kW] GEMS (Air Conditioners up to 65kW) Determination 2019 | MEPS 2019 | AS/NZS 3823.1.1:2012 | PUZ-ZM71VHA-A/PCA-M71KA | PUZ-ZM71VHA*-A/PCA-M71KA* Series | N/A | MITSUBISHI ELECTRIC | N/A | Non Ducted | Single Split System | Under ceiling | Air | Air | Thailand | 1.82 | N/A | 7.1 | N/A | N/A | N/A | N/A | N/A | 2.15 | 8 | Enthalpy Test Room | 4.009 | 3.7999 | N/A | - | N/A | N/A | N/A | N/A | N/A | N/A | N/A | N/A | N/A | N/A | N/A | N/A | N/A | N/A | N/A | N/A | N/A | Single | R32 | Australia,New Zealand | 146671 | 2027-05-12 |  | Approved | Reverse Cycle | N/A | Yes | Class 9 | Yes | N/A | N/A | N/A | N/A | N/A | N/A | N/A | Available | N/A | N/A | http://www.MitsubishiElectric.com.au/ | http://www.mitsubishielectric.com.au | N/A |  |  | AAC6692 | Yes | Variable output compressor | Inverter | No | - | 7100 | 1.82 | - | 630 | 3550 | No | - | - | - | 1663.48 | 7646.7 | No | 575.82 | 3823.35 | No | - | - | 8000 | 2.15 | 760 | 4000 | No | - | - | Yes | 3270 | 8400 | No | - | - | No | - | - | - | - | - | No | - | - | No | - | - | No | - | - | - | - | 4.249 | 4.279 | 5.148 | 5.817 | 5.538 | 5.661 | 422 | 645 | 1754 | 849 | 1061 | 2312 | 2.5 | 2.5 | 3.5 | 3.794 | 4.256 | 4.816 | 4.082 | 4.492 | 4.828 | 2801 | 1077 | 192 | 908 | 490 | 130 | 2 | 2.5 | 3 | No | - | - | - | - | N/A | N/A | N/A | 21.2 | 3.7533 | 3.6009
[SEER Non Multi-Split <=65kW] GEMS (Air Conditioners up to 65kW) Determination 2019 | MEPS 2019 | AS/NZS 3823.1.1:2012 | PUZ-ZM71VHA-A/PCA-M71KA2 | PUZ-ZM71VHA*-A/PCA-M71KA* Series | N/A | MITSUBISHI ELECTRIC | N/A | Non Ducted | Single Split System | Under ceiling | Air | Air | Thailand | 1.82 | N/A | 7.1 | N/A | N/A | N/A | N/A | N/A | 2.15 | 8 | Enthalpy Test Room | 4.009 | 3.7999 | N/A | - | N/A | N/A | N/A | N/A | N/A | N/A | N/A | N/A | N/A | N/A | N/A | N/A | N/A | N/A | N/A | N/A | N/A | Single | R32 | Australia,New Zealand | 146671 | 2027-05-12 |  | Approved | Reverse Cycle | N/A | Yes | Class 9 | Yes | N/A | N/A | N/A | N/A | N/A | N/A | N/A | Available | N/A | N/A | http://www.MitsubishiElectric.com.au/ | http://www.mitsubishielectric.com.au | N/A |  |  | AAC6692 | Yes | Variable output compressor | Inverter | No | - | 7100 | 1.82 | - | 630 | 3550 | No | - | - | - | 1663.48 | 7646.7 | No | 575.82 | 3823.35 | No | - | - | 8000 | 2.15 | 760 | 4000 | No | - | - | Yes | 3270 | 8400 | No | - | - | No | - | - | - | - | - | No | - | - | No | - | - | No | - | - | - | - | 4.249 | 4.279 | 5.148 | 5.817 | 5.538 | 5.661 | 422 | 645 | 1754 | 849 | 1061 | 2312 | 2.5 | 2.5 | 3.5 | 3.794 | 4.256 | 4.816 | 4.082 | 4.492 | 4.828 | 2801 | 1077 | 192 | 908 | 490 | 130 | 2 | 2.5 | 3 | No | - | - | - | - | N/A | N/A | N/A | 21.2 | 3.7533 | 3.6009
[SEER Non Multi-Split <=65kW] GEMS (Air Conditioners up to 65kW) Determination 2019 | MEPS 2019 | AS/NZS 3823.1.2:2012 | PUZ-ZM71VHA-A/PEAD-M71JAA | PUZ-ZM71VHA*-A/PEAD-M71JAA* | N/A | MITSUBISHI ELECTRIC | N/A | Ducted | Single Split System | - | Air | Air | Thailand | 1.85 | N/A | 7.1 | N/A | N/A | N/A | N/A | N/A | 1.93 | 8 | Enthalpy Test Room | 3.9099 | 4.1416 | N/A | - | N/A | N/A | N/A | N/A | N/A | N/A | N/A | N/A | N/A | N/A | N/A | N/A | N/A | N/A | N/A | N/A | N/A | Single | R32 | Australia,New Zealand | 146689 | 2027-05-15 |  | Approved | Reverse Cycle | N/A | Yes | Class 10 | Yes | N/A | N/A | N/A | N/A | N/A | N/A | N/A | Available | N/A | N/A | http://www.MitsubishiElectric.com.au/ | http://www.mitsubishielectric.com.au | N/A |  |  | AAC6698 | Yes | Variable output compressor | Inverter | No | - | 7100 | 1.85 | - | 690 | 3550 | No | - | - | - | 1690.9 | 7646.7 | No | 630.66 | 3823.35 | No | - | - | 8000 | 1.93 | 760 | 4000 | No | - | - | Yes | 3130 | 8300 | No | - | - | No | - | - | - | - | - | No | - | - | No | - | - | No | - | - | - | - | 4.033 | 4.075 | 4.865 | 5.427 | 5.183 | 5.317 | 447 | 680 | 1860 | 913 | 1136 | 2464 | 2.5 | 2.5 | 3 | 3.937 | 4.402 | 4.837 | 4.173 | 4.57 | 4.836 | 2700 | 1043 | 192 | 889 | 482 | 130 | 2 | 2.5 | 3 | No | - | - | - | - | N/A | N/A | N/A | 21.2 | 3.6947 | 3.9967
[SEER Non Multi-Split <=65kW] GEMS (Air Conditioners up to 65kW) Determination 2019 | MEPS 2019 | AS/NZS 3823.1.2:2012 | PUZ-ZM71VHA-A/PEAD-M71JAAD | PUZ-ZM71VHA*-A/PEAD-M71JAA* | N/A | MITSUBISHI ELECTRIC | N/A | Ducted | Single Split System | - | Air | Air | Thailand | 1.85 | N/A | 7.1 | N/A | N/A | N/A | N/A | N/A | 1.93 | 8 | Enthalpy Test Room | 3.9099 | 4.1416 | N/A | - | N/A | N/A | N/A | N/A | N/A | N/A | N/A | N/A | N/A | N/A | N/A | N/A | N/A | N/A | N/A | N/A | N/A | Single | R32 | Australia,New Zealand | 146689 | 2027-05-15 |  | Approved | Reverse Cycle | N/A | Yes | Class 10 | Yes | N/A | N/A | N/A | N/A | N/A | N/A | N/A | Available | N/A | N/A | http://www.MitsubishiElectric.com.au/ | http://www.mitsubishielectric.com.au | N/A |  |  | AAC6698 | Yes | Variable output compressor | Inverter | No | - | 7100 | 1.85 | - | 690 | 3550 | No | - | - | - | 1690.9 | 7646.7 | No | 630.66 | 3823.35 | No | - | - | 8000 | 1.93 | 760 | 4000 | No | - | - | Yes | 3130 | 8300 | No | - | - | No | - | - | - | - | - | No | - | - | No | - | - | No | - | - | - | - | 4.033 | 4.075 | 4.865 | 5.427 | 5.183 | 5.317 | 447 | 680 | 1860 | 913 | 1136 | 2464 | 2.5 | 2.5 | 3 | 3.937 | 4.402 | 4.837 | 4.173 | 4.57 | 4.836 | 2700 | 1043 | 192 | 889 | 482 | 130 | 2 | 2.5 | 3 | No | - | - | - | - | N/A | N/A | N/A | 21.2 | 3.6947 | 3.9967
[SEER Non Multi-Split <=65kW] GEMS (Air Conditioners up to 65kW) Determination 2019 | MEPS 2019 | AS/NZS 3823.1.1:2012 | PUZ-ZM71VHA-A/PKA-M71KA | PUZ-ZM71VHA*-A/PKA-M71KA** Series | N/A | MITSUBISHI ELECTRIC | N/A | Non Ducted | Single Split System | Wall Hung | Air | Air | Thailand | 1.86 | N/A | 7.1 | N/A | N/A | N/A | N/A | N/A | 2.12 | 8 | Enthalpy Test Room | 3.8389 | 3.832 | N/A | - | N/A | N/A | N/A | N/A | N/A | N/A | N/A | N/A | N/A | N/A | N/A | N/A | N/A | N/A | N/A | N/A | N/A | Single | R32 | Australia,New Zealand | 146693 | 2027-05-15 |  | Approved | Reverse Cycle | N/A | Yes | Class 9 | Yes | N/A | N/A | N/A | N/A | N/A | N/A | N/A | Available | N/A | N/A | http://www.MitsubishiElectric.com.au/ | http://www.mitsubishielectric.com.au | N/A |  |  | AAC6696 | Yes | Variable output compressor | Inverter | No | - | 7100 | 1.86 | - | 640 | 3550 | No | - | - | - | 1700.04 | 7646.7 | No | 584.96 | 3823.35 | No | - | - | 8000 | 2.12 | 760 | 4000 | No | - | - | Yes | 3190 | 8100 | No | - | - | No | - | - | - | - | - | No | - | - | No | - | - | No | - | - | - | - | 4.193 | 4.217 | 5.062 | 5.732 | 5.453 | 5.565 | 428 | 655 | 1785 | 862 | 1078 | 2352 | 2.5 | 2.5 | 3.5 | 3.768 | 4.265 | 4.819 | 4.06 | 4.496 | 4.829 | 2820 | 1075 | 192 | 913 | 489 | 130 | 2 | 2.5 | 3 | No | - | - | - | - | N/A | N/A | N/A | 21.2 | 3.6756 | 3.6502
[SEER Non Multi-Split <=65kW] GEMS (Air Conditioners up to 65kW) Determination 2019 | MEPS 2019 | AS/NZS 3823.1.1:2012 | PUZ-ZM71VHA-A/PKA-M71KA2 | PUZ-ZM71VHA*-A/PKA-M71KA** Series | N/A | MITSUBISHI ELECTRIC | N/A | Non Ducted | Single Split System | Wall Hung | Air | Air | Thailand | 1.86 | N/A | 7.1 | N/A | N/A | N/A | N/A | N/A | 2.12 | 8 | Enthalpy Test Room | 3.8389 | 3.832 | N/A | - | N/A | N/A | N/A | N/A | N/A | N/A | N/A | N/A | N/A | N/A | N/A | N/A | N/A | N/A | N/A | N/A | N/A | Single | R32 | Australia,New Zealand | 146693 | 2027-05-15 |  | Approved | Reverse Cycle | N/A | Yes | Class 9 | Yes | N/A | N/A | N/A | N/A | N/A | N/A | N/A | Available | N/A | N/A | http://www.MitsubishiElectric.com.au/ | http://www.mitsubishielectric.com.au | N/A |  |  | AAC6696 | Yes | Variable output compressor | Inverter | No | - | 7100 | 1.86 | - | 640 | 3550 | No | - | - | - | 1700.04 | 7646.7 | No | 584.96 | 3823.35 | No | - | - | 8000 | 2.12 | 760 | 4000 | No | - | - | Yes | 3190 | 8100 | No | - | - | No | - | - | - | - | - | No | - | - | No | - | - | No | - | - | - | - | 4.193 | 4.217 | 5.062 | 5.732 | 5.453 | 5.565 | 428 | 655 | 1785 | 862 | 1078 | 2352 | 2.5 | 2.5 | 3.5 | 3.768 | 4.265 | 4.819 | 4.06 | 4.496 | 4.829 | 2820 | 1075 | 192 | 913 | 489 | 130 | 2 | 2.5 | 3 | No | - | - | - | - | N/A | N/A | N/A | 21.2 | 3.6756 | 3.6502
[SEER Non Multi-Split <=65kW] GEMS (Air Conditioners up to 65kW) Determination 2019 | MEPS 2019 | AS/NZS 3823.1.1:2012 | PUZ-ZM71VHA-A/PKA-M71KAL | PUZ-ZM71VHA*-A/PKA-M71KA** Series | N/A | MITSUBISHI ELECTRIC | N/A | Non Ducted | Single Split System | Wall Hung | Air | Air | Thailand | 1.86 | N/A | 7.1 | N/A | N/A | N/A | N/A | N/A | 2.12 | 8 | Enthalpy Test Room | 3.8389 | 3.832 | N/A | - | N/A | N/A | N/A | N/A | N/A | N/A | N/A | N/A | N/A | N/A | N/A | N/A | N/A | N/A | N/A | N/A | N/A | Single | R32 | Australia,New Zealand | 146693 | 2027-05-15 |  | Approved | Reverse Cycle | N/A | Yes | Class 9 | Yes | N/A | N/A | N/A | N/A | N/A | N/A | N/A | Available | N/A | N/A | http://www.MitsubishiElectric.com.au/ | http://www.mitsubishielectric.com.au | N/A |  |  | AAC6696 | Yes | Variable output compressor | Inverter | No | - | 7100 | 1.86 | - | 640 | 3550 | No | - | - | - | 1700.04 | 7646.7 | No | 584.96 | 3823.35 | No | - | - | 8000 | 2.12 | 760 | 4000 | No | - | - | Yes | 3190 | 8100 | No | - | - | No | - | - | - | - | - | No | - | - | No | - | - | No | - | - | - | - | 4.193 | 4.217 | 5.062 | 5.732 | 5.453 | 5.565 | 428 | 655 | 1785 | 862 | 1078 | 2352 | 2.5 | 2.5 | 3.5 | 3.768 | 4.265 | 4.819 | 4.06 | 4.496 | 4.829 | 2820 | 1075 | 192 | 913 | 489 | 130 | 2 | 2.5 | 3 | No | - | - | - | - | N/A | N/A | N/A | 21.2 | 3.6756 | 3.6502
[SEER Non Multi-Split <=65kW] GEMS (Air Conditioners up to 65kW) Determination 2019 | MEPS 2019 | AS/NZS 3823.1.1:2012 | PUZ-ZM71VHA-A/PKA-M71KAL2 | PUZ-ZM71VHA*-A/PKA-M71KA** Series | N/A | MITSUBISHI ELECTRIC | N/A | Non Ducted | Single Split System | Wall Hung | Air | Air | Thailand | 1.86 | N/A | 7.1 | N/A | N/A | N/A | N/A | N/A | 2.12 | 8 | Enthalpy Test Room | 3.8389 | 3.832 | N/A | - | N/A | N/A | N/A | N/A | N/A | N/A | N/A | N/A | N/A | N/A | N/A | N/A | N/A | N/A | N/A | N/A | N/A | Single | R32 | Australia,New Zealand | 146693 | 2027-05-15 |  | Approved | Reverse Cycle | N/A | Yes | Class 9 | Yes | N/A | N/A | N/A | N/A | N/A | N/A | N/A | Available | N/A | N/A | http://www.MitsubishiElectric.com.au/ | http://www.mitsubishielectric.com.au | N/A |  |  | AAC6696 | Yes | Variable output compressor | Inverter | No | - | 7100 | 1.86 | - | 640 | 3550 | No | - | - | - | 1700.04 | 7646.7 | No | 584.96 | 3823.35 | No | - | - | 8000 | 2.12 | 760 | 4000 | No | - | - | Yes | 3190 | 8100 | No | - | - | No | - | - | - | - | - | No | - | - | No | - | - | No | - | - | - | - | 4.193 | 4.217 | 5.062 | 5.732 | 5.453 | 5.565 | 428 | 655 | 1785 | 862 | 1078 | 2352 | 2.5 | 2.5 | 3.5 | 3.768 | 4.265 | 4.819 | 4.06 | 4.496 | 4.829 | 2820 | 1075 | 192 | 913 | 489 | 130 | 2 | 2.5 | 3 | No | - | - | - | - | N/A | N/A | N/A | 21.2 | 3.6756 | 3.6502
[SEER Non Multi-Split <=65kW] GEMS (Air Conditioners up to 65kW) Determination 2019 | MEPS 2019 | AS/NZS 3823.1.1:2012 | PUZ-ZM71VHA-A/PLA-M71EA2-A | PUZ-ZM71VHA*-A/PLA-M71EA*-A Series | N/A | MITSUBISHI ELECTRIC | N/A | Non Ducted | Single Split System | Cassette | Air | Air | Thailand | 1.78 | N/A | 7.1 | N/A | N/A | N/A | N/A | N/A | 2.03 | 8 | Enthalpy Test Room | 4.0265 | 3.9866 | N/A | - | N/A | N/A | N/A | N/A | N/A | N/A | N/A | N/A | N/A | N/A | N/A | N/A | N/A | N/A | N/A | N/A | N/A | Single | R32 | Australia,New Zealand | 146691 | 2027-05-15 |  | Approved | Reverse Cycle | N/A | Yes | Class 9 | Yes | N/A | N/A | N/A | N/A | N/A | N/A | N/A | Available | N/A | N/A | http://www.MitsubishiElectric.com.au/ | http://www.mitsubishielectric.com.au | N/A |  |  | AAC6697 | Yes | Variable output compressor | Inverter | No | - | 7100 | 1.78 | - | 630 | 3550 | No | - | - | - | 1626.92 | 7646.7 | No | 575.82 | 3823.35 | No | - | - | 8000 | 2.03 | 710 | 4000 | No | - | - | Yes | 3270 | 8400 | No | - | - | No | - | - | - | - | - | No | - | - | No | - | - | No | - | - | - | - | 4.27 | 4.31 | 5.191 | 5.836 | 5.564 | 5.702 | 420 | 640 | 1740 | 846 | 1055 | 2295 | 2.5 | 2.5 | 3.5 | 3.989 | 4.529 | 5.153 | 4.314 | 4.792 | 5.167 | 2666 | 1016 | 183 | 861 | 462 | 124 | 2 | 3 | 3.5 | No | - | - | - | - | N/A | N/A | N/A | 21.2 | 3.8344 | 3.8065
[SEER Non Multi-Split <=65kW] GEMS (Air Conditioners up to 65kW) Determination 2019 | MEPS 2019 | AS/NZS 3823.1.1:2012 | PUZ-ZM71VHA-A/PLA-M71EA-A | PUZ-ZM71VHA*-A/PLA-M71EA*-A Series | N/A | MITSUBISHI ELECTRIC | N/A | Non Ducted | Single Split System | Cassette | Air | Air | Thailand | 1.78 | N/A | 7.1 | N/A | N/A | N/A | N/A | N/A | 2.03 | 8 | Enthalpy Test Room | 4.0265 | 3.9866 | N/A | - | N/A | N/A | N/A | N/A | N/A | N/A | N/A | N/A | N/A | N/A | N/A | N/A | N/A | N/A | N/A | N/A | N/A | Single | R32 | Australia,New Zealand | 146691 | 2027-05-15 |  | Approved | Reverse Cycle | N/A | Yes | Class 9 | Yes | N/A | N/A | N/A | N/A | N/A | N/A | N/A | Available | N/A | N/A | http://www.MitsubishiElectric.com.au/ | http://www.mitsubishielectric.com.au | N/A |  |  | AAC6697 | Yes | Variable output compressor | Inverter | No | - | 7100 | 1.78 | - | 630 | 3550 | No | - | - | - | 1626.92 | 7646.7 | No | 575.82 | 3823.35 | No | - | - | 8000 | 2.03 | 710 | 4000 | No | - | - | Yes | 3270 | 8400 | No | - | - | No | - | - | - | - | - | No | - | - | No | - | - | No | - | - | - | - | 4.27 | 4.31 | 5.191 | 5.836 | 5.564 | 5.702 | 420 | 640 | 1740 | 846 | 1055 | 2295 | 2.5 | 2.5 | 3.5 | 3.989 | 4.529 | 5.153 | 4.314 | 4.792 | 5.167 | 2666 | 1016 | 183 | 861 | 462 | 124 | 2 | 3 | 3.5 | No | - | - | - | - | N/A | N/A | N/A | 21.2 | 3.8344 | 3.8065
AS/NZS 3823.2:2011/Amdt A:2013 | NZ MEPS April 2013 | AS/NZS 3823.1.2:2001/Amdt 5:2010 | SEZ-KD60VA(Q)/SUZ-KA60VA2 |  | N/A | Mitsubishi Electric | 1.18 | Ducted | Single Split System | - | Air | Air | Thailand | 1.86 | 4.42 | 5.6 | 700 | - | - | - | 200 | 2.11 | 7.4 | Enthalpy Test Room | 3.006 | 3.503 | Yes | 100 | N/A | 9.044 | 9.044 | 0 | 0 | N/A | N/A | N/A | 2.9574 | 3.4535 | N/A | N/A | 1.4148 | 2.4069 | 1 | 2 | Enthalpy Test Room | Single | R410A | New Zealand | 68493 |  | 2021-06-30 | Superseded | Reverse Cycle | 1190 | N/A | Class 6 | No | - | No | No | No | No | - | 3.006 | Unavailable | N/A | N/A |  | http://www.bdt.co.nz | Yes |  | https://reg.energyrating.gov.au/static/common/images/star_ratings_2014/aircon_rating_1_2.png | ZAC0414 | N/A | Variable output compressor | Inverter | N/A | N/A | N/A | 1.86 | N/A | N/A | N/A | N/A | N/A | N/A | N/A | N/A | N/A | N/A | N/A | N/A | N/A | N/A | N/A | N/A | 2.11 | N/A | N/A | N/A | N/A | N/A | N/A | N/A | N/A | N/A | N/A | N/A | N/A | N/A | N/A | N/A | N/A | N/A | N/A | N/A | N/A | N/A | N/A | N/A | N/A | N/A | N/A | N/A | N/A | N/A | N/A | N/A | N/A | N/A | N/A | N/A | N/A | N/A | N/A | N/A | N/A | N/A | N/A | N/A | N/A | N/A | N/A | N/A | N/A | N/A | N/A | N/A | N/A | N/A | N/A | N/A | N/A | N/A | N/A | N/A | N/A | N/A | N/A | N/A | N/A | N/A | N/A | N/A | - | -
AS/NZS 3823.2:2011/Amdt A:2013 | NZ MEPS April 2013 | AS/NZS 3823.1.2:2001/Amdt 5:2010 | SEZ-KD71VA(Q)/SUZ-KA71VA2 |  | N/A | Mitsubishi Electric | 1.85 | Ducted | Single Split System | - | Air | Air | Thailand | 2.36 | 5.25 | 7.1 | 700 | - | - | - | 200 | 2.18 | 8.1 | Enthalpy Test Room | 2.917 | 3.503 | Yes | 58 | N/A | 9.044 | 9.044 | 0.30022 | 0 | N/A | N/A | N/A | 2.9044 | 3.6151 | N/A | N/A | 1.3088 | 2.7302 | 1 | 2.5 | Enthalpy Test Room | Single | R410A | New Zealand | 68494 |  | 2021-06-30 | Superseded | Reverse Cycle | 1190 | N/A | Class 6 | No | - | No | No | No | No | - | 2.917 | Unavailable | N/A | N/A |  | http://www.bdt.co.nz | Yes |  | https://reg.energyrating.gov.au/static/common/images/star_ratings_2014/aircon_rating_1_2.5.png | ZAC0415 | N/A | Variable output compressor | Inverter | N/A | N/A | N/A | 2.36 | N/A | N/A | N/A | N/A | N/A | N/A | N/A | N/A | N/A | N/A | N/A | N/A | N/A | N/A | N/A | N/A | 2.18 | N/A | N/A | N/A | N/A | N/A | N/A | N/A | N/A | N/A | N/A | N/A | N/A | N/A | N/A | N/A | N/A | N/A | N/A | N/A | N/A | N/A | N/A | N/A | N/A | N/A | N/A | N/A | N/A | N/A | N/A | N/A | N/A | N/A | N/A | N/A | N/A | N/A | N/A | N/A | N/A | N/A | N/A | N/A | N/A | N/A | N/A | N/A | N/A | N/A | N/A | N/A | N/A | N/A | N/A | N/A | N/A | N/A | N/A | N/A | N/A | N/A | N/A | N/A | N/A | N/A | N/A | N/A | - | -
[SEER Non Multi-Split <=65kW] GEMS (Air Conditioners up to 65kW) Determination 2019 | MEPS Oct 2011 | AS/NZS 3823.1.2:2012 | SEZ-M25DA/SUZ-KA25VAD2 | SEZ-M25DA/SUZ-KA25VAD2 | N/A | MITSUBISHI ELECTRIC | 0.54 | Ducted | Single Split System | - | Air | Air | Thailand | 0.72 | 1.96 | 2.5 | 700 | 0 | 0 | 0 | 200 | 0.82 | 3 | Enthalpy Test Room | 3.5569 | 3.7211 | Yes | 0 | N/A | 6.067 | 6.067 | 0 | 0 | N/A | N/A | N/A | 3.4584 | 3.6304 | N/A | N/A | 0 | 0 | 0 | 0 | Enthalpy Test Room | Single | R410A | Australia,New Zealand | 125175 | 2024-12-05 |  | Approved | Reverse Cycle | 790 | Yes | Class 10 | Yes | - | - | Yes | Yes | Yes | - | 3.5569 | Available | N/A | N/A | http://www.MitsubishiElectric.com.au/ | http://www.mitsubishielectric.com.au | Yes |  |  | AAC4336 | N/A | Variable output compressor | Inverter | N/A | N/A | N/A | 0.72 | N/A | N/A | N/A | N/A | N/A | N/A | N/A | N/A | N/A | N/A | N/A | N/A | N/A | N/A | N/A | N/A | 0.82 | N/A | N/A | N/A | N/A | N/A | N/A | N/A | N/A | N/A | N/A | N/A | N/A | N/A | N/A | N/A | N/A | N/A | N/A | N/A | N/A | N/A | N/A | N/A | N/A | N/A | N/A | N/A | N/A | N/A | N/A | N/A | N/A | N/A | N/A | N/A | N/A | N/A | N/A | N/A | N/A | N/A | N/A | N/A | N/A | N/A | N/A | N/A | N/A | N/A | N/A | N/A | N/A | N/A | N/A | N/A | N/A | N/A | N/A | N/A | N/A | N/A | N/A | N/A | N/A | N/A | N/A | N/A | 3.3761 | 3.5693
[SEER Non Multi-Split <=65kW] GEMS (Air Conditioners up to 65kW) Determination 2019 | MEPS Oct 2011 | AS/NZS 3823.1.2:2012 | SEZ-M25DAL/SUZ-KA25VAD2 | SEZ-M25DA/SUZ-KA25VAD2 | N/A | MITSUBISHI ELECTRIC | 0.54 | Ducted | Single Split System | - | Air | Air | Thailand | 0.72 | 1.96 | 2.5 | 700 | 0 | 0 | 0 | 200 | 0.82 | 3 | Enthalpy Test Room | 3.5569 | 3.7211 | Yes | 0 | N/A | 6.067 | 6.067 | 0 | 0 | N/A | N/A | N/A | 3.4584 | 3.6304 | N/A | N/A | 0 | 0 | 0 | 0 | Enthalpy Test Room | Single | R410A | Australia,New Zealand | 125175 | 2024-12-05 |  | Approved | Reverse Cycle | 790 | Yes | Class 10 | Yes | - | - | Yes | Yes | Yes | - | 3.5569 | Available | N/A | N/A | http://www.MitsubishiElectric.com.au/ | http://www.mitsubishielectric.com.au | Yes |  |  | AAC4336 | N/A | Variable output compressor | Inverter | N/A | N/A | N/A | 0.72 | N/A | N/A | N/A | N/A | N/A | N/A | N/A | N/A | N/A | N/A | N/A | N/A | N/A | N/A | N/A | N/A | 0.82 | N/A | N/A | N/A | N/A | N/A | N/A | N/A | N/A | N/A | N/A | N/A | N/A | N/A | N/A | N/A | N/A | N/A | N/A | N/A | N/A | N/A | N/A | N/A | N/A | N/A | N/A | N/A | N/A | N/A | N/A | N/A | N/A | N/A | N/A | N/A | N/A | N/A | N/A | N/A | N/A | N/A | N/A | N/A | N/A | N/A | N/A | N/A | N/A | N/A | N/A | N/A | N/A | N/A | N/A | N/A | N/A | N/A | N/A | N/A | N/A | N/A | N/A | N/A | N/A | N/A | N/A | N/A | 3.3761 | 3.5693
[SEER Non Multi-Split <=65kW] GEMS (Air Conditioners up to 65kW) Determination 2019 | MEPS Oct 2011 | AS/NZS 3823.1.2:2012 | SEZ-M35DA/SUZ-KA35VAD2 | SEZ-M35DA/SUZ-KA35VAD2 | N/A | MITSUBISHI ELECTRIC | 0.79 | Ducted | Single Split System | - | Air | Air | Thailand | 1.04 | 2.71 | 3.5 | 700 | 0 | 0 | 0 | 200 | 1.14 | 4 | Enthalpy Test Room | 3.4841 | 3.7373 | Yes | 0 | N/A | 6.067 | 6.067 | 0 | 0 | N/A | N/A | N/A | 3.4167 | 3.6711 | N/A | N/A | 0 | 0 | 0 | 0 | Enthalpy Test Room | Single | R410A | Australia,New Zealand | 125177 | 2024-12-05 |  | Approved | Reverse Cycle | 990 | Yes | Class 10 | Yes | - | - | Yes | Yes | Yes | - | 3.4841 | Available | N/A | N/A | http://www.MitsubishiElectric.com.au/ | http://www.mitsubishielectric.com.au | Yes |  |  | AAC4337 | N/A | Variable output compressor | Inverter | N/A | N/A | N/A | 1.04 | N/A | N/A | N/A | N/A | N/A | N/A | N/A | N/A | N/A | N/A | N/A | N/A | N/A | N/A | N/A | N/A | 1.14 | N/A | N/A | N/A | N/A | N/A | N/A | N/A | N/A | N/A | N/A | N/A | N/A | N/A | N/A | N/A | N/A | N/A | N/A | N/A | N/A | N/A | N/A | N/A | N/A | N/A | N/A | N/A | N/A | N/A | N/A | N/A | N/A | N/A | N/A | N/A | N/A | N/A | N/A | N/A | N/A | N/A | N/A | N/A | N/A | N/A | N/A | N/A | N/A | N/A | N/A | N/A | N/A | N/A | N/A | N/A | N/A | N/A | N/A | N/A | N/A | N/A | N/A | N/A | N/A | N/A | N/A | N/A | 3.3003 | 3.4468
[SEER Non Multi-Split <=65kW] GEMS (Air Conditioners up to 65kW) Determination 2019 | MEPS Oct 2011 | AS/NZS 3823.1.2:2012 | SEZ-M35DAL/SUZ-KA35VAD2 | SEZ-M35DA/SUZ-KA35VAD2 | N/A | MITSUBISHI ELECTRIC | 0.79 | Ducted | Single Split System | - | Air | Air | Thailand | 1.04 | 2.71 | 3.5 | 700 | 0 | 0 | 0 | 200 | 1.14 | 4 | Enthalpy Test Room | 3.4841 | 3.7373 | Yes | 0 | N/A | 6.067 | 6.067 | 0 | 0 | N/A | N/A | N/A | 3.4167 | 3.6711 | N/A | N/A | 0 | 0 | 0 | 0 | Enthalpy Test Room | Single | R410A | Australia,New Zealand | 125177 | 2024-12-05 |  | Approved | Reverse Cycle | 990 | Yes | Class 10 | Yes | - | - | Yes | Yes | Yes | - | 3.4841 | Available | N/A | N/A | http://www.MitsubishiElectric.com.au/ | http://www.mitsubishielectric.com.au | Yes |  |  | AAC4337 | N/A | Variable output compressor | Inverter | N/A | N/A | N/A | 1.04 | N/A | N/A | N/A | N/A | N/A | N/A | N/A | N/A | N/A | N/A | N/A | N/A | N/A | N/A | N/A | N/A | 1.14 | N/A | N/A | N/A | N/A | N/A | N/A | N/A | N/A | N/A | N/A | N/A | N/A | N/A | N/A | N/A | N/A | N/A | N/A | N/A | N/A | N/A | N/A | N/A | N/A | N/A | N/A | N/A | N/A | N/A | N/A | N/A | N/A | N/A | N/A | N/A | N/A | N/A | N/A | N/A | N/A | N/A | N/A | N/A | N/A | N/A | N/A | N/A | N/A | N/A | N/A | N/A | N/A | N/A | N/A | N/A | N/A | N/A | N/A | N/A | N/A | N/A | N/A | N/A | N/A | N/A | N/A | N/A | 3.3003 | 3.4468
[SEER Non Multi-Split <=65kW] GEMS (Air Conditioners up to 65kW) Determination 2019 | MEPS Oct 2011 | AS/NZS 3823.1.2:2012 | SEZ-M50DA/SUZ-KA50VAD2 | SEZ-M50DA/SUZ-KA50VAD2 | N/A | MITSUBISHI ELECTRIC | 1.35 | Ducted | Single Split System | - | Air | Air | Thailand | 1.4 | 3.65 | 5 | 700 | 0 | 0 | 0 | 200 | 1.78 | 6 | Enthalpy Test Room | 3.6276 | 3.5665 | Yes | 0 | N/A | 8.052 | 8.052 | 0 | 0 | N/A | N/A | N/A | 3.5576 | 3.5128 | N/A | N/A | 0 | 0 | 0 | 0 | Enthalpy Test Room | Single | R410A | Australia,New Zealand | 125181 | 2024-11-26 |  | Approved | Reverse Cycle | 990 | Yes | Class 10 | Yes | - | - | Yes | Yes | Yes | - | 3.6276 | Available | N/A | N/A | http://www.MitsubishiElectric.com.au/ | http://www.mitsubishielectric.com.au | Yes |  |  | AAC4318 | N/A | Variable output compressor | Inverter | N/A | N/A | N/A | 1.4 | N/A | N/A | N/A | N/A | N/A | N/A | N/A | N/A | N/A | N/A | N/A | N/A | N/A | N/A | N/A | N/A | 1.78 | N/A | N/A | N/A | N/A | N/A | N/A | N/A | N/A | N/A | N/A | N/A | N/A | N/A | N/A | N/A | N/A | N/A | N/A | N/A | N/A | N/A | N/A | N/A | N/A | N/A | N/A | N/A | N/A | N/A | N/A | N/A | N/A | N/A | N/A | N/A | N/A | N/A | N/A | N/A | N/A | N/A | N/A | N/A | N/A | N/A | N/A | N/A | N/A | N/A | N/A | N/A | N/A | N/A | N/A | N/A | N/A | N/A | N/A | N/A | N/A | N/A | N/A | N/A | N/A | N/A | N/A | N/A | 3.5033 | 3.32
[SEER Non Multi-Split <=65kW] GEMS (Air Conditioners up to 65kW) Determination 2019 | MEPS Oct 2011 | AS/NZS 3823.1.2:2012 | SEZ-M50DAL/SUZ-KA50VAD2 | SEZ-M50DA/SUZ-KA50VAD2 | N/A | MITSUBISHI ELECTRIC | 1.35 | Ducted | Single Split System | - | Air | Air | Thailand | 1.4 | 3.65 | 5 | 700 | 0 | 0 | 0 | 200 | 1.78 | 6 | Enthalpy Test Room | 3.6276 | 3.5665 | Yes | 0 | N/A | 8.052 | 8.052 | 0 | 0 | N/A | N/A | N/A | 3.5576 | 3.5128 | N/A | N/A | 0 | 0 | 0 | 0 | Enthalpy Test Room | Single | R410A | Australia,New Zealand | 125181 | 2024-11-26 |  | Approved | Reverse Cycle | 990 | Yes | Class 10 | Yes | - | - | Yes | Yes | Yes | - | 3.6276 | Available | N/A | N/A | http://www.MitsubishiElectric.com.au/ | http://www.mitsubishielectric.com.au | Yes |  |  | AAC4318 | N/A | Variable output compressor | Inverter | N/A | N/A | N/A | 1.4 | N/A | N/A | N/A | N/A | N/A | N/A | N/A | N/A | N/A | N/A | N/A | N/A | N/A | N/A | N/A | N/A | 1.78 | N/A | N/A | N/A | N/A | N/A | N/A | N/A | N/A | N/A | N/A | N/A | N/A | N/A | N/A | N/A | N/A | N/A | N/A | N/A | N/A | N/A | N/A | N/A | N/A | N/A | N/A | N/A | N/A | N/A | N/A | N/A | N/A | N/A | N/A | N/A | N/A | N/A | N/A | N/A | N/A | N/A | N/A | N/A | N/A | N/A | N/A | N/A | N/A | N/A | N/A | N/A | N/A | N/A | N/A | N/A | N/A | N/A | N/A | N/A | N/A | N/A | N/A | N/A | N/A | N/A | N/A | N/A | 3.5033 | 3.32
[SEER Non Multi-Split <=65kW] GEMS (Air Conditioners up to 65kW) Determination 2019 | MEPS Oct 2011 | AS/NZS 3823.1.2:2012 | SEZ-M60DA/SUZ-KA60VAD2 | SEZ-M60DA/SUZ-KA60VAD2 | N/A | MITSUBISHI ELECTRIC | 1.51 | Ducted | Single Split System | - | Air | Air | Thailand | 1.77 | 4.49 | 6 | 700 | 0 | 0 | 0 | 200 | 2.07 | 7 | Enthalpy Test Room | 3.3991 | 3.4865 | Yes | 0 | N/A | 7.059 | 7.059 | 0 | 0 | N/A | N/A | N/A | 3.3539 | 3.4468 | N/A | N/A | 0 | 0 | 0 | 0 | Enthalpy Test Room | Single | R410A | Australia,New Zealand | 125183 | 2024-12-05 |  | Approved | Reverse Cycle | 1190 | Yes | Class 10 | Yes | - | - | Yes | Yes | Yes | - | 3.3991 | Available | N/A | N/A | http://www.MitsubishiElectric.com.au/ | http://www.mitsubishielectric.com.au | Yes |  |  | AAC4338 | N/A | Variable output compressor | Inverter | N/A | N/A | N/A | 1.77 | N/A | N/A | N/A | N/A | N/A | N/A | N/A | N/A | N/A | N/A | N/A | N/A | N/A | N/A | N/A | N/A | 2.07 | N/A | N/A | N/A | N/A | N/A | N/A | N/A | N/A | N/A | N/A | N/A | N/A | N/A | N/A | N/A | N/A | N/A | N/A | N/A | N/A | N/A | N/A | N/A | N/A | N/A | N/A | N/A | N/A | N/A | N/A | N/A | N/A | N/A | N/A | N/A | N/A | N/A | N/A | N/A | N/A | N/A | N/A | N/A | N/A | N/A | N/A | N/A | N/A | N/A | N/A | N/A | N/A | N/A | N/A | N/A | N/A | N/A | N/A | N/A | N/A | N/A | N/A | N/A | N/A | N/A | N/A | N/A | 3.3447 | 3.3431
[SEER Non Multi-Split <=65kW] GEMS (Air Conditioners up to 65kW) Determination 2019 | MEPS Oct 2011 | AS/NZS 3823.1.2:2012 | SEZ-M60DAL/SUZ-KA60VAD2 | SEZ-M60DA/SUZ-KA60VAD2 | N/A | MITSUBISHI ELECTRIC | 1.51 | Ducted | Single Split System | - | Air | Air | Thailand | 1.77 | 4.49 | 6 | 700 | 0 | 0 | 0 | 200 | 2.07 | 7 | Enthalpy Test Room | 3.3991 | 3.4865 | Yes | 0 | N/A | 7.059 | 7.059 | 0 | 0 | N/A | N/A | N/A | 3.3539 | 3.4468 | N/A | N/A | 0 | 0 | 0 | 0 | Enthalpy Test Room | Single | R410A | Australia,New Zealand | 125183 | 2024-12-05 |  | Approved | Reverse Cycle | 1190 | Yes | Class 10 | Yes | - | - | Yes | Yes | Yes | - | 3.3991 | Available | N/A | N/A | http://www.MitsubishiElectric.com.au/ | http://www.mitsubishielectric.com.au | Yes |  |  | AAC4338 | N/A | Variable output compressor | Inverter | N/A | N/A | N/A | 1.77 | N/A | N/A | N/A | N/A | N/A | N/A | N/A | N/A | N/A | N/A | N/A | N/A | N/A | N/A | N/A | N/A | 2.07 | N/A | N/A | N/A | N/A | N/A | N/A | N/A | N/A | N/A | N/A | N/A | N/A | N/A | N/A | N/A | N/A | N/A | N/A | N/A | N/A | N/A | N/A | N/A | N/A | N/A | N/A | N/A | N/A | N/A | N/A | N/A | N/A | N/A | N/A | N/A | N/A | N/A | N/A | N/A | N/A | N/A | N/A | N/A | N/A | N/A | N/A | N/A | N/A | N/A | N/A | N/A | N/A | N/A | N/A | N/A | N/A | N/A | N/A | N/A | N/A | N/A | N/A | N/A | N/A | N/A | N/A | N/A | 3.3447 | 3.3431
[SEER Non Multi-Split <=65kW] GEMS (Air Conditioners up to 65kW) Determination 2019 | MEPS Oct 2011 | AS/NZS 3823.1.2:2012 | SEZ-M71DA/SUZ-KA71VAD2 | SEZ-M71DA/SUZ-KA71VAD2 | N/A | MITSUBISHI ELECTRIC | 1.94 | Ducted | Single Split System | - | Air | Air | Thailand | 2.29 | 5.16 | 7.1 | 700 | 0 | 0 | 0 | 200 | 2.3 | 8 | Enthalpy Test Room | 3.1089 | 3.5199 | Yes | 52.9 | N/A | 8.052 | 8.052 | 4.4958 | 0 | N/A | N/A | N/A | 3.0723 | 3.4793 | N/A | N/A | 0 | 0 | 0 | 0 | Enthalpy Test Room | Single | R410A | Australia,New Zealand | 125184 | 2024-11-26 |  | Approved | Reverse Cycle | 1190 | Yes | Class 10 | Yes | - | - | Yes | Yes | Yes | - | 3.1089 | Available | N/A | N/A | http://www.MitsubishiElectric.com.au/ | http://www.mitsubishielectric.com.au | Yes |  |  | AAC4319 | N/A | Variable output compressor | Inverter | N/A | N/A | N/A | 2.29 | N/A | N/A | N/A | N/A | N/A | N/A | N/A | N/A | N/A | N/A | N/A | N/A | N/A | N/A | N/A | N/A | 2.3 | N/A | N/A | N/A | N/A | N/A | N/A | N/A | N/A | N/A | N/A | N/A | N/A | N/A | N/A | N/A | N/A | N/A | N/A | N/A | N/A | N/A | N/A | N/A | N/A | N/A | N/A | N/A | N/A | N/A | N/A | N/A | N/A | N/A | N/A | N/A | N/A | N/A | N/A | N/A | N/A | N/A | N/A | N/A | N/A | N/A | N/A | N/A | N/A | N/A | N/A | N/A | N/A | N/A | N/A | N/A | N/A | N/A | N/A | N/A | N/A | N/A | N/A | N/A | N/A | N/A | N/A | N/A | 3.064 | 3.4376
[SEER Non Multi-Split <=65kW] GEMS (Air Conditioners up to 65kW) Determination 2019 | MEPS Oct 2011 | AS/NZS 3823.1.2:2012 | SEZ-M71DAL/SUZ-KA71VAD2 | SEZ-M71DA/SUZ-KA71VAD2 | N/A | MITSUBISHI ELECTRIC | 1.94 | Ducted | Single Split System | - | Air | Air | Thailand | 2.29 | 5.16 | 7.1 | 700 | 0 | 0 | 0 | 200 | 2.3 | 8 | Enthalpy Test Room | 3.1089 | 3.5199 | Yes | 52.9 | N/A | 8.052 | 8.052 | 4.4958 | 0 | N/A | N/A | N/A | 3.0723 | 3.4793 | N/A | N/A | 0 | 0 | 0 | 0 | Enthalpy Test Room | Single | R410A | Australia,New Zealand | 125184 | 2024-11-26 |  | Approved | Reverse Cycle | 1190 | Yes | Class 10 | Yes | - | - | Yes | Yes | Yes | - | 3.1089 | Available | N/A | N/A | http://www.MitsubishiElectric.com.au/ | http://www.mitsubishielectric.com.au | Yes |  |  | AAC4319 | N/A | Variable output compressor | Inverter | N/A | N/A | N/A | 2.29 | N/A | N/A | N/A | N/A | N/A | N/A | N/A | N/A | N/A | N/A | N/A | N/A | N/A | N/A | N/A | N/A | 2.3 | N/A | N/A | N/A | N/A | N/A | N/A | N/A | N/A | N/A | N/A | N/A | N/A | N/A | N/A | N/A | N/A | N/A | N/A | N/A | N/A | N/A | N/A | N/A | N/A | N/A | N/A | N/A | N/A | N/A | N/A | N/A | N/A | N/A | N/A | N/A | N/A | N/A | N/A | N/A | N/A | N/A | N/A | N/A | N/A | N/A | N/A | N/A | N/A | N/A | N/A | N/A | N/A | N/A | N/A | N/A | N/A | N/A | N/A | N/A | N/A | N/A | N/A | N/A | N/A | N/A | N/A | N/A | 3.064 | 3.4376
[SEER Non Multi-Split <=65kW] GEMS (Air Conditioners up to 65kW) Determination 2019 | MEPS Oct 2011 | AS/NZS 3823.1.1:2012 | SLZ-M25FA-A/SUZ-KA25VAD2 |  | N/A | MITSUBISHI ELECTRIC | 0.54 | Non Ducted | Single Split System | Cassette | Air | Air | Thailand | 0.65 | 1.96 | 2.5 | 570 | 0 | 0 | 0 | 245 | 0.78 | 3 | Calorimeter Room | 3.9057 | 3.9259 | Yes | 0 | N/A | 6.067 | 6.067 | 0 | 0 | N/A | N/A | N/A | 3.7857 | 3.8239 | N/A | N/A | 3.0715 | 3.1478 | 3 | 3 | Calorimeter Room | Single | R410A | Australia,New Zealand | 125022 | 2024-11-26 |  | Approved | Reverse Cycle | 570 | Yes | Class 8 | Yes | Yes | - | Yes | Yes | Yes | - | 3.9057 | Available | N/A | N/A | http://www.MitsubishiElectric.com.au/ | http://www.mitsubishielectric.com.au | Yes |  | https://reg.energyrating.gov.au/static/common/images/star_ratings_2014/aircon_rating_3_3.png | AAC4309 | N/A | Variable output compressor | Inverter | N/A | N/A | N/A | 0.65 | N/A | N/A | N/A | N/A | N/A | N/A | N/A | N/A | N/A | N/A | N/A | N/A | N/A | N/A | N/A | N/A | 0.78 | N/A | N/A | N/A | N/A | N/A | N/A | N/A | N/A | N/A | N/A | N/A | N/A | N/A | N/A | N/A | N/A | N/A | N/A | N/A | N/A | N/A | N/A | N/A | N/A | N/A | N/A | N/A | N/A | N/A | N/A | N/A | N/A | N/A | N/A | N/A | N/A | N/A | N/A | N/A | N/A | N/A | N/A | N/A | N/A | N/A | N/A | N/A | N/A | N/A | N/A | N/A | N/A | N/A | N/A | N/A | N/A | N/A | N/A | N/A | N/A | N/A | N/A | N/A | N/A | N/A | N/A | N/A | 3.7285 | 3.7476
[SEER Non Multi-Split <=65kW] GEMS (Air Conditioners up to 65kW) Determination 2019 | MEPS Oct 2011 | AS/NZS 3823.1.1:2012 | SLZ-M35FA-A/SUZ-KA35VAD2 |  | N/A | MITSUBISHI ELECTRIC | 0.77 | Non Ducted | Single Split System | Cassette | Air | Air | Thailand | 0.95 | 2.73 | 3.5 | 570 | 0 | 0 | 0 | 245 | 1.08 | 4 | Calorimeter Room | 3.765 | 3.8811 | Yes | 52.3 | N/A | 6.067 | 6.067 | 5.4012 | 5.3504 | N/A | N/A | N/A | 3.684 | 3.808 | N/A | N/A | 2.8679 | 3.1159 | 2.5 | 3 | Calorimeter Room | Single | R410A | Australia,New Zealand | 125024 | 2024-11-26 |  | Approved | Reverse Cycle | 570 | Yes | Class 8 | Yes | Yes | - | Yes | Yes | Yes | - | 3.765 | Available | N/A | N/A | http://www.MitsubishiElectric.com.au/ | http://www.mitsubishielectric.com.au | Yes |  | https://reg.energyrating.gov.au/static/common/images/star_ratings_2014/aircon_rating_2.5_3.png | AAC4308 | N/A | Variable output compressor | Inverter | N/A | N/A | N/A | 0.95 | N/A | N/A | N/A | N/A | N/A | N/A | N/A | N/A | N/A | N/A | N/A | N/A | N/A | N/A | N/A | N/A | 1.08 | N/A | N/A | N/A | N/A | N/A | N/A | N/A | N/A | N/A | N/A | N/A | N/A | N/A | N/A | N/A | N/A | N/A | N/A | N/A | N/A | N/A | N/A | N/A | N/A | N/A | N/A | N/A | N/A | N/A | N/A | N/A | N/A | N/A | N/A | N/A | N/A | N/A | N/A | N/A | N/A | N/A | N/A | N/A | N/A | N/A | N/A | N/A | N/A | N/A | N/A | N/A | N/A | N/A | N/A | N/A | N/A | N/A | N/A | N/A | N/A | N/A | N/A | N/A | N/A | N/A | N/A | N/A | 3.6064 | 3.6347
[SEER Non Multi-Split <=65kW] GEMS (Air Conditioners up to 65kW) Determination 2019 | MEPS Oct 2011 | AS/NZS 3823.1.1:2012 | SLZ-M50FA-A/SUZ-KA50VAD2 |  | N/A | MITSUBISHI ELECTRIC | 1.67 | Non Ducted | Single Split System | Cassette | Air | Air | Thailand | 1.53 | 3.33 | 5 | 570 | 0 | 0 | 0 | 245 | 1.58 | 5 | Calorimeter Room | 3.332 | 3.3193 | Yes | 51.4 | N/A | 8.052 | 8.052 | 4.8544 | 4.7926 | N/A | N/A | N/A | 3.2727 | 3.261 | N/A | N/A | 2.0455 | 2.022 | 2 | 2 | Calorimeter Room | Single | R410A | Australia,New Zealand | 125026 | 2024-12-04 |  | Approved | Reverse Cycle | 570 | Yes | Class 9 | Yes | Yes | - | Yes | Yes | Yes | - | 3.332 | Available | N/A | N/A | http://www.MitsubishiElectric.com.au/ | http://www.mitsubishielectric.com.au | Yes |  | https://reg.energyrating.gov.au/static/common/images/star_ratings_2014/aircon_rating_2_2.png | AAC4335 | N/A | Variable output compressor | Inverter | N/A | N/A | N/A | 1.53 | N/A | N/A | N/A | N/A | N/A | N/A | N/A | N/A | N/A | N/A | N/A | N/A | N/A | N/A | N/A | N/A | 1.58 | N/A | N/A | N/A | N/A | N/A | N/A | N/A | N/A | N/A | N/A | N/A | N/A | N/A | N/A | N/A | N/A | N/A | N/A | N/A | N/A | N/A | N/A | N/A | N/A | N/A | N/A | N/A | N/A | N/A | N/A | N/A | N/A | N/A | N/A | N/A | N/A | N/A | N/A | N/A | N/A | N/A | N/A | N/A | N/A | N/A | N/A | N/A | N/A | N/A | N/A | N/A | N/A | N/A | N/A | N/A | N/A | N/A | N/A | N/A | N/A | N/A | N/A | N/A | N/A | N/A | N/A | N/A | 3.2109 | 3.111
[SEER Non Multi-Split <=65kW] GEMS (Air Conditioners up to 65kW) Determination 2019 | MEPS Oct 2011 | AS/NZS 3823.1.1:2012 | SLZ-M60FA-A/SUZ-KA60VAD2 |  | N/A | MITSUBISHI ELECTRIC | 1.8 | Non Ducted | Single Split System | Cassette | Air | Air | Thailand | 1.75 | 3.8 | 5.6 | 570 | 0 | 0 | 0 | 245 | 1.88 | 6 | Calorimeter Room | 3.251 | 3.2046 | Yes | 51.5 | N/A | 7.059 | 7.059 | 4.7218 | 4.7693 | N/A | N/A | N/A | 3.2068 | 3.1644 | N/A | N/A | 1.9135 | 1.8287 | 1.5 | 1.5 | Calorimeter Room | Single | R410A | Australia,New Zealand | 125029 | 2024-11-20 |  | Approved | Reverse Cycle | 570 | Yes | Class 9 | Yes | Yes | - | Yes | Yes | Yes | - | 3.251 | Available | N/A | N/A | http://www.MitsubishiElectric.com.au/ | http://www.mitsubishielectric.com.au | Yes |  | https://reg.energyrating.gov.au/static/common/images/star_ratings_2014/aircon_rating_1.5_1.5.png | AAC4289 | N/A | Variable output compressor | Inverter | N/A | N/A | N/A | 1.75 | N/A | N/A | N/A | N/A | N/A | N/A | N/A | N/A | N/A | N/A | N/A | N/A | N/A | N/A | N/A | N/A | 1.88 | N/A | N/A | N/A | N/A | N/A | N/A | N/A | N/A | N/A | N/A | N/A | N/A | N/A | N/A | N/A | N/A | N/A | N/A | N/A | N/A | N/A | N/A | N/A | N/A | N/A | N/A | N/A | N/A | N/A | N/A | N/A | N/A | N/A | N/A | N/A | N/A | N/A | N/A | N/A | N/A | N/A | N/A | N/A | N/A | N/A | N/A | N/A | N/A | N/A | N/A | N/A | N/A | N/A | N/A | N/A | N/A | N/A | N/A | N/A | N/A | N/A | N/A | N/A | N/A | N/A | N/A | N/A | 3.157 | 3.1515
[SEER Non Multi-Split <=65kW] GEMS (Air Conditioners up to 65kW) Determination 2019 | MEPS 2019 | AS/NZS 3823.1.1:2012 | SUZ-M25VAD-A/MLZ-KP25V Series | SUZ-M25VAD-A/MLZ-KP25V Series | N/A | MITSUBISHI ELECTRIC | N/A | Non Ducted | Single Split System | Cassette | Air | Air | Thailand | 0.59 | N/A | 2.5 | N/A | N/A | N/A | N/A | N/A | 0.79 | 3.2 | Enthalpy Test Room | 4.3842 | 4.1255 | N/A | - | N/A | N/A | N/A | N/A | N/A | N/A | N/A | N/A | N/A | N/A | N/A | N/A | N/A | N/A | N/A | N/A | N/A | Single | R32 | Australia,New Zealand | 146750 | 2027-05-11 |  | Approved | Reverse Cycle | N/A | Yes | Class 8 | Yes | N/A | N/A | N/A | N/A | N/A | N/A | N/A | Available | N/A | N/A | http://www.MitsubishiElectric.com.au/ | http://www.mitsubishielectric.com.au | N/A |  |  | AAC6674 | Yes | Variable output compressor | Inverter | No | - | 2500 | 0.59 | - | 210 | 1250 | No | - | - | - | 539.26 | 2692.5 | No | 191.94 | 1346.25 | No | - | - | 3200 | 0.79 | 290 | 1600 | No | - | - | Yes | 1190 | 3200 | No | - | - | No | - | - | - | - | - | No | - | - | No | - | - | No | - | - | - | - | 4.527 | 4.57 | 5.499 | 6.177 | 5.891 | 6.036 | 140 | 212 | 578 | 282 | 351 | 763 | 3 | 3 | 3.5 | 3.966 | 4.501 | 5.056 | 4.263 | 4.728 | 5.064 | 1069 | 405 | 71 | 345 | 184 | 47 | 2 | 3 | 3.5 | No | - | - | - | - | N/A | N/A | N/A | 7 | 4.0739 | 3.9328
[SEER Non Multi-Split <=65kW] GEMS (Air Conditioners up to 65kW) Determination 2019 | MEPS 2019 | AS/NZS 3823.1.1:2012 | SUZ-M25VAD-A/MLZ-KP25VF | SUZ-M25VAD-A/MLZ-KP25V Series | N/A | MITSUBISHI ELECTRIC | N/A | Non Ducted | Single Split System | Cassette | Air | Air | Thailand | 0.59 | N/A | 2.5 | N/A | N/A | N/A | N/A | N/A | 0.79 | 3.2 | Enthalpy Test Room | 4.3842 | 4.1255 | N/A | - | N/A | N/A | N/A | N/A | N/A | N/A | N/A | N/A | N/A | N/A | N/A | N/A | N/A | N/A | N/A | N/A | N/A | Single | R32 | Australia,New Zealand | 146750 | 2027-05-11 |  | Approved | Reverse Cycle | N/A | Yes | Class 8 | Yes | N/A | N/A | N/A | N/A | N/A | N/A | N/A | Available | N/A | N/A | http://www.MitsubishiElectric.com.au/ | http://www.mitsubishielectric.com.au | N/A |  |  | AAC6674 | Yes | Variable output compressor | Inverter | No | - | 2500 | 0.59 | - | 210 | 1250 | No | - | - | - | 539.26 | 2692.5 | No | 191.94 | 1346.25 | No | - | - | 3200 | 0.79 | 290 | 1600 | No | - | - | Yes | 1190 | 3200 | No | - | - | No | - | - | - | - | - | No | - | - | No | - | - | No | - | - | - | - | 4.527 | 4.57 | 5.499 | 6.177 | 5.891 | 6.036 | 140 | 212 | 578 | 282 | 351 | 763 | 3 | 3 | 3.5 | 3.966 | 4.501 | 5.056 | 4.263 | 4.728 | 5.064 | 1069 | 405 | 71 | 345 | 184 | 47 | 2 | 3 | 3.5 | No | - | - | - | - | N/A | N/A | N/A | 7 | 4.0739 | 3.9328
[SEER Non Multi-Split <=65kW] GEMS (Air Conditioners up to 65kW) Determination 2019 | MEPS 2019 | AS/NZS 3823.1.1:2012 | SUZ-M25VAD-A/MLZ-KP25VG | SUZ-M25VAD-A/MLZ-KP25V Series | N/A | MITSUBISHI ELECTRIC | N/A | Non Ducted | Single Split System | Cassette | Air | Air | Thailand | 0.59 | N/A | 2.5 | N/A | N/A | N/A | N/A | N/A | 0.79 | 3.2 | Enthalpy Test Room | 4.3842 | 4.1255 | N/A | - | N/A | N/A | N/A | N/A | N/A | N/A | N/A | N/A | N/A | N/A | N/A | N/A | N/A | N/A | N/A | N/A | N/A | Single | R32 | Australia,New Zealand | 146750 | 2027-05-11 |  | Approved | Reverse Cycle | N/A | Yes | Class 8 | Yes | N/A | N/A | N/A | N/A | N/A | N/A | N/A | Available | N/A | N/A | http://www.MitsubishiElectric.com.au/ | http://www.mitsubishielectric.com.au | N/A |  |  | AAC6674 | Yes | Variable output compressor | Inverter | No | - | 2500 | 0.59 | - | 210 | 1250 | No | - | - | - | 539.26 | 2692.5 | No | 191.94 | 1346.25 | No | - | - | 3200 | 0.79 | 290 | 1600 | No | - | - | Yes | 1190 | 3200 | No | - | - | No | - | - | - | - | - | No | - | - | No | - | - | No | - | - | - | - | 4.527 | 4.57 | 5.499 | 6.177 | 5.891 | 6.036 | 140 | 212 | 578 | 282 | 351 | 763 | 3 | 3 | 3.5 | 3.966 | 4.501 | 5.056 | 4.263 | 4.728 | 5.064 | 1069 | 405 | 71 | 345 | 184 | 47 | 2 | 3 | 3.5 | No | - | - | - | - | N/A | N/A | N/A | 7 | 4.0739 | 3.9328
[SEER Non Multi-Split <=65kW] GEMS (Air Conditioners up to 65kW) Determination 2019 | MEPS 2019 | AS/NZS 3823.1.2:2012 | SUZ-M25VAD-A/SEZ-M25DA | SUZ-M25VAD-A/SEZ-M25DA Series | N/A | MITSUBISHI ELECTRIC | N/A | Ducted | Single Split System | - | Air | Air | Thailand | 0.7 | N/A | 2.5 | N/A | N/A | N/A | N/A | N/A | 0.87 | 3 | Enthalpy Test Room | 3.6306 | 3.4507 | N/A | - | N/A | N/A | N/A | N/A | N/A | N/A | N/A | N/A | N/A | N/A | N/A | N/A | N/A | N/A | N/A | N/A | N/A | Single | R32 | Australia,New Zealand | 146795 | 2027-05-17 |  | Approved | Reverse Cycle | N/A | Yes | Class 10 | Yes | N/A | N/A | N/A | N/A | N/A | N/A | N/A | Available | N/A | N/A | http://www.MitsubishiElectric.com.au/ | http://www.mitsubishielectric.com.au | N/A |  |  | AAC6709 | Yes | Variable output compressor | Inverter | No | - | 2500 | 0.7 | - | 300 | 1250 | No | - | - | - | 639.8 | 2692.5 | No | 274.2 | 1346.25 | No | - | - | 3000 | 0.87 | 320 | 1500 | No | - | - | Yes | 960 | 2590 | No | - | - | No | - | - | - | - | - | No | - | - | No | - | - | No | - | - | - | - | 3.581 | 3.624 | 4.221 | 4.615 | 4.422 | 4.553 | 180 | 273 | 759 | 382 | 473 | 1017 | 2 | 2 | 2.5 | 3.365 | 3.819 | 4.296 | 3.623 | 4.015 | 4.302 | 1180 | 445 | 76 | 380 | 202 | 51 | 1.5 | 2 | 2.5 | No | - | - | - | - | N/A | N/A | N/A | 7 | 3.4547 | 3.357
[SEER Non Multi-Split <=65kW] GEMS (Air Conditioners up to 65kW) Determination 2019 | MEPS 2019 | AS/NZS 3823.1.2:2012 | SUZ-M25VAD-A/SEZ-M25DA Series | SUZ-M25VAD-A/SEZ-M25DA Series | N/A | MITSUBISHI ELECTRIC | N/A | Ducted | Single Split System | - | Air | Air | Thailand | 0.7 | N/A | 2.5 | N/A | N/A | N/A | N/A | N/A | 0.87 | 3 | Enthalpy Test Room | 3.6306 | 3.4507 | N/A | - | N/A | N/A | N/A | N/A | N/A | N/A | N/A | N/A | N/A | N/A | N/A | N/A | N/A | N/A | N/A | N/A | N/A | Single | R32 | Australia,New Zealand | 146795 | 2027-05-17 |  | Approved | Reverse Cycle | N/A | Yes | Class 10 | Yes | N/A | N/A | N/A | N/A | N/A | N/A | N/A | Available | N/A | N/A | http://www.MitsubishiElectric.com.au/ | http://www.mitsubishielectric.com.au | N/A |  |  | AAC6709 | Yes | Variable output compressor | Inverter | No | - | 2500 | 0.7 | - | 300 | 1250 | No | - | - | - | 639.8 | 2692.5 | No | 274.2 | 1346.25 | No | - | - | 3000 | 0.87 | 320 | 1500 | No | - | - | Yes | 960 | 2590 | No | - | - | No | - | - | - | - | - | No | - | - | No | - | - | No | - | - | - | - | 3.581 | 3.624 | 4.221 | 4.615 | 4.422 | 4.553 | 180 | 273 | 759 | 382 | 473 | 1017 | 2 | 2 | 2.5 | 3.365 | 3.819 | 4.296 | 3.623 | 4.015 | 4.302 | 1180 | 445 | 76 | 380 | 202 | 51 | 1.5 | 2 | 2.5 | No | - | - | - | - | N/A | N/A | N/A | 7 | 3.4547 | 3.357
[SEER Non Multi-Split <=65kW] GEMS (Air Conditioners up to 65kW) Determination 2019 | MEPS 2019 | AS/NZS 3823.1.2:2012 | SUZ-M25VAD-A/SEZ-M25DAL | SUZ-M25VAD-A/SEZ-M25DA Series | N/A | MITSUBISHI ELECTRIC | N/A | Ducted | Single Split System | - | Air | Air | Thailand | 0.7 | N/A | 2.5 | N/A | N/A | N/A | N/A | N/A | 0.87 | 3 | Enthalpy Test Room | 3.6306 | 3.4507 | N/A | - | N/A | N/A | N/A | N/A | N/A | N/A | N/A | N/A | N/A | N/A | N/A | N/A | N/A | N/A | N/A | N/A | N/A | Single | R32 | Australia,New Zealand | 146795 | 2027-05-17 |  | Approved | Reverse Cycle | N/A | Yes | Class 10 | Yes | N/A | N/A | N/A | N/A | N/A | N/A | N/A | Available | N/A | N/A | http://www.MitsubishiElectric.com.au/ | http://www.mitsubishielectric.com.au | N/A |  |  | AAC6709 | Yes | Variable output compressor | Inverter | No | - | 2500 | 0.7 | - | 300 | 1250 | No | - | - | - | 639.8 | 2692.5 | No | 274.2 | 1346.25 | No | - | - | 3000 | 0.87 | 320 | 1500 | No | - | - | Yes | 960 | 2590 | No | - | - | No | - | - | - | - | - | No | - | - | No | - | - | No | - | - | - | - | 3.581 | 3.624 | 4.221 | 4.615 | 4.422 | 4.553 | 180 | 273 | 759 | 382 | 473 | 1017 | 2 | 2 | 2.5 | 3.365 | 3.819 | 4.296 | 3.623 | 4.015 | 4.302 | 1180 | 445 | 76 | 380 | 202 | 51 | 1.5 | 2 | 2.5 | No | - | - | - | - | N/A | N/A | N/A | 7 | 3.4547 | 3.357
[SEER Non Multi-Split <=65kW] GEMS (Air Conditioners up to 65kW) Determination 2019 | MEPS 2019 | AS/NZS 3823.1.1:2012 | SUZ-M25VAD-A/SLZ-M25FA-A |  | N/A | MITSUBISHI ELECTRIC | N/A | Non Ducted | Single Split System | Cassette | Air | Air | Thailand | 0.62 | N/A | 2.5 | N/A | N/A | N/A | N/A | N/A | 0.78 | 3 | Enthalpy Test Room | 4.2288 | 3.8588 | N/A | - | N/A | N/A | N/A | N/A | N/A | N/A | N/A | N/A | N/A | N/A | N/A | N/A | N/A | N/A | N/A | N/A | N/A | Single | R32 | Australia,New Zealand | 146698 | 2027-05-11 |  | Approved | Reverse Cycle | N/A | Yes | Class 8 | Yes | N/A | N/A | N/A | N/A | N/A | N/A | N/A | Available | N/A | N/A | http://www.MitsubishiElectric.com.au/ | http://www.mitsubishielectric.com.au | N/A |  |  | AAC6675 | Yes | Variable output compressor | Inverter | No | - | 2500 | 0.62 | - | 240 | 1250 | No | - | - | - | 566.68 | 2692.5 | No | 219.36 | 1346.25 | No | - | - | 3000 | 0.78 | 290 | 1500 | No | - | - | Yes | 1230 | 2900 | No | - | - | No | - | - | - | - | - | No | - | - | No | - | - | No | - | - | - | - | 4.167 | 4.217 | 5.011 | 5.557 | 5.313 | 5.459 | 153 | 232 | 636 | 315 | 391 | 845 | 2.5 | 2.5 | 3.5 | 3.648 | 4.21 | 4.743 | 3.944 | 4.425 | 4.748 | 1089 | 406 | 71 | 350 | 184 | 47 | 2 | 2.5 | 3 | No | - | - | - | - | N/A | N/A | N/A | 7 | 3.884 | 3.7329
[SEER Non Multi-Split <=65kW] GEMS (Air Conditioners up to 65kW) Determination 2019 | MEPS 2019 | AS/NZS 3823.1.1:2012 | SUZ-M35VAD-A/MLZ-KP35V Series | SUZ-M35VAD-A/MLZ-KP35V Series | N/A | MITSUBISHI ELECTRIC | N/A | Non Ducted | Single Split System | Cassette | Air | Air | Thailand | 0.9 | N/A | 3.5 | N/A | N/A | N/A | N/A | N/A | 1.13 | 4.1 | Enthalpy Test Room | 3.9793 | 3.7144 | N/A | - | N/A | N/A | N/A | N/A | N/A | N/A | N/A | N/A | N/A | N/A | N/A | N/A | N/A | N/A | N/A | N/A | N/A | Single | R32 | Australia,New Zealand | 146751 | 2027-05-15 |  | Approved | Reverse Cycle | N/A | Yes | Class 8 | Yes | N/A | N/A | N/A | N/A | N/A | N/A | N/A | Available | N/A | N/A | http://www.MitsubishiElectric.com.au/ | http://www.mitsubishielectric.com.au | N/A |  |  | AAC6702 | Yes | Variable output compressor | Inverter | No | - | 3500 | 0.9 | - | 290 | 1750 | No | - | - | - | 822.6 | 3769.5 | No | 265.06 | 1884.75 | No | - | - | 4100 | 1.13 | 370 | 2050 | No | - | - | Yes | 1350 | 3900 | No | - | - | No | - | - | - | - | - | No | - | - | No | - | - | No | - | - | - | - | 4.95 | 4.84 | 5.518 | 6.47 | 6.068 | 6.026 | 185 | 289 | 816 | 383 | 484 | 1078 | 3 | 3 | 4 | 3.851 | 4.372 | 5.055 | 4.199 | 4.668 | 5.076 | 1404 | 525 | 83 | 443 | 232 | 55 | 2 | 2.5 | 3.5 | No | - | - | - | - | N/A | N/A | N/A | 6 | 3.8032 | 3.5643
[SEER Non Multi-Split <=65kW] GEMS (Air Conditioners up to 65kW) Determination 2019 | MEPS 2019 | AS/NZS 3823.1.1:2012 | SUZ-M35VAD-A/MLZ-KP35VF | SUZ-M35VAD-A/MLZ-KP35V Series | N/A | MITSUBISHI ELECTRIC | N/A | Non Ducted | Single Split System | Cassette | Air | Air | Thailand | 0.9 | N/A | 3.5 | N/A | N/A | N/A | N/A | N/A | 1.13 | 4.1 | Enthalpy Test Room | 3.9793 | 3.7144 | N/A | - | N/A | N/A | N/A | N/A | N/A | N/A | N/A | N/A | N/A | N/A | N/A | N/A | N/A | N/A | N/A | N/A | N/A | Single | R32 | Australia,New Zealand | 146751 | 2027-05-15 |  | Approved | Reverse Cycle | N/A | Yes | Class 8 | Yes | N/A | N/A | N/A | N/A | N/A | N/A | N/A | Available | N/A | N/A | http://www.MitsubishiElectric.com.au/ | http://www.mitsubishielectric.com.au | N/A |  |  | AAC6702 | Yes | Variable output compressor | Inverter | No | - | 3500 | 0.9 | - | 290 | 1750 | No | - | - | - | 822.6 | 3769.5 | No | 265.06 | 1884.75 | No | - | - | 4100 | 1.13 | 370 | 2050 | No | - | - | Yes | 1350 | 3900 | No | - | - | No | - | - | - | - | - | No | - | - | No | - | - | No | - | - | - | - | 4.95 | 4.84 | 5.518 | 6.47 | 6.068 | 6.026 | 185 | 289 | 816 | 383 | 484 | 1078 | 3 | 3 | 4 | 3.851 | 4.372 | 5.055 | 4.199 | 4.668 | 5.076 | 1404 | 525 | 83 | 443 | 232 | 55 | 2 | 2.5 | 3.5 | No | - | - | - | - | N/A | N/A | N/A | 6 | 3.8032 | 3.5643
[SEER Non Multi-Split <=65kW] GEMS (Air Conditioners up to 65kW) Determination 2019 | MEPS 2019 | AS/NZS 3823.1.1:2012 | SUZ-M35VAD-A/MLZ-KP35VG | SUZ-M35VAD-A/MLZ-KP35V Series | N/A | MITSUBISHI ELECTRIC | N/A | Non Ducted | Single Split System | Cassette | Air | Air | Thailand | 0.9 | N/A | 3.5 | N/A | N/A | N/A | N/A | N/A | 1.13 | 4.1 | Enthalpy Test Room | 3.9793 | 3.7144 | N/A | - | N/A | N/A | N/A | N/A | N/A | N/A | N/A | N/A | N/A | N/A | N/A | N/A | N/A | N/A | N/A | N/A | N/A | Single | R32 | Australia,New Zealand | 146751 | 2027-05-15 |  | Approved | Reverse Cycle | N/A | Yes | Class 8 | Yes | N/A | N/A | N/A | N/A | N/A | N/A | N/A | Available | N/A | N/A | http://www.MitsubishiElectric.com.au/ | http://www.mitsubishielectric.com.au | N/A |  |  | AAC6702 | Yes | Variable output compressor | Inverter | No | - | 3500 | 0.9 | - | 290 | 1750 | No | - | - | - | 822.6 | 3769.5 | No | 265.06 | 1884.75 | No | - | - | 4100 | 1.13 | 370 | 2050 | No | - | - | Yes | 1350 | 3900 | No | - | - | No | - | - | - | - | - | No | - | - | No | - | - | No | - | - | - | - | 4.95 | 4.84 | 5.518 | 6.47 | 6.068 | 6.026 | 185 | 289 | 816 | 383 | 484 | 1078 | 3 | 3 | 4 | 3.851 | 4.372 | 5.055 | 4.199 | 4.668 | 5.076 | 1404 | 525 | 83 | 443 | 232 | 55 | 2 | 2.5 | 3.5 | No | - | - | - | - | N/A | N/A | N/A | 6 | 3.8032 | 3.5643
[SEER Non Multi-Split <=65kW] GEMS (Air Conditioners up to 65kW) Determination 2019 | MEPS 2019 | AS/NZS 3823.1.2:2012 | SUZ-M35VAD-A/SEZ-M35DA | SUZ-M35VAD-A/SEZ-M35DA Series | N/A | MITSUBISHI ELECTRIC | N/A | Ducted | Single Split System | - | Air | Air | Thailand | 1.01 | N/A | 3.5 | N/A | N/A | N/A | N/A | N/A | 1.11 | 4 | Enthalpy Test Room | 3.6646 | 4.2287 | N/A | - | N/A | N/A | N/A | N/A | N/A | N/A | N/A | N/A | N/A | N/A | N/A | N/A | N/A | N/A | N/A | N/A | N/A | Single | R32 | Australia,New Zealand | 146797 | 2027-05-17 |  | Approved | Reverse Cycle | N/A | Yes | Class 10 | Yes | N/A | N/A | N/A | N/A | N/A | N/A | N/A | Available | N/A | N/A | http://www.MitsubishiElectric.com.au/ | http://www.mitsubishielectric.com.au | N/A |  |  | AAC6708 | Yes | Variable output compressor | Inverter | No | - | 3500 | 1.01 | - | 360 | 1750 | No | - | - | - | 923.14 | 3769.5 | No | 329.04 | 1884.75 | No | - | - | 4000 | 1.11 | 370 | 2000 | No | - | - | Yes | 1170 | 3800 | No | - | - | No | - | - | - | - | - | No | - | - | No | - | - | No | - | - | - | - | 4.228 | 4.151 | 4.664 | 5.375 | 5.064 | 5.048 | 219 | 340 | 968 | 464 | 583 | 1290 | 2.5 | 2.5 | 3 | 3.889 | 4.321 | 4.935 | 4.195 | 4.589 | 4.954 | 1356 | 519 | 83 | 433 | 231 | 55 | 2 | 2.5 | 3 | No | - | - | - | - | N/A | N/A | N/A | 6 | 3.3971 | 3.5389
[SEER Non Multi-Split <=65kW] GEMS (Air Conditioners up to 65kW) Determination 2019 | MEPS 2019 | AS/NZS 3823.1.2:2012 | SUZ-M35VAD-A/SEZ-M35DA Series | SUZ-M35VAD-A/SEZ-M35DA Series | N/A | MITSUBISHI ELECTRIC | N/A | Ducted | Single Split System | - | Air | Air | Thailand | 1.01 | N/A | 3.5 | N/A | N/A | N/A | N/A | N/A | 1.11 | 4 | Enthalpy Test Room | 3.6646 | 4.2287 | N/A | - | N/A | N/A | N/A | N/A | N/A | N/A | N/A | N/A | N/A | N/A | N/A | N/A | N/A | N/A | N/A | N/A | N/A | Single | R32 | Australia,New Zealand | 146797 | 2027-05-17 |  | Approved | Reverse Cycle | N/A | Yes | Class 10 | Yes | N/A | N/A | N/A | N/A | N/A | N/A | N/A | Available | N/A | N/A | http://www.MitsubishiElectric.com.au/ | http://www.mitsubishielectric.com.au | N/A |  |  | AAC6708 | Yes | Variable output compressor | Inverter | No | - | 3500 | 1.01 | - | 360 | 1750 | No | - | - | - | 923.14 | 3769.5 | No | 329.04 | 1884.75 | No | - | - | 4000 | 1.11 | 370 | 2000 | No | - | - | Yes | 1170 | 3800 | No | - | - | No | - | - | - | - | - | No | - | - | No | - | - | No | - | - | - | - | 4.228 | 4.151 | 4.664 | 5.375 | 5.064 | 5.048 | 219 | 340 | 968 | 464 | 583 | 1290 | 2.5 | 2.5 | 3 | 3.889 | 4.321 | 4.935 | 4.195 | 4.589 | 4.954 | 1356 | 519 | 83 | 433 | 231 | 55 | 2 | 2.5 | 3 | No | - | - | - | - | N/A | N/A | N/A | 6 | 3.3971 | 3.5389
[SEER Non Multi-Split <=65kW] GEMS (Air Conditioners up to 65kW) Determination 2019 | MEPS 2019 | AS/NZS 3823.1.2:2012 | SUZ-M35VAD-A/SEZ-M35DAL | SUZ-M35VAD-A/SEZ-M35DA Series | N/A | MITSUBISHI ELECTRIC | N/A | Ducted | Single Split System | - | Air | Air | Thailand | 1.01 | N/A | 3.5 | N/A | N/A | N/A | N/A | N/A | 1.11 | 4 | Enthalpy Test Room | 3.6646 | 4.2287 | N/A | - | N/A | N/A | N/A | N/A | N/A | N/A | N/A | N/A | N/A | N/A | N/A | N/A | N/A | N/A | N/A | N/A | N/A | Single | R32 | Australia,New Zealand | 146797 | 2027-05-17 |  | Approved | Reverse Cycle | N/A | Yes | Class 10 | Yes | N/A | N/A | N/A | N/A | N/A | N/A | N/A | Available | N/A | N/A | http://www.MitsubishiElectric.com.au/ | http://www.mitsubishielectric.com.au | N/A |  |  | AAC6708 | Yes | Variable output compressor | Inverter | No | - | 3500 | 1.01 | - | 360 | 1750 | No | - | - | - | 923.14 | 3769.5 | No | 329.04 | 1884.75 | No | - | - | 4000 | 1.11 | 370 | 2000 | No | - | - | Yes | 1170 | 3800 | No | - | - | No | - | - | - | - | - | No | - | - | No | - | - | No | - | - | - | - | 4.228 | 4.151 | 4.664 | 5.375 | 5.064 | 5.048 | 219 | 340 | 968 | 464 | 583 | 1290 | 2.5 | 2.5 | 3 | 3.889 | 4.321 | 4.935 | 4.195 | 4.589 | 4.954 | 1356 | 519 | 83 | 433 | 231 | 55 | 2 | 2.5 | 3 | No | - | - | - | - | N/A | N/A | N/A | 6 | 3.3971 | 3.5389
[SEER Non Multi-Split <=65kW] GEMS (Air Conditioners up to 65kW) Determination 2019 | MEPS 2019 | AS/NZS 3823.1.1:2012 | SUZ-M35VAD-A/SLZ-M35FA-A |  | N/A | MITSUBISHI ELECTRIC | N/A | Non Ducted | Single Split System | Cassette | Air | Air | Thailand | 0.93 | N/A | 3.5 | N/A | N/A | N/A | N/A | N/A | 1.05 | 4 | Enthalpy Test Room | 3.8491 | 3.8042 | N/A | - | N/A | N/A | N/A | N/A | N/A | N/A | N/A | N/A | N/A | N/A | N/A | N/A | N/A | N/A | N/A | N/A | N/A | Single | R32 | Australia,New Zealand | 146701 | 2027-05-15 |  | Approved | Reverse Cycle | N/A | Yes | Class 8 | Yes | N/A | N/A | N/A | N/A | N/A | N/A | N/A | Available | N/A | N/A | http://www.MitsubishiElectric.com.au/ | http://www.mitsubishielectric.com.au | N/A |  |  | AAC6699 | Yes | Variable output compressor | Inverter | No | - | 3500 | 0.93 | - | 340 | 1750 | No | - | - | - | 850.02 | 3769.5 | No | 310.76 | 1884.75 | No | - | - | 4000 | 1.05 | 390 | 2000 | No | - | - | Yes | 1410 | 4000 | No | - | - | No | - | - | - | - | - | No | - | - | No | - | - | No | - | - | - | - | 4.468 | 4.406 | 4.976 | 5.691 | 5.376 | 5.382 | 207 | 320 | 907 | 437 | 549 | 1209 | 2.5 | 2.5 | 3 | 3.803 | 4.223 | 4.702 | 4.049 | 4.419 | 4.707 | 1387 | 530 | 86 | 448 | 239 | 57 | 2 | 2.5 | 3 | No | - | - | - | - | N/A | N/A | N/A | 6 | 3.6831 | 3.7373
[SEER Non Multi-Split <=65kW] GEMS (Air Conditioners up to 65kW) Determination 2019 | MEPS 2019 | AS/NZS 3823.1.1:2012 | SUZ-M50VAD-A/MLZ-KP50V Series | SUZ-M50VAD-A/MLZ-KP50V Series | N/A | MITSUBISHI ELECTRIC | N/A | Non Ducted | Single Split System | Cassette | Air | Air | Thailand | 1.37 | N/A | 5 | N/A | N/A | N/A | N/A | N/A | 1.83 | 6 | Enthalpy Test Room | 3.6713 | 3.3065 | N/A | - | N/A | N/A | N/A | N/A | N/A | N/A | N/A | N/A | N/A | N/A | N/A | N/A | N/A | N/A | N/A | N/A | N/A | Single | R32 | Australia,New Zealand | 146791 | 2027-05-15 |  | Approved | Reverse Cycle | N/A | Yes | Class 9 | Yes | N/A | N/A | N/A | N/A | N/A | N/A | N/A | Available | N/A | N/A | http://www.MitsubishiElectric.com.au/ | http://www.mitsubishielectric.com.au | N/A |  |  | AAC6703 | Yes | Variable output compressor | Inverter | No | - | 5000 | 1.37 | - | 560 | 2500 | No | - | - | - | 1252.18 | 5385 | No | 511.84 | 2692.5 | No | - | - | 6000 | 1.83 | 610 | 3000 | No | - | - | Yes | 2230 | 5600 | No | - | - | No | - | - | - | - | - | No | - | - | No | - | - | No | - | - | - | - | 4.244 | 4.176 | 4.58 | 5.164 | 4.887 | 4.893 | 317 | 490 | 1416 | 696 | 869 | 1906 | 2.5 | 2.5 | 3 | 3.424 | 3.894 | 4.49 | 3.732 | 4.15 | 4.507 | 2302 | 853 | 127 | 721 | 374 | 82 | 1.5 | 2 | 2.5 | No | - | - | - | - | N/A | N/A | N/A | 6 | 3.5964 | 3.2428
[SEER Non Multi-Split <=65kW] GEMS (Air Conditioners up to 65kW) Determination 2019 | MEPS 2019 | AS/NZS 3823.1.1:2012 | SUZ-M50VAD-A/MLZ-KP50VF | SUZ-M50VAD-A/MLZ-KP50V Series | N/A | MITSUBISHI ELECTRIC | N/A | Non Ducted | Single Split System | Cassette | Air | Air | Thailand | 1.37 | N/A | 5 | N/A | N/A | N/A | N/A | N/A | 1.83 | 6 | Enthalpy Test Room | 3.6713 | 3.3065 | N/A | - | N/A | N/A | N/A | N/A | N/A | N/A | N/A | N/A | N/A | N/A | N/A | N/A | N/A | N/A | N/A | N/A | N/A | Single | R32 | Australia,New Zealand | 146791 | 2027-05-15 |  | Approved | Reverse Cycle | N/A | Yes | Class 9 | Yes | N/A | N/A | N/A | N/A | N/A | N/A | N/A | Available | N/A | N/A | http://www.MitsubishiElectric.com.au/ | http://www.mitsubishielectric.com.au | N/A |  |  | AAC6703 | Yes | Variable output compressor | Inverter | No | - | 5000 | 1.37 | - | 560 | 2500 | No | - | - | - | 1252.18 | 5385 | No | 511.84 | 2692.5 | No | - | - | 6000 | 1.83 | 610 | 3000 | No | - | - | Yes | 2230 | 5600 | No | - | - | No | - | - | - | - | - | No | - | - | No | - | - | No | - | - | - | - | 4.244 | 4.176 | 4.58 | 5.164 | 4.887 | 4.893 | 317 | 490 | 1416 | 696 | 869 | 1906 | 2.5 | 2.5 | 3 | 3.424 | 3.894 | 4.49 | 3.732 | 4.15 | 4.507 | 2302 | 853 | 127 | 721 | 374 | 82 | 1.5 | 2 | 2.5 | No | - | - | - | - | N/A | N/A | N/A | 6 | 3.5964 | 3.2428
[SEER Non Multi-Split <=65kW] GEMS (Air Conditioners up to 65kW) Determination 2019 | MEPS 2019 | AS/NZS 3823.1.1:2012 | SUZ-M50VAD-A/MLZ-KP50VG | SUZ-M50VAD-A/MLZ-KP50V Series | N/A | MITSUBISHI ELECTRIC | N/A | Non Ducted | Single Split System | Cassette | Air | Air | Thailand | 1.37 | N/A | 5 | N/A | N/A | N/A | N/A | N/A | 1.83 | 6 | Enthalpy Test Room | 3.6713 | 3.3065 | N/A | - | N/A | N/A | N/A | N/A | N/A | N/A | N/A | N/A | N/A | N/A | N/A | N/A | N/A | N/A | N/A | N/A | N/A | Single | R32 | Australia,New Zealand | 146791 | 2027-05-15 |  | Approved | Reverse Cycle | N/A | Yes | Class 9 | Yes | N/A | N/A | N/A | N/A | N/A | N/A | N/A | Available | N/A | N/A | http://www.MitsubishiElectric.com.au/ | http://www.mitsubishielectric.com.au | N/A |  |  | AAC6703 | Yes | Variable output compressor | Inverter | No | - | 5000 | 1.37 | - | 560 | 2500 | No | - | - | - | 1252.18 | 5385 | No | 511.84 | 2692.5 | No | - | - | 6000 | 1.83 | 610 | 3000 | No | - | - | Yes | 2230 | 5600 | No | - | - | No | - | - | - | - | - | No | - | - | No | - | - | No | - | - | - | - | 4.244 | 4.176 | 4.58 | 5.164 | 4.887 | 4.893 | 317 | 490 | 1416 | 696 | 869 | 1906 | 2.5 | 2.5 | 3 | 3.424 | 3.894 | 4.49 | 3.732 | 4.15 | 4.507 | 2302 | 853 | 127 | 721 | 374 | 82 | 1.5 | 2 | 2.5 | No | - | - | - | - | N/A | N/A | N/A | 6 | 3.5964 | 3.2428
[SEER Non Multi-Split <=65kW] GEMS (Air Conditioners up to 65kW) Determination 2019 | MEPS 2019 | AS/NZS 3823.1.1:2012 | SUZ-M50VAD-A/PCA-M50KA | SUZ-M50VAD-A/PCA-M50KA Series | N/A | MITSUBISHI ELECTRIC | N/A | Non Ducted | Single Split System | Under ceiling | Air | Air | Thailand | 1.28 | N/A | 5 | N/A | N/A | N/A | N/A | N/A | 1.65 | 6 | Enthalpy Test Room | 4.0393 | 3.7231 | N/A | - | N/A | N/A | N/A | N/A | N/A | N/A | N/A | N/A | N/A | N/A | N/A | N/A | N/A | N/A | N/A | N/A | N/A | Single | R32 | Australia,New Zealand | 146852 | 2027-05-12 |  | Approved | Reverse Cycle | N/A | Yes | Class 9 | Yes | N/A | N/A | N/A | N/A | N/A | N/A | N/A | Available | N/A | N/A | http://www.MitsubishiElectric.com.au/ | http://www.mitsubishielectric.com.au | N/A |  |  | AAC6694 | Yes | Variable output compressor | Inverter | No | - | 5000 | 1.28 | - | 530 | 2500 | No | - | - | - | 1169.92 | 5385 | No | 484.42 | 2692.5 | No | - | - | 6000 | 1.65 | 600 | 3000 | No | - | - | Yes | 1720 | 5400 | No | - | - | No | - | - | - | - | - | No | - | - | No | - | - | No | - | - | - | - | 4.474 | 4.414 | 4.856 | 5.454 | 5.168 | 5.188 | 300 | 463 | 1334 | 658 | 821 | 1797 | 2.5 | 2.5 | 3 | 3.673 | 4.097 | 4.58 | 3.925 | 4.299 | 4.588 | 2146 | 811 | 125 | 686 | 362 | 81 | 2 | 2.5 | 3 | No | - | - | - | - | N/A | N/A | N/A | 6 | 3.8453 | 3.5922
[SEER Non Multi-Split <=65kW] GEMS (Air Conditioners up to 65kW) Determination 2019 | MEPS 2019 | AS/NZS 3823.1.1:2012 | SUZ-M50VAD-A/PCA-M50KA Series | SUZ-M50VAD-A/PCA-M50KA Series | N/A | MITSUBISHI ELECTRIC | N/A | Non Ducted | Single Split System | Under ceiling | Air | Air | Thailand | 1.28 | N/A | 5 | N/A | N/A | N/A | N/A | N/A | 1.65 | 6 | Enthalpy Test Room | 4.0393 | 3.7231 | N/A | - | N/A | N/A | N/A | N/A | N/A | N/A | N/A | N/A | N/A | N/A | N/A | N/A | N/A | N/A | N/A | N/A | N/A | Single | R32 | Australia,New Zealand | 146852 | 2027-05-12 |  | Approved | Reverse Cycle | N/A | Yes | Class 9 | Yes | N/A | N/A | N/A | N/A | N/A | N/A | N/A | Available | N/A | N/A | http://www.MitsubishiElectric.com.au/ | http://www.mitsubishielectric.com.au | N/A |  |  | AAC6694 | Yes | Variable output compressor | Inverter | No | - | 5000 | 1.28 | - | 530 | 2500 | No | - | - | - | 1169.92 | 5385 | No | 484.42 | 2692.5 | No | - | - | 6000 | 1.65 | 600 | 3000 | No | - | - | Yes | 1720 | 5400 | No | - | - | No | - | - | - | - | - | No | - | - | No | - | - | No | - | - | - | - | 4.474 | 4.414 | 4.856 | 5.454 | 5.168 | 5.188 | 300 | 463 | 1334 | 658 | 821 | 1797 | 2.5 | 2.5 | 3 | 3.673 | 4.097 | 4.58 | 3.925 | 4.299 | 4.588 | 2146 | 811 | 125 | 686 | 362 | 81 | 2 | 2.5 | 3 | No | - | - | - | - | N/A | N/A | N/A | 6 | 3.8453 | 3.5922
[SEER Non Multi-Split <=65kW] GEMS (Air Conditioners up to 65kW) Determination 2019 | MEPS 2019 | AS/NZS 3823.1.1:2012 | SUZ-M50VAD-A/PCA-M50KA2 | SUZ-M50VAD-A/PCA-M50KA Series | N/A | MITSUBISHI ELECTRIC | N/A | Non Ducted | Single Split System | Under ceiling | Air | Air | Thailand | 1.28 | N/A | 5 | N/A | N/A | N/A | N/A | N/A | 1.65 | 6 | Enthalpy Test Room | 4.0393 | 3.7231 | N/A | - | N/A | N/A | N/A | N/A | N/A | N/A | N/A | N/A | N/A | N/A | N/A | N/A | N/A | N/A | N/A | N/A | N/A | Single | R32 | Australia,New Zealand | 146852 | 2027-05-12 |  | Approved | Reverse Cycle | N/A | Yes | Class 9 | Yes | N/A | N/A | N/A | N/A | N/A | N/A | N/A | Available | N/A | N/A | http://www.MitsubishiElectric.com.au/ | http://www.mitsubishielectric.com.au | N/A |  |  | AAC6694 | Yes | Variable output compressor | Inverter | No | - | 5000 | 1.28 | - | 530 | 2500 | No | - | - | - | 1169.92 | 5385 | No | 484.42 | 2692.5 | No | - | - | 6000 | 1.65 | 600 | 3000 | No | - | - | Yes | 1720 | 5400 | No | - | - | No | - | - | - | - | - | No | - | - | No | - | - | No | - | - | - | - | 4.474 | 4.414 | 4.856 | 5.454 | 5.168 | 5.188 | 300 | 463 | 1334 | 658 | 821 | 1797 | 2.5 | 2.5 | 3 | 3.673 | 4.097 | 4.58 | 3.925 | 4.299 | 4.588 | 2146 | 811 | 125 | 686 | 362 | 81 | 2 | 2.5 | 3 | No | - | - | - | - | N/A | N/A | N/A | 6 | 3.8453 | 3.5922
[SEER Non Multi-Split <=65kW] GEMS (Air Conditioners up to 65kW) Determination 2019 | MEPS 2019 | AS/NZS 3823.1.2:2012 | SUZ-M50VAD-A/PEAD-M50JAA | SUZ-M50VAD-A/PEAD-M50JAA Series | N/A | MITSUBISHI ELECTRIC | N/A | Ducted | Single Split System | - | Air | Air | Thailand | 1.33 | N/A | 5 | N/A | N/A | N/A | N/A | N/A | 1.44 | 6 | Enthalpy Test Room | 3.7931 | 4.2306 | N/A | - | N/A | N/A | N/A | N/A | N/A | N/A | N/A | N/A | N/A | N/A | N/A | N/A | N/A | N/A | N/A | N/A | N/A | Single | R32 | Australia,New Zealand | 146843 | 2027-05-18 |  | Approved | Reverse Cycle | N/A | Yes | Class 10 | Yes | N/A | N/A | N/A | N/A | N/A | N/A | N/A | Available | N/A | N/A | http://www.MitsubishiElectric.com.au/ | http://www.mitsubishielectric.com.au | N/A |  |  | AAC6714 | Yes | Variable output compressor | Inverter | No | - | 5000 | 1.33 | - | 590 | 2500 | No | - | - | - | 1215.62 | 5385 | No | 539.26 | 2692.5 | No | - | - | 6000 | 1.44 | 550 | 3000 | No | - | - | Yes | 1560 | 5000 | No | - | - | No | - | - | - | - | - | No | - | - | No | - | - | No | - | - | - | - | 4.138 | 4.099 | 4.493 | 4.976 | 4.73 | 4.776 | 326 | 499 | 1444 | 723 | 898 | 1953 | 2.5 | 2.5 | 2.5 | 3.854 | 4.461 | 5.007 | 4.161 | 4.676 | 5.009 | 2046 | 746 | 116 | 648 | 334 | 75 | 2 | 2.5 | 3.5 | No | - | - | - | - | N/A | N/A | N/A | 6 | 3.7029 | 4.1088
[SEER Non Multi-Split <=65kW] GEMS (Air Conditioners up to 65kW) Determination 2019 | MEPS 2019 | AS/NZS 3823.1.2:2012 | SUZ-M50VAD-A/PEAD-M50JAA Series | SUZ-M50VAD-A/PEAD-M50JAA Series | N/A | MITSUBISHI ELECTRIC | N/A | Ducted | Single Split System | - | Air | Air | Thailand | 1.33 | N/A | 5 | N/A | N/A | N/A | N/A | N/A | 1.44 | 6 | Enthalpy Test Room | 3.7931 | 4.2306 | N/A | - | N/A | N/A | N/A | N/A | N/A | N/A | N/A | N/A | N/A | N/A | N/A | N/A | N/A | N/A | N/A | N/A | N/A | Single | R32 | Australia,New Zealand | 146843 | 2027-05-18 |  | Approved | Reverse Cycle | N/A | Yes | Class 10 | Yes | N/A | N/A | N/A | N/A | N/A | N/A | N/A | Available | N/A | N/A | http://www.MitsubishiElectric.com.au/ | http://www.mitsubishielectric.com.au | N/A |  |  | AAC6714 | Yes | Variable output compressor | Inverter | No | - | 5000 | 1.33 | - | 590 | 2500 | No | - | - | - | 1215.62 | 5385 | No | 539.26 | 2692.5 | No | - | - | 6000 | 1.44 | 550 | 3000 | No | - | - | Yes | 1560 | 5000 | No | - | - | No | - | - | - | - | - | No | - | - | No | - | - | No | - | - | - | - | 4.138 | 4.099 | 4.493 | 4.976 | 4.73 | 4.776 | 326 | 499 | 1444 | 723 | 898 | 1953 | 2.5 | 2.5 | 2.5 | 3.854 | 4.461 | 5.007 | 4.161 | 4.676 | 5.009 | 2046 | 746 | 116 | 648 | 334 | 75 | 2 | 2.5 | 3.5 | No | - | - | - | - | N/A | N/A | N/A | 6 | 3.7029 | 4.1088
[SEER Non Multi-Split <=65kW] GEMS (Air Conditioners up to 65kW) Determination 2019 | MEPS 2019 | AS/NZS 3823.1.2:2012 | SUZ-M50VAD-A/PEAD-M50JAAD | SUZ-M50VAD-A/PEAD-M50JAA Series | N/A | MITSUBISHI ELECTRIC | N/A | Ducted | Single Split System | - | Air | Air | Thailand | 1.33 | N/A | 5 | N/A | N/A | N/A | N/A | N/A | 1.44 | 6 | Enthalpy Test Room | 3.7931 | 4.2306 | N/A | - | N/A | N/A | N/A | N/A | N/A | N/A | N/A | N/A | N/A | N/A | N/A | N/A | N/A | N/A | N/A | N/A | N/A | Single | R32 | Australia,New Zealand | 146843 | 2027-05-18 |  | Approved | Reverse Cycle | N/A | Yes | Class 10 | Yes | N/A | N/A | N/A | N/A | N/A | N/A | N/A | Available | N/A | N/A | http://www.MitsubishiElectric.com.au/ | http://www.mitsubishielectric.com.au | N/A |  |  | AAC6714 | Yes | Variable output compressor | Inverter | No | - | 5000 | 1.33 | - | 590 | 2500 | No | - | - | - | 1215.62 | 5385 | No | 539.26 | 2692.5 | No | - | - | 6000 | 1.44 | 550 | 3000 | No | - | - | Yes | 1560 | 5000 | No | - | - | No | - | - | - | - | - | No | - | - | No | - | - | No | - | - | - | - | 4.138 | 4.099 | 4.493 | 4.976 | 4.73 | 4.776 | 326 | 499 | 1444 | 723 | 898 | 1953 | 2.5 | 2.5 | 2.5 | 3.854 | 4.461 | 5.007 | 4.161 | 4.676 | 5.009 | 2046 | 746 | 116 | 648 | 334 | 75 | 2 | 2.5 | 3.5 | No | - | - | - | - | N/A | N/A | N/A | 6 | 3.7029 | 4.1088
[SEER Non Multi-Split <=65kW] GEMS (Air Conditioners up to 65kW) Determination 2019 | MEPS 2019 | AS/NZS 3823.1.2:2012 | SUZ-M50VAD-A/SEZ-M50DA | SUZ-M50VAD-A/SEZ-M50DA Series | N/A | MITSUBISHI ELECTRIC | N/A | Ducted | Single Split System | - | Air | Air | Thailand | 1.4 | N/A | 5 | N/A | N/A | N/A | N/A | N/A | 1.66 | 6 | Enthalpy Test Room | 3.7491 | 3.8532 | N/A | - | N/A | N/A | N/A | N/A | N/A | N/A | N/A | N/A | N/A | N/A | N/A | N/A | N/A | N/A | N/A | N/A | N/A | Single | R32 | Australia,New Zealand | 146839 | 2027-05-17 |  | Approved | Reverse Cycle | N/A | Yes | Class 10 | Yes | N/A | N/A | N/A | N/A | N/A | N/A | N/A | Available | N/A | N/A | http://www.MitsubishiElectric.com.au/ | http://www.mitsubishielectric.com.au | N/A |  |  | AAC6707 | Yes | Variable output compressor | Inverter | No | - | 5000 | 1.4 | - | 560 | 2500 | No | - | - | - | 1279.6 | 5385 | No | 511.84 | 2692.5 | No | - | - | 6000 | 1.66 | 590 | 3000 | No | - | - | Yes | 1600 | 5000 | No | - | - | No | - | - | - | - | - | No | - | - | No | - | - | No | - | - | - | - | 4.22 | 4.144 | 4.542 | 5.146 | 4.864 | 4.858 | 319 | 494 | 1428 | 698 | 873 | 1920 | 2.5 | 2.5 | 3 | 3.598 | 4.104 | 4.654 | 3.891 | 4.335 | 4.664 | 2191 | 810 | 123 | 692 | 359 | 80 | 2 | 2.5 | 3 | No | - | - | - | - | N/A | N/A | N/A | 6 | 3.5204 | 3.5708
[SEER Non Multi-Split <=65kW] GEMS (Air Conditioners up to 65kW) Determination 2019 | MEPS 2019 | AS/NZS 3823.1.2:2012 | SUZ-M50VAD-A/SEZ-M50DA Series | SUZ-M50VAD-A/SEZ-M50DA Series | N/A | MITSUBISHI ELECTRIC | N/A | Ducted | Single Split System | - | Air | Air | Thailand | 1.4 | N/A | 5 | N/A | N/A | N/A | N/A | N/A | 1.66 | 6 | Enthalpy Test Room | 3.7491 | 3.8532 | N/A | - | N/A | N/A | N/A | N/A | N/A | N/A | N/A | N/A | N/A | N/A | N/A | N/A | N/A | N/A | N/A | N/A | N/A | Single | R32 | Australia,New Zealand | 146839 | 2027-05-17 |  | Approved | Reverse Cycle | N/A | Yes | Class 10 | Yes | N/A | N/A | N/A | N/A | N/A | N/A | N/A | Available | N/A | N/A | http://www.MitsubishiElectric.com.au/ | http://www.mitsubishielectric.com.au | N/A |  |  | AAC6707 | Yes | Variable output compressor | Inverter | No | - | 5000 | 1.4 | - | 560 | 2500 | No | - | - | - | 1279.6 | 5385 | No | 511.84 | 2692.5 | No | - | - | 6000 | 1.66 | 590 | 3000 | No | - | - | Yes | 1600 | 5000 | No | - | - | No | - | - | - | - | - | No | - | - | No | - | - | No | - | - | - | - | 4.22 | 4.144 | 4.542 | 5.146 | 4.864 | 4.858 | 319 | 494 | 1428 | 698 | 873 | 1920 | 2.5 | 2.5 | 3 | 3.598 | 4.104 | 4.654 | 3.891 | 4.335 | 4.664 | 2191 | 810 | 123 | 692 | 359 | 80 | 2 | 2.5 | 3 | No | - | - | - | - | N/A | N/A | N/A | 6 | 3.5204 | 3.5708
[SEER Non Multi-Split <=65kW] GEMS (Air Conditioners up to 65kW) Determination 2019 | MEPS 2019 | AS/NZS 3823.1.2:2012 | SUZ-M50VAD-A/SEZ-M50DA Series | SUZ-M50VAD-A/SEZ-M50DA Series | N/A | MITSUBISHI ELECTRIC | N/A | Ducted | Single Split System | - | Air | Air | Thailand | 2.14 | N/A | 7.1 | N/A | N/A | N/A | N/A | N/A | 2.22 | 8 | Enthalpy Test Room | 3.3571 | 3.6753 | N/A | - | N/A | N/A | N/A | N/A | N/A | N/A | N/A | N/A | N/A | N/A | N/A | N/A | N/A | N/A | N/A | N/A | N/A | Single | R32 | Australia,New Zealand | 146842 | 2027-05-12 |  | Approved | Reverse Cycle | N/A | Yes | Class 10 | Yes | N/A | N/A | N/A | N/A | N/A | N/A | N/A | Available | N/A | N/A | http://www.MitsubishiElectric.com.au/ | http://www.mitsubishielectric.com.au | N/A |  |  | AAC6684 | Yes | Variable output compressor | Inverter | No | - | 7100 | 2.14 | - | 780 | 3550 | No | - | - | - | 1955.96 | 7646.7 | No | 712.92 | 3823.35 | No | - | - | 8000 | 2.22 | 770 | 4000 | No | - | - | Yes | 2750 | 7100 | No | - | - | No | - | - | - | - | - | No | - | - | No | - | - | No | - | - | - | - | 4.166 | 4.058 | 4.457 | 5.153 | 4.844 | 4.796 | 459 | 715 | 2065 | 989 | 1244 | 2761 | 2.5 | 2.5 | 2.5 | 3.562 | 4.13 | 4.75 | 3.893 | 4.39 | 4.764 | 2952 | 1076 | 164 | 925 | 475 | 106 | 2 | 2.5 | 3 | No | - | - | - | - | N/A | N/A | N/A | 9 | 3.2713 | 3.5549
[SEER Non Multi-Split <=65kW] GEMS (Air Conditioners up to 65kW) Determination 2019 | MEPS 2019 | AS/NZS 3823.1.2:2012 | SUZ-M50VAD-A/SEZ-M50DAL | SUZ-M50VAD-A/SEZ-M50DA Series | N/A | MITSUBISHI ELECTRIC | N/A | Ducted | Single Split System | - | Air | Air | Thailand | 1.4 | N/A | 5 | N/A | N/A | N/A | N/A | N/A | 1.66 | 6 | Enthalpy Test Room | 3.7491 | 3.8532 | N/A | - | N/A | N/A | N/A | N/A | N/A | N/A | N/A | N/A | N/A | N/A | N/A | N/A | N/A | N/A | N/A | N/A | N/A | Single | R32 | Australia,New Zealand | 146839 | 2027-05-17 |  | Approved | Reverse Cycle | N/A | Yes | Class 10 | Yes | N/A | N/A | N/A | N/A | N/A | N/A | N/A | Available | N/A | N/A | http://www.MitsubishiElectric.com.au/ | http://www.mitsubishielectric.com.au | N/A |  |  | AAC6707 | Yes | Variable output compressor | Inverter | No | - | 5000 | 1.4 | - | 560 | 2500 | No | - | - | - | 1279.6 | 5385 | No | 511.84 | 2692.5 | No | - | - | 6000 | 1.66 | 590 | 3000 | No | - | - | Yes | 1600 | 5000 | No | - | - | No | - | - | - | - | - | No | - | - | No | - | - | No | - | - | - | - | 4.22 | 4.144 | 4.542 | 5.146 | 4.864 | 4.858 | 319 | 494 | 1428 | 698 | 873 | 1920 | 2.5 | 2.5 | 3 | 3.598 | 4.104 | 4.654 | 3.891 | 4.335 | 4.664 | 2191 | 810 | 123 | 692 | 359 | 80 | 2 | 2.5 | 3 | No | - | - | - | - | N/A | N/A | N/A | 6 | 3.5204 | 3.5708
[SEER Non Multi-Split <=65kW] GEMS (Air Conditioners up to 65kW) Determination 2019 | MEPS 2019 | AS/NZS 3823.1.1:2012 | SUZ-M50VAD-A/SLZ-M50FA-A |  | N/A | MITSUBISHI ELECTRIC | N/A | Non Ducted | Single Split System | Cassette | Air | Air | Thailand | 1.49 | N/A | 5 | N/A | N/A | N/A | N/A | N/A | 1.58 | 5 | Enthalpy Test Room | 3.3968 | 3.2048 | N/A | - | N/A | N/A | N/A | N/A | N/A | N/A | N/A | N/A | N/A | N/A | N/A | N/A | N/A | N/A | N/A | N/A | N/A | Single | R32 | Australia,New Zealand | 146741 | 2027-05-15 |  | Approved | Reverse Cycle | N/A | Yes | Class 9 | Yes | N/A | N/A | N/A | N/A | N/A | N/A | N/A | Available | N/A | N/A | http://www.MitsubishiElectric.com.au/ | http://www.mitsubishielectric.com.au | N/A |  |  | AAC6700 | Yes | Variable output compressor | Inverter | No | - | 5000 | 1.49 | - | 580 | 2500 | No | - | - | - | 1361.86 | 5385 | No | 530.12 | 2692.5 | No | - | - | 5000 | 1.58 | 530 | 2500 | No | - | - | Yes | 1960 | 4600 | No | - | - | No | - | - | - | - | - | No | - | - | No | - | - | No | - | - | - | - | 4.059 | 3.972 | 4.343 | 4.955 | 4.673 | 4.651 | 333 | 516 | 1494 | 726 | 909 | 2006 | 2.5 | 2 | 2.5 | 3.265 | 3.732 | 4.307 | 3.564 | 3.978 | 4.323 | 2013 | 744 | 112 | 631 | 327 | 73 | 1.5 | 2 | 2.5 | No | - | - | - | - | N/A | N/A | N/A | 6 | 3.3106 | 3.1245
[SEER Non Multi-Split <=65kW] GEMS (Air Conditioners up to 65kW) Determination 2019 | MEPS 2019 | AS/NZS 3823.1.1:2012 | SUZ-M60VAD-A/PCA-M60KA | SUZ-M60VAD-A/PCA-M60KA Series | N/A | MITSUBISHI ELECTRIC | N/A | Non Ducted | Single Split System | Under ceiling | Air | Air | Thailand | 1.6 | N/A | 6 | N/A | N/A | N/A | N/A | N/A | 1.72 | 7 | Enthalpy Test Room | 3.9422 | 4.1238 | N/A | - | N/A | N/A | N/A | N/A | N/A | N/A | N/A | N/A | N/A | N/A | N/A | N/A | N/A | N/A | N/A | N/A | N/A | Single | R32 | Australia,New Zealand | 146850 | 2027-05-12 |  | Approved | Reverse Cycle | N/A | Yes | Class 9 | Yes | N/A | N/A | N/A | N/A | N/A | N/A | N/A | Available | N/A | N/A | http://www.MitsubishiElectric.com.au/ | http://www.mitsubishielectric.com.au | N/A |  |  | AAC6695 | Yes | Variable output compressor | Inverter | No | - | 6000 | 1.6 | - | 540 | 3000 | No | - | - | - | 1462.4 | 6462 | No | 493.56 | 3231 | No | - | - | 7000 | 1.72 | 670 | 3500 | No | - | - | Yes | 1970 | 5700 | No | - | - | No | - | - | - | - | - | No | - | - | No | - | - | No | - | - | - | - | 4.842 | 4.708 | 5.24 | 6.136 | 5.75 | 5.679 | 330 | 517 | 1481 | 699 | 883 | 1967 | 3 | 3 | 3.5 | 3.643 | 4.259 | 4.799 | 3.951 | 4.467 | 4.799 | 2527 | 914 | 142 | 798 | 409 | 93 | 2 | 2.5 | 3 | No | - | - | - | - | N/A | N/A | N/A | 8 | 3.6877 | 4.0068
[SEER Non Multi-Split <=65kW] GEMS (Air Conditioners up to 65kW) Determination 2019 | MEPS 2019 | AS/NZS 3823.1.1:2012 | SUZ-M60VAD-A/PCA-M60KA Series | SUZ-M60VAD-A/PCA-M60KA Series | N/A | MITSUBISHI ELECTRIC | N/A | Non Ducted | Single Split System | Under ceiling | Air | Air | Thailand | 1.6 | N/A | 6 | N/A | N/A | N/A | N/A | N/A | 1.72 | 7 | Enthalpy Test Room | 3.9422 | 4.1238 | N/A | - | N/A | N/A | N/A | N/A | N/A | N/A | N/A | N/A | N/A | N/A | N/A | N/A | N/A | N/A | N/A | N/A | N/A | Single | R32 | Australia,New Zealand | 146850 | 2027-05-12 |  | Approved | Reverse Cycle | N/A | Yes | Class 9 | Yes | N/A | N/A | N/A | N/A | N/A | N/A | N/A | Available | N/A | N/A | http://www.MitsubishiElectric.com.au/ | http://www.mitsubishielectric.com.au | N/A |  |  | AAC6695 | Yes | Variable output compressor | Inverter | No | - | 6000 | 1.6 | - | 540 | 3000 | No | - | - | - | 1462.4 | 6462 | No | 493.56 | 3231 | No | - | - | 7000 | 1.72 | 670 | 3500 | No | - | - | Yes | 1970 | 5700 | No | - | - | No | - | - | - | - | - | No | - | - | No | - | - | No | - | - | - | - | 4.842 | 4.708 | 5.24 | 6.136 | 5.75 | 5.679 | 330 | 517 | 1481 | 699 | 883 | 1967 | 3 | 3 | 3.5 | 3.643 | 4.259 | 4.799 | 3.951 | 4.467 | 4.799 | 2527 | 914 | 142 | 798 | 409 | 93 | 2 | 2.5 | 3 | No | - | - | - | - | N/A | N/A | N/A | 8 | 3.6877 | 4.0068
[SEER Non Multi-Split <=65kW] GEMS (Air Conditioners up to 65kW) Determination 2019 | MEPS 2019 | AS/NZS 3823.1.1:2012 | SUZ-M60VAD-A/PCA-M60KA2 | SUZ-M60VAD-A/PCA-M60KA Series | N/A | MITSUBISHI ELECTRIC | N/A | Non Ducted | Single Split System | Under ceiling | Air | Air | Thailand | 1.6 | N/A | 6 | N/A | N/A | N/A | N/A | N/A | 1.72 | 7 | Enthalpy Test Room | 3.9422 | 4.1238 | N/A | - | N/A | N/A | N/A | N/A | N/A | N/A | N/A | N/A | N/A | N/A | N/A | N/A | N/A | N/A | N/A | N/A | N/A | Single | R32 | Australia,New Zealand | 146850 | 2027-05-12 |  | Approved | Reverse Cycle | N/A | Yes | Class 9 | Yes | N/A | N/A | N/A | N/A | N/A | N/A | N/A | Available | N/A | N/A | http://www.MitsubishiElectric.com.au/ | http://www.mitsubishielectric.com.au | N/A |  |  | AAC6695 | Yes | Variable output compressor | Inverter | No | - | 6000 | 1.6 | - | 540 | 3000 | No | - | - | - | 1462.4 | 6462 | No | 493.56 | 3231 | No | - | - | 7000 | 1.72 | 670 | 3500 | No | - | - | Yes | 1970 | 5700 | No | - | - | No | - | - | - | - | - | No | - | - | No | - | - | No | - | - | - | - | 4.842 | 4.708 | 5.24 | 6.136 | 5.75 | 5.679 | 330 | 517 | 1481 | 699 | 883 | 1967 | 3 | 3 | 3.5 | 3.643 | 4.259 | 4.799 | 3.951 | 4.467 | 4.799 | 2527 | 914 | 142 | 798 | 409 | 93 | 2 | 2.5 | 3 | No | - | - | - | - | N/A | N/A | N/A | 8 | 3.6877 | 4.0068
[SEER Non Multi-Split <=65kW] GEMS (Air Conditioners up to 65kW) Determination 2019 | MEPS 2019 | AS/NZS 3823.1.2:2012 | SUZ-M60VAD-A/PEAD-M60JAA | SUZ-M60VAD-A/PEAD-M60JAA Series | N/A | MITSUBISHI ELECTRIC | N/A | Ducted | Single Split System | - | Air | Air | Thailand | 1.72 | N/A | 6 | N/A | N/A | N/A | N/A | N/A | 1.85 | 7 | Enthalpy Test Room | 4.1264 | 4.3851 | N/A | - | N/A | N/A | N/A | N/A | N/A | N/A | N/A | N/A | N/A | N/A | N/A | N/A | N/A | N/A | N/A | N/A | N/A | Single | R32 | Australia,New Zealand | 146845 | 2027-05-18 |  | Approved | Reverse Cycle | N/A | Yes | Class 10 | Yes | N/A | N/A | N/A | N/A | N/A | N/A | N/A | Available | N/A | N/A | http://www.MitsubishiElectric.com.au/ | http://www.mitsubishielectric.com.au | N/A |  |  | AAC6713 | Yes | Variable output compressor | Inverter | No | - | 6000 | 1.72 | - | 580 | 3000 | No | - | - | - | 1572.08 | 6462 | No | 530.12 | 3231 | No | - | - | 7000 | 1.85 | 620 | 3500 | No | - | - | Yes | 1490 | 5100 | No | - | - | No | - | - | - | - | - | No | - | - | No | - | - | No | - | - | - | - | 4.547 | 4.412 | 4.889 | 5.735 | 5.369 | 5.294 | 353 | 553 | 1588 | 749 | 946 | 2112 | 3 | 2.5 | 3 | 3.641 | 4.341 | 5.155 | 3.923 | 4.687 | 5.174 | 2528 | 897 | 134 | 803 | 390 | 87 | 2 | 2.5 | 3.5 | No | - | - | - | - | N/A | N/A | N/A | 8 | 3.4344 | 3.7293
[SEER Non Multi-Split <=65kW] GEMS (Air Conditioners up to 65kW) Determination 2019 | MEPS 2019 | AS/NZS 3823.1.2:2012 | SUZ-M60VAD-A/PEAD-M60JAA Series | SUZ-M60VAD-A/PEAD-M60JAA Series | N/A | MITSUBISHI ELECTRIC | N/A | Ducted | Single Split System | - | Air | Air | Thailand | 1.72 | N/A | 6 | N/A | N/A | N/A | N/A | N/A | 1.85 | 7 | Enthalpy Test Room | 4.1264 | 4.3851 | N/A | - | N/A | N/A | N/A | N/A | N/A | N/A | N/A | N/A | N/A | N/A | N/A | N/A | N/A | N/A | N/A | N/A | N/A | Single | R32 | Australia,New Zealand | 146845 | 2027-05-18 |  | Approved | Reverse Cycle | N/A | Yes | Class 10 | Yes | N/A | N/A | N/A | N/A | N/A | N/A | N/A | Available | N/A | N/A | http://www.MitsubishiElectric.com.au/ | http://www.mitsubishielectric.com.au | N/A |  |  | AAC6713 | Yes | Variable output compressor | Inverter | No | - | 6000 | 1.72 | - | 580 | 3000 | No | - | - | - | 1572.08 | 6462 | No | 530.12 | 3231 | No | - | - | 7000 | 1.85 | 620 | 3500 | No | - | - | Yes | 1490 | 5100 | No | - | - | No | - | - | - | - | - | No | - | - | No | - | - | No | - | - | - | - | 4.547 | 4.412 | 4.889 | 5.735 | 5.369 | 5.294 | 353 | 553 | 1588 | 749 | 946 | 2112 | 3 | 2.5 | 3 | 3.641 | 4.341 | 5.155 | 3.923 | 4.687 | 5.174 | 2528 | 897 | 134 | 803 | 390 | 87 | 2 | 2.5 | 3.5 | No | - | - | - | - | N/A | N/A | N/A | 8 | 3.4344 | 3.7293
[SEER Non Multi-Split <=65kW] GEMS (Air Conditioners up to 65kW) Determination 2019 | MEPS 2019 | AS/NZS 3823.1.2:2012 | SUZ-M60VAD-A/PEAD-M60JAAD | SUZ-M60VAD-A/PEAD-M60JAA Series | N/A | MITSUBISHI ELECTRIC | N/A | Ducted | Single Split System | - | Air | Air | Thailand | 1.72 | N/A | 6 | N/A | N/A | N/A | N/A | N/A | 1.85 | 7 | Enthalpy Test Room | 4.1264 | 4.3851 | N/A | - | N/A | N/A | N/A | N/A | N/A | N/A | N/A | N/A | N/A | N/A | N/A | N/A | N/A | N/A | N/A | N/A | N/A | Single | R32 | Australia,New Zealand | 146845 | 2027-05-18 |  | Approved | Reverse Cycle | N/A | Yes | Class 10 | Yes | N/A | N/A | N/A | N/A | N/A | N/A | N/A | Available | N/A | N/A | http://www.MitsubishiElectric.com.au/ | http://www.mitsubishielectric.com.au | N/A |  |  | AAC6713 | Yes | Variable output compressor | Inverter | No | - | 6000 | 1.72 | - | 580 | 3000 | No | - | - | - | 1572.08 | 6462 | No | 530.12 | 3231 | No | - | - | 7000 | 1.85 | 620 | 3500 | No | - | - | Yes | 1490 | 5100 | No | - | - | No | - | - | - | - | - | No | - | - | No | - | - | No | - | - | - | - | 4.547 | 4.412 | 4.889 | 5.735 | 5.369 | 5.294 | 353 | 553 | 1588 | 749 | 946 | 2112 | 3 | 2.5 | 3 | 3.641 | 4.341 | 5.155 | 3.923 | 4.687 | 5.174 | 2528 | 897 | 134 | 803 | 390 | 87 | 2 | 2.5 | 3.5 | No | - | - | - | - | N/A | N/A | N/A | 8 | 3.4344 | 3.7293
[SEER Non Multi-Split <=65kW] GEMS (Air Conditioners up to 65kW) Determination 2019 | MEPS 2019 | AS/NZS 3823.1.2:2012 | SUZ-M60VAD-A/SEZ-M60DA | SUZ-M60VAD-A/SEZ-M60DA Series | N/A | MITSUBISHI ELECTRIC | N/A | Ducted | Single Split System | - | Air | Air | Thailand | 1.73 | N/A | 6 | N/A | N/A | N/A | N/A | N/A | 2 | 7 | Enthalpy Test Room | 3.7107 | 3.9053 | N/A | - | N/A | N/A | N/A | N/A | N/A | N/A | N/A | N/A | N/A | N/A | N/A | N/A | N/A | N/A | N/A | N/A | N/A | Single | R32 | Australia,New Zealand | 146841 | 2027-05-18 |  | Approved | Reverse Cycle | N/A | Yes | Class 10 | Yes | N/A | N/A | N/A | N/A | N/A | N/A | N/A | Available | N/A | N/A | http://www.MitsubishiElectric.com.au/ | http://www.mitsubishielectric.com.au | N/A |  |  | AAC6715 | Yes | Variable output compressor | Inverter | No | - | 6000 | 1.73 | - | 650 | 3000 | No | - | - | - | 1581.22 | 6462 | No | 594.1 | 3231 | No | - | - | 7000 | 2 | 640 | 3500 | No | - | - | Yes | 1700 | 4700 | No | - | - | No | - | - | - | - | - | No | - | - | No | - | - | No | - | - | - | - | 4.229 | 4.139 | 4.565 | 5.235 | 4.933 | 4.908 | 381 | 591 | 1702 | 822 | 1031 | 2279 | 2.5 | 2.5 | 3 | 3.003 | 3.644 | 4.985 | 3.4 | 4.227 | 5.009 | 3061 | 1065 | 138 | 924 | 431 | 90 | 1.5 | 2 | 3 | No | - | - | - | - | N/A | N/A | N/A | 8 | 3.4148 | 3.4533
[SEER Non Multi-Split <=65kW] GEMS (Air Conditioners up to 65kW) Determination 2019 | MEPS 2019 | AS/NZS 3823.1.2:2012 | SUZ-M60VAD-A/SEZ-M60DA Series | SUZ-M60VAD-A/SEZ-M60DA Series | N/A | MITSUBISHI ELECTRIC | N/A | Ducted | Single Split System | - | Air | Air | Thailand | 1.73 | N/A | 6 | N/A | N/A | N/A | N/A | N/A | 2 | 7 | Enthalpy Test Room | 3.7107 | 3.9053 | N/A | - | N/A | N/A | N/A | N/A | N/A | N/A | N/A | N/A | N/A | N/A | N/A | N/A | N/A | N/A | N/A | N/A | N/A | Single | R32 | Australia,New Zealand | 146841 | 2027-05-18 |  | Approved | Reverse Cycle | N/A | Yes | Class 10 | Yes | N/A | N/A | N/A | N/A | N/A | N/A | N/A | Available | N/A | N/A | http://www.MitsubishiElectric.com.au/ | http://www.mitsubishielectric.com.au | N/A |  |  | AAC6715 | Yes | Variable output compressor | Inverter | No | - | 6000 | 1.73 | - | 650 | 3000 | No | - | - | - | 1581.22 | 6462 | No | 594.1 | 3231 | No | - | - | 7000 | 2 | 640 | 3500 | No | - | - | Yes | 1700 | 4700 | No | - | - | No | - | - | - | - | - | No | - | - | No | - | - | No | - | - | - | - | 4.229 | 4.139 | 4.565 | 5.235 | 4.933 | 4.908 | 381 | 591 | 1702 | 822 | 1031 | 2279 | 2.5 | 2.5 | 3 | 3.003 | 3.644 | 4.985 | 3.4 | 4.227 | 5.009 | 3061 | 1065 | 138 | 924 | 431 | 90 | 1.5 | 2 | 3 | No | - | - | - | - | N/A | N/A | N/A | 8 | 3.4148 | 3.4533
[SEER Non Multi-Split <=65kW] GEMS (Air Conditioners up to 65kW) Determination 2019 | MEPS 2019 | AS/NZS 3823.1.2:2012 | SUZ-M60VAD-A/SEZ-M60DAL | SUZ-M60VAD-A/SEZ-M60DA Series | N/A | MITSUBISHI ELECTRIC | N/A | Ducted | Single Split System | - | Air | Air | Thailand | 1.73 | N/A | 6 | N/A | N/A | N/A | N/A | N/A | 2 | 7 | Enthalpy Test Room | 3.7107 | 3.9053 | N/A | - | N/A | N/A | N/A | N/A | N/A | N/A | N/A | N/A | N/A | N/A | N/A | N/A | N/A | N/A | N/A | N/A | N/A | Single | R32 | Australia,New Zealand | 146841 | 2027-05-18 |  | Approved | Reverse Cycle | N/A | Yes | Class 10 | Yes | N/A | N/A | N/A | N/A | N/A | N/A | N/A | Available | N/A | N/A | http://www.MitsubishiElectric.com.au/ | http://www.mitsubishielectric.com.au | N/A |  |  | AAC6715 | Yes | Variable output compressor | Inverter | No | - | 6000 | 1.73 | - | 650 | 3000 | No | - | - | - | 1581.22 | 6462 | No | 594.1 | 3231 | No | - | - | 7000 | 2 | 640 | 3500 | No | - | - | Yes | 1700 | 4700 | No | - | - | No | - | - | - | - | - | No | - | - | No | - | - | No | - | - | - | - | 4.229 | 4.139 | 4.565 | 5.235 | 4.933 | 4.908 | 381 | 591 | 1702 | 822 | 1031 | 2279 | 2.5 | 2.5 | 3 | 3.003 | 3.644 | 4.985 | 3.4 | 4.227 | 5.009 | 3061 | 1065 | 138 | 924 | 431 | 90 | 1.5 | 2 | 3 | No | - | - | - | - | N/A | N/A | N/A | 8 | 3.4148 | 3.4533
[SEER Non Multi-Split <=65kW] GEMS (Air Conditioners up to 65kW) Determination 2019 | MEPS 2019 | AS/NZS 3823.1.1:2012 | SUZ-M60VAD-A/SLZ-M60FA-A |  | N/A | MITSUBISHI ELECTRIC | N/A | Non Ducted | Single Split System | Cassette | Air | Air | Thailand | 1.64 | N/A | 5.6 | N/A | N/A | N/A | N/A | N/A | 1.87 | 6 | Enthalpy Test Room | 3.4392 | 3.2902 | N/A | - | N/A | N/A | N/A | N/A | N/A | N/A | N/A | N/A | N/A | N/A | N/A | N/A | N/A | N/A | N/A | N/A | N/A | Single | R32 | Australia,New Zealand | 146742 | 2027-05-12 |  | Approved | Reverse Cycle | N/A | Yes | Class 9 | Yes | N/A | N/A | N/A | N/A | N/A | N/A | N/A | Available | N/A | N/A | http://www.MitsubishiElectric.com.au/ | http://www.mitsubishielectric.com.au | N/A |  |  | AAC6685 | Yes | Variable output compressor | Inverter | No | - | 5600 | 1.64 | - | 620 | 2800 | No | - | - | - | 1498.96 | 6031.2 | No | 566.68 | 3015.6 | No | - | - | 6000 | 1.87 | 620 | 3000 | No | - | - | Yes | 2540 | 5500 | No | - | - | No | - | - | - | - | - | No | - | - | No | - | - | No | - | - | - | - | 4.122 | 4.043 | 4.472 | 5.115 | 4.825 | 4.808 | 364 | 564 | 1621 | 784 | 984 | 2171 | 2.5 | 2.5 | 2.5 | 3.249 | 3.786 | 4.417 | 3.58 | 4.055 | 4.434 | 2429 | 882 | 134 | 755 | 387 | 87 | 1.5 | 2 | 2.5 | No | - | - | - | - | N/A | N/A | N/A | 8 | 3.3592 | 3.1628
[SEER Non Multi-Split <=65kW] GEMS (Air Conditioners up to 65kW) Determination 2019 | MEPS 2019 | AS/NZS 3823.1.1:2012 | SUZ-M71VAD-A/PCA-M71KA | SUZ-M71VAD-A/PCA-M71KA Series | N/A | MITSUBISHI ELECTRIC | N/A | Non Ducted | Single Split System | Under ceiling | Air | Air | Thailand | 1.9 | N/A | 7.1 | N/A | N/A | N/A | N/A | N/A | 2.24 | 8 | Enthalpy Test Room | 3.7698 | 3.6502 | N/A | - | N/A | N/A | N/A | N/A | N/A | N/A | N/A | N/A | N/A | N/A | N/A | N/A | N/A | N/A | N/A | N/A | N/A | Single | R32 | Australia,New Zealand | 146848 | 2027-05-12 |  | Approved | Reverse Cycle | N/A | Yes | Class 9 | Yes | N/A | N/A | N/A | N/A | N/A | N/A | N/A | Available | N/A | N/A | http://www.MitsubishiElectric.com.au/ | http://www.mitsubishielectric.com.au | N/A |  |  | AAC6683 | Yes | Variable output compressor | Inverter | No | - | 7100 | 1.9 | - | 700 | 3550 | No | - | - | - | 1736.6 | 7646.7 | No | 639.8 | 3823.35 | No | - | - | 8000 | 2.24 | 790 | 4000 | No | - | - | Yes | 2220 | 5800 | No | - | - | No | - | - | - | - | - | No | - | - | No | - | - | No | - | - | - | - | 4.6 | 4.498 | 4.972 | 5.722 | 5.387 | 5.353 | 413 | 643 | 1849 | 889 | 1117 | 2472 | 3 | 2.5 | 3 | 3.219 | 3.865 | 4.633 | 3.5 | 4.194 | 4.644 | 3265 | 1148 | 167 | 1026 | 496 | 109 | 1.5 | 2 | 3 | No | - | - | - | - | N/A | N/A | N/A | 9 | 3.678 | 3.5236
[SEER Non Multi-Split <=65kW] GEMS (Air Conditioners up to 65kW) Determination 2019 | MEPS 2019 | AS/NZS 3823.1.1:2012 | SUZ-M71VAD-A/PCA-M71KA Series | SUZ-M71VAD-A/PCA-M71KA Series | N/A | MITSUBISHI ELECTRIC | N/A | Non Ducted | Single Split System | Under ceiling | Air | Air | Thailand | 1.9 | N/A | 7.1 | N/A | N/A | N/A | N/A | N/A | 2.24 | 8 | Enthalpy Test Room | 3.7698 | 3.6502 | N/A | - | N/A | N/A | N/A | N/A | N/A | N/A | N/A | N/A | N/A | N/A | N/A | N/A | N/A | N/A | N/A | N/A | N/A | Single | R32 | Australia,New Zealand | 146848 | 2027-05-12 |  | Approved | Reverse Cycle | N/A | Yes | Class 9 | Yes | N/A | N/A | N/A | N/A | N/A | N/A | N/A | Available | N/A | N/A | http://www.MitsubishiElectric.com.au/ | http://www.mitsubishielectric.com.au | N/A |  |  | AAC6683 | Yes | Variable output compressor | Inverter | No | - | 7100 | 1.9 | - | 700 | 3550 | No | - | - | - | 1736.6 | 7646.7 | No | 639.8 | 3823.35 | No | - | - | 8000 | 2.24 | 790 | 4000 | No | - | - | Yes | 2220 | 5800 | No | - | - | No | - | - | - | - | - | No | - | - | No | - | - | No | - | - | - | - | 4.6 | 4.498 | 4.972 | 5.722 | 5.387 | 5.353 | 413 | 643 | 1849 | 889 | 1117 | 2472 | 3 | 2.5 | 3 | 3.219 | 3.865 | 4.633 | 3.5 | 4.194 | 4.644 | 3265 | 1148 | 167 | 1026 | 496 | 109 | 1.5 | 2 | 3 | No | - | - | - | - | N/A | N/A | N/A | 9 | 3.678 | 3.5236
[SEER Non Multi-Split <=65kW] GEMS (Air Conditioners up to 65kW) Determination 2019 | MEPS 2019 | AS/NZS 3823.1.1:2012 | SUZ-M71VAD-A/PCA-M71KA2 | SUZ-M71VAD-A/PCA-M71KA Series | N/A | MITSUBISHI ELECTRIC | N/A | Non Ducted | Single Split System | Under ceiling | Air | Air | Thailand | 1.9 | N/A | 7.1 | N/A | N/A | N/A | N/A | N/A | 2.24 | 8 | Enthalpy Test Room | 3.7698 | 3.6502 | N/A | - | N/A | N/A | N/A | N/A | N/A | N/A | N/A | N/A | N/A | N/A | N/A | N/A | N/A | N/A | N/A | N/A | N/A | Single | R32 | Australia,New Zealand | 146848 | 2027-05-12 |  | Approved | Reverse Cycle | N/A | Yes | Class 9 | Yes | N/A | N/A | N/A | N/A | N/A | N/A | N/A | Available | N/A | N/A | http://www.MitsubishiElectric.com.au/ | http://www.mitsubishielectric.com.au | N/A |  |  | AAC6683 | Yes | Variable output compressor | Inverter | No | - | 7100 | 1.9 | - | 700 | 3550 | No | - | - | - | 1736.6 | 7646.7 | No | 639.8 | 3823.35 | No | - | - | 8000 | 2.24 | 790 | 4000 | No | - | - | Yes | 2220 | 5800 | No | - | - | No | - | - | - | - | - | No | - | - | No | - | - | No | - | - | - | - | 4.6 | 4.498 | 4.972 | 5.722 | 5.387 | 5.353 | 413 | 643 | 1849 | 889 | 1117 | 2472 | 3 | 2.5 | 3 | 3.219 | 3.865 | 4.633 | 3.5 | 4.194 | 4.644 | 3265 | 1148 | 167 | 1026 | 496 | 109 | 1.5 | 2 | 3 | No | - | - | - | - | N/A | N/A | N/A | 9 | 3.678 | 3.5236
[SEER Non Multi-Split <=65kW] GEMS (Air Conditioners up to 65kW) Determination 2019 | MEPS 2019 | AS/NZS 3823.1.2:2012 | SUZ-M71VAD-A/PEAD-M71JAA | SUZ-M71VAD-A/PEAD-M71JAA Series | N/A | MITSUBISHI ELECTRIC | N/A | Ducted | Single Split System | - | Air | Air | Thailand | 1.98 | N/A | 7.1 | N/A | N/A | N/A | N/A | N/A | 2 | 8 | Enthalpy Test Room | 3.5981 | 4.007 | N/A | - | N/A | N/A | N/A | N/A | N/A | N/A | N/A | N/A | N/A | N/A | N/A | N/A | N/A | N/A | N/A | N/A | N/A | Single | R32 | Australia,New Zealand | 146847 | 2027-05-15 |  | Approved | Reverse Cycle | N/A | Yes | Class 10 | Yes | N/A | N/A | N/A | N/A | N/A | N/A | N/A | Available | N/A | N/A | http://www.MitsubishiElectric.com.au/ | http://www.mitsubishielectric.com.au | N/A |  |  | AAC6704 | Yes | Variable output compressor | Inverter | No | - | 7100 | 1.98 | - | 760 | 3550 | No | - | - | - | 1809.72 | 7646.7 | No | 694.64 | 3823.35 | No | - | - | 8000 | 2 | 800 | 4000 | No | - | - | Yes | 2440 | 6700 | No | - | - | No | - | - | - | - | - | No | - | - | No | - | - | No | - | - | - | - | 4.322 | 4.236 | 4.664 | 5.326 | 5.024 | 5.006 | 441 | 684 | 1972 | 957 | 1199 | 2645 | 2.5 | 2.5 | 3 | 3.557 | 4.123 | 4.598 | 3.831 | 4.302 | 4.595 | 2957 | 1078 | 168 | 939 | 484 | 110 | 2 | 2.5 | 3 | No | - | - | - | - | N/A | N/A | N/A | 9 | 3.5316 | 3.9401
[SEER Non Multi-Split <=65kW] GEMS (Air Conditioners up to 65kW) Determination 2019 | MEPS 2019 | AS/NZS 3823.1.2:2012 | SUZ-M71VAD-A/PEAD-M71JAA Series | SUZ-M71VAD-A/PEAD-M71JAA Series | N/A | MITSUBISHI ELECTRIC | N/A | Ducted | Single Split System | - | Air | Air | Thailand | 1.98 | N/A | 7.1 | N/A | N/A | N/A | N/A | N/A | 2 | 8 | Enthalpy Test Room | 3.5981 | 4.007 | N/A | - | N/A | N/A | N/A | N/A | N/A | N/A | N/A | N/A | N/A | N/A | N/A | N/A | N/A | N/A | N/A | N/A | N/A | Single | R32 | Australia,New Zealand | 146847 | 2027-05-15 |  | Approved | Reverse Cycle | N/A | Yes | Class 10 | Yes | N/A | N/A | N/A | N/A | N/A | N/A | N/A | Available | N/A | N/A | http://www.MitsubishiElectric.com.au/ | http://www.mitsubishielectric.com.au | N/A |  |  | AAC6704 | Yes | Variable output compressor | Inverter | No | - | 7100 | 1.98 | - | 760 | 3550 | No | - | - | - | 1809.72 | 7646.7 | No | 694.64 | 3823.35 | No | - | - | 8000 | 2 | 800 | 4000 | No | - | - | Yes | 2440 | 6700 | No | - | - | No | - | - | - | - | - | No | - | - | No | - | - | No | - | - | - | - | 4.322 | 4.236 | 4.664 | 5.326 | 5.024 | 5.006 | 441 | 684 | 1972 | 957 | 1199 | 2645 | 2.5 | 2.5 | 3 | 3.557 | 4.123 | 4.598 | 3.831 | 4.302 | 4.595 | 2957 | 1078 | 168 | 939 | 484 | 110 | 2 | 2.5 | 3 | No | - | - | - | - | N/A | N/A | N/A | 9 | 3.5316 | 3.9401
[SEER Non Multi-Split <=65kW] GEMS (Air Conditioners up to 65kW) Determination 2019 | MEPS 2019 | AS/NZS 3823.1.2:2012 | SUZ-M71VAD-A/PEAD-M71JAAD | SUZ-M71VAD-A/PEAD-M71JAA Series | N/A | MITSUBISHI ELECTRIC | N/A | Ducted | Single Split System | - | Air | Air | Thailand | 1.98 | N/A | 7.1 | N/A | N/A | N/A | N/A | N/A | 2 | 8 | Enthalpy Test Room | 3.5981 | 4.007 | N/A | - | N/A | N/A | N/A | N/A | N/A | N/A | N/A | N/A | N/A | N/A | N/A | N/A | N/A | N/A | N/A | N/A | N/A | Single | R32 | Australia,New Zealand | 146847 | 2027-05-15 |  | Approved | Reverse Cycle | N/A | Yes | Class 10 | Yes | N/A | N/A | N/A | N/A | N/A | N/A | N/A | Available | N/A | N/A | http://www.MitsubishiElectric.com.au/ | http://www.mitsubishielectric.com.au | N/A |  |  | AAC6704 | Yes | Variable output compressor | Inverter | No | - | 7100 | 1.98 | - | 760 | 3550 | No | - | - | - | 1809.72 | 7646.7 | No | 694.64 | 3823.35 | No | - | - | 8000 | 2 | 800 | 4000 | No | - | - | Yes | 2440 | 6700 | No | - | - | No | - | - | - | - | - | No | - | - | No | - | - | No | - | - | - | - | 4.322 | 4.236 | 4.664 | 5.326 | 5.024 | 5.006 | 441 | 684 | 1972 | 957 | 1199 | 2645 | 2.5 | 2.5 | 3 | 3.557 | 4.123 | 4.598 | 3.831 | 4.302 | 4.595 | 2957 | 1078 | 168 | 939 | 484 | 110 | 2 | 2.5 | 3 | No | - | - | - | - | N/A | N/A | N/A | 9 | 3.5316 | 3.9401
[SEER Non Multi-Split <=65kW] GEMS (Air Conditioners up to 65kW) Determination 2019 | MEPS 2019 | AS/NZS 3823.1.1:2012 | SUZ-M71VAD-A/PLA-M71EA2-A | SUZ-M71VAD-A/PLA-M71EA-A Series | N/A | MITSUBISHI ELECTRIC | N/A | Non Ducted | Single Split System | Cassette | Air | Air | Thailand | 1.87 | N/A | 7.1 | N/A | N/A | N/A | N/A | N/A | 2.17 | 8 | Enthalpy Test Room | 3.8439 | 3.7069 | N/A | - | N/A | N/A | N/A | N/A | N/A | N/A | N/A | N/A | N/A | N/A | N/A | N/A | N/A | N/A | N/A | N/A | N/A | Single | R32 | Australia,New Zealand | 146747 | 2027-05-15 |  | Approved | Reverse Cycle | N/A | Yes | Class 9 | Yes | N/A | N/A | N/A | N/A | N/A | N/A | N/A | Available | N/A | N/A | http://www.MitsubishiElectric.com.au/ | http://www.mitsubishielectric.com.au | N/A |  |  | AAC6701 | Yes | Variable output compressor | Inverter | No | - | 7100 | 1.87 | - | 670 | 3550 | No | - | - | - | 1709.18 | 7646.7 | No | 612.38 | 3823.35 | No | - | - | 8000 | 2.17 | 740 | 4000 | No | - | - | Yes | 2530 | 7000 | No | - | - | No | - | - | - | - | - | No | - | - | No | - | - | No | - | - | - | - | 4.747 | 4.633 | 5.132 | 5.938 | 5.583 | 5.536 | 400 | 623 | 1791 | 856 | 1077 | 2389 | 3 | 3 | 3.5 | 3.686 | 4.278 | 4.939 | 4.036 | 4.557 | 4.955 | 2854 | 1039 | 158 | 893 | 458 | 103 | 2 | 2.5 | 3 | No | - | - | - | - | N/A | N/A | N/A | 9 | 3.736 | 3.6357
[SEER Non Multi-Split <=65kW] GEMS (Air Conditioners up to 65kW) Determination 2019 | MEPS 2019 | AS/NZS 3823.1.1:2012 | SUZ-M71VAD-A/PLA-M71EA-A | SUZ-M71VAD-A/PLA-M71EA-A Series | N/A | MITSUBISHI ELECTRIC | N/A | Non Ducted | Single Split System | Cassette | Air | Air | Thailand | 1.87 | N/A | 7.1 | N/A | N/A | N/A | N/A | N/A | 2.17 | 8 | Enthalpy Test Room | 3.8439 | 3.7069 | N/A | - | N/A | N/A | N/A | N/A | N/A | N/A | N/A | N/A | N/A | N/A | N/A | N/A | N/A | N/A | N/A | N/A | N/A | Single | R32 | Australia,New Zealand | 146747 | 2027-05-15 |  | Approved | Reverse Cycle | N/A | Yes | Class 9 | Yes | N/A | N/A | N/A | N/A | N/A | N/A | N/A | Available | N/A | N/A | http://www.MitsubishiElectric.com.au/ | http://www.mitsubishielectric.com.au | N/A |  |  | AAC6701 | Yes | Variable output compressor | Inverter | No | - | 7100 | 1.87 | - | 670 | 3550 | No | - | - | - | 1709.18 | 7646.7 | No | 612.38 | 3823.35 | No | - | - | 8000 | 2.17 | 740 | 4000 | No | - | - | Yes | 2530 | 7000 | No | - | - | No | - | - | - | - | - | No | - | - | No | - | - | No | - | - | - | - | 4.747 | 4.633 | 5.132 | 5.938 | 5.583 | 5.536 | 400 | 623 | 1791 | 856 | 1077 | 2389 | 3 | 3 | 3.5 | 3.686 | 4.278 | 4.939 | 4.036 | 4.557 | 4.955 | 2854 | 1039 | 158 | 893 | 458 | 103 | 2 | 2.5 | 3 | No | - | - | - | - | N/A | N/A | N/A | 9 | 3.736 | 3.6357
[SEER Non Multi-Split <=65kW] GEMS (Air Conditioners up to 65kW) Determination 2019 | MEPS 2019 | AS/NZS 3823.1.1:2012 | SUZ-M71VAD-A/PLA-M71EA-A Series | SUZ-M71VAD-A/PLA-M71EA-A Series | N/A | MITSUBISHI ELECTRIC | N/A | Non Ducted | Single Split System | Cassette | Air | Air | Thailand | 1.87 | N/A | 7.1 | N/A | N/A | N/A | N/A | N/A | 2.17 | 8 | Enthalpy Test Room | 3.8439 | 3.7069 | N/A | - | N/A | N/A | N/A | N/A | N/A | N/A | N/A | N/A | N/A | N/A | N/A | N/A | N/A | N/A | N/A | N/A | N/A | Single | R32 | Australia,New Zealand | 146747 | 2027-05-15 |  | Approved | Reverse Cycle | N/A | Yes | Class 9 | Yes | N/A | N/A | N/A | N/A | N/A | N/A | N/A | Available | N/A | N/A | http://www.MitsubishiElectric.com.au/ | http://www.mitsubishielectric.com.au | N/A |  |  | AAC6701 | Yes | Variable output compressor | Inverter | No | - | 7100 | 1.87 | - | 670 | 3550 | No | - | - | - | 1709.18 | 7646.7 | No | 612.38 | 3823.35 | No | - | - | 8000 | 2.17 | 740 | 4000 | No | - | - | Yes | 2530 | 7000 | No | - | - | No | - | - | - | - | - | No | - | - | No | - | - | No | - | - | - | - | 4.747 | 4.633 | 5.132 | 5.938 | 5.583 | 5.536 | 400 | 623 | 1791 | 856 | 1077 | 2389 | 3 | 3 | 3.5 | 3.686 | 4.278 | 4.939 | 4.036 | 4.557 | 4.955 | 2854 | 1039 | 158 | 893 | 458 | 103 | 2 | 2.5 | 3 | No | - | - | - | - | N/A | N/A | N/A | 9 | 3.736 | 3.6357
[SEER Non Multi-Split <=65kW] GEMS (Air Conditioners up to 65kW) Determination 2019 | MEPS 2019 | AS/NZS 3823.1.2:2012 | SUZ-M71VAD-A/SEZ-M71DA | SUZ-M50VAD-A/SEZ-M50DA Series | N/A | MITSUBISHI ELECTRIC | N/A | Ducted | Single Split System | - | Air | Air | Thailand | 2.14 | N/A | 7.1 | N/A | N/A | N/A | N/A | N/A | 2.22 | 8 | Enthalpy Test Room | 3.3571 | 3.6753 | N/A | - | N/A | N/A | N/A | N/A | N/A | N/A | N/A | N/A | N/A | N/A | N/A | N/A | N/A | N/A | N/A | N/A | N/A | Single | R32 | Australia,New Zealand | 146842 | 2027-05-12 |  | Approved | Reverse Cycle | N/A | Yes | Class 10 | Yes | N/A | N/A | N/A | N/A | N/A | N/A | N/A | Available | N/A | N/A | http://www.MitsubishiElectric.com.au/ | http://www.mitsubishielectric.com.au | N/A |  |  | AAC6684 | Yes | Variable output compressor | Inverter | No | - | 7100 | 2.14 | - | 780 | 3550 | No | - | - | - | 1955.96 | 7646.7 | No | 712.92 | 3823.35 | No | - | - | 8000 | 2.22 | 770 | 4000 | No | - | - | Yes | 2750 | 7100 | No | - | - | No | - | - | - | - | - | No | - | - | No | - | - | No | - | - | - | - | 4.166 | 4.058 | 4.457 | 5.153 | 4.844 | 4.796 | 459 | 715 | 2065 | 989 | 1244 | 2761 | 2.5 | 2.5 | 2.5 | 3.562 | 4.13 | 4.75 | 3.893 | 4.39 | 4.764 | 2952 | 1076 | 164 | 925 | 475 | 106 | 2 | 2.5 | 3 | No | - | - | - | - | N/A | N/A | N/A | 9 | 3.2713 | 3.5549
[SEER Non Multi-Split <=65kW] GEMS (Air Conditioners up to 65kW) Determination 2019 | MEPS 2019 | AS/NZS 3823.1.2:2012 | SUZ-M71VAD-A/SEZ-M71DAL | SUZ-M50VAD-A/SEZ-M50DA Series | N/A | MITSUBISHI ELECTRIC | N/A | Ducted | Single Split System | - | Air | Air | Thailand | 2.14 | N/A | 7.1 | N/A | N/A | N/A | N/A | N/A | 2.22 | 8 | Enthalpy Test Room | 3.3571 | 3.6753 | N/A | - | N/A | N/A | N/A | N/A | N/A | N/A | N/A | N/A | N/A | N/A | N/A | N/A | N/A | N/A | N/A | N/A | N/A | Single | R32 | Australia,New Zealand | 146842 | 2027-05-12 |  | Approved | Reverse Cycle | N/A | Yes | Class 10 | Yes | N/A | N/A | N/A | N/A | N/A | N/A | N/A | Available | N/A | N/A | http://www.MitsubishiElectric.com.au/ | http://www.mitsubishielectric.com.au | N/A |  |  | AAC6684 | Yes | Variable output compressor | Inverter | No | - | 7100 | 2.14 | - | 780 | 3550 | No | - | - | - | 1955.96 | 7646.7 | No | 712.92 | 3823.35 | No | - | - | 8000 | 2.22 | 770 | 4000 | No | - | - | Yes | 2750 | 7100 | No | - | - | No | - | - | - | - | - | No | - | - | No | - | - | No | - | - | - | - | 4.166 | 4.058 | 4.457 | 5.153 | 4.844 | 4.796 | 459 | 715 | 2065 | 989 | 1244 | 2761 | 2.5 | 2.5 | 2.5 | 3.562 | 4.13 | 4.75 | 3.893 | 4.39 | 4.764 | 2952 | 1076 | 164 | 925 | 475 | 106 | 2 | 2.5 | 3 | No | - | - | - | - | N/A | N/A | N/A | 9 | 3.2713 | 3.5549
[SEER Non Multi-Split <=65kW] GEMS (Air Conditioners up to 65kW) Determination 2019 | MEPS 2019 | AS/NZS 3823.1.1:2012 | DXC05Z5-S / DXK05Z5-S | SRK/DXK** ZMP/Z5 | N/A | MITSUBISHI HEAVY INDUSTRIES | N/A | Non Ducted | Single Split System | Wall Hung | Air | Air | Thailand | 0.42 | 1.69 | 1.7 | N/A | N/A | N/A | N/A | N/A | 0.465 | 2 | Calorimeter Room | 3.8851 | 4.4066 | Yes | - | N/A | 4.6 | 4.7 | N/A | N/A | N/A | N/A | N/A | 3.751 | 4.2674 | N/A | N/A | 3.002 | 4.0347 | 3 | 4 | Calorimeter Room | Single | R410A | Australia,Fiji,New Zealand | 126286 | 2025-04-01 |  | Approved | Reverse Cycle | N/A | No | Class 8 | No | Yes | N/A | N/A | N/A | N/A | N/A | 3.8851 | Available | N/A | N/A | http://www.mhiaa.com.au/ | http://www.mhiaa.com.au | Yes |  | https://reg.energyrating.gov.au/static/common/images/star_ratings_2014/aircon_rating_3_4.png | AAC4422 | Yes | Variable output compressor | Inverter | No | - | 1700 | 0.42 | - | 305 | 850 | No | - | - | - | 383.88 | 1830.9 | No | 278.77 | 915.45 | No | - | - | 2000 | 0.465 | 195 | 1000 | No | - | - | Yes | 1290 | 3100 | No | - | - | No | - | - | - | - | - | No | - | - | No | - | - | No | - | - | 59 | 54 | 2.91 | 3.02 | 3.494 | 3.446 | 3.358 | 3.654 | 153 | 225 | 625 | 351 | 426 | 863 | 1 | 1.5 | 1.5 | 4.133 | 4.413 | 4.725 | 4.28 | 4.524 | 4.717 | 643 | 259 | 48 | 216 | 121 | 32 | 2.5 | 2.5 | 3 | No | - | - | - | - | N/A | N/A | N/A | 4.9281 | 3.8932 | 4.1523
[SEER Non Multi-Split <=65kW] GEMS (Air Conditioners up to 65kW) Determination 2019 | MEPS 2019 | AS/NZS 3823.1.1:2012 | DXC05ZTLA-W/DXK05ZTLA-W | SRK15/DXK05ZTLA-WF | N/A | MITSUBISHI HEAVY INDUSTRIES | N/A | Non Ducted | Single Split System | Wall Hung | Air | Air | Thailand | 0.35 | N/A | 1.5 | N/A | N/A | N/A | N/A | N/A | 0.42 | 2 | Calorimeter Room | 4.7278 | 5.0397 | N/A | - | N/A | N/A | N/A | N/A | N/A | N/A | N/A | N/A | N/A | N/A | N/A | N/A | N/A | N/A | N/A | N/A | N/A | Single | R32 | Australia,Fiji,New Zealand | 149961 | 2027-10-11 |  | Approved | Reverse Cycle | N/A | No | Class 8 | No | N/A | N/A | N/A | N/A | N/A | N/A | N/A | Available | N/A | N/A | http://www.mhiaa.com.au/ | http://www.mhiaa.com.au/ | N/A |  |  | AAC7089 | Yes | Variable output compressor | Inverter | No | - | 1500 | 0.35 | - | 200 | 750 | No | - | - | - | 319.9 | 1615.5 | No | 182.8 | 807.75 | No | - | - | 2000 | 0.42 | 180 | 1000 | No | - | - | Yes | 1215 | 3100 | No | - | - | No | - | - | - | - | - | No | - | - | No | - | - | No | - | - | 51 | 56 | 3.183 | 3.342 | 4.122 | 4.18 | 4.087 | 4.431 | 118 | 172 | 461 | 249 | 303 | 622 | 1.5 | 1.5 | 2.5 | 4.515 | 4.814 | 5.124 | 4.659 | 4.918 | 5.112 | 593 | 243 | 49 | 203 | 115 | 34 | 3 | 3 | 3.5 | No | - | - | - | - | N/A | N/A | N/A | 6.5 | 4.0326 | 4.5252
[SEER Non Multi-Split <=65kW] GEMS (Air Conditioners up to 65kW) Determination 2019 | MEPS 2019 | AS/NZS 3823.1.1:2012 | DXC05ZTLA-W/DXK05ZTLA-WF | SRK15/DXK05ZTLA-WF | N/A | MITSUBISHI HEAVY INDUSTRIES | N/A | Non Ducted | Single Split System | Wall Hung | Air | Air | Thailand | 0.35 | N/A | 1.5 | N/A | N/A | N/A | N/A | N/A | 0.42 | 2 | Calorimeter Room | 4.7278 | 5.0397 | N/A | - | N/A | N/A | N/A | N/A | N/A | N/A | N/A | N/A | N/A | N/A | N/A | N/A | N/A | N/A | N/A | N/A | N/A | Single | R32 | Australia,Fiji,New Zealand | 149961 | 2027-10-11 |  | Approved | Reverse Cycle | N/A | No | Class 8 | No | N/A | N/A | N/A | N/A | N/A | N/A | N/A | Available | N/A | N/A | http://www.mhiaa.com.au/ | http://www.mhiaa.com.au/ | N/A |  |  | AAC7089 | Yes | Variable output compressor | Inverter | No | - | 1500 | 0.35 | - | 200 | 750 | No | - | - | - | 319.9 | 1615.5 | No | 182.8 | 807.75 | No | - | - | 2000 | 0.42 | 180 | 1000 | No | - | - | Yes | 1215 | 3100 | No | - | - | No | - | - | - | - | - | No | - | - | No | - | - | No | - | - | 51 | 56 | 3.183 | 3.342 | 4.122 | 4.18 | 4.087 | 4.431 | 118 | 172 | 461 | 249 | 303 | 622 | 1.5 | 1.5 | 2.5 | 4.515 | 4.814 | 5.124 | 4.659 | 4.918 | 5.112 | 593 | 243 | 49 | 203 | 115 | 34 | 3 | 3 | 3.5 | No | - | - | - | - | N/A | N/A | N/A | 6.5 | 4.0326 | 4.5252
[SEER Non Multi-Split <=65kW] GEMS (Air Conditioners up to 65kW) Determination 2019 | MEPS 2019 | AS/NZS 3823.1.1:2012 | DXC06ZSA-W / DXK06ZSA-W | SRK/DXK_20/06ZSA-W | N/A | MITSUBISHI HEAVY INDUSTRIES | 0.1 | Non Ducted | Single Split System | Wall Hung | Air | Air | Thailand | 0.41 | 1.9 | 2 | N/A | 3.3157 | 3.203 | 0.966 | N/A | 0.56 | 2.7 | Calorimeter Room | 4.871 | 4.8887 | Yes | - | N/A | 3 | 3 | N/A | N/A | N/A | N/A | N/A | 4.7538 | 4.8013 | N/A | N/A | 5.0075 | 5.1026 | 5 | 5 | Calorimeter Room | Single | R32 | Australia,Fiji,New Zealand | 125423 | 2025-04-01 |  | Approved | Reverse Cycle | N/A | Yes | Class 8 | Yes | Yes | N/A | Yes | Yes | Yes | N/A | 4.871 | Available | N/A | N/A | http://www.mhiaa.com.au/ | http://www.mhiaa.com.au | Yes |  | https://reg.energyrating.gov.au/static/common/images/star_ratings_2014/aircon_rating_5_5.png | AAC4356 | Yes | Variable output compressor | Inverter | No | - | 2000 | 0.41 | - | 150 | 1000 | No | - | - | - | 374.74 | 2154 | No | 137.1 | 1077 | No | - | - | 2700 | 0.56 | 230 | 1350 | No | - | - | Yes | 970 | 3200 | No | - | - | No | - | - | - | - | - | No | - | - | No | - | - | No | - | - | 49 | 56 | 5.589 | 5.554 | 6.386 | 7.255 | 6.875 | 6.932 | 93 | 143 | 402 | 195 | 244 | 535 | 4 | 4 | 4.5 | 4.655 | 5.013 | 5.404 | 4.839 | 5.157 | 5.397 | 765 | 301 | 50 | 253 | 138 | 33 | 3 | 3.5 | 3.5 | No | - | - | - | - | N/A | N/A | N/A | 3.267 | 4.7501 | 4.7282
[SEER Non Multi-Split <=65kW] GEMS (Air Conditioners up to 65kW) Determination 2019 | MEPS 2019 | AS/NZS 3823.1.1:2012 | DXC06ZSA-W/DXK06ZSA-WF | SRK20/DXK06ZSA-WF | N/A | MITSUBISHI HEAVY INDUSTRIES | N/A | Non Ducted | Single Split System | Wall Hung | Air | Air | Thailand | 0.41 | N/A | 2 | N/A | N/A | N/A | N/A | N/A | 0.56 | 2.7 | Calorimeter Room | 4.8592 | 4.8799 | N/A | - | N/A | N/A | N/A | N/A | N/A | N/A | N/A | N/A | N/A | N/A | N/A | N/A | N/A | N/A | N/A | N/A | N/A | Single | R32 | Australia,Fiji,New Zealand | 156194 | 2028-08-27 |  | Approved | Reverse Cycle | N/A | Yes | Class 8 | Yes | N/A | N/A | N/A | N/A | N/A | N/A | N/A | Available | N/A | N/A | http://www.mhiaa.com.au/ | http://www.mhiaa.com.au/ | N/A |  |  | AAC7741 | Yes | Variable output compressor | Inverter | No | - | 2000 | 0.41 | - | 150 | 1000 | No | - | - | - | 374.74 | 2154 | Yes | 133 | 1075 | No | - | - | 2700 | 0.56 | 230 | 1350 | No | - | - | Yes | 970 | 3200 | No | - | - | No | - | - | - | - | - | No | - | - | No | - | - | No | - | - | 49 | 56 | 5.54 | 5.531 | 6.48 | 7.532 | 7.076 | 7.131 | 93 | 143 | 395 | 186 | 236 | 519 | 4 | 4 | 4.5 | 4.655 | 5.013 | 5.404 | 4.839 | 5.157 | 5.397 | 766 | 303 | 51 | 254 | 139 | 34 | 3 | 3.5 | 3.5 | No | - | - | - | - | N/A | N/A | N/A | 3.8013 | 4.7298 | 4.7133
[SEER Non Multi-Split <=65kW] GEMS (Air Conditioners up to 65kW) Determination 2019 | MEPS 2019 | AS/NZS 3823.1.1:2012 | DXC06ZSA-W/DXK06ZSA-WF1 | SRK20/DXK06ZSA-WF1 | N/A | MITSUBISHI HEAVY INDUSTRIES | N/A | Non Ducted | Single Split System | Wall Hung | Air | Air | Thailand | 0.41 | N/A | 2 | N/A | N/A | N/A | N/A | N/A | 0.56 | 2.7 | Calorimeter Room | 4.8592 | 4.8799 | N/A | - | N/A | N/A | N/A | N/A | N/A | N/A | N/A | N/A | N/A | N/A | N/A | N/A | N/A | N/A | N/A | N/A | N/A | Single | R32 | Australia,New Zealand | 161010 | 2029-05-14 |  | Approved | Reverse Cycle | N/A | Yes | Class 8 | Yes | N/A | N/A | N/A | N/A | N/A | N/A | N/A | Available | N/A | N/A | http://www.mhiaa.com.au/ | http://www.mhiaa.com.au/ | N/A |  |  | AAC8239 | Yes | Variable output compressor | Inverter | No | - | 2000 | 0.41 | - | 150 | 1000 | No | - | - | - | 374.74 | 2154 | Yes | 132 | 1075 | No | - | - | 2700 | 0.56 | 230 | 1350 | No | - | - | Yes | 970 | 3200 | No | - | - | No | - | - | - | - | - | No | - | - | No | - | - | No | - | - | 49 | 56 | 5.57 | 5.558 | 6.519 | 7.635 | 7.152 | 7.195 | 92 | 142 | 393 | 184 | 233 | 514 | 4 | 4 | 5 | 4.655 | 5.013 | 5.404 | 4.839 | 5.157 | 5.397 | 766 | 303 | 51 | 254 | 139 | 34 | 3 | 3.5 | 3.5 | No | - | - | - | - | N/A | N/A | N/A | 3.8013 | 4.7298 | 4.7133
[SEER Non Multi-Split <=65kW] GEMS (Air Conditioners up to 65kW) Determination 2019 | MEPS 2019 | AS/NZS 3823.1.1:2012 | DXC07ZTLA-W/DXK07ZTLA-W | SRK20/DXK07ZTLA-WF | N/A | MITSUBISHI HEAVY INDUSTRIES | N/A | Non Ducted | Single Split System | Wall Hung | Air | Air | Thailand | 0.51 | N/A | 2 | N/A | N/A | N/A | N/A | N/A | 0.64 | 2.7 | Calorimeter Room | 4.0255 | 4.3169 | N/A | - | N/A | N/A | N/A | N/A | N/A | N/A | N/A | N/A | N/A | N/A | N/A | N/A | N/A | N/A | N/A | N/A | N/A | Single | R32 | Australia,Fiji,New Zealand | 149968 | 2027-10-10 |  | Approved | Reverse Cycle | N/A | No | Class 8 | No | N/A | N/A | N/A | N/A | N/A | N/A | N/A | Available | N/A | N/A | http://www.mhiaa.com.au/ | http://www.mhiaa.com.au/ | N/A |  |  | AAC7085 | Yes | Variable output compressor | Inverter | No | - | 2000 | 0.51 | - | 185 | 1000 | No | - | - | - | 466.14 | 2154 | No | 169.09 | 1077 | No | - | - | 2700 | 0.64 | 240 | 1350 | No | - | - | Yes | 1230 | 3200 | No | - | - | No | - | - | - | - | - | No | - | - | No | - | - | No | - | - | 52 | 57 | 4.072 | 4.13 | 5.009 | 5.587 | 5.342 | 5.502 | 123 | 187 | 507 | 248 | 309 | 669 | 2.5 | 2.5 | 3.5 | 4.2 | 4.646 | 5.159 | 4.462 | 4.856 | 5.164 | 854 | 333 | 60 | 280 | 153 | 41 | 2.5 | 3 | 3.5 | No | - | - | - | - | N/A | N/A | N/A | 6.5 | 3.7596 | 4.0787
[SEER Non Multi-Split <=65kW] GEMS (Air Conditioners up to 65kW) Determination 2019 | MEPS 2019 | AS/NZS 3823.1.1:2012 | DXC07ZTLA-W/DXK07ZTLA-WF | SRK20/DXK07ZTLA-WF | N/A | MITSUBISHI HEAVY INDUSTRIES | N/A | Non Ducted | Single Split System | Wall Hung | Air | Air | Thailand | 0.51 | N/A | 2 | N/A | N/A | N/A | N/A | N/A | 0.64 | 2.7 | Calorimeter Room | 4.0255 | 4.3169 | N/A | - | N/A | N/A | N/A | N/A | N/A | N/A | N/A | N/A | N/A | N/A | N/A | N/A | N/A | N/A | N/A | N/A | N/A | Single | R32 | Australia,Fiji,New Zealand | 149968 | 2027-10-10 |  | Approved | Reverse Cycle | N/A | No | Class 8 | No | N/A | N/A | N/A | N/A | N/A | N/A | N/A | Available | N/A | N/A | http://www.mhiaa.com.au/ | http://www.mhiaa.com.au/ | N/A |  |  | AAC7085 | Yes | Variable output compressor | Inverter | No | - | 2000 | 0.51 | - | 185 | 1000 | No | - | - | - | 466.14 | 2154 | No | 169.09 | 1077 | No | - | - | 2700 | 0.64 | 240 | 1350 | No | - | - | Yes | 1230 | 3200 | No | - | - | No | - | - | - | - | - | No | - | - | No | - | - | No | - | - | 52 | 57 | 4.072 | 4.13 | 5.009 | 5.587 | 5.342 | 5.502 | 123 | 187 | 507 | 248 | 309 | 669 | 2.5 | 2.5 | 3.5 | 4.2 | 4.646 | 5.159 | 4.462 | 4.856 | 5.164 | 854 | 333 | 60 | 280 | 153 | 41 | 2.5 | 3 | 3.5 | No | - | - | - | - | N/A | N/A | N/A | 6.5 | 3.7596 | 4.0787
[SEER Non Multi-Split <=65kW] GEMS (Air Conditioners up to 65kW) Determination 2019 | MEPS 2019 | AS/NZS 3823.1.1:2012 | DXC09ZSA-W / DXK09ZSA-W | SRK/DXK_25/09ZSA-W | N/A | MITSUBISHI HEAVY INDUSTRIES | 0.17 | Non Ducted | Single Split System | Wall Hung | Air | Air | Thailand | 0.51 | 2.33 | 2.5 | N/A | 3.2356 | 3.996 | 1.235 | N/A | 0.65 | 3.2 | Calorimeter Room | 4.8255 | 5.0986 | Yes | - | N/A | 3 | 3 | N/A | N/A | N/A | N/A | N/A | 4.8843 | 4.9622 | N/A | N/A | 5.2687 | 5.4245 | 5 | 5 | Calorimeter Room | Single | R32 | Australia,Fiji,New Zealand | 125459 | 2025-04-01 |  | Approved | Reverse Cycle | N/A | Yes | Class 8 | Yes | Yes | N/A | Yes | Yes | Yes | N/A | 4.9822 | Available | N/A | N/A | http://www.mhiaa.com.au/ | http://www.mhiaa.com.au | Yes |  | https://reg.energyrating.gov.au/static/common/images/star_ratings_2014/aircon_rating_5_5.png | AAC4364 | Yes | Variable output compressor | Inverter | No | - | 2500 | 0.51 | - | 210 | 1250 | No | - | - | - | 466.14 | 2692.5 | No | 191.94 | 1346.25 | No | - | - | 3200 | 0.65 | 280 | 1600 | No | - | - | Yes | 1230 | 3950 | No | - | - | No | - | - | - | - | - | No | - | - | No | - | - | No | - | - | 53 | 58 | 5.383 | 5.361 | 6.041 | 6.737 | 6.407 | 6.486 | 123 | 188 | 534 | 264 | 329 | 717 | 3.5 | 3.5 | 4.5 | 4.637 | 4.957 | 5.271 | 4.78 | 5.061 | 5.258 | 909 | 360 | 60 | 302 | 165 | 39 | 3 | 3 | 3.5 | No | - | - | - | - | N/A | N/A | N/A | 3.4357 | 4.7928 | 4.8367
[SEER Non Multi-Split <=65kW] GEMS (Air Conditioners up to 65kW) Determination 2019 | MEPS 2019 | AS/NZS 3823.1.1:2012 | DXC09ZSA-W/DXK09ZSA-WF | SRK25/DXK09ZSA-WF | N/A | MITSUBISHI HEAVY INDUSTRIES | N/A | Non Ducted | Single Split System | Wall Hung | Air | Air | Thailand | 0.51 | N/A | 2.5 | N/A | N/A | N/A | N/A | N/A | 0.65 | 3.2 | Calorimeter Room | 4.816 | 5.0908 | N/A | - | N/A | N/A | N/A | N/A | N/A | N/A | N/A | N/A | N/A | N/A | N/A | N/A | N/A | N/A | N/A | N/A | N/A | Single | R32 | Australia,Fiji,New Zealand | 156204 | 2028-08-27 |  | Approved | Reverse Cycle | N/A | Yes | Class 8 | Yes | N/A | N/A | N/A | N/A | N/A | N/A | N/A | Available | N/A | N/A | http://www.mhiaa.com.au/ | http://www.mhiaa.com.au/ | N/A |  |  | AAC7742 | Yes | Variable output compressor | Inverter | No | - | 2500 | 0.51 | - | 210 | 1250 | No | - | - | - | 466.14 | 2692.5 | Yes | 185 | 1345 | No | - | - | 3200 | 0.65 | 280 | 1600 | No | - | - | Yes | 1230 | 3950 | No | - | - | No | - | - | - | - | - | No | - | - | - | - | - | No | - | - | 53 | 58 | 5.446 | 5.431 | 6.195 | 7.148 | 6.711 | 6.751 | 120 | 184 | 519 | 248 | 313 | 688 | 3.5 | 3.5 | 4.5 | 4.637 | 4.957 | 5.271 | 4.78 | 5.061 | 5.258 | 910 | 361 | 60 | 303 | 166 | 40 | 3 | 3 | 3.5 | No | - | - | - | - | N/A | N/A | N/A | 3.8013 | 4.7815 | 4.8276
[SEER Non Multi-Split <=65kW] GEMS (Air Conditioners up to 65kW) Determination 2019 | MEPS 2019 | AS/NZS 3823.1.1:2012 | DXC09ZSA-W/DXK09ZSA-WF1 | SRK25/DXK09ZSA-WF1 | N/A | MITSUBISHI HEAVY INDUSTRIES | N/A | Non Ducted | Single Split System | Wall Hung | Air | Air | Thailand | 0.51 | N/A | 2.5 | N/A | N/A | N/A | N/A | N/A | 0.65 | 3.2 | Calorimeter Room | 4.902 | 5.0908 | N/A | - | N/A | N/A | N/A | N/A | N/A | N/A | N/A | N/A | N/A | N/A | N/A | N/A | N/A | N/A | N/A | N/A | N/A | Single | R32 | Australia,New Zealand | 161026 | 2029-05-14 |  | Approved | Reverse Cycle | N/A | Yes | Class 8 | Yes | N/A | N/A | N/A | N/A | N/A | N/A | N/A | Available | N/A | N/A | http://www.mhiaa.com.au/ | http://www.mhiaa.com.au/ | N/A |  |  | AAC8237 | Yes | Variable output compressor | Inverter | No | - | 2500 | 0.51 | - | 215 | 1250 | No | - | - | - | 466.14 | 2692.5 | Yes | 175 | 1345 | No | - | - | 3200 | 0.65 | 280 | 1600 | No | - | - | Yes | 1230 | 3950 | No | - | - | No | - | - | - | - | - | No | - | - | No | - | - | No | - | - | 53 | 58 | 5.703 | 5.671 | 6.527 | 8.197 | 7.428 | 7.33 | 115 | 176 | 492 | 215 | 282 | 633 | 4 | 4 | 5 | 4.637 | 4.957 | 5.271 | 4.78 | 5.061 | 5.258 | 910 | 361 | 60 | 303 | 166 | 40 | 3 | 3 | 3.5 | No | - | - | - | - | N/A | N/A | N/A | 3.8013 | 4.7815 | 4.8276
[SEER Non Multi-Split <=65kW] GEMS (Air Conditioners up to 65kW) Determination 2019 | MEPS 2019 | AS/NZS 3823.1.1:2012 | DXC09ZTLA-W/DXK09ZTLA-W | SRK25/DXK09ZTLA-WF | N/A | MITSUBISHI HEAVY INDUSTRIES | N/A | Non Ducted | Single Split System | Wall Hung | Air | Air | Thailand | 0.58 | N/A | 2.5 | N/A | N/A | N/A | N/A | N/A | 0.66 | 3 | Calorimeter Room | 4.3299 | 4.7 | N/A | - | N/A | N/A | N/A | N/A | N/A | N/A | N/A | N/A | N/A | N/A | N/A | N/A | N/A | N/A | N/A | N/A | N/A | Single | R32 | Australia,Fiji,New Zealand | 149998 | 2027-10-10 |  | Approved | Reverse Cycle | N/A | No | Class 8 | No | N/A | N/A | N/A | N/A | N/A | N/A | N/A | Available | N/A | N/A | http://www.mhiaa.com.au/ | http://www.mhiaa.com.au/ | N/A |  |  | AAC7084 | Yes | Variable output compressor | Inverter | No | - | 2500 | 0.58 | - | 240 | 1250 | No | - | - | - | 530.12 | 2692.5 | Yes | 195 | 1350 | No | - | - | 3000 | 0.66 | 260 | 1500 | No | - | - | Yes | 1390 | 3800 | No | - | - | No | - | - | - | - | - | No | - | - | No | - | - | No | - | - | 55 | 58 | 4.915 | 4.914 | 5.768 | 7.236 | 6.568 | 6.519 | 131 | 201 | 555 | 242 | 317 | 709 | 3 | 3 | 4 | 4.449 | 4.851 | 5.302 | 4.674 | 5.028 | 5.301 | 892 | 350 | 60 | 294 | 160 | 40 | 2.5 | 3 | 3.5 | No | - | - | - | - | N/A | N/A | N/A | 5.2 | 4.1836 | 4.4275
[SEER Non Multi-Split <=65kW] GEMS (Air Conditioners up to 65kW) Determination 2019 | MEPS 2019 | AS/NZS 3823.1.1:2012 | DXC09ZTLA-W/DXK09ZTLA-WF | SRK25/DXK09ZTLA-WF | N/A | MITSUBISHI HEAVY INDUSTRIES | N/A | Non Ducted | Single Split System | Wall Hung | Air | Air | Thailand | 0.58 | N/A | 2.5 | N/A | N/A | N/A | N/A | N/A | 0.66 | 3 | Calorimeter Room | 4.3299 | 4.7 | N/A | - | N/A | N/A | N/A | N/A | N/A | N/A | N/A | N/A | N/A | N/A | N/A | N/A | N/A | N/A | N/A | N/A | N/A | Single | R32 | Australia,Fiji,New Zealand | 149998 | 2027-10-10 |  | Approved | Reverse Cycle | N/A | No | Class 8 | No | N/A | N/A | N/A | N/A | N/A | N/A | N/A | Available | N/A | N/A | http://www.mhiaa.com.au/ | http://www.mhiaa.com.au/ | N/A |  |  | AAC7084 | Yes | Variable output compressor | Inverter | No | - | 2500 | 0.58 | - | 240 | 1250 | No | - | - | - | 530.12 | 2692.5 | Yes | 195 | 1350 | No | - | - | 3000 | 0.66 | 260 | 1500 | No | - | - | Yes | 1390 | 3800 | No | - | - | No | - | - | - | - | - | No | - | - | No | - | - | No | - | - | 55 | 58 | 4.915 | 4.914 | 5.768 | 7.236 | 6.568 | 6.519 | 131 | 201 | 555 | 242 | 317 | 709 | 3 | 3 | 4 | 4.449 | 4.851 | 5.302 | 4.674 | 5.028 | 5.301 | 892 | 350 | 60 | 294 | 160 | 40 | 2.5 | 3 | 3.5 | No | - | - | - | - | N/A | N/A | N/A | 5.2 | 4.1836 | 4.4275
[SEER Non Multi-Split <=65kW] GEMS (Air Conditioners up to 65kW) Determination 2019 | MEPS 2019 | AS/NZS 3823.1.1:2012 | DXC12ZSA-W / DXK12ZSA-W | SRK/DXK_35/12ZSA-W | N/A | MITSUBISHI HEAVY INDUSTRIES | 0.59 | Non Ducted | Single Split System | Wall Hung | Air | Air | Thailand | 0.82 | 2.91 | 3.5 | N/A | 3.2543 | 4.019 | 1.235 | N/A | 0.81 | 3.7 | Calorimeter Room | 4.2355 | 4.7768 | Yes | - | N/A | 3 | 3 | N/A | N/A | N/A | N/A | N/A | 4.2578 | 4.6564 | N/A | N/A | 4.0155 | 4.8128 | 4 | 4.5 | Calorimeter Room | Single | R32 | Australia,Fiji,New Zealand | 125498 | 2025-04-01 |  | Approved | Reverse Cycle | N/A | Yes | Class 8 | Yes | Yes | N/A | Yes | Yes | Yes | N/A | 4.3108 | Available | N/A | N/A | http://www.mhiaa.com.au/ | http://www.mhiaa.com.au | N/A |  | https://reg.energyrating.gov.au/static/common/images/star_ratings_2014/aircon_rating_4_4.5.png | AAC4363 | Yes | Variable output compressor | Inverter | No | - | 3500 | 0.82 | - | 305 | 1750 | No | - | - | - | 749.48 | 3769.5 | No | 278.77 | 1884.75 | No | - | - | 3700 | 0.81 | 320 | 1850 | No | - | - | Yes | 1235 | 4000 | No | - | - | No | - | - | - | - | - | No | - | - | No | - | - | No | - | - | 57 | 62 | 5.344 | 5.203 | 5.681 | 6.552 | 6.16 | 6.099 | 177 | 276 | 800 | 384 | 483 | 1071 | 3.5 | 3.5 | 4 | 4.449 | 4.866 | 5.314 | 4.67 | 5.04 | 5.312 | 1093 | 421 | 66 | 356 | 190 | 43 | 2.5 | 3 | 3.5 | No | - | - | - | - | N/A | N/A | N/A | 3.1182 | 4.2141 | 4.5092
[SEER Non Multi-Split <=65kW] GEMS (Air Conditioners up to 65kW) Determination 2019 | MEPS 2019 | AS/NZS 3823.1.1:2012 | DXC12ZSA-W/DXK12ZSA-WF | SRK35/DXK12ZSA-WF | N/A | MITSUBISHI HEAVY INDUSTRIES | N/A | Non Ducted | Single Split System | Wall Hung | Air | Air | Thailand | 0.82 | N/A | 3.5 | N/A | N/A | N/A | N/A | N/A | 0.81 | 3.7 | Calorimeter Room | 4.2303 | 4.7707 | N/A | - | N/A | N/A | N/A | N/A | N/A | N/A | N/A | N/A | N/A | N/A | N/A | N/A | N/A | N/A | N/A | N/A | N/A | Single | R32 | Australia,Fiji,New Zealand | 156224 | 2028-08-21 |  | Approved | Reverse Cycle | N/A | Yes | Class 8 | Yes | N/A | N/A | N/A | N/A | N/A | N/A | N/A | Available | N/A | N/A | http://www.mhiaa.com.au/ | http://www.mhiaa.com.au/ | N/A |  |  | AAC7725 | Yes | Variable output compressor | Inverter | No | - | 3500 | 0.82 | - | 310 | 1750 | No | - | - | - | 749.48 | 3769.5 | No | 283.34 | 1884.75 | No | - | - | 3700 | 0.81 | 320 | 1850 | No | - | - | Yes | 1235 | 4000 | No | - | - | No | - | - | - | - | - | No | - | - | No | - | - | No | - | - | 57 | 62 | 5.183 | 5.076 | 5.598 | 6.41 | 6.043 | 6.015 | 181 | 281 | 810 | 392 | 491 | 1085 | 3.5 | 3.5 | 4 | 4.449 | 4.866 | 5.314 | 4.67 | 5.04 | 5.312 | 1095 | 423 | 68 | 357 | 192 | 44 | 2.5 | 3 | 3.5 | No | - | - | - | - | N/A | N/A | N/A | 3.8013 | 4.2024 | 4.4966
[SEER Non Multi-Split <=65kW] GEMS (Air Conditioners up to 65kW) Determination 2019 | MEPS 2019 | AS/NZS 3823.1.1:2012 | DXC12ZSA-W/DXK12ZSA-WF1 | SRK35/DXK12ZSA-WF1 | N/A | MITSUBISHI HEAVY INDUSTRIES | N/A | Non Ducted | Single Split System | Wall Hung | Air | Air | Thailand | 0.82 | N/A | 3.5 | N/A | N/A | N/A | N/A | N/A | 0.81 | 3.7 | Calorimeter Room | 4.2576 | 4.7707 | N/A | - | N/A | N/A | N/A | N/A | N/A | N/A | N/A | N/A | N/A | N/A | N/A | N/A | N/A | N/A | N/A | N/A | N/A | Single | R32 | Australia,New Zealand | 161119 | 2029-05-13 |  | Approved | Reverse Cycle | N/A | Yes | Class 8 | Yes | N/A | N/A | N/A | N/A | N/A | N/A | N/A | Available | N/A | N/A | http://www.mhiaa.com.au/ | http://www.mhiaa.com.au/ | N/A |  |  | AAC8229 | Yes | Variable output compressor | Inverter | No | - | 3500 | 0.82 | - | 295 | 1750 | No | - | - | - | 749.48 | 3769.5 | Yes | 250 | 1885 | No | - | - | 3700 | 0.81 | 320 | 1850 | No | - | - | Yes | 1235 | 4000 | No | - | - | No | - | - | - | - | - | No | - | - | No | - | - | No | - | - | 57 | 62 | 5.676 | 5.503 | 6.132 | 7.7 | 6.998 | 6.801 | 165 | 259 | 738 | 325 | 423 | 958 | 4 | 4 | 4.5 | 4.449 | 4.866 | 5.314 | 4.67 | 5.04 | 5.312 | 1095 | 423 | 68 | 357 | 192 | 44 | 2.5 | 3 | 3.5 | No | - | - | - | - | N/A | N/A | N/A | 3.8013 | 4.2024 | 4.4966
[SEER Non Multi-Split <=65kW] GEMS (Air Conditioners up to 65kW) Determination 2019 | MEPS 2019 | AS/NZS 3823.1.1:2012 | DXC12ZTLA-W/DXK12ZTLA-W | SRK35/DXK12ZTLA-W | N/A | MITSUBISHI HEAVY INDUSTRIES | N/A | Non Ducted | Single Split System | Wall Hung | Air | Air | Thailand | 0.9 | N/A | 3.3 | N/A | N/A | N/A | N/A | N/A | 0.9 | 3.8 | Calorimeter Room | 3.6826 | 4.3442 | N/A | 56 | N/A | N/A | N/A | N/A | N/A | N/A | N/A | N/A | N/A | N/A | N/A | N/A | N/A | N/A | N/A | N/A | N/A | Single | R32 | Australia,Fiji,New Zealand | 150152 | 2027-10-11 |  | Approved | Reverse Cycle | N/A | No | Class 8 | No | N/A | N/A | N/A | N/A | N/A | N/A | N/A | Available | N/A | N/A | http://www.mhiaa.com.au/ | http://www.mhiaa.com.au/ | N/A |  |  | AAC7093 | Yes | Variable output compressor | Inverter | No | - | 3300 | 0.9 | - | 320 | 1650 | No | - | - | - | 822.6 | 3554.1 | Yes | 270 | 1780 | No | - | - | 3800 | 0.9 | 330 | 1900 | No | - | - | Yes | 1370 | 3900 | No | - | - | No | - | - | - | - | - | No | - | - | No | - | - | No | - | - | 59 | 61 | 4.789 | 4.667 | 5.288 | 6.649 | 6.043 | 5.898 | 182 | 285 | 805 | 352 | 460 | 1040 | 3 | 3 | 3.5 | 4.175 | 4.705 | 5.276 | 4.475 | 4.94 | 5.284 | 1200 | 452 | 73 | 385 | 203 | 48 | 2.5 | 3 | 3.5 | No | - | - | - | - | N/A | N/A | N/A | 5.2 | 3.5964 | 4.1413
[SEER Non Multi-Split <=65kW] GEMS (Air Conditioners up to 65kW) Determination 2019 | MEPS 2019 | AS/NZS 3823.1.1:2012 | DXC12ZTLA-W/DXK12ZTLA-WF | SRK35/DXK12ZTLA-W | N/A | MITSUBISHI HEAVY INDUSTRIES | N/A | Non Ducted | Single Split System | Wall Hung | Air | Air | Thailand | 0.9 | N/A | 3.3 | N/A | N/A | N/A | N/A | N/A | 0.9 | 3.8 | Calorimeter Room | 3.6826 | 4.3442 | N/A | 56 | N/A | N/A | N/A | N/A | N/A | N/A | N/A | N/A | N/A | N/A | N/A | N/A | N/A | N/A | N/A | N/A | N/A | Single | R32 | Australia,Fiji,New Zealand | 150152 | 2027-10-11 |  | Approved | Reverse Cycle | N/A | No | Class 8 | No | N/A | N/A | N/A | N/A | N/A | N/A | N/A | Available | N/A | N/A | http://www.mhiaa.com.au/ | http://www.mhiaa.com.au/ | N/A |  |  | AAC7093 | Yes | Variable output compressor | Inverter | No | - | 3300 | 0.9 | - | 320 | 1650 | No | - | - | - | 822.6 | 3554.1 | Yes | 270 | 1780 | No | - | - | 3800 | 0.9 | 330 | 1900 | No | - | - | Yes | 1370 | 3900 | No | - | - | No | - | - | - | - | - | No | - | - | No | - | - | No | - | - | 59 | 61 | 4.789 | 4.667 | 5.288 | 6.649 | 6.043 | 5.898 | 182 | 285 | 805 | 352 | 460 | 1040 | 3 | 3 | 3.5 | 4.175 | 4.705 | 5.276 | 4.475 | 4.94 | 5.284 | 1200 | 452 | 73 | 385 | 203 | 48 | 2.5 | 3 | 3.5 | No | - | - | - | - | N/A | N/A | N/A | 5.2 | 3.5964 | 4.1413
[SEER Non Multi-Split <=65kW] GEMS (Air Conditioners up to 65kW) Determination 2019 | MEPS 2019 | AS/NZS 3823.1.1:2012 | DXC18ZSA-W / DXK18ZSA-W | SRK/DXK_50/18ZSA-W | N/A | MITSUBISHI HEAVY INDUSTRIES | 1.36 | Non Ducted | Single Split System | Wall Hung | Air | Air | Thailand | 1.39 | 3.64 | 5 | N/A | 2.9198 | 5.203 | 1.782 | N/A | 1.49 | 5.8 | Calorimeter Room | 3.631 | 3.9005 | Yes | - | N/A | 4 | 4 | N/A | N/A | N/A | N/A | N/A | 3.5958 | 3.8654 | N/A | N/A | 2.6916 | 3.2308 | 2.5 | 3 | Calorimeter Room | Single | R32 | Australia,Fiji,New Zealand | 125494 | 2025-04-01 |  | Approved | Reverse Cycle | N/A | Yes | Class 9 | Yes | Yes | N/A | Yes | Yes | Yes | N/A | 3.631 | Available | N/A | N/A | http://www.mhiaa.com.au/ | http://www.mhiaa.com.au | Yes |  | https://reg.energyrating.gov.au/static/common/images/star_ratings_2014/aircon_rating_2.5_3.png | AAC4348 | Yes | Variable output compressor | Inverter | No | - | 5000 | 1.39 | - | 480 | 2500 | No | - | - | - | 1270.46 | 5385 | No | 438.72 | 2692.5 | No | - | - | 5800 | 1.49 | 530 | 2900 | No | - | - | Yes | 1780 | 5200 | No | - | - | No | - | - | - | - | - | No | - | - | - | - | - | No | - | - | 58 | 61 | 4.935 | 4.724 | 5.056 | 5.975 | 5.569 | 5.431 | 278 | 439 | 1289 | 606 | 767 | 1723 | 3 | 3 | 3.5 | 3.835 | 4.405 | 5.008 | 4.159 | 4.656 | 5.019 | 1982 | 723 | 105 | 621 | 318 | 67 | 2 | 2.5 | 3.5 | No | - | - | - | - | N/A | N/A | N/A | 2.973 | 3.5713 | 3.8665
[SEER Non Multi-Split <=65kW] GEMS (Air Conditioners up to 65kW) Determination 2019 | MEPS 2019 | AS/NZS 3823.1.1:2012 | DXC18ZSA-W/DXK18ZSA-WF | SRK50/DXK18ZSA-WF | N/A | MITSUBISHI HEAVY INDUSTRIES | N/A | Non Ducted | Single Split System | Wall Hung | Air | Air | Thailand | 1.39 | N/A | 5 | N/A | N/A | N/A | N/A | N/A | 1.49 | 5.8 | Calorimeter Room | 3.6283 | 3.8979 | N/A | - | N/A | N/A | N/A | N/A | N/A | N/A | N/A | N/A | N/A | N/A | N/A | N/A | N/A | N/A | N/A | N/A | N/A | Single | R32 | Australia,Fiji,New Zealand | 156267 | 2028-08-27 |  | Approved | Reverse Cycle | N/A | Yes | Class 9 | Yes | N/A | N/A | N/A | N/A | N/A | N/A | N/A | Available | N/A | N/A | http://www.mhiaa.com.au/ | http://www.mhiaa.com.au/ | N/A |  |  | AAC7733 | Yes | Variable output compressor | Inverter | No | - | 5000 | 1.39 | - | 485 | 2500 | No | - | - | - | 1270.46 | 5385 | No | 443.29 | 2692.5 | No | - | - | 5800 | 1.49 | 530 | 2900 | No | - | - | Yes | 1780 | 5200 | No | - | - | No | - | - | - | - | - | No | - | - | No | - | - | No | - | - | 58 | 61 | 4.848 | 4.657 | 5.011 | 5.896 | 5.505 | 5.385 | 282 | 444 | 1299 | 613 | 775 | 1736 | 3 | 3 | 3.5 | 3.835 | 4.405 | 5.008 | 4.159 | 4.656 | 5.019 | 1983 | 724 | 106 | 622 | 319 | 68 | 2 | 2.5 | 3.5 | No | - | - | - | - | N/A | N/A | N/A | 3.5465 | 3.5664 | 3.8616
[SEER Non Multi-Split <=65kW] GEMS (Air Conditioners up to 65kW) Determination 2019 | MEPS 2019 | AS/NZS 3823.1.1:2012 | DXC18ZSA-W/DXK18ZSA-WF1 | SRK50/DXK18ZSA-WF1 | N/A | MITSUBISHI HEAVY INDUSTRIES | N/A | Non Ducted | Single Split System | Wall Hung | Air | Air | Thailand | 1.39 | N/A | 5 | N/A | N/A | N/A | N/A | N/A | 1.49 | 5.8 | Calorimeter Room | 3.6283 | 3.8979 | N/A | - | N/A | N/A | N/A | N/A | N/A | N/A | N/A | N/A | N/A | N/A | N/A | N/A | N/A | N/A | N/A | N/A | N/A | Single | R32 | Australia,New Zealand | 161344 | 2029-05-14 |  | Approved | Reverse Cycle | N/A | Yes | Class 9 | Yes | N/A | N/A | N/A | N/A | N/A | N/A | N/A | Available | N/A | N/A | http://www.mhiaa.com.au/ | http://www.mhiaa.com.au/ | N/A |  |  | AAC8236 | Yes | Variable output compressor | Inverter | No | - | 5000 | 1.39 | - | 485 | 2500 | No | - | - | - | 1270.46 | 5385 | Yes | 420 | 2690 | No | - | - | 5800 | 1.49 | 530 | 2900 | No | - | - | Yes | 1780 | 5200 | No | - | - | No | - | - | - | - | - | No | - | - | No | - | - | No | - | - | 58 | 61 | 5.066 | 4.843 | 5.237 | 6.532 | 5.953 | 5.738 | 269 | 427 | 1242 | 553 | 716 | 1629 | 3.5 | 3 | 3.5 | 3.835 | 4.405 | 5.008 | 4.159 | 4.656 | 5.019 | 1983 | 724 | 106 | 622 | 319 | 68 | 2 | 2.5 | 3.5 | No | - | - | - | - | N/A | N/A | N/A | 3.5465 | 3.5664 | 3.8616
[SEER Non Multi-Split <=65kW] GEMS (Air Conditioners up to 65kW) Determination 2019 | MEPS 2019 | AS/NZS 3823.1.1:2012 | DXC18ZTLA-W / DXK18ZTLA-W | SRK50/DXK18ZTLA-WF | N/A | MITSUBISHI HEAVY INDUSTRIES | N/A | Non Ducted | Single Split System | Wall Hung | Air | Air | Thailand | 1.59 | N/A | 5 | N/A | N/A | N/A | N/A | N/A | 1.62 | 5.8 | Calorimeter Room | 3.2029 | 3.653 | N/A | 56 | N/A | N/A | N/A | N/A | N/A | N/A | N/A | N/A | N/A | N/A | N/A | N/A | N/A | N/A | N/A | N/A | N/A | Single | R32 | Australia,Fiji,New Zealand | 150190 | 2027-10-11 |  | Approved | Reverse Cycle | N/A | Yes | Class 9 | Yes | N/A | N/A | N/A | N/A | N/A | N/A | N/A | Available | N/A | N/A | http://www.mhiaa.com.au/ | http://www.mhiaa.com.au/ | N/A |  |  | AAC7092 | Yes | Variable output compressor | Inverter | No | - | 5000 | 1.59 | - | 508 | 2500 | No | - | - | - | 1453.26 | 5385 | Yes | 435 | 2690 | No | - | - | 5800 | 1.62 | 540 | 2900 | No | - | - | Yes | 1655 | 4600 | No | - | - | No | - | - | - | - | - | No | - | - | No | - | - | No | - | - | 60 | 64 | 4.767 | 4.501 | 4.871 | 6.287 | 5.655 | 5.389 | 286 | 459 | 1336 | 574 | 754 | 1734 | 3 | 3 | 3 | 3.52 | 4.166 | 4.903 | 3.908 | 4.471 | 4.922 | 2160 | 766 | 108 | 662 | 332 | 69 | 2 | 2.5 | 3 | No | - | - | - | - | N/A | N/A | N/A | 3.7 | 3.1201 | 3.5528
[SEER Non Multi-Split <=65kW] GEMS (Air Conditioners up to 65kW) Determination 2019 | MEPS 2019 | AS/NZS 3823.1.1:2012 | DXC18ZTLA-W / DXK18ZTLA-WF | SRK50/DXK18ZTLA-WF | N/A | MITSUBISHI HEAVY INDUSTRIES | N/A | Non Ducted | Single Split System | Wall Hung | Air | Air | Thailand | 1.59 | N/A | 5 | N/A | N/A | N/A | N/A | N/A | 1.62 | 5.8 | Calorimeter Room | 3.2029 | 3.653 | N/A | 56 | N/A | N/A | N/A | N/A | N/A | N/A | N/A | N/A | N/A | N/A | N/A | N/A | N/A | N/A | N/A | N/A | N/A | Single | R32 | Australia,Fiji,New Zealand | 150190 | 2027-10-11 |  | Approved | Reverse Cycle | N/A | Yes | Class 9 | Yes | N/A | N/A | N/A | N/A | N/A | N/A | N/A | Available | N/A | N/A | http://www.mhiaa.com.au/ | http://www.mhiaa.com.au/ | N/A |  |  | AAC7092 | Yes | Variable output compressor | Inverter | No | - | 5000 | 1.59 | - | 508 | 2500 | No | - | - | - | 1453.26 | 5385 | Yes | 435 | 2690 | No | - | - | 5800 | 1.62 | 540 | 2900 | No | - | - | Yes | 1655 | 4600 | No | - | - | No | - | - | - | - | - | No | - | - | No | - | - | No | - | - | 60 | 64 | 4.767 | 4.501 | 4.871 | 6.287 | 5.655 | 5.389 | 286 | 459 | 1336 | 574 | 754 | 1734 | 3 | 3 | 3 | 3.52 | 4.166 | 4.903 | 3.908 | 4.471 | 4.922 | 2160 | 766 | 108 | 662 | 332 | 69 | 2 | 2.5 | 3 | No | - | - | - | - | N/A | N/A | N/A | 3.7 | 3.1201 | 3.5528
[SEER Non Multi-Split <=65kW] GEMS (Air Conditioners up to 65kW) Determination 2019 | MEPS 2019 | AS/NZS 3823.1.1:2012 | DXC21ZRA-W / DXK21ZRA-WF1 | SRK63/DXK21ZRA-WF1 | N/A | MITSUBISHI HEAVY INDUSTRIES | N/A | Non Ducted | Single Split System | Wall Hung | Air | Air | Thailand | 1.58 | N/A | 6.3 | N/A | N/A | N/A | N/A | N/A | 1.6 | 7.1 | Calorimeter Room | 3.9108 | 4.362 | N/A | - | N/A | N/A | N/A | N/A | N/A | N/A | N/A | N/A | N/A | N/A | N/A | N/A | N/A | N/A | N/A | N/A | N/A | Single | R32 | Australia,Fiji,New Zealand | 161031 | 2029-05-13 |  | Approved | Reverse Cycle | N/A | Yes | Class 9 | Yes | N/A | N/A | N/A | N/A | N/A | N/A | N/A | Available | N/A | N/A | http://www.mhiaa.com.au/ | http://www.mhiaa.com.au/ | N/A |  |  | AAC8228 | Yes | Variable output compressor | Inverter | No | - | 6300 | 1.58 | - | 565 | 3150 | No | - | - | - | 1444.12 | 6785.1 | Yes | 490 | 3390 | No | - | - | 7100 | 1.6 | 620 | 3550 | No | - | - | Yes | 2290 | 7000 | No | - | - | No | - | - | - | - | - | No | - | - | No | - | - | No | - | - | 57 | 64 | 5.588 | 5.34 | 5.733 | 7.12 | 6.496 | 6.262 | 309 | 489 | 1432 | 640 | 829 | 1882 | 4 | 3.5 | 4 | 4.233 | 4.761 | 5.259 | 4.502 | 4.957 | 5.26 | 2198 | 819 | 122 | 702 | 365 | 78 | 2.5 | 3 | 3.5 | No | - | - | - | - | N/A | N/A | N/A | 3.3355 | 3.9591 | 4.4065
[SEER Non Multi-Split <=65kW] GEMS (Air Conditioners up to 65kW) Determination 2019 | MEPS 2019 | AS/NZS 3823.1.1:2012 | DXC21ZRA-W/ DXK21ZRA-W | SRK/DXK_63/21ZRA-W | N/A | MITSUBISHI HEAVY INDUSTRIES | 1.09 | Non Ducted | Single Split System | Wall Hung | Air | Air | Thailand | 1.58 | 5.21 | 6.3 | N/A | 3.0715 | 7.049 | 2.295 | N/A | 1.6 | 7.1 | Calorimeter Room | 3.9132 | 4.3646 | Yes | - | N/A | 3 | 3 | N/A | N/A | N/A | N/A | N/A | 3.8888 | 4.3378 | N/A | N/A | 3.2775 | 4.1756 | 3 | 4 | Calorimeter Room | Single | R32 | Australia,Fiji,New Zealand | 126583 | 2025-04-01 |  | Approved | Reverse Cycle | N/A | Yes | Class 9 | Yes | Yes | N/A | Yes | Yes | Yes | N/A | 3.9132 | Available | N/A | N/A | http://www.mhiaa.com.au/ | http://www.mhiaa.com.au | Yes |  | https://reg.energyrating.gov.au/static/common/images/star_ratings_2014/aircon_rating_3_4.png | AAC4446 | Yes | Variable output compressor | Inverter | No | - | 6300 | 1.58 | - | 565 | 3150 | No | - | - | - | 1444.12 | 6785.1 | No | 516.41 | 3392.55 | No | - | - | 7100 | 1.6 | 610 | 3550 | No | - | - | Yes | 2290 | 7000 | No | - | - | No | - | - | - | - | - | No | - | - | No | - | - | No | - | - | 57 | 64 | 5.392 | 5.168 | 5.502 | 6.461 | 6.032 | 5.892 | 322 | 507 | 1494 | 707 | 894 | 2002 | 3.5 | 3.5 | 4 | 4.265 | 4.812 | 5.342 | 4.551 | 5.023 | 5.344 | 2180 | 809 | 119 | 694 | 360 | 76 | 2.5 | 3 | 3.5 | No | - | - | - | - | N/A | N/A | N/A | 2.863 | 3.9631 | 4.4108
[SEER Non Multi-Split <=65kW] GEMS (Air Conditioners up to 65kW) Determination 2019 | MEPS 2019 | AS/NZS 3823.1.1:2012 | DXC21ZRA-WF/DXK63ZRA-WF | SRK63/DXK21ZRA-WF | N/A | MITSUBISHI HEAVY INDUSTRIES | N/A | Non Ducted | Single Split System | Wall Hung | Air | Air | Thailand | 1.58 | N/A | 6.3 | N/A | N/A | N/A | N/A | N/A | 1.6 | 7.1 | Calorimeter Room | 3.9108 | 4.362 | N/A | - | N/A | N/A | N/A | N/A | N/A | N/A | N/A | N/A | N/A | N/A | N/A | N/A | N/A | N/A | N/A | N/A | N/A | Single | R32 | Australia,Fiji,New Zealand | 156522 | 2028-09-03 |  | Approved | Reverse Cycle | N/A | Yes | Class 9 | Yes | N/A | N/A | N/A | N/A | N/A | N/A | N/A | Available | N/A | N/A | http://www.mhiaa.com.au/ | http://www.mhiaa.com.au/ | N/A |  |  | AAC7759 | Yes | Variable output compressor | Inverter | No | - | 6300 | 1.58 | - | 565 | 3150 | No | - | - | - | 1444.12 | 6785.1 | Yes | 510 | 3390 | No | - | - | 7100 | 1.6 | 620 | 3550 | No | - | - | Yes | 2290 | 7000 | No | - | - | No | - | - | - | - | - | No | - | - | No | - | - | No | - | - | 57 | 64 | 5.402 | 5.183 | 5.545 | 6.586 | 6.121 | 5.967 | 320 | 505 | 1481 | 693 | 880 | 1975 | 3.5 | 3.5 | 4 | 4.233 | 4.761 | 5.259 | 4.502 | 4.957 | 5.26 | 2198 | 819 | 122 | 702 | 365 | 78 | 2.5 | 3 | 3.5 | No | - | - | - | - | N/A | N/A | N/A | 3.3355 | 3.9591 | 4.4065
[SEER Non Multi-Split <=65kW] GEMS (Air Conditioners up to 65kW) Determination 2019 | MEPS 2019 | AS/NZS 3823.1.1:2012 | DXC21ZTLA-W / DXK21ZTLA-W | SRK63/DXK21ZTLA-W | N/A | MITSUBISHI HEAVY INDUSTRIES | N/A | Non Ducted | Single Split System | Wall Hung | Air | Air | Thailand | 1.84 | N/A | 6.3 | N/A | N/A | N/A | N/A | N/A | 2.01 | 7.1 | Calorimeter Room | 3.4427 | 3.6069 | N/A | - | N/A | N/A | N/A | N/A | N/A | N/A | N/A | N/A | N/A | N/A | N/A | N/A | N/A | N/A | N/A | N/A | N/A | Single | R32 | Australia,Fiji,New Zealand | 142679 | 2026-12-01 |  | Approved | Reverse Cycle | N/A | Yes | Class 9 | Yes | N/A | N/A | N/A | N/A | N/A | N/A | N/A | Available | N/A | N/A | http://www.mhiaa.com.au/ | http://www.mhiaa.com.au/ | N/A |  |  | AAC6374 | Yes | Variable output compressor | Inverter | No | - | 6300 | 1.84 | - | 590 | 3150 | No | - | - | - | 1681.76 | 6785.1 | Yes | 490 | 3410 | No | - | - | 7100 | 2.01 | 690 | 3550 | No | - | - | Yes | 2390 | 6600 | No | - | - | No | - | - | - | - | - | No | - | - | No | - | - | No | - | - | 60 | 64 | 5.39 | 5.057 | 5.469 | 7.361 | 6.496 | 6.128 | 320 | 516 | 1500 | 618 | 828 | 1923 | 3.5 | 3.5 | 3.5 | 3.637 | 4.118 | 4.702 | 3.94 | 4.367 | 4.717 | 2558 | 946 | 136 | 802 | 415 | 87 | 2 | 2.5 | 3 | No | - | - | - | - | N/A | N/A | N/A | 3.709 | 3.4007 | 3.5104
[SEER Non Multi-Split <=65kW] GEMS (Air Conditioners up to 65kW) Determination 2019 | MEPS 2019 | AS/NZS 3823.1.1:2012 | DXC21ZTLA-W / DXK21ZTLA-WF | SRK63/DXK21ZTLA-W | N/A | MITSUBISHI HEAVY INDUSTRIES | N/A | Non Ducted | Single Split System | Wall Hung | Air | Air | Thailand | 1.84 | N/A | 6.3 | N/A | N/A | N/A | N/A | N/A | 2.01 | 7.1 | Calorimeter Room | 3.4427 | 3.6069 | N/A | - | N/A | N/A | N/A | N/A | N/A | N/A | N/A | N/A | N/A | N/A | N/A | N/A | N/A | N/A | N/A | N/A | N/A | Single | R32 | Australia,Fiji,New Zealand | 142679 | 2026-12-01 |  | Approved | Reverse Cycle | N/A | Yes | Class 9 | Yes | N/A | N/A | N/A | N/A | N/A | N/A | N/A | Available | N/A | N/A | http://www.mhiaa.com.au/ | http://www.mhiaa.com.au/ | N/A |  |  | AAC6374 | Yes | Variable output compressor | Inverter | No | - | 6300 | 1.84 | - | 590 | 3150 | No | - | - | - | 1681.76 | 6785.1 | Yes | 490 | 3410 | No | - | - | 7100 | 2.01 | 690 | 3550 | No | - | - | Yes | 2390 | 6600 | No | - | - | No | - | - | - | - | - | No | - | - | No | - | - | No | - | - | 60 | 64 | 5.39 | 5.057 | 5.469 | 7.361 | 6.496 | 6.128 | 320 | 516 | 1500 | 618 | 828 | 1923 | 3.5 | 3.5 | 3.5 | 3.637 | 4.118 | 4.702 | 3.94 | 4.367 | 4.717 | 2558 | 946 | 136 | 802 | 415 | 87 | 2 | 2.5 | 3 | No | - | - | - | - | N/A | N/A | N/A | 3.709 | 3.4007 | 3.5104
[SEER Non Multi-Split <=65kW] GEMS (Air Conditioners up to 65kW) Determination 2019 | MEPS 2019 | AS/NZS 3823.1.1:2012 | DXC24ZRA-W / DXK24ZRA-W | SRK/DXK_71/24ZRA-W | N/A | MITSUBISHI HEAVY INDUSTRIES | 1.51 | Non Ducted | Single Split System | Wall Hung | Air | Air | Thailand | 1.84 | 5.59 | 7.1 | N/A | 2.7111 | 8.174 | 3.015 | N/A | 2.02 | 8 | Calorimeter Room | 3.8388 | 4.0078 | Yes | - | N/A | 3 | 3 | N/A | N/A | N/A | N/A | N/A | 3.818 | 3.9881 | N/A | N/A | 3.1361 | 3.4761 | 3 | 3 | Calorimeter Room | Single | R32 | Australia,Fiji,New Zealand | 126585 | 2025-04-01 |  | Approved | Reverse Cycle | N/A | Yes | Class 9 | Yes | Yes | N/A | Yes | Yes | Yes | N/A | 3.8388 | Available | N/A | N/A | http://www.mhiaa.com.au/ | http://www.mhiaa.com.au/ | Yes |  | https://reg.energyrating.gov.au/static/common/images/star_ratings_2014/aircon_rating_3_3.png | AAC4445 | Yes | Variable output compressor | Inverter | No | - | 7100 | 1.84 | - | 655 | 3550 | No | - | - | - | 1681.76 | 7646.7 | No | 598.67 | 3823.35 | No | - | - | 8000 | 2.02 | 750 | 4000 | No | - | - | Yes | 3010 | 8100 | No | - | - | No | - | - | - | - | - | No | - | - | No | - | - | No | - | - | 55 | 65 | 5.274 | 5.044 | 5.348 | 6.296 | 5.873 | 5.725 | 372 | 587 | 1733 | 819 | 1036 | 2323 | 3.5 | 3.5 | 3.5 | 3.892 | 4.376 | 4.89 | 4.164 | 4.586 | 4.896 | 2690 | 1000 | 144 | 853 | 443 | 91 | 2 | 2.5 | 3 | No | - | - | - | - | N/A | N/A | N/A | 2.8138 | 3.8389 | 3.9418
[SEER Non Multi-Split <=65kW] GEMS (Air Conditioners up to 65kW) Determination 2019 | MEPS 2019 | AS/NZS 3823.1.1:2012 | DXC24ZRA-W / DXK24ZRA-WF1 | SRK71/DXK24ZRA-WF1 | N/A | MITSUBISHI HEAVY INDUSTRIES | N/A | Non Ducted | Single Split System | Wall Hung | Air | Air | Thailand | 1.84 | N/A | 7.1 | N/A | N/A | N/A | N/A | N/A | 2.02 | 8 | Calorimeter Room | 3.8367 | 4.0059 | N/A | - | N/A | N/A | N/A | N/A | N/A | N/A | N/A | N/A | N/A | N/A | N/A | N/A | N/A | N/A | N/A | N/A | N/A | Single | R32 | Australia,Fiji,New Zealand | 160949 | 2029-05-13 |  | Approved | Reverse Cycle | N/A | Yes | Class 9 | Yes | N/A | N/A | N/A | N/A | N/A | N/A | N/A | Available | N/A | N/A | http://www.mhiaa.com.au/ | http://www.mhiaa.com.au | N/A |  |  | AAC8233 | Yes | Variable output compressor | Inverter | No | - | 7100 | 1.84 | - | 670 | 3550 | No | - | - | - | 1681.76 | 7646.7 | Yes | 570 | 3820 | No | - | - | 8000 | 2.02 | 760 | 4000 | No | - | - | Yes | 3015 | 8100 | No | - | - | No | - | - | - | - | - | No | - | - | No | - | - | No | - | - | 55 | 65 | 5.453 | 5.206 | 5.585 | 7.071 | 6.396 | 6.136 | 358 | 566 | 1657 | 727 | 949 | 2165 | 3.5 | 3.5 | 4 | 3.866 | 4.338 | 4.828 | 4.127 | 4.536 | 4.832 | 2710 | 1011 | 148 | 862 | 449 | 94 | 2 | 2.5 | 3 | No | - | - | - | - | N/A | N/A | N/A | 3.6075 | 3.8333 | 3.9366
[SEER Non Multi-Split <=65kW] GEMS (Air Conditioners up to 65kW) Determination 2019 | MEPS 2019 | AS/NZS 3823.1.1:2012 | DXC24ZRA-W/DXK24ZRA-WF | SRK71/DXK24ZRA-WF | N/A | MITSUBISHI HEAVY INDUSTRIES | N/A | Non Ducted | Single Split System | Wall Hung | Air | Air | Thailand | 1.84 | N/A | 7.1 | N/A | N/A | N/A | N/A | N/A | 2.02 | 8 | Calorimeter Room | 3.8367 | 4.0059 | N/A | - | N/A | N/A | N/A | N/A | N/A | N/A | N/A | N/A | N/A | N/A | N/A | N/A | N/A | N/A | N/A | N/A | N/A | Single | R32 | Australia,Fiji,New Zealand | 156525 | 2028-09-06 |  | Approved | Reverse Cycle | N/A | Yes | Class 9 | Yes | N/A | N/A | N/A | N/A | N/A | N/A | N/A | Available | N/A | N/A | http://www.mhiaa.com.au/ | http://www.mhiaa.com.au/ | N/A |  |  | AAC7764 | Yes | Variable output compressor | Inverter | No | - | 7100 | 1.84 | - | 655 | 3550 | No | - | - | - | 1681.76 | 7646.7 | Yes | 580 | 3820 | No | - | - | 8000 | 2.02 | 760 | 4000 | No | - | - | Yes | 3015 | 8100 | No | - | - | No | - | - | - | - | - | No | - | - | No | - | - | No | - | - | 55 | 65 | 5.351 | 5.116 | 5.472 | 6.648 | 6.122 | 5.929 | 365 | 577 | 1691 | 774 | 992 | 2241 | 3.5 | 3.5 | 3.5 | 3.866 | 4.338 | 4.828 | 4.127 | 4.536 | 4.832 | 2710 | 1011 | 148 | 862 | 449 | 94 | 2 | 2.5 | 3 | No | - | - | - | - | N/A | N/A | N/A | 3.6075 | 3.8333 | 3.9366
[SEER Non Multi-Split <=65kW] GEMS (Air Conditioners up to 65kW) Determination 2019 | MEPS 2019 | AS/NZS 3823.1.1:2012 | DXC24ZTLA-W / DXK24ZTLA-W | SRK71/DXK24ZTLA-WF | N/A | MITSUBISHI HEAVY INDUSTRIES | N/A | Non Ducted | Single Split System | Wall Hung | Air | Air | Thailand | 2.27 | N/A | 7.1 | N/A | N/A | N/A | N/A | N/A | 2.3 | 8 | Calorimeter Room | 3.1572 | 3.5009 | N/A | 55.535 | N/A | N/A | N/A | N/A | N/A | N/A | N/A | N/A | N/A | N/A | N/A | N/A | N/A | N/A | N/A | N/A | N/A | Single | R32 | Australia,Fiji,New Zealand | 142681 | 2026-12-12 |  | Approved | Reverse Cycle | N/A | Yes | Class 9 | Yes | N/A | N/A | N/A | N/A | N/A | N/A | N/A | Available | N/A | N/A | http://www.mhiaa.com.au/ | http://www.mhiaa.com.au/ | N/A |  |  | AAC6392 | Yes | Variable output compressor | Inverter | No | - | 7100 | 2.27 | - | 675 | 3500 | No | - | - | - | 2074.78 | 7646.7 | Yes | 585 | 3810 | No | - | - | 8000 | 2.3 | 785 | 3940 | No | - | - | Yes | 2865 | 7420 | No | - | - | No | - | - | - | - | - | No | - | - | No | - | - | No | - | - | 63 | 67 | 5.025 | 4.688 | 5.029 | 6.571 | 5.883 | 5.567 | 388 | 630 | 1841 | 763 | 1032 | 2387 | 3.5 | 3 | 3.5 | 3.527 | 4.016 | 4.594 | 3.831 | 4.263 | 4.61 | 2970 | 1092 | 155 | 928 | 477 | 99 | 2 | 2.5 | 3 | No | - | - | - | - | N/A | N/A | N/A | 3.709 | 3.1106 | 3.4594
[SEER Non Multi-Split <=65kW] GEMS (Air Conditioners up to 65kW) Determination 2019 | MEPS 2019 | AS/NZS 3823.1.1:2012 | DXC24ZTLA-W / DXK24ZTLA-WF | SRK71/DXK24ZTLA-WF | N/A | MITSUBISHI HEAVY INDUSTRIES | N/A | Non Ducted | Single Split System | Wall Hung | Air | Air | Thailand | 2.27 | N/A | 7.1 | N/A | N/A | N/A | N/A | N/A | 2.3 | 8 | Calorimeter Room | 3.1572 | 3.5009 | N/A | 55.535 | N/A | N/A | N/A | N/A | N/A | N/A | N/A | N/A | N/A | N/A | N/A | N/A | N/A | N/A | N/A | N/A | N/A | Single | R32 | Australia,Fiji,New Zealand | 142681 | 2026-12-12 |  | Approved | Reverse Cycle | N/A | Yes | Class 9 | Yes | N/A | N/A | N/A | N/A | N/A | N/A | N/A | Available | N/A | N/A | http://www.mhiaa.com.au/ | http://www.mhiaa.com.au/ | N/A |  |  | AAC6392 | Yes | Variable output compressor | Inverter | No | - | 7100 | 2.27 | - | 675 | 3500 | No | - | - | - | 2074.78 | 7646.7 | Yes | 585 | 3810 | No | - | - | 8000 | 2.3 | 785 | 3940 | No | - | - | Yes | 2865 | 7420 | No | - | - | No | - | - | - | - | - | No | - | - | No | - | - | No | - | - | 63 | 67 | 5.025 | 4.688 | 5.029 | 6.571 | 5.883 | 5.567 | 388 | 630 | 1841 | 763 | 1032 | 2387 | 3.5 | 3 | 3.5 | 3.527 | 4.016 | 4.594 | 3.831 | 4.263 | 4.61 | 2970 | 1092 | 155 | 928 | 477 | 99 | 2 | 2.5 | 3 | No | - | - | - | - | N/A | N/A | N/A | 3.709 | 3.1106 | 3.4594
[SEER Non Multi-Split <=65kW] GEMS (Air Conditioners up to 65kW) Determination 2019 | MEPS 2019 | AS/NZS 3823.1.1:2012 | DXC28ZRA-W / DXK28ZRA-W | SRK/DXK_80/28_ZRA-W | N/A | MITSUBISHI HEAVY INDUSTRIES | 1.82 | Non Ducted | Single Split System | Wall Hung | Air | Air | Thailand | 2.22 | 6.18 | 8 | N/A | 2.7322 | 8.224 | 3.01 | N/A | 2.4 | 9 | Calorimeter Room | 3.6025 | 3.7657 | Yes | - | N/A | 3 | 3 | N/A | N/A | N/A | N/A | N/A | 3.5863 | 3.7501 | N/A | N/A | 2.6726 | 3.0002 | 2.5 | 3 | Calorimeter Room | Single | R32 | Australia,Fiji,New Zealand | 126586 | 2025-04-01 |  | Approved | Reverse Cycle | N/A | Yes | Class 9 | Yes | Yes | N/A | Yes | Yes | Yes | N/A | 3.6025 | Available | N/A | N/A | http://www.mhiaa.com.au/ | http://www.mhiaa.com.au/ | Yes |  | https://reg.energyrating.gov.au/static/common/images/star_ratings_2014/aircon_rating_2.5_3.png | AAC4449 | Yes | Variable output compressor | Inverter | No | - | 8000 | 2.22 | - | 735 | 4000 | No | - | - | - | 2029.08 | 8616 | No | 671.79 | 4308 | No | - | - | 9000 | 2.4 | 835 | 4500 | No | - | - | Yes | 3010 | 8200 | No | - | - | No | - | - | - | - | - | No | - | - | No | - | - | No | - | - | 58 | 68 | 5.199 | 4.928 | 5.22 | 6.254 | 5.801 | 5.611 | 425 | 678 | 2001 | 930 | 1182 | 2671 | 3.5 | 3 | 3.5 | 3.737 | 4.304 | 4.928 | 4.069 | 4.567 | 4.942 | 3152 | 1143 | 161 | 981 | 500 | 102 | 2 | 2.5 | 3 | No | - | - | - | - | N/A | N/A | N/A | 3.0028 | 3.5872 | 3.7342
[SEER Non Multi-Split <=65kW] GEMS (Air Conditioners up to 65kW) Determination 2019 | MEPS 2019 | AS/NZS 3823.1.1:2012 | DXC28ZRA-W / DXK28ZRA-WF1 | SRK80/DXK28ZRA-WF1 | N/A | MITSUBISHI HEAVY INDUSTRIES | N/A | Non Ducted | Single Split System | Wall Hung | Air | Air | Thailand | 2.22 | N/A | 8 | N/A | N/A | N/A | N/A | N/A | 2.4 | 9 | Calorimeter Room | 3.6009 | 3.7641 | N/A | - | N/A | N/A | N/A | N/A | N/A | N/A | N/A | N/A | N/A | N/A | N/A | N/A | N/A | N/A | N/A | N/A | N/A | Single | R32 | Australia,Fiji,New Zealand | 160993 | 2029-05-13 |  | Approved | Reverse Cycle | N/A | Yes | Class 9 | Yes | N/A | N/A | N/A | N/A | N/A | N/A | N/A | Available | N/A | N/A | http://www.mhiaa.com.au/ | http://www.mhiaa.com.au/ | N/A |  |  | AAC8227 | Yes | Variable output compressor | Inverter | No | - | 8000 | 2.22 | - | 765 | 4000 | No | - | - | - | 2029.08 | 8616 | Yes | 660 | 4310 | No | - | - | 9000 | 2.4 | 850 | 4500 | No | - | - | Yes | 3020 | 8200 | No | - | - | No | - | - | - | - | - | - | - | - | No | - | - | No | - | - | 58 | 68 | 5.277 | 5.002 | 5.342 | 6.754 | 6.119 | 5.854 | 418 | 666 | 1954 | 859 | 1119 | 2558 | 3.5 | 3.5 | 3.5 | 3.704 | 4.254 | 4.845 | 4.02 | 4.5 | 4.856 | 3181 | 1159 | 165 | 994 | 508 | 105 | 2 | 2.5 | 3 | No | - | - | - | - | N/A | N/A | N/A | 3.6075 | 3.5839 | 3.731
[SEER Non Multi-Split <=65kW] GEMS (Air Conditioners up to 65kW) Determination 2019 | MEPS 2019 | AS/NZS 3823.1.1:2012 | DXC28ZRA-W/DXK28ZRA-WF | SRK80/DXK28ZRA-WF | N/A | MITSUBISHI HEAVY INDUSTRIES | N/A | Non Ducted | Single Split System | Wall Hung | Air | Air | Thailand | 2.22 | N/A | 8 | N/A | N/A | N/A | N/A | N/A | 2.4 | 9 | Calorimeter Room | 3.6009 | 3.7641 | N/A | - | N/A | N/A | N/A | N/A | N/A | N/A | N/A | N/A | N/A | N/A | N/A | N/A | N/A | N/A | N/A | N/A | N/A | Single | R32 | Australia,Fiji,New Zealand | 156526 | 2028-09-03 |  | Approved | Reverse Cycle | N/A | Yes | Class 9 | Yes | N/A | N/A | N/A | N/A | N/A | N/A | N/A | Available | N/A | N/A | http://www.mhiaa.com.au/ | http://www.mhiaa.com.au/ | N/A |  |  | AAC7758 | Yes | Variable output compressor | Inverter | No | - | 8000 | 2.22 | - | 750 | 4000 | No | - | - | - | 2029.08 | 8616 | No | 685.5 | 4308 | No | - | - | 9000 | 2.4 | 850 | 4500 | No | - | - | Yes | 3020 | 8200 | No | - | - | No | - | - | - | - | - | No | - | - | No | - | - | No | - | - | 58 | 68 | 5.089 | 4.844 | 5.148 | 6.131 | 5.699 | 5.531 | 433 | 688 | 2027 | 947 | 1202 | 2708 | 3.5 | 3 | 3.5 | 3.704 | 4.254 | 4.845 | 4.02 | 4.5 | 4.856 | 3181 | 1159 | 165 | 994 | 508 | 105 | 2 | 2.5 | 3 | No | - | - | - | - | N/A | N/A | N/A | 3.6075 | 3.5839 | 3.731
[SEER Non Multi-Split <=65kW] GEMS (Air Conditioners up to 65kW) Determination 2019 | MEPS 2019 | AS/NZS 3823.1.1:2012 | DXC33ZRA-W / DXK33ZRA-WF1 | SRK95/DXK33ZRA-WF1 | N/A | MITSUBISHI HEAVY INDUSTRIES | N/A | Non Ducted | Single Split System | Wall Hung | Air | Air | Thailand | 2.56 | N/A | 9.5 | N/A | N/A | N/A | N/A | N/A | 2.64 | 10.3 | Calorimeter Room | 3.6385 | 3.8668 | N/A | - | N/A | N/A | N/A | N/A | N/A | N/A | N/A | N/A | N/A | N/A | N/A | N/A | N/A | N/A | N/A | N/A | N/A | Single | R32 | Australia,Fiji,New Zealand | 161020 | 2029-05-14 |  | Approved | Reverse Cycle | N/A | Yes | Class 9 | Yes | N/A | N/A | N/A | N/A | N/A | N/A | N/A | Available | N/A | N/A | http://www.mhiaa.com.au/ | http://www.mhiaa.com.au/ | N/A |  |  | AAC8238 | Yes | Variable output compressor | Inverter | No | - | 9500 | 2.56 | - | 920 | 4750 | No | - | - | - | 2339.84 | 10231.5 | Yes | 780 | 5115 | No | - | - | 10300 | 2.64 | 942 | 5150 | No | - | - | Yes | 3600 | 9600 | No | - | - | No | - | - | - | - | - | No | - | - | No | - | - | No | - | - | 61 | 69 | 5.406 | 5.128 | 5.455 | 6.987 | 6.289 | 5.998 | 486 | 773 | 2274 | 988 | 1295 | 2967 | 3.5 | 3.5 | 3.5 | 3.812 | 4.397 | 5.005 | 4.139 | 4.649 | 5.015 | 3536 | 1281 | 181 | 1104 | 562 | 115 | 2 | 2.5 | 3.5 | No | - | - | - | - | N/A | N/A | N/A | 3.3955 | 3.6944 | 3.8846
[SEER Non Multi-Split <=65kW] GEMS (Air Conditioners up to 65kW) Determination 2019 | MEPS 2019 | AS/NZS 3823.1.1:2012 | DXC33ZRA-W /DXK33ZRA-W | SRK95/DXK33ZRA-W | N/A | MITSUBISHI HEAVY INDUSTRIES | 2.52 | Non Ducted | Single Split System | Wall Hung | Air | Air | Thailand | 2.56 | 6.98 | 9.5 | N/A | 2.9003 | 9.6 | 3.31 | N/A | 2.64 | 10.3 | Calorimeter Room | 3.6399 | 3.8683 | Yes | - | N/A | 3 | 3 | N/A | N/A | N/A | N/A | N/A | 3.6258 | 3.8537 | N/A | N/A | 2.7516 | 3.2074 | 2.5 | 3 | Calorimeter Room | Single | R32 | Australia,Fiji,New Zealand | 126587 | 2025-04-01 |  | Approved | Reverse Cycle | N/A | Yes | Class 9 | Yes | Yes | N/A | Yes | Yes | Yes | N/A | 3.6399 | Available | N/A | N/A | http://www.mhiaa.com.au/ | http://www.mhiaa.com.au | Yes |  | https://reg.energyrating.gov.au/static/common/images/star_ratings_2014/aircon_rating_2.5_3.png | AAC4444 | Yes | Variable output compressor | Inverter | No | - | 9500 | 2.56 | - | 920 | 4750 | No | - | - | - | 2339.84 | 10231.5 | No | 840.88 | 5115.75 | No | - | - | 10300 | 2.64 | 920 | 5150 | No | - | - | Yes | 3300 | 9600 | No | - | - | No | - | - | - | - | - | No | - | - | - | - | - | No | - | - | 61 | 69 | 5.086 | 4.858 | 5.126 | 6.032 | 5.625 | 5.479 | 518 | 818 | 2421 | 1146 | 1449 | 3249 | 3.5 | 3 | 3.5 | 3.929 | 4.49 | 5.119 | 4.261 | 4.755 | 5.133 | 3430 | 1254 | 176 | 1072 | 548 | 111 | 2 | 2.5 | 3.5 | No | - | - | - | - | N/A | N/A | N/A | 3.0369 | 3.6961 | 3.8864
[SEER Non Multi-Split <=65kW] GEMS (Air Conditioners up to 65kW) Determination 2019 | MEPS 2019 | AS/NZS 3823.1.1:2012 | DXC33ZRA-W/DXK33ZRA-WF | SRK95/DXK33ZTLA-WF | N/A | MITSUBISHI HEAVY INDUSTRIES | N/A | Non Ducted | Single Split System | Wall Hung | Air | Air | Thailand | 2.56 | N/A | 9.5 | N/A | N/A | N/A | N/A | N/A | 2.64 | 10.3 | Calorimeter Room | 3.6385 | 3.8668 | N/A | - | N/A | N/A | N/A | N/A | N/A | N/A | N/A | N/A | N/A | N/A | N/A | N/A | N/A | N/A | N/A | N/A | N/A | Single | R32 | Australia,Fiji,New Zealand | 156527 | 2028-09-05 |  | Approved | Reverse Cycle | N/A | Yes | Class 9 | Yes | N/A | N/A | N/A | N/A | N/A | N/A | N/A | Available | N/A | N/A | http://www.mhiaa.com.au/ | http://www.mhiaa.com.au/ | N/A |  |  | AAC7763 | Yes | Variable output compressor | Inverter | No | - | 9500 | 2.56 | - | 920 | 4750 | No | - | - | - | 2339.84 | 10231.5 | Yes | 815 | 5115 | No | - | - | 10300 | 2.64 | 942 | 5150 | No | - | - | Yes | 3600 | 9600 | No | - | - | No | - | - | - | - | - | No | - | - | No | - | - | No | - | - | 61 | 69 | 5.203 | 4.959 | 5.256 | 6.395 | 5.883 | 5.683 | 505 | 800 | 2360 | 1080 | 1384 | 3131 | 3.5 | 3 | 3.5 | 3.812 | 4.397 | 5.005 | 4.139 | 4.649 | 5.015 | 3536 | 1281 | 181 | 1104 | 562 | 115 | 2 | 2.5 | 3.5 | No | - | - | - | - | N/A | N/A | N/A | 3.4175 | 3.6943 | 3.8845
[SEER Non Multi-Split <=65kW] GEMS (Air Conditioners up to 65kW) Determination 2019 | MEPS 2019 | AS/NZS 3823.1.1:2012 | FDC(A)100VNA-W / SRK100ZR-W | FDC(A)100VNA-W / SRK100ZR-W | N/A | MITSUBISHI HEAVY INDUSTRIES | N/A | Non Ducted | Single Split System | Wall Hung | Air | Air | Thailand | 3.19 | N/A | 10 | N/A | N/A | N/A | N/A | N/A | 3.04 | 11.2 | Calorimeter Room | 3.2495 | 3.5973 | N/A | - | N/A | N/A | N/A | N/A | N/A | N/A | N/A | N/A | N/A | N/A | N/A | N/A | N/A | N/A | N/A | N/A | N/A | Single | R32 | Australia,Fiji,New Zealand | 139062 | 2026-06-16 |  | Approved | Reverse Cycle | N/A | Yes | Class 11 | Yes | N/A | N/A | N/A | N/A | N/A | N/A | N/A | Available | N/A | N/A | http://www.mhiaa.com.au/ | http://www.mhiaa.com.au | N/A |  |  | AAC6096 | Yes | Variable output compressor | Inverter | No | - | 10000 | 3.19 | - | 1050 | 5000 | No | - | - | - | 2915.66 | 10770 | No | 959.7 | 5385 | No | - | - | 11200 | 3.04 | 1200 | 5600 | No | - | - | Yes | 3150 | 7400 | No | - | - | No | - | - | - | - | - | No | - | - | No | - | - | No | - | - | 63 | 69 | 4.553 | 4.31 | 4.56 | 5.474 | 5.073 | 4.901 | 608 | 969 | 2864 | 1328 | 1690 | 3822 | 3 | 2.5 | 3 | 2.7 | 3.243 | 4.289 | 3.026 | 3.44 | 4.288 | 5426 | 1886 | 229 | 1640 | 823 | 145 | 1 | 1.5 | 2.5 | No | - | - | - | - | N/A | N/A | N/A | 4 | 3.1216 | 3.6679
[SEER Non Multi-Split <=65kW] GEMS (Air Conditioners up to 65kW) Determination 2019 | MEPS 2019 | AS/NZS 3823.1.1:2012 | FDC(A)100VNP-W / FDE100VH | FDC(A)100VNP-W / FDE100VH | N/A | MITSUBISHI HEAVY INDUSTRIES | N/A | Non Ducted | Single Split System | Under ceiling | Air | Air | Thailand | 3 | N/A | 10 | N/A | N/A | N/A | N/A | N/A | 2.36 | 10 | Calorimeter Room | 3.2365 | 4.3636 | N/A | - | N/A | N/A | N/A | N/A | N/A | N/A | N/A | N/A | N/A | N/A | N/A | N/A | N/A | N/A | N/A | N/A | N/A | Single | R32 | Australia,Fiji,New Zealand | 131178 | 2025-08-12 |  | Approved | Reverse Cycle | N/A | No | Class 11 | No | N/A | N/A | N/A | N/A | N/A | N/A | N/A | Available | N/A | N/A | http://www.mhiaa.com.au/ | http://www.mhiaa.com.au/ | N/A |  |  | AAC5143 | Yes | Variable output compressor | Inverter | No | - | 10000 | 3 | - | 950 | 5000 | No | - | - | - | 2742 | 10770 | No | 868.3 | 5385 | No | - | - | 10000 | 2.36 | 870 | 5000 | No | - | - | Yes | 2210 | 7600 | No | - | - | No | - | - | - | - | - | No | - | - | No | - | - | No | - | - | 64 | 68 | 4.967 | 4.682 | 4.959 | 6.007 | 5.551 | 5.345 | 557 | 892 | 2633 | 1210 | 1544 | 3505 | 3 | 3 | 3 | 3.82 | 4.543 | 5.268 | 4.08 | 4.842 | 5.275 | 3427 | 1206 | 169 | 1089 | 525 | 107 | 2 | 3 | 3.5 | No | - | - | - | - | N/A | N/A | N/A | 3.8439 | 3.319 | 4.2141
[SEER Non Multi-Split <=65kW] GEMS (Air Conditioners up to 65kW) Determination 2019 | MEPS 2019 | AS/NZS 3823.1.1:2012 | FDC(A)100VNP-W / FDE100VH | FDC(A)100VNP-W / FDE100VH | N/A | MITSUBISHI HEAVY INDUSTRIES | N/A | Non Ducted | Single Split System | Under ceiling | Air | Air | Thailand | 3 | N/A | 10 | N/A | N/A | N/A | N/A | N/A | 2.36 | 10 | Calorimeter Room | 3.2365 | 4.3636 | N/A | - | N/A | N/A | N/A | N/A | N/A | N/A | N/A | N/A | N/A | N/A | N/A | N/A | N/A | N/A | N/A | N/A | N/A | Single | R32 | Australia,Fiji,New Zealand | 131178 | 2025-08-12 |  | Approved | Reverse Cycle | N/A | No | Class 11 | No | N/A | N/A | N/A | N/A | N/A | N/A | N/A | Available | N/A | N/A | http://www.mhiaa.com.au/ | http://www.mhiaa.com.au/ | N/A |  |  | AAC5143 | Yes | Variable output compressor | Inverter | No | - | 10000 | 3 | - | 950 | 5000 | No | - | - | - | 2742 | 10770 | No | 868.3 | 5385 | No | - | - | 10000 | 2.36 | 870 | 5000 | No | - | - | Yes | 2210 | 7600 | No | - | - | No | - | - | - | - | - | No | - | - | No | - | - | No | - | - | 64 | 68 | 4.967 | 4.682 | 4.959 | 6.007 | 5.551 | 5.345 | 557 | 892 | 2633 | 1210 | 1544 | 3505 | 3 | 3 | 3 | 3.82 | 4.543 | 5.268 | 4.08 | 4.842 | 5.275 | 3427 | 1206 | 169 | 1089 | 525 | 107 | 2 | 3 | 3.5 | No | - | - | - | - | N/A | N/A | N/A | 3.8439 | 3.319 | 4.2141
[SEER Non Multi-Split <=65kW] GEMS (Air Conditioners up to 65kW) Determination 2019 | MEPS 2019 | AS/NZS 3823.1.1:2012 | FDC(A)100VNP-W / FDT100VH | FDC(A)100VNP-W / FDT100VH | N/A | MITSUBISHI HEAVY INDUSTRIES | N/A | Non Ducted | Single Split System | Cassette | Air | Air | Thailand | 2.84 | N/A | 10 | N/A | N/A | N/A | N/A | N/A | 2.33 | 10 | Calorimeter Room | 3.3713 | 4.2782 | N/A | - | N/A | N/A | N/A | N/A | N/A | N/A | N/A | N/A | N/A | N/A | N/A | N/A | N/A | N/A | N/A | N/A | N/A | Single | R32 | Australia,Fiji,New Zealand | 131130 | 2025-08-12 |  | Approved | Reverse Cycle | N/A | No | Class 11 | No | N/A | N/A | N/A | N/A | N/A | N/A | N/A | Available | N/A | N/A | http://www.mhiaa.com.au/ | http://www.mhiaa.com.au | N/A |  |  | AAC5142 | Yes | Variable output compressor | Inverter | No | - | 10000 | 2.84 | - | 950 | 5000 | No | - | - | - | 2595.76 | 10770 | No | 868.3 | 5385 | No | - | - | 10000 | 2.33 | 880 | 5000 | No | - | - | Yes | 2120 | 7600 | No | - | - | No | - | - | - | - | - | No | - | - | No | - | - | No | - | - | 62 | 68 | 5.059 | 4.798 | 5.073 | 6.067 | 5.63 | 5.448 | 547 | 871 | 2574 | 1198 | 1523 | 3439 | 3.5 | 3 | 3.5 | 3.847 | 4.546 | 5.213 | 4.083 | 4.817 | 5.217 | 3402 | 1204 | 170 | 1087 | 527 | 108 | 2 | 3 | 3.5 | No | - | - | - | - | N/A | N/A | N/A | 3.5454 | 3.5063 | 4.2699
[SEER Non Multi-Split <=65kW] GEMS (Air Conditioners up to 65kW) Determination 2019 | MEPS 2019 | AS/NZS 3823.1.1:2012 | FDC(A)100VNP-W / FDT100VH | FDC(A)100VNP-W / FDT100VH | N/A | MITSUBISHI HEAVY INDUSTRIES | N/A | Non Ducted | Single Split System | Cassette | Air | Air | Thailand | 2.84 | N/A | 10 | N/A | N/A | N/A | N/A | N/A | 2.33 | 10 | Calorimeter Room | 3.3713 | 4.2782 | N/A | - | N/A | N/A | N/A | N/A | N/A | N/A | N/A | N/A | N/A | N/A | N/A | N/A | N/A | N/A | N/A | N/A | N/A | Single | R32 | Australia,Fiji,New Zealand | 131130 | 2025-08-12 |  | Approved | Reverse Cycle | N/A | No | Class 11 | No | N/A | N/A | N/A | N/A | N/A | N/A | N/A | Available | N/A | N/A | http://www.mhiaa.com.au/ | http://www.mhiaa.com.au | N/A |  |  | AAC5142 | Yes | Variable output compressor | Inverter | No | - | 10000 | 2.84 | - | 950 | 5000 | No | - | - | - | 2595.76 | 10770 | No | 868.3 | 5385 | No | - | - | 10000 | 2.33 | 880 | 5000 | No | - | - | Yes | 2120 | 7600 | No | - | - | No | - | - | - | - | - | No | - | - | No | - | - | No | - | - | 62 | 68 | 5.059 | 4.798 | 5.073 | 6.067 | 5.63 | 5.448 | 547 | 871 | 2574 | 1198 | 1523 | 3439 | 3.5 | 3 | 3.5 | 3.847 | 4.546 | 5.213 | 4.083 | 4.817 | 5.217 | 3402 | 1204 | 170 | 1087 | 527 | 108 | 2 | 3 | 3.5 | No | - | - | - | - | N/A | N/A | N/A | 3.5454 | 3.5063 | 4.2699
[SEER Non Multi-Split <=65kW] GEMS (Air Conditioners up to 65kW) Determination 2019 | MEPS 2019 | AS/NZS 3823.1.2:2012 | FDC(A)100VNP-W / FDU100VH | FDC(A)100VNP-W / FDU100VH | N/A | MITSUBISHI HEAVY INDUSTRIES | N/A | Ducted | Single Split System | - | Air | Air | Thailand | 3.08 | N/A | 10 | N/A | N/A | N/A | N/A | N/A | 2.45 | 10 | Enthalpy Test Room | 3.3844 | 4.2825 | N/A | - | N/A | N/A | N/A | N/A | N/A | N/A | N/A | N/A | N/A | N/A | N/A | N/A | N/A | N/A | N/A | N/A | N/A | Single | R32 | Australia,Fiji,New Zealand | 131184 | 2025-08-12 |  | Approved | Reverse Cycle | N/A | No | Class 11 | No | N/A | N/A | N/A | N/A | N/A | N/A | N/A | Available | N/A | N/A | http://www.mhiaa.com.au/ | http://www.mhiaa.com.au | N/A |  |  | AAC5144 | Yes | Variable output compressor | Inverter | No | - | 10000 | 3.08 | - | 1070 | 5000 | No | - | - | - | 2815.12 | 10770 | No | 977.98 | 5385 | No | - | - | 10000 | 2.45 | 940 | 5000 | No | - | - | Yes | 2270 | 7600 | No | - | - | No | - | - | - | - | - | No | - | - | No | - | - | No | - | - | - | - | 4.393 | 4.218 | 4.536 | 5.343 | 4.987 | 4.875 | 622 | 981 | 2870 | 1353 | 1712 | 3835 | 2.5 | 2.5 | 3 | 3.65 | 4.28 | 4.883 | 3.86 | 4.524 | 4.885 | 3595 | 1289 | 191 | 1158 | 569 | 123 | 2 | 2.5 | 3 | No | - | - | - | - | N/A | N/A | N/A | 7.719 | 3.2195 | 4.0386
[SEER Non Multi-Split <=65kW] GEMS (Air Conditioners up to 65kW) Determination 2019 | MEPS 2019 | AS/NZS 3823.1.2:2012 | FDC(A)100VNP-W / FDU100VH | FDC(A)100VNP-W / FDU100VH | N/A | MITSUBISHI HEAVY INDUSTRIES | N/A | Ducted | Single Split System | - | Air | Air | Thailand | 3.08 | N/A | 10 | N/A | N/A | N/A | N/A | N/A | 2.45 | 10 | Enthalpy Test Room | 3.3844 | 4.2825 | N/A | - | N/A | N/A | N/A | N/A | N/A | N/A | N/A | N/A | N/A | N/A | N/A | N/A | N/A | N/A | N/A | N/A | N/A | Single | R32 | Australia,Fiji,New Zealand | 131184 | 2025-08-12 |  | Approved | Reverse Cycle | N/A | No | Class 11 | No | N/A | N/A | N/A | N/A | N/A | N/A | N/A | Available | N/A | N/A | http://www.mhiaa.com.au/ | http://www.mhiaa.com.au | N/A |  |  | AAC5144 | Yes | Variable output compressor | Inverter | No | - | 10000 | 3.08 | - | 1070 | 5000 | No | - | - | - | 2815.12 | 10770 | No | 977.98 | 5385 | No | - | - | 10000 | 2.45 | 940 | 5000 | No | - | - | Yes | 2270 | 7600 | No | - | - | No | - | - | - | - | - | No | - | - | No | - | - | No | - | - | - | - | 4.393 | 4.218 | 4.536 | 5.343 | 4.987 | 4.875 | 622 | 981 | 2870 | 1353 | 1712 | 3835 | 2.5 | 2.5 | 3 | 3.65 | 4.28 | 4.883 | 3.86 | 4.524 | 4.885 | 3595 | 1289 | 191 | 1158 | 569 | 123 | 2 | 2.5 | 3 | No | - | - | - | - | N/A | N/A | N/A | 7.719 | 3.2195 | 4.0386
[SEER Non Multi-Split <=65kW] GEMS (Air Conditioners up to 65kW) Determination 2019 | MEPS 2019 | AS/NZS 3823.1.2:2012 | FDC(A)100VNP-W / FDUA100VH | FDC(A)100VNP-W / FDUA100VH | N/A | MITSUBISHI HEAVY INDUSTRIES | N/A | Ducted | Single Split System | - | Air | Air | Thailand | 2.99 | N/A | 10 | N/A | N/A | N/A | N/A | N/A | 2.57 | 10 | Enthalpy Test Room | 3.3033 | 4.305 | N/A | - | N/A | N/A | N/A | N/A | N/A | N/A | N/A | N/A | N/A | N/A | N/A | N/A | N/A | N/A | N/A | N/A | N/A | Single | R32 | Australia,Fiji,New Zealand | 131189 | 2025-08-19 |  | Approved | Reverse Cycle | N/A | No | Class 11 | No | N/A | N/A | N/A | N/A | N/A | N/A | N/A | Available | N/A | N/A | http://www.mhiaa.com.au/ | http://www.mhiaa.com.au | N/A |  |  | AAC5172 | Yes | Variable output compressor | Inverter | No | - | 10000 | 2.99 | - | 990 | 5000 | No | - | - | - | 2732.86 | 10770 | No | 904.86 | 5385 | No | - | - | 10000 | 2.57 | 970 | 5000 | No | - | - | Yes | 2520 | 7600 | No | - | - | No | - | - | - | - | - | No | - | - | No | - | - | No | - | - | - | - | 4.639 | 4.439 | 4.798 | 5.706 | 5.311 | 5.176 | 587 | 929 | 2711 | 1265 | 1605 | 3610 | 3 | 2.5 | 3 | 3.482 | 4.1 | 4.729 | 3.705 | 4.36 | 4.733 | 3769 | 1346 | 198 | 1207 | 591 | 128 | 1.5 | 2.5 | 3 | No | - | - | - | - | N/A | N/A | N/A | 8.2476 | 3.3136 | 3.8493
[SEER Non Multi-Split <=65kW] GEMS (Air Conditioners up to 65kW) Determination 2019 | MEPS 2019 | AS/NZS 3823.1.2:2012 | FDC(A)100VNP-W / FDUA100VH | FDC(A)100VNP-W / FDUA100VH | N/A | MITSUBISHI HEAVY INDUSTRIES | N/A | Ducted | Single Split System | - | Air | Air | Thailand | 2.99 | N/A | 10 | N/A | N/A | N/A | N/A | N/A | 2.57 | 10 | Enthalpy Test Room | 3.3033 | 4.305 | N/A | - | N/A | N/A | N/A | N/A | N/A | N/A | N/A | N/A | N/A | N/A | N/A | N/A | N/A | N/A | N/A | N/A | N/A | Single | R32 | Australia,Fiji,New Zealand | 131189 | 2025-08-19 |  | Approved | Reverse Cycle | N/A | No | Class 11 | No | N/A | N/A | N/A | N/A | N/A | N/A | N/A | Available | N/A | N/A | http://www.mhiaa.com.au/ | http://www.mhiaa.com.au | N/A |  |  | AAC5172 | Yes | Variable output compressor | Inverter | No | - | 10000 | 2.99 | - | 990 | 5000 | No | - | - | - | 2732.86 | 10770 | No | 904.86 | 5385 | No | - | - | 10000 | 2.57 | 970 | 5000 | No | - | - | Yes | 2520 | 7600 | No | - | - | No | - | - | - | - | - | No | - | - | No | - | - | No | - | - | - | - | 4.639 | 4.439 | 4.798 | 5.706 | 5.311 | 5.176 | 587 | 929 | 2711 | 1265 | 1605 | 3610 | 3 | 2.5 | 3 | 3.482 | 4.1 | 4.729 | 3.705 | 4.36 | 4.733 | 3769 | 1346 | 198 | 1207 | 591 | 128 | 1.5 | 2.5 | 3 | No | - | - | - | - | N/A | N/A | N/A | 8.2476 | 3.3136 | 3.8493
[SEER Non Multi-Split <=65kW] GEMS (Air Conditioners up to 65kW) Determination 2019 | MEPS 2019 | AS/NZS 3823.1.1:2012 | FDC(A)100VSA-W / FDE100VH | FDC(A)100VSA-W / FDE100VH | N/A | MITSUBISHI HEAVY INDUSTRIES | N/A | Non Ducted | Single Split System | Under ceiling | Air | Air | Thailand | 2.85 | N/A | 10 | N/A | N/A | N/A | N/A | N/A | 2.54 | 11.2 | Calorimeter Room | 3.6627 | 4.5105 | N/A | - | N/A | N/A | N/A | N/A | N/A | N/A | N/A | N/A | N/A | N/A | N/A | N/A | N/A | N/A | N/A | N/A | N/A | Three | R32 | Australia,Fiji,New Zealand | 130667 | 2025-08-10 |  | Approved | Reverse Cycle | N/A | Yes | Class 11 | Yes | N/A | N/A | N/A | N/A | N/A | N/A | N/A | Available | N/A | N/A | http://www.mhiaa.com.au/ | http://www.mhiaa.com.au | N/A |  |  | AAC5120 | Yes | Variable output compressor | Inverter | No | - | 10000 | 2.85 | - | 910 | 5000 | No | - | - | - | 2604.9 | 10770 | No | 831.74 | 5385 | No | - | - | 11200 | 2.54 | 1000 | 5600 | No | - | - | Yes | 3070 | 10000 | No | - | - | No | - | - | - | - | - | No | - | - | No | - | - | No | - | - | 64 | 69 | 4.758 | 4.588 | 5.082 | 6.038 | 5.63 | 5.521 | 562 | 887 | 2547 | 1185 | 1504 | 3375 | 3 | 3 | 3.5 | 4.084 | 4.658 | 5.147 | 4.36 | 4.846 | 5.145 | 3609 | 1339 | 214 | 1159 | 605 | 140 | 2.5 | 3 | 3.5 | No | - | - | - | - | N/A | N/A | N/A | 12.6502 | 3.4569 | 4.3365
[SEER Non Multi-Split <=65kW] GEMS (Air Conditioners up to 65kW) Determination 2019 | MEPS 2019 | AS/NZS 3823.1.2:2012 | FDC(A)100VSA-W / FDU100VH | FDC(A)100VSA-W / FDU100VH | N/A | MITSUBISHI HEAVY INDUSTRIES | N/A | Ducted | Single Split System | - | Air | Air | Thailand | 2.99 | N/A | 10 | N/A | N/A | N/A | N/A | N/A | 2.66 | 11.2 | Enthalpy Test Room | 3.8392 | 4.4109 | N/A | - | N/A | N/A | N/A | N/A | N/A | N/A | N/A | N/A | N/A | N/A | N/A | N/A | N/A | N/A | N/A | N/A | N/A | Three | R32 | Australia,Fiji,New Zealand | 130753 | 2025-08-11 |  | Approved | Reverse Cycle | N/A | Yes | Class 11 | Yes | N/A | N/A | N/A | N/A | N/A | N/A | N/A | Available | N/A | N/A | http://www.mhiaa.com.au/ | http://www.mhiaa.com.au | N/A |  |  | AAC5133 | Yes | Variable output compressor | Inverter | No | - | 10000 | 2.99 | - | 1030 | 5000 | No | - | - | - | 2732.86 | 10770 | No | 941.42 | 5385 | No | - | - | 11200 | 2.66 | 1070 | 5600 | No | - | - | Yes | 3120 | 10000 | No | - | - | No | - | - | - | - | - | No | - | - | No | - | - | No | - | - | - | 69 | 4.143 | 4.061 | 4.584 | 5.314 | 4.999 | 4.975 | 637 | 991 | 2813 | 1338 | 1685 | 3736 | 2.5 | 2.5 | 3 | 3.9 | 4.396 | 4.814 | 4.135 | 4.554 | 4.81 | 3791 | 1432 | 241 | 1232 | 654 | 160 | 2 | 2.5 | 3 | No | - | - | - | - | N/A | N/A | N/A | 18.4213 | 3.2763 | 4.1142
[SEER Non Multi-Split <=65kW] GEMS (Air Conditioners up to 65kW) Determination 2019 | MEPS 2019 | AS/NZS 3823.1.1:2012 | FDC(A)100VSA-W / SRK100ZR-W | FDC(A)100VSA-W / SRK100ZR-W | N/A | MITSUBISHI HEAVY INDUSTRIES | N/A | Non Ducted | Single Split System | Wall Hung | Air | Air | Thailand | 3.19 | N/A | 10 | N/A | N/A | N/A | N/A | N/A | 3.04 | 11.2 | Calorimeter Room | 3.5033 | 3.6841 | N/A | - | N/A | N/A | N/A | N/A | N/A | N/A | N/A | N/A | N/A | N/A | N/A | N/A | N/A | N/A | N/A | N/A | N/A | Three | R32 | Australia,Fiji,New Zealand | 139120 | 2026-06-16 |  | Approved | Reverse Cycle | N/A | Yes | Class 11 | Yes | N/A | N/A | N/A | N/A | N/A | N/A | N/A | Available | N/A | N/A | http://www.mhiaa.com.au/ | http://www.mhiaa.com.au | N/A |  |  | AAC6097 | Yes | Variable output compressor | Inverter | No | - | 10000 | 3.19 | - | 1050 | 5000 | No | - | - | - | 2915.66 | 10770 | No | 959.7 | 5385 | No | - | - | 11200 | 3.04 | 1200 | 5600 | No | - | - | Yes | 3200 | 7700 | No | - | - | No | - | - | - | - | - | No | - | - | No | - | - | No | - | - | 63 | 69 | 4.508 | 4.278 | 4.549 | 5.45 | 5.056 | 4.894 | 611 | 974 | 2868 | 1332 | 1694 | 3826 | 3 | 2.5 | 3 | 2.763 | 3.295 | 4.289 | 3.073 | 3.731 | 4.288 | 5305 | 1859 | 232 | 1618 | 762 | 147 | 1 | 1.5 | 2.5 | No | - | - | - | - | N/A | N/A | N/A | 5.109 | 3.1179 | 3.6634
[SEER Non Multi-Split <=65kW] GEMS (Air Conditioners up to 65kW) Determination 2019 | MEPS 2019 | AS/NZS 3823.1.1:2012 | FDC(A)125VNP-W / FDE125VH | FDC(A)125VNP-W / FDE125VH | N/A | MITSUBISHI HEAVY INDUSTRIES | 2840 | Non Ducted | Single Split System | Under ceiling | Air | Air | Australia | 3.88 | 8580 | 12.1 | N/A | N/A | N/A | N/A | N/A | 3.3 | 12.1 | Calorimeter Room | 3.1045 | 3.6611 | N/A | - | N/A | N/A | N/A | N/A | N/A | N/A | N/A | N/A | N/A | N/A | N/A | N/A | N/A | N/A | N/A | N/A | N/A | Single | R32 | Australia,Fiji,New Zealand | 145059 | 2027-03-09 |  | Approved | Reverse Cycle | N/A | No | Class 11 | No | N/A | N/A | N/A | N/A | N/A | N/A | N/A | Available | N/A | N/A | http://www.mhiaa.com.au/ | http://www.mhiaa.com.au/ | N/A |  |  | AAC6554 | Yes | Variable output compressor | Inverter | No | - | 12100 | 3.88 | - | 1420 | 6050 | No | - | - | - | 3546.32 | 13031.7 | No | 1297.88 | 6515.85 | No | - | - | 12100 | 3.3 | 1500 | 6050 | No | - | - | Yes | 2850 | 7900 | No | - | - | No | - | - | - | - | - | No | - | - | No | - | - | No | - | - | 64 | 73 | 4.181 | 4.01 | 4.252 | 4.973 | 4.648 | 4.543 | 799 | 1258 | 3715 | 1767 | 2231 | 4988 | 2.5 | 2.5 | 2.5 | 2.655 | 3.067 | 3.729 | 2.859 | 3.165 | 3.715 | 5965 | 2159 | 287 | 1878 | 969 | 183 | 1 | 1.5 | 2 | No | - | - | - | - | N/A | N/A | N/A | 6 | 3.1023 | 3.6443
[SEER Non Multi-Split <=65kW] GEMS (Air Conditioners up to 65kW) Determination 2019 | MEPS 2019 | AS/NZS 3823.1.1:2012 | FDC(A)125VNP-W / FDT125VH | FDC(A)125VNP-W / FDT125VH | N/A | MITSUBISHI HEAVY INDUSTRIES | N/A | Non Ducted | Single Split System | Cassette | Air | Air | Thailand | 3.69 | N/A | 12.1 | N/A | N/A | N/A | N/A | N/A | 3.2 | 12.1 | Calorimeter Room | 3.2472 | 3.805 | N/A | - | N/A | N/A | N/A | N/A | N/A | N/A | N/A | N/A | N/A | N/A | N/A | N/A | N/A | N/A | N/A | N/A | N/A | Single | R32 | Australia,Fiji,New Zealand | 144983 | 2027-03-03 |  | Approved | Reverse Cycle | N/A | No | Class 11 | No | N/A | N/A | N/A | N/A | N/A | N/A | N/A | Available | N/A | N/A | http://www.mhiaa.com.au/ | http://www.mhiaa.com.au/ | N/A |  |  | AAC6547 | Yes | Variable output compressor | Inverter | No | - | 12100 | 3.69 | - | 1420 | 6060 | No | - | - | - | 3372.66 | 13031.7 | No | 1297.88 | 6526.62 | No | - | - | 12100 | 3.2 | 1350 | 6050 | No | - | - | Yes | 2930 | 8500 | No | - | - | No | - | - | - | - | - | No | - | - | No | - | - | No | - | - | 63 | 73 | 4.305 | 4.137 | 4.356 | 5.05 | 4.729 | 4.636 | 780 | 1225 | 3630 | 1745 | 2196 | 4892 | 2.5 | 2.5 | 2.5 | 2.91 | 3.378 | 4.131 | 3.141 | 3.704 | 4.122 | 5438 | 1956 | 256 | 1707 | 826 | 162 | 1 | 1.5 | 2.5 | No | - | - | - | - | N/A | N/A | N/A | 4 | 3.2672 | 3.7653
[SEER Non Multi-Split <=65kW] GEMS (Air Conditioners up to 65kW) Determination 2019 | MEPS 2019 | AS/NZS 3823.1.2:2012 | FDC(A)125VNP-W / FDU125VH | FDC(A)125VNP-W / FDU125VH | N/A | MITSUBISHI HEAVY INDUSTRIES | N/A | Ducted | Single Split System | - | Air | Air | Thailand | 3.85 | N/A | 12.1 | N/A | N/A | N/A | N/A | N/A | 3.28 | 12.1 | Enthalpy Test Room | 3.003 | 3.4625 | N/A | - | N/A | N/A | N/A | N/A | N/A | N/A | N/A | N/A | N/A | N/A | N/A | N/A | N/A | N/A | N/A | N/A | N/A | Single | R32 | Australia,Fiji,New Zealand | 144985 | 2027-03-09 |  | Approved | Reverse Cycle | N/A | No | Class 11 | No | N/A | N/A | N/A | N/A | N/A | N/A | N/A | Available | N/A | N/A | http://www.mhiaa.com.au/ | http://www.mhiaa.com.au/ | N/A |  |  | AAC6553 | Yes | Variable output compressor | Inverter | No | - | 12100 | 3.85 | - | 1500 | 6050 | No | - | - | - | 3518.9 | 13031.7 | No | 1371 | 6515.85 | No | - | - | 12100 | 3.28 | 1500 | 6050 | No | - | - | Yes | 2850 | 7900 | No | - | - | No | - | - | - | - | - | No | - | - | No | - | - | No | - | - | - | - | 3.985 | 3.858 | 4.115 | 4.734 | 4.447 | 4.385 | 835 | 1304 | 3834 | 1853 | 2328 | 5164 | 2 | 2 | 2.5 | 2.657 | 3.07 | 3.73 | 2.861 | 3.167 | 3.715 | 5964 | 2162 | 292 | 1881 | 973 | 187 | 1 | 1.5 | 2 | No | - | - | - | - | N/A | N/A | N/A | 8 | 3.1209 | 3.6589
[SEER Non Multi-Split <=65kW] GEMS (Air Conditioners up to 65kW) Determination 2019 | MEPS 2019 | AS/NZS 3823.1.2:2012 | FDC(A)125VNP-W / FDUA125VH | FDC(A)125VNP-W / FDUA125VH | N/A | MITSUBISHI HEAVY INDUSTRIES | N/A | Ducted | Single Split System | - | Air | Air | Thailand | 3.85 | N/A | 12.1 | N/A | N/A | N/A | N/A | N/A | 3.28 | 12.1 | Enthalpy Test Room | 3.1441 | 3.7748 | N/A | - | N/A | N/A | N/A | N/A | N/A | N/A | N/A | N/A | N/A | N/A | N/A | N/A | N/A | N/A | N/A | N/A | N/A | Single | R32 | Australia,Fiji,New Zealand | 144996 | 2027-02-28 |  | Approved | Reverse Cycle | N/A | No | Class 11 | No | N/A | N/A | N/A | N/A | N/A | N/A | N/A | Available | N/A | N/A | http://www.mhiaa.com.au/ | http://www.mhiaa.com.au/ | N/A |  |  | AAC6535 | Yes | Variable output compressor | Inverter | No | - | 12100 | 3.85 | - | 1420 | 6050 | No | - | - | - | 3518.9 | 13031.7 | No | 1297.88 | 6515.85 | No | - | - | 12100 | 3.28 | 1500 | 6050 | No | - | - | Yes | 2850 | 7900 | No | - | - | No | - | - | - | - | - | No | - | - | No | - | - | No | - | - | - | - | 4.106 | 3.961 | 4.243 | 4.936 | 4.624 | 4.541 | 807 | 1266 | 3714 | 1775 | 2236 | 4984 | 2.5 | 2 | 2.5 | 2.657 | 3.07 | 3.73 | 2.861 | 3.167 | 3.715 | 5966 | 2164 | 295 | 1883 | 975 | 189 | 1 | 1.5 | 2 | No | - | - | - | - | N/A | N/A | N/A | 9 | 3.1182 | 3.6551
[SEER Non Multi-Split <=65kW] GEMS (Air Conditioners up to 65kW) Determination 2019 | MEPS 2019 | AS/NZS 3823.1.1:2012 | FDC(A)125VNX-W / FDE125VH | FDC(A)125VNX-W / FDE125VH | N/A | MITSUBISHI HEAVY INDUSTRIES | N/A | Non Ducted | Single Split System | Under ceiling | Air | Air | Thailand | 3.34 | N/A | 12.5 | N/A | N/A | N/A | N/A | N/A | 3.74 | 14 | Calorimeter Room | 3.6154 | 4.0207 | N/A | - | N/A | N/A | N/A | N/A | N/A | N/A | N/A | N/A | N/A | N/A | N/A | N/A | N/A | N/A | N/A | N/A | N/A | Single | R32 | Australia,Fiji,New Zealand | 133768 | 2026-01-25 |  | Approved | Reverse Cycle | N/A | Yes | Class 11 | Yes | N/A | N/A | N/A | N/A | N/A | N/A | N/A | Available | N/A | N/A | http://www.mhiaa.com.au/ | http://www.mhiaa.com.au | N/A |  |  | AAC5672 | Yes | Variable output compressor | Inverter | No | - | 12500 | 3.34 | - | 1290 | 6250 | No | - | - | - | 3052.76 | 13462.5 | No | 1179.06 | 6731.25 | No | - | - | 14000 | 3.74 | 1240 | 7000 | No | - | - | Yes | 5830 | 14900 | No | - | - | No | - | - | - | - | - | No | - | - | No | - | - | No | - | - | 64 | 68 | 4.374 | 4.315 | 4.816 | 5.465 | 5.17 | 5.181 | 760 | 1173 | 3354 | 1634 | 2044 | 4491 | 2.5 | 2.5 | 3 | 3.936 | 4.465 | 5.153 | 4.285 | 4.762 | 5.173 | 4687 | 1753 | 275 | 1480 | 775 | 181 | 2 | 2.5 | 3.5 | No | - | - | - | - | N/A | N/A | N/A | 19.0076 | 3.6719 | 3.6801
[SEER Non Multi-Split <=65kW] GEMS (Air Conditioners up to 65kW) Determination 2019 | MEPS 2019 | AS/NZS 3823.1.1:2012 | FDC(A)125VNX-W / FDT125VH | FDC(A)125VNX-W / FDT125VH | N/A | MITSUBISHI HEAVY INDUSTRIES | N/A | Non Ducted | Single Split System | Cassette | Air | Air | Thailand | 3.21 | N/A | 12.5 | N/A | N/A | N/A | N/A | N/A | 3.43 | 14 | Calorimeter Room | 3.8853 | 4.1646 | N/A | - | N/A | N/A | N/A | N/A | N/A | N/A | N/A | N/A | N/A | N/A | N/A | N/A | N/A | N/A | N/A | N/A | N/A | Single | R32 | Australia,Fiji,New Zealand | 133775 | 2026-01-21 |  | Approved | Reverse Cycle | N/A | Yes | Class 11 | Yes | N/A | N/A | N/A | N/A | N/A | N/A | N/A | Available | N/A | N/A | http://www.mhiaa.com.au/ | http://www.mhiaa.com.au | N/A |  |  | AAC5654 | Yes | Variable output compressor | Inverter | No | - | 12500 | 3.21 | - | 1240 | 6250 | No | - | - | - | 2933.94 | 13462.5 | No | 1133.36 | 6731.25 | No | - | - | 14000 | 3.43 | 1240 | 7000 | No | - | - | Yes | 5310 | 14700 | No | - | - | No | - | - | - | - | - | No | - | - | No | - | - | No | - | - | 63 | 68 | 4.602 | 4.529 | 5.026 | 5.714 | 5.4 | 5.4 | 725 | 1121 | 3218 | 1566 | 1960 | 4312 | 3 | 3 | 3.5 | 4.095 | 4.597 | 5.17 | 4.392 | 4.836 | 5.18 | 4501 | 1698 | 269 | 1440 | 759 | 176 | 2.5 | 3 | 3.5 | No | - | - | - | - | N/A | N/A | N/A | 16.7222 | 3.8267 | 4.0155
[SEER Non Multi-Split <=65kW] GEMS (Air Conditioners up to 65kW) Determination 2019 | MEPS 2019 | AS/NZS 3823.1.2:2012 | FDC(A)125VNX-W / FDU125VH | FDC(A)125VNX-W / FDU125VH | N/A | MITSUBISHI HEAVY INDUSTRIES | N/A | Ducted | Single Split System | - | Air | Air | Thailand | 3.49 | N/A | 12.5 | N/A | N/A | N/A | N/A | N/A | 3.61 | 14 | Enthalpy Test Room | 3.766 | 3.9218 | N/A | - | N/A | N/A | N/A | N/A | N/A | N/A | N/A | N/A | N/A | N/A | N/A | N/A | N/A | N/A | N/A | N/A | N/A | Single | R32 | Australia,Fiji,New Zealand | 133519 | 2026-01-21 |  | Approved | Reverse Cycle | N/A | Yes | Class 11 | Yes | N/A | N/A | N/A | N/A | N/A | N/A | N/A | Available | N/A | N/A | http://www.mhiaa.com.au/ | http://www.mhiaa.com.au | N/A |  |  | AAC5652 | Yes | Variable output compressor | Inverter | No | - | 12500 | 3.49 | - | 1430 | 6250 | No | - | - | - | 3189.86 | 13462.5 | No | 1307.02 | 6731.25 | No | - | - | 14000 | 3.61 | 1440 | 7000 | No | - | - | Yes | 4490 | 13100 | No | - | - | No | - | - | - | - | - | No | - | - | No | - | - | No | - | - | - | 68 | 4.004 | 3.973 | 4.444 | 4.974 | 4.723 | 4.766 | 830 | 1273 | 3634 | 1794 | 2236 | 4881 | 2.5 | 2 | 2.5 | 3.678 | 4.088 | 4.47 | 3.885 | 4.234 | 4.467 | 5018 | 1916 | 316 | 1633 | 872 | 207 | 2 | 2.5 | 2.5 | No | - | - | - | - | N/A | N/A | N/A | 21.1593 | 3.5097 | 3.8028
[SEER Non Multi-Split <=65kW] GEMS (Air Conditioners up to 65kW) Determination 2019 | MEPS 2019 | AS/NZS 3823.1.2:2012 | FDC(A)125VNX-W / FDUA125 | FDC(A)125VNX-W / FDUA125 | N/A | MITSUBISHI HEAVY INDUSTRIES | N/A | Ducted | Single Split System | - | Air | Air | Thailand | 3.83 | N/A | 12.5 | N/A | N/A | N/A | N/A | N/A | 3.68 | 14 | Enthalpy Test Room | 3.8814 | 4.0192 | N/A | - | N/A | N/A | N/A | N/A | N/A | N/A | N/A | N/A | N/A | N/A | N/A | N/A | N/A | N/A | N/A | N/A | N/A | Single | R32 | Australia,Fiji,New Zealand | 136583 | 2026-03-17 |  | Approved | Reverse Cycle | N/A | Yes | Class 11 | Yes | N/A | N/A | N/A | N/A | N/A | N/A | N/A | Available | N/A | N/A | http://www.mhiaa.com.au/ | http://www.mhiaa.com.au | N/A |  |  | AAC5839 | Yes | Variable output compressor | Inverter | No | - | 12500 | 3.83 | - | 1400 | 6250 | No | - | - | - | 3500.62 | 13462.5 | No | 1279.6 | 6731.25 | No | - | - | 14000 | 3.68 | 1400 | 7000 | No | - | - | Yes | 5110 | 14200 | No | - | - | No | - | - | - | - | - | No | - | - | No | - | - | No | - | - | - | 68 | 3.952 | 3.881 | 4.338 | 4.981 | 4.696 | 4.683 | 840 | 1303 | 3722 | 1791 | 2249 | 4968 | 2 | 2 | 2.5 | 3.754 | 4.151 | 4.589 | 3.98 | 4.327 | 4.592 | 4918 | 1889 | 310 | 1595 | 855 | 204 | 2 | 2.5 | 3 | No | - | - | - | - | N/A | N/A | N/A | 21.5213 | 3.2029 | 3.7306
[SEER Non Multi-Split <=65kW] GEMS (Air Conditioners up to 65kW) Determination 2019 | MEPS 2019 | AS/NZS 3823.1.1:2012 | FDC(A)125VSX-W / FDE125VH | FDC(A)125VSX-W / FDE125VH | N/A | MITSUBISHI HEAVY INDUSTRIES | N/A | Non Ducted | Single Split System | Under ceiling | Air | Air | Thailand | 3.77 | N/A | 12.5 | N/A | N/A | N/A | N/A | N/A | 3.74 | 14 | Calorimeter Room | 3.4597 | 3.7813 | N/A | - | N/A | N/A | N/A | N/A | N/A | N/A | N/A | N/A | N/A | N/A | N/A | N/A | N/A | N/A | N/A | N/A | N/A | Three | R32 | Australia,Fiji,New Zealand | 133772 | 2026-01-22 |  | Approved | Reverse Cycle | N/A | Yes | Class 11 | Yes | N/A | N/A | N/A | N/A | N/A | N/A | N/A | Available | N/A | N/A | http://www.mhiaa.com.au/ | http://www.mhiaa.com.au | N/A |  |  | AAC5671 | Yes | Variable output compressor | Inverter | No | - | 12500 | 3.77 | - | 1290 | 6250 | No | - | - | - | 3445.78 | 13462.5 | No | 1179.06 | 6731.25 | No | - | - | 14000 | 3.74 | 1240 | 7000 | No | - | - | Yes | 5830 | 14900 | No | - | - | No | - | - | - | - | - | No | - | - | No | - | - | No | - | - | 64 | 68 | 4.261 | 4.144 | 4.601 | 5.375 | 5.04 | 4.98 | 783 | 1225 | 3515 | 1663 | 2099 | 4675 | 2.5 | 2.5 | 3 | 3.936 | 4.465 | 5.153 | 4.285 | 4.762 | 5.173 | 4686 | 1751 | 274 | 1478 | 774 | 179 | 2 | 2.5 | 3.5 | No | - | - | - | - | N/A | N/A | N/A | 18.2978 | 3.2621 | 3.6824
[SEER Non Multi-Split <=65kW] GEMS (Air Conditioners up to 65kW) Determination 2019 | MEPS 2019 | AS/NZS 3823.1.1:2012 | FDC(A)125VSX-W / FDT125VH | FDC(A)125VSX-W / FDT125VH | N/A | MITSUBISHI HEAVY INDUSTRIES | N/A | Non Ducted | Single Split System | Cassette | Air | Air | Thailand | 3.81 | N/A | 12.5 | N/A | N/A | N/A | N/A | N/A | 3.72 | 14 | Calorimeter Room | 3.6387 | 4.0768 | N/A | - | N/A | N/A | N/A | N/A | N/A | N/A | N/A | N/A | N/A | N/A | N/A | N/A | N/A | N/A | N/A | N/A | N/A | Three | R32 | Australia,Fiji,New Zealand | 133776 | 2026-01-25 |  | Approved | Reverse Cycle | N/A | Yes | Class 11 | Yes | N/A | N/A | N/A | N/A | N/A | N/A | N/A | Available | N/A | N/A | http://www.mhiaa.com.au/ | http://www.mhiaa.com.au | N/A |  |  | AAC5673 | Yes | Variable output compressor | Inverter | No | - | 12500 | 3.81 | - | 1480 | 6250 | No | - | - | - | 3482.34 | 13462.5 | No | 1352.72 | 6731.25 | No | - | - | 14000 | 3.72 | 1470 | 7000 | No | - | - | Yes | 5310 | 14700 | No | - | - | No | - | - | - | - | - | No | - | - | No | - | - | No | - | - | 63 | 68 | 4.155 | 4.024 | 4.3 | 4.947 | 4.648 | 4.585 | 826 | 1290 | 3789 | 1831 | 2300 | 5102 | 2.5 | 2.5 | 2.5 | 3.678 | 4.01 | 4.377 | 3.861 | 4.153 | 4.376 | 4989 | 1918 | 289 | 1616 | 861 | 185 | 2 | 2.5 | 2.5 | No | - | - | - | - | N/A | N/A | N/A | 8.3926 | 3.2566 | 3.735
[SEER Non Multi-Split <=65kW] GEMS (Air Conditioners up to 65kW) Determination 2019 | MEPS 2019 | AS/NZS 3823.1.2:2012 | FDC(A)125VSX-W / FDU125VH | FDC(A)125VSX-W / FDU125VH | N/A | MITSUBISHI HEAVY INDUSTRIES | N/A | Ducted | Single Split System | - | Air | Air | Thailand | 3.49 | N/A | 12.5 | N/A | N/A | N/A | N/A | N/A | 3.61 | 14 | Enthalpy Test Room | 3.6659 | 3.9529 | N/A | - | N/A | N/A | N/A | N/A | N/A | N/A | N/A | N/A | N/A | N/A | N/A | N/A | N/A | N/A | N/A | N/A | N/A | Three | R32 | Australia,Fiji,New Zealand | 133527 | 2026-01-21 |  | Approved | Reverse Cycle | N/A | Yes | Class 11 | Yes | N/A | N/A | N/A | N/A | N/A | N/A | N/A | Available | N/A | N/A | http://www.mhiaa.com.au/ | http://www.mhiaa.com.au | N/A |  |  | AAC5653 | Yes | Variable output compressor | Inverter | No | - | 12500 | 3.49 | - | 1430 | 6250 | No | - | - | - | 3189.86 | 13462.5 | No | 1307.02 | 6731.25 | No | - | - | 14000 | 3.61 | 1440 | 7000 | No | - | - | Yes | 4490 | 13100 | No | - | - | No | - | - | - | - | - | No | - | - | No | - | - | No | - | - | - | 68 | 4.172 | 4.103 | 4.492 | 5.065 | 4.793 | 4.797 | 808 | 1247 | 3610 | 1775 | 2216 | 4862 | 2.5 | 2.5 | 2.5 | 3.678 | 4.088 | 4.47 | 3.885 | 4.234 | 4.467 | 5004 | 1899 | 300 | 1619 | 858 | 195 | 2 | 2.5 | 2.5 | No | - | - | - | - | N/A | N/A | N/A | 14.7967 | 3.5311 | 3.8251
[SEER Non Multi-Split <=65kW] GEMS (Air Conditioners up to 65kW) Determination 2019 | MEPS 2019 | AS/NZS 3823.1.2:2012 | FDC(A)125VSX-W / FDUA125 | FDC(A)125VSX-W / FDUA125 | N/A | MITSUBISHI HEAVY INDUSTRIES | N/A | Ducted | Single Split System | - | Air | Air | Thailand | 3.83 | N/A | 12.5 | N/A | N/A | N/A | N/A | N/A | 3.68 | 14 | Enthalpy Test Room | 3.7953 | 4.0427 | N/A | - | N/A | N/A | N/A | N/A | N/A | N/A | N/A | N/A | N/A | N/A | N/A | N/A | N/A | N/A | N/A | N/A | N/A | Three | R32 | Australia,Fiji,New Zealand | 136586 | 2026-03-12 |  | Approved | Reverse Cycle | N/A | Yes | Class 11 | Yes | N/A | N/A | N/A | N/A | N/A | N/A | N/A | Available | N/A | N/A | http://www.mhiaa.com.au/ | http://www.mhiaa.com.au | N/A |  |  | AAC5832 | Yes | Variable output compressor | Inverter | No | - | 12500 | 3.83 | - | 1400 | 6250 | No | - | - | - | 3500.62 | 13462.5 | No | 1279.6 | 6731.25 | No | - | - | 14000 | 3.68 | 1400 | 7000 | No | - | - | Yes | 5110 | 14200 | No | - | - | No | - | - | - | - | - | No | - | - | No | - | - | No | - | - | - | 68 | 4.123 | 4.01 | 4.386 | 5.075 | 4.768 | 4.715 | 818 | 1277 | 3698 | 1771 | 2228 | 4947 | 2.5 | 2.5 | 2.5 | 3.754 | 4.151 | 4.589 | 3.98 | 4.327 | 4.592 | 4903 | 1871 | 293 | 1582 | 841 | 190 | 2 | 2.5 | 3 | No | - | - | - | - | N/A | N/A | N/A | 14.9012 | 3.2213 | 3.753
[SEER Non Multi-Split <=65kW] GEMS (Air Conditioners up to 65kW) Determination 2019 | MEPS 2019 | AS/NZS 3823.1.1:2012 | FDC(A)140VNX-W / FDE140VH | FDC(A)140VNX-W / FDE140VH | N/A | MITSUBISHI HEAVY INDUSTRIES | N/A | Non Ducted | Single Split System | Under ceiling | Air | Air | Thailand | 4.08 | N/A | 14 | N/A | N/A | N/A | N/A | N/A | 4.41 | 16 | Calorimeter Room | 3.3503 | 3.7486 | N/A | - | N/A | N/A | N/A | N/A | N/A | N/A | N/A | N/A | N/A | N/A | N/A | N/A | N/A | N/A | N/A | N/A | N/A | Single | R32 | Australia,Fiji,New Zealand | 133381 | 2026-01-22 |  | Approved | Reverse Cycle | N/A | Yes | Class 11 | Yes | N/A | N/A | N/A | N/A | N/A | N/A | N/A | Available | N/A | N/A | http://www.mhiaa.com.au/ | http://www.mhiaa.com.au | N/A |  |  | AAC5660 | Yes | Variable output compressor | Inverter | No | - | 14000 | 4.08 | - | 1520 | 7000 | No | - | - | - | 3729.12 | 15078 | No | 1389.28 | 7539 | No | - | - | 16000 | 4.41 | 1500 | 8000 | No | - | - | Yes | 6120 | 15500 | No | - | - | No | - | - | - | - | - | No | - | - | No | - | - | No | - | - | 65 | 69 | 4.206 | 4.115 | 4.539 | 5.214 | 4.912 | 4.882 | 893 | 1387 | 3995 | 1925 | 2417 | 5345 | 2.5 | 2.5 | 3 | 3.699 | 4.239 | 4.873 | 4.031 | 4.509 | 4.889 | 5690 | 2100 | 323 | 1789 | 927 | 210 | 2 | 2.5 | 3 | No | - | - | - | - | N/A | N/A | N/A | 18.8524 | 3.3786 | 3.5764
[SEER Non Multi-Split <=65kW] GEMS (Air Conditioners up to 65kW) Determination 2019 | MEPS 2019 | AS/NZS 3823.1.1:2012 | FDC(A)140VNX-W / FDT140VH | FDC(A)140VNX-W / FDT140VH | N/A | MITSUBISHI HEAVY INDUSTRIES | N/A | Non Ducted | Single Split System | Cassette | Air | Air | Thailand | 3.87 | N/A | 14 | N/A | N/A | N/A | N/A | N/A | 4.2 | 16 | Calorimeter Room | 3.5609 | 3.8337 | N/A | - | N/A | N/A | N/A | N/A | N/A | N/A | N/A | N/A | N/A | N/A | N/A | N/A | N/A | N/A | N/A | N/A | N/A | Single | R32 | Australia,Fiji,New Zealand | 133466 | 2026-01-22 |  | Approved | Reverse Cycle | N/A | Yes | Class 11 | Yes | N/A | N/A | N/A | N/A | N/A | N/A | N/A | Available | N/A | N/A | http://www.mhiaa.com.au/ | http://www.mhiaa.com.au | N/A |  |  | AAC5670 | Yes | Variable output compressor | Inverter | No | - | 14000 | 3.87 | - | 1480 | 7000 | No | - | - | - | 3537.18 | 15078 | No | 1352.72 | 7539 | No | - | - | 16000 | 4.2 | 1480 | 8000 | No | - | - | Yes | 6170 | 15500 | No | - | - | No | - | - | - | - | - | No | - | - | No | - | - | No | - | - | 63 | 69 | 4.393 | 4.3 | 4.722 | 5.401 | 5.092 | 5.066 | 857 | 1331 | 3844 | 1862 | 2334 | 5154 | 2.5 | 2.5 | 3 | 3.767 | 4.336 | 4.946 | 4.094 | 4.59 | 4.958 | 5584 | 2048 | 313 | 1758 | 907 | 203 | 2 | 2.5 | 3 | No | - | - | - | - | N/A | N/A | N/A | 16.7439 | 3.5654 | 3.7589
[SEER Non Multi-Split <=65kW] GEMS (Air Conditioners up to 65kW) Determination 2019 | MEPS 2019 | AS/NZS 3823.1.2:2012 | FDC(A)140VNX-W / FDU140VH | FDC(A)140VNX-W / FDU140VH | N/A | MITSUBISHI HEAVY INDUSTRIES | N/A | Ducted | Single Split System | - | Air | Air | Thailand | 4.22 | N/A | 14 | N/A | N/A | N/A | N/A | N/A | 4.22 | 16 | Enthalpy Test Room | 3.7881 | 4.0788 | N/A | - | N/A | N/A | N/A | N/A | N/A | N/A | N/A | N/A | N/A | N/A | N/A | N/A | N/A | N/A | N/A | N/A | N/A | Single | R32 | Australia,Fiji,New Zealand | 133112 | 2026-01-22 |  | Approved | Reverse Cycle | N/A | Yes | Class 11 | Yes | N/A | N/A | N/A | N/A | N/A | N/A | N/A | Available | N/A | N/A | http://www.mhiaa.com.au/ | http://www.mhiaa.com.au | N/A |  |  | AAC5658 | Yes | Variable output compressor | Inverter | No | - | 14000 | 4.22 | - | 1660 | 7000 | No | - | - | - | 3857.08 | 15078 | No | 1517.24 | 7539 | No | - | - | 16000 | 4.22 | 1690 | 8000 | No | - | - | Yes | 5850 | 15500 | No | - | - | No | - | - | - | - | - | No | - | - | No | - | - | No | - | - | - | 69 | 3.896 | 3.835 | 4.242 | 4.809 | 4.548 | 4.55 | 962 | 1486 | 4272 | 2086 | 2609 | 5734 | 2 | 2 | 2.5 | 3.575 | 3.981 | 4.354 | 3.779 | 4.123 | 4.351 | 5890 | 2239 | 361 | 1911 | 1015 | 236 | 2 | 2 | 2.5 | No | - | - | - | - | N/A | N/A | N/A | 21.0826 | 3.2624 | 3.7285
[SEER Non Multi-Split <=65kW] GEMS (Air Conditioners up to 65kW) Determination 2019 | MEPS 2019 | AS/NZS 3823.1.2:2012 | FDC(A)140VNX-W / FDUA140 | FDC(A)140VNX-W / FDUA140 | N/A | MITSUBISHI HEAVY INDUSTRIES | N/A | Ducted | Single Split System | - | Air | Air | Australia | 4.02 | N/A | 14 | N/A | N/A | N/A | N/A | N/A | 4.19 | 16 | Enthalpy Test Room | 3.4895 | 4.0417 | N/A | - | N/A | N/A | N/A | N/A | N/A | N/A | N/A | N/A | N/A | N/A | N/A | N/A | N/A | N/A | N/A | N/A | N/A | Single | R32 | Australia,Fiji,New Zealand | 136624 | 2026-03-12 |  | Approved | Reverse Cycle | N/A | Yes | Class 11 | Yes | N/A | N/A | N/A | N/A | N/A | N/A | N/A | Available | N/A | N/A | http://www.mhiaa.com.au/ | http://www.mhiaa.com.au | N/A |  |  | AAC5833 | Yes | Variable output compressor | Inverter | No | - | 14000 | 4.02 | - | 1720 | 7000 | No | - | - | - | 3674.28 | 15078 | No | 1572.08 | 7539 | No | - | - | 16000 | 4.19 | 1580 | 8000 | No | - | - | Yes | 5610 | 15500 | No | - | - | No | - | - | - | - | - | No | - | - | No | - | - | No | - | - | - | 69 | 3.855 | 3.824 | 4.232 | 4.71 | 4.475 | 4.518 | 972 | 1490 | 4282 | 2131 | 2651 | 5775 | 2 | 2 | 2.5 | 3.73 | 4.178 | 4.645 | 3.979 | 4.367 | 4.649 | 5649 | 2136 | 342 | 1817 | 961 | 224 | 2 | 2.5 | 3 | No | - | - | - | - | N/A | N/A | N/A | 21.268 | 3.4214 | 3.7542
[SEER Non Multi-Split <=65kW] GEMS (Air Conditioners up to 65kW) Determination 2019 | MEPS 2019 | AS/NZS 3823.1.1:2012 | FDC(A)140VSX-W / FDE140VH | FDC(A)140VSX-W / FDE140VH | N/A | MITSUBISHI HEAVY INDUSTRIES | N/A | Non Ducted | Single Split System | Under ceiling | Air | Air | Thailand | 4.08 | N/A | 14 | N/A | N/A | N/A | N/A | N/A | 4.41 | 16 | Calorimeter Room | 3.5023 | 3.9006 | N/A | - | N/A | N/A | N/A | N/A | N/A | N/A | N/A | N/A | N/A | N/A | N/A | N/A | N/A | N/A | N/A | N/A | N/A | Three | R32 | Australia,Fiji,New Zealand | 133382 | 2026-01-22 |  | Approved | Reverse Cycle | N/A | Yes | Class 11 | Yes | N/A | N/A | N/A | N/A | N/A | N/A | N/A | Available | N/A | N/A | http://www.mhiaa.com.au/ | http://www.mhiaa.com.au | N/A |  |  | AAC5669 | Yes | Variable output compressor | Inverter | No | - | 14000 | 4.08 | - | 1520 | 7000 | No | - | - | - | 3729.12 | 15078 | No | 1389.28 | 7539 | No | - | - | 16000 | 4.41 | 1500 | 8000 | No | - | - | Yes | 6120 | 15500 | No | - | - | No | - | - | - | - | - | - | - | - | No | - | - | No | - | - | 65 | 69 | 4.354 | 4.226 | 4.58 | 5.294 | 4.972 | 4.909 | 874 | 1364 | 3973 | 1907 | 2399 | 5328 | 2.5 | 2.5 | 3 | 3.699 | 4.239 | 4.873 | 4.031 | 4.509 | 4.889 | 5678 | 2085 | 308 | 1777 | 916 | 198 | 2 | 2.5 | 3 | No | - | - | - | - | N/A | N/A | N/A | 13.1538 | 3.3944 | 3.5919
[SEER Non Multi-Split <=65kW] GEMS (Air Conditioners up to 65kW) Determination 2019 | MEPS 2019 | AS/NZS 3823.1.1:2012 | FDC(A)140VSX-W / FDT140VH | FDC(A)140VSX-W / FDT140VH | N/A | MITSUBISHI HEAVY INDUSTRIES | N/A | Non Ducted | Single Split System | Cassette | Air | Air | Thailand | 3.87 | N/A | 14 | N/A | N/A | N/A | N/A | N/A | 4.2 | 16 | Calorimeter Room | 3.5675 | 3.9148 | N/A | - | N/A | N/A | N/A | N/A | N/A | N/A | N/A | N/A | N/A | N/A | N/A | N/A | N/A | N/A | N/A | N/A | N/A | Three | R32 | Australia,Fiji,New Zealand | 133517 | 2026-01-20 |  | Approved | Reverse Cycle | N/A | Yes | Class 11 | Yes | N/A | N/A | N/A | N/A | N/A | N/A | N/A | Available | N/A | N/A | http://www.mhiaa.com.au/ | http://www.mhiaa.com.au | N/A |  |  | AAC5651 | Yes | Variable output compressor | Inverter | No | - | 14000 | 3.87 | - | 1480 | 7000 | No | - | - | - | 3537.18 | 15078 | No | 1352.72 | 7539 | No | - | - | 16000 | 4.2 | 1480 | 8000 | No | - | - | Yes | 6170 | 15500 | No | - | - | No | - | - | - | - | - | No | - | - | No | - | - | No | - | - | 63 | 68 | 4.564 | 4.428 | 4.768 | 5.491 | 5.16 | 5.096 | 837 | 1307 | 3821 | 1843 | 2316 | 5136 | 3 | 2.5 | 3 | 3.767 | 4.336 | 4.946 | 4.094 | 4.59 | 4.958 | 5570 | 2033 | 298 | 1745 | 895 | 191 | 2 | 2.5 | 3 | No | - | - | - | - | N/A | N/A | N/A | 10.7349 | 3.584 | 3.7769
[SEER Non Multi-Split <=65kW] GEMS (Air Conditioners up to 65kW) Determination 2019 | MEPS 2019 | AS/NZS 3823.1.2:2012 | FDC(A)140VSX-W / FDU140VH | FDC(A)140VSX-W / FDU140VH | N/A | MITSUBISHI HEAVY INDUSTRIES | N/A | Ducted | Single Split System | - | Air | Air | Thailand | 4.22 | N/A | 14 | N/A | N/A | N/A | N/A | N/A | 4.22 | 16 | Enthalpy Test Room | 3.7504 | 4.2314 | N/A | - | N/A | N/A | N/A | N/A | N/A | N/A | N/A | N/A | N/A | N/A | N/A | N/A | N/A | N/A | N/A | N/A | N/A | Three | R32 | Australia,Fiji,New Zealand | 133127 | 2026-01-22 |  | Approved | Reverse Cycle | N/A | Yes | Class 11 | Yes | N/A | N/A | N/A | N/A | N/A | N/A | N/A | Available | N/A | N/A | http://www.mhiaa.com.au/ | http://www.mhiaa.com.au | N/A |  |  | AAC5659 | Yes | Variable output compressor | Inverter | No | - | 14000 | 4.22 | - | 1660 | 7000 | No | - | - | - | 3857.08 | 15078 | No | 1517.24 | 7539 | No | - | - | 16000 | 4.22 | 1690 | 8000 | No | - | - | Yes | 5850 | 15500 | No | - | - | No | - | - | - | - | - | No | - | - | No | - | - | - | - | - | - | 69 | 4.034 | 3.94 | 4.281 | 4.883 | 4.604 | 4.575 | 941 | 1461 | 4249 | 2066 | 2589 | 5715 | 2.5 | 2 | 2.5 | 3.575 | 3.981 | 4.354 | 3.779 | 4.123 | 4.351 | 5877 | 2222 | 345 | 1898 | 1002 | 223 | 2 | 2 | 2.5 | No | - | - | - | - | N/A | N/A | N/A | 14.8609 | 3.2785 | 3.7469
[SEER Non Multi-Split <=65kW] GEMS (Air Conditioners up to 65kW) Determination 2019 | MEPS 2019 | AS/NZS 3823.1.2:2012 | FDC(A)140VSX-W / FDUA140 | FDC(A)140VSX-W / FDUA140 | N/A | MITSUBISHI HEAVY INDUSTRIES | N/A | Ducted | Single Split System | - | Air | Air | Thailand | 4.02 | N/A | 14 | N/A | N/A | N/A | N/A | N/A | 4.19 | 16 | Enthalpy Test Room | 3.5643 | 4.167 | N/A | - | N/A | N/A | N/A | N/A | N/A | N/A | N/A | N/A | N/A | N/A | N/A | N/A | N/A | N/A | N/A | N/A | N/A | Three | R32 | Australia,Fiji,New Zealand | 136587 | 2026-03-17 |  | Approved | Reverse Cycle | N/A | Yes | Class 11 | Yes | N/A | N/A | N/A | N/A | N/A | N/A | N/A | Available | N/A | N/A | http://www.mhiaa.com.au/ | http://www.mhiaa.com.au | N/A |  |  | AAC5840 | Yes | Variable output compressor | Inverter | No | - | 14000 | 4.02 | - | 1720 | 7000 | No | - | - | - | 3674.28 | 15078 | No | 1572.08 | 7539 | No | - | - | 16000 | 4.19 | 1580 | 8000 | No | - | - | Yes | 5610 | 15500 | No | - | - | No | - | - | - | - | - | No | - | - | No | - | - | No | - | - | - | 69 | 3.997 | 3.933 | 4.272 | 4.784 | 4.532 | 4.544 | 951 | 1464 | 4258 | 2110 | 2631 | 5755 | 2 | 2 | 2.5 | 3.73 | 4.178 | 4.645 | 3.979 | 4.367 | 4.649 | 5634 | 2119 | 326 | 1803 | 948 | 211 | 2 | 2.5 | 3 | No | - | - | - | - | N/A | N/A | N/A | 14.7697 | 3.4399 | 3.7737
[SEER Non Multi-Split <=65kW] GEMS (Air Conditioners up to 65kW) Determination 2019 | MEPS 2019 | AS/NZS 3823.1.1:2012 | FDC(A)VNA-W / FDT100VH | FDC(A)VNA-W / FDT100VH | N/A | MITSUBISHI HEAVY INDUSTRIES | N/A | Non Ducted | Single Split System | Under ceiling | Air | Air | Australia | 2.73 | N/A | 10 | N/A | N/A | N/A | N/A | N/A | 2.54 | 11.2 | Calorimeter Room | 3.8271 | 4.5367 | N/A | - | N/A | N/A | N/A | N/A | N/A | N/A | N/A | N/A | N/A | N/A | N/A | N/A | N/A | N/A | N/A | N/A | N/A | Single | R32 | Australia,Fiji,New Zealand | 130677 | 2025-08-07 |  | Approved | Reverse Cycle | N/A | Yes | Class 11 | Yes | N/A | N/A | N/A | N/A | N/A | N/A | N/A | Available | N/A | N/A | http://www.mhiaa.com.au/ | http://www.mhiaa.com.au | N/A |  |  | AAC5107 | Yes | Variable output compressor | Inverter | No | - | 10000 | 2.73 | - | 920 | 5000 | No | - | - | - | 2495.22 | 10770 | No | 840.88 | 5385 | No | - | - | 11200 | 2.54 | 1010 | 5600 | No | - | - | Yes | 3150 | 10000 | No | - | - | No | - | - | - | - | - | - | - | - | No | - | - | No | - | - | 62 | 69 | 5.151 | 4.909 | 5.234 | 6.229 | 5.792 | 5.626 | 534 | 847 | 2492 | 1164 | 1477 | 3327 | 3.5 | 3 | 3.5 | 4.044 | 4.62 | 5.098 | 4.316 | 4.802 | 5.095 | 3628 | 1330 | 197 | 1154 | 594 | 126 | 2.5 | 3 | 3.5 | No | - | - | - | - | N/A | N/A | N/A | 5.0079 | 3.6404 | 4.3803
[SEER Non Multi-Split <=65kW] GEMS (Air Conditioners up to 65kW) Determination 2019 | MEPS 2019 | AS/NZS 3823.1.2:2012 | FDC(A)VNA-W / FDU100VH | FDC(A)VNA-W / FDU100VH | N/A | MITSUBISHI HEAVY INDUSTRIES | N/A | Ducted | Single Split System | - | Air | Air | Thailand | 2.99 | N/A | 10 | N/A | N/A | N/A | N/A | N/A | 2.66 | 11.2 | Enthalpy Test Room | 3.7819 | 4.4151 | N/A | - | N/A | N/A | N/A | N/A | N/A | N/A | N/A | N/A | N/A | N/A | N/A | N/A | N/A | N/A | N/A | N/A | N/A | Single | R32 | Australia,Fiji,New Zealand | 130751 | 2025-08-11 |  | Approved | Reverse Cycle | N/A | Yes | Class 11 | Yes | N/A | N/A | N/A | N/A | N/A | N/A | N/A | Available | N/A | N/A | http://www.mhiaa.com.au/ | http://www.mhiaa.com.au | N/A |  |  | AAC5135 | Yes | Variable output compressor | Inverter | No | - | 10000 | 2.99 | - | 1030 | 5000 | No | - | - | - | 2732.86 | 10770 | No | 941.42 | 5385 | No | - | - | 11200 | 2.66 | 1070 | 5600 | No | - | - | Yes | 3120 | 10000 | No | - | - | No | - | - | - | - | - | No | - | - | No | - | - | No | - | - | - | 65 | 4.388 | 4.246 | 4.653 | 5.454 | 5.104 | 5.021 | 614 | 964 | 2787 | 1317 | 1664 | 3715 | 2.5 | 2.5 | 3 | 3.9 | 4.396 | 4.814 | 4.135 | 4.554 | 4.81 | 3776 | 1414 | 224 | 1218 | 640 | 146 | 2 | 2.5 | 3 | No | - | - | - | - | N/A | N/A | N/A | 11.602 | 3.3012 | 4.1494
[SEER Non Multi-Split <=65kW] GEMS (Air Conditioners up to 65kW) Determination 2019 | MEPS 2019 | AS/NZS 3823.1.1:2012 | FDC100VNA-W / FDE100VH | FDE100VH / FDC(A)100VNA-W | N/A | MITSUBISHI HEAVY INDUSTRIES | N/A | Non Ducted | Single Split System | Under ceiling | Air | Air | Thailand | 2.85 | N/A | 10 | N/A | N/A | N/A | N/A | N/A | 2.54 | 11.2 | Calorimeter Room | 3.8545 | 4.4766 | N/A | - | N/A | N/A | N/A | N/A | N/A | N/A | N/A | N/A | N/A | N/A | N/A | N/A | N/A | N/A | N/A | N/A | N/A | Single | R32 | Australia,Fiji,New Zealand | 130672 | 2025-08-05 |  | Approved | Reverse Cycle | N/A | Yes | Class 11 | Yes | N/A | N/A | N/A | N/A | N/A | N/A | N/A | Available | N/A | N/A | http://www.mhiaa.com.au/ | http://www.mhiaa.com.au | N/A |  |  | AAC5099 | Yes | Variable output compressor | Inverter | No | - | 10000 | 2.85 | - | 910 | 5000 | No | - | - | - | 2604.9 | 10770 | No | 831.74 | 5385 | No | - | - | 11200 | 2.54 | 1000 | 5600 | No | - | - | Yes | 3070 | 10000 | No | - | - | No | - | - | - | - | - | No | - | - | No | - | - | No | - | - | 64 | 69 | 4.888 | 4.682 | 5.117 | 6.111 | 5.684 | 5.544 | 553 | 876 | 2537 | 1177 | 1496 | 3367 | 3 | 3 | 3.5 | 4.084 | 4.658 | 5.147 | 4.36 | 4.846 | 5.145 | 3603 | 1332 | 207 | 1153 | 599 | 134 | 2.5 | 3 | 3.5 | No | - | - | - | - | N/A | N/A | N/A | 9.8412 | 3.4683 | 4.3525
[SEER Non Multi-Split <=65kW] GEMS (Air Conditioners up to 65kW) Determination 2019 | MEPS 2019 | AS/NZS 3823.1.1:2012 | FDC100VNA-W / FDT100VH | FDC(A)VNA-W / FDT100VH | N/A | MITSUBISHI HEAVY INDUSTRIES | N/A | Non Ducted | Single Split System | Under ceiling | Air | Air | Australia | 2.73 | N/A | 10 | N/A | N/A | N/A | N/A | N/A | 2.54 | 11.2 | Calorimeter Room | 3.8271 | 4.5367 | N/A | - | N/A | N/A | N/A | N/A | N/A | N/A | N/A | N/A | N/A | N/A | N/A | N/A | N/A | N/A | N/A | N/A | N/A | Single | R32 | Australia,Fiji,New Zealand | 130677 | 2025-08-07 |  | Approved | Reverse Cycle | N/A | Yes | Class 11 | Yes | N/A | N/A | N/A | N/A | N/A | N/A | N/A | Available | N/A | N/A | http://www.mhiaa.com.au/ | http://www.mhiaa.com.au | N/A |  |  | AAC5107 | Yes | Variable output compressor | Inverter | No | - | 10000 | 2.73 | - | 920 | 5000 | No | - | - | - | 2495.22 | 10770 | No | 840.88 | 5385 | No | - | - | 11200 | 2.54 | 1010 | 5600 | No | - | - | Yes | 3150 | 10000 | No | - | - | No | - | - | - | - | - | - | - | - | No | - | - | No | - | - | 62 | 69 | 5.151 | 4.909 | 5.234 | 6.229 | 5.792 | 5.626 | 534 | 847 | 2492 | 1164 | 1477 | 3327 | 3.5 | 3 | 3.5 | 4.044 | 4.62 | 5.098 | 4.316 | 4.802 | 5.095 | 3628 | 1330 | 197 | 1154 | 594 | 126 | 2.5 | 3 | 3.5 | No | - | - | - | - | N/A | N/A | N/A | 5.0079 | 3.6404 | 4.3803
[SEER Non Multi-Split <=65kW] GEMS (Air Conditioners up to 65kW) Determination 2019 | MEPS 2019 | AS/NZS 3823.1.2:2012 | FDC100VNA-W / FDU100VH | FDC(A)VNA-W / FDU100VH | N/A | MITSUBISHI HEAVY INDUSTRIES | N/A | Ducted | Single Split System | - | Air | Air | Thailand | 2.99 | N/A | 10 | N/A | N/A | N/A | N/A | N/A | 2.66 | 11.2 | Enthalpy Test Room | 3.7819 | 4.4151 | N/A | - | N/A | N/A | N/A | N/A | N/A | N/A | N/A | N/A | N/A | N/A | N/A | N/A | N/A | N/A | N/A | N/A | N/A | Single | R32 | Australia,Fiji,New Zealand | 130751 | 2025-08-11 |  | Approved | Reverse Cycle | N/A | Yes | Class 11 | Yes | N/A | N/A | N/A | N/A | N/A | N/A | N/A | Available | N/A | N/A | http://www.mhiaa.com.au/ | http://www.mhiaa.com.au | N/A |  |  | AAC5135 | Yes | Variable output compressor | Inverter | No | - | 10000 | 2.99 | - | 1030 | 5000 | No | - | - | - | 2732.86 | 10770 | No | 941.42 | 5385 | No | - | - | 11200 | 2.66 | 1070 | 5600 | No | - | - | Yes | 3120 | 10000 | No | - | - | No | - | - | - | - | - | No | - | - | No | - | - | No | - | - | - | 65 | 4.388 | 4.246 | 4.653 | 5.454 | 5.104 | 5.021 | 614 | 964 | 2787 | 1317 | 1664 | 3715 | 2.5 | 2.5 | 3 | 3.9 | 4.396 | 4.814 | 4.135 | 4.554 | 4.81 | 3776 | 1414 | 224 | 1218 | 640 | 146 | 2 | 2.5 | 3 | No | - | - | - | - | N/A | N/A | N/A | 11.602 | 3.3012 | 4.1494
[SEER Non Multi-Split <=65kW] GEMS (Air Conditioners up to 65kW) Determination 2019 | MEPS 2019 | AS/NZS 3823.1.2:2012 | FDC100VNA-W / FDUA100VF2 | FDCA100VNA-W / FDUA100VH | N/A | MITSUBISHI HEAVY INDUSTRIES | N/A | Ducted | Single Split System | - | Air | Air | Thailand | 3.05 | N/A | 10 | N/A | N/A | N/A | N/A | N/A | 2.87 | 11.2 | Enthalpy Test Room | 3.8064 | 4.4412 | N/A | - | N/A | N/A | N/A | N/A | N/A | N/A | N/A | N/A | N/A | N/A | N/A | N/A | N/A | N/A | N/A | N/A | N/A | Single | R32 | Australia,Fiji,New Zealand | 130777 | 2025-08-11 |  | Approved | Reverse Cycle | N/A | Yes | Class 11 | Yes | N/A | N/A | N/A | N/A | N/A | N/A | N/A | Available | N/A | N/A | http://www.mhiaa.com.au/ | http://www.mhiaa.com.au | N/A |  |  | AAC5134 | Yes | Variable output compressor | Inverter | No | - | 10000 | 3.05 | - | 1000 | 5000 | No | - | - | - | 2787.7 | 10770 | No | 914 | 5385 | No | - | - | 11200 | 2.87 | 1090 | 5600 | No | - | - | Yes | 3170 | 10000 | No | - | - | No | - | - | - | - | - | No | - | - | No | - | - | No | - | - | - | 69 | 4.426 | 4.266 | 4.691 | 5.555 | 5.183 | 5.081 | 607 | 958 | 2763 | 1292 | 1637 | 3671 | 2.5 | 2.5 | 3 | 3.781 | 4.25 | 4.715 | 4.032 | 4.437 | 4.718 | 3895 | 1463 | 230 | 1250 | 657 | 149 | 2 | 2.5 | 3 | No | - | - | - | - | N/A | N/A | N/A | 12.1637 | 3.2351 | 3.8473
[SEER Non Multi-Split <=65kW] GEMS (Air Conditioners up to 65kW) Determination 2019 | MEPS 2019 | AS/NZS 3823.1.1:2012 | FDC100VNA-W / SRK100ZR-W | FDC(A)100VNA-W / SRK100ZR-W | N/A | MITSUBISHI HEAVY INDUSTRIES | N/A | Non Ducted | Single Split System | Wall Hung | Air | Air | Thailand | 3.19 | N/A | 10 | N/A | N/A | N/A | N/A | N/A | 3.04 | 11.2 | Calorimeter Room | 3.2495 | 3.5973 | N/A | - | N/A | N/A | N/A | N/A | N/A | N/A | N/A | N/A | N/A | N/A | N/A | N/A | N/A | N/A | N/A | N/A | N/A | Single | R32 | Australia,Fiji,New Zealand | 139062 | 2026-06-16 |  | Approved | Reverse Cycle | N/A | Yes | Class 11 | Yes | N/A | N/A | N/A | N/A | N/A | N/A | N/A | Available | N/A | N/A | http://www.mhiaa.com.au/ | http://www.mhiaa.com.au | N/A |  |  | AAC6096 | Yes | Variable output compressor | Inverter | No | - | 10000 | 3.19 | - | 1050 | 5000 | No | - | - | - | 2915.66 | 10770 | No | 959.7 | 5385 | No | - | - | 11200 | 3.04 | 1200 | 5600 | No | - | - | Yes | 3150 | 7400 | No | - | - | No | - | - | - | - | - | No | - | - | No | - | - | No | - | - | 63 | 69 | 4.553 | 4.31 | 4.56 | 5.474 | 5.073 | 4.901 | 608 | 969 | 2864 | 1328 | 1690 | 3822 | 3 | 2.5 | 3 | 2.7 | 3.243 | 4.289 | 3.026 | 3.44 | 4.288 | 5426 | 1886 | 229 | 1640 | 823 | 145 | 1 | 1.5 | 2.5 | No | - | - | - | - | N/A | N/A | N/A | 4 | 3.1216 | 3.6679
[SEER Non Multi-Split <=65kW] GEMS (Air Conditioners up to 65kW) Determination 2019 | MEPS 2019 | AS/NZS 3823.1.1:2012 | FDC100VNP / FDT100VH |  | N/A | MITSUBISHI HEAVY INDUSTRIES | N/A | Non Ducted | Single Split System | Cassette | Air | Air | Thailand | 2.76 | N/A | 10 | N/A | N/A | N/A | N/A | N/A | 2.84 | 11.2 | Calorimeter Room | 3.6186 | 3.8982 | N/A | - | N/A | N/A | N/A | N/A | N/A | N/A | N/A | N/A | N/A | N/A | N/A | N/A | N/A | N/A | N/A | N/A | N/A | Single | R410A | Australia,Fiji,New Zealand | 130864 | 2025-07-21 |  | Approved | Reverse Cycle | N/A | No | Class 11 | No | N/A | N/A | N/A | N/A | N/A | N/A | N/A | Available | N/A | N/A | http://www.mhiaa.com.au/ | http://www.mhiaa.com.au | N/A |  |  | AAC5034 | Yes | Variable output compressor | Inverter | No | - | 10000 | 2.76 | - | 1000 | 5000 | No | - | - | - | 2522.64 | 10770 | No | 914 | 5385 | No | - | - | 11200 | 2.84 | 1130 | 5600 | No | - | - | Yes | 3240 | 9600 | No | - | - | No | - | - | - | - | - | No | - | - | No | - | - | No | - | - | 62 | 70 | 4.924 | 4.711 | 4.977 | 5.843 | 5.453 | 5.319 | 562 | 887 | 2624 | 1245 | 1573 | 3523 | 3 | 3 | 3 | 3.625 | 4.126 | 4.557 | 3.87 | 4.29 | 4.554 | 4042 | 1484 | 215 | 1283 | 661 | 136 | 2 | 2.5 | 3 | No | - | - | - | - | N/A | N/A | N/A | 3.5705 | 3.6074 | 3.927
[SEER Non Multi-Split <=65kW] GEMS (Air Conditioners up to 65kW) Determination 2019 | MEPS 2019 | AS/NZS 3823.1.2:2012 | FDC100VNP / FDUA100 | FDC100VNP / FDUA100 | N/A | MITSUBISHI HEAVY INDUSTRIES | N/A | Ducted | Single Split System | - | Air | Air | Thailand | 2.99 | N/A | 10 | N/A | N/A | N/A | N/A | N/A | 2.88 | 11.2 | Enthalpy Test Room | 3.604 | 3.7999 | N/A | - | N/A | N/A | N/A | N/A | N/A | N/A | N/A | N/A | N/A | N/A | N/A | N/A | N/A | N/A | N/A | N/A | N/A | Single | R410A | Australia,Fiji,New Zealand | 134155 | 2025-11-17 |  | Approved | Reverse Cycle | N/A | No | Class 11 | No | N/A | N/A | N/A | N/A | N/A | N/A | N/A | Available | N/A | N/A | http://www.mhiaa.com.au/ | http://www.mhiaa.com.au | N/A |  |  | AAC5495 | Yes | Variable output compressor | Inverter | No | - | 10000 | 2.99 | - | 992 | 5000 | No | - | - | - | 2732.86 | 10770 | No | 906.688 | 5385 | No | - | - | 11200 | 2.88 | 1235 | 5600 | No | - | - | Yes | 2800 | 8040 | No | - | - | No | - | - | - | - | - | No | - | - | No | - | - | No | - | - | - | 70 | 4.627 | 4.431 | 4.791 | 5.694 | 5.301 | 5.169 | 588 | 931 | 2715 | 1268 | 1608 | 3615 | 3 | 2.5 | 3 | 3.17 | 3.704 | 4.182 | 3.349 | 3.758 | 4.172 | 4632 | 1664 | 246 | 1492 | 763 | 158 | 1.5 | 2 | 2.5 | No | - | - | - | - | N/A | N/A | N/A | 8.3681 | 3.3131 | 3.8511
[SEER Non Multi-Split <=65kW] GEMS (Air Conditioners up to 65kW) Determination 2019 | MEPS 2019 | AS/NZS 3823.1.2:2012 | FDC100VNP / FDUA100VF2 | FDC100VNP / FDUA100 | N/A | MITSUBISHI HEAVY INDUSTRIES | N/A | Ducted | Single Split System | - | Air | Air | Thailand | 2.99 | N/A | 10 | N/A | N/A | N/A | N/A | N/A | 2.88 | 11.2 | Enthalpy Test Room | 3.604 | 3.7999 | N/A | - | N/A | N/A | N/A | N/A | N/A | N/A | N/A | N/A | N/A | N/A | N/A | N/A | N/A | N/A | N/A | N/A | N/A | Single | R410A | Australia,Fiji,New Zealand | 134155 | 2025-11-17 |  | Approved | Reverse Cycle | N/A | No | Class 11 | No | N/A | N/A | N/A | N/A | N/A | N/A | N/A | Available | N/A | N/A | http://www.mhiaa.com.au/ | http://www.mhiaa.com.au | N/A |  |  | AAC5495 | Yes | Variable output compressor | Inverter | No | - | 10000 | 2.99 | - | 992 | 5000 | No | - | - | - | 2732.86 | 10770 | No | 906.688 | 5385 | No | - | - | 11200 | 2.88 | 1235 | 5600 | No | - | - | Yes | 2800 | 8040 | No | - | - | No | - | - | - | - | - | No | - | - | No | - | - | No | - | - | - | 70 | 4.627 | 4.431 | 4.791 | 5.694 | 5.301 | 5.169 | 588 | 931 | 2715 | 1268 | 1608 | 3615 | 3 | 2.5 | 3 | 3.17 | 3.704 | 4.182 | 3.349 | 3.758 | 4.172 | 4632 | 1664 | 246 | 1492 | 763 | 158 | 1.5 | 2 | 2.5 | No | - | - | - | - | N/A | N/A | N/A | 8.3681 | 3.3131 | 3.8511
[SEER Non Multi-Split <=65kW] GEMS (Air Conditioners up to 65kW) Determination 2019 | MEPS 2019 | AS/NZS 3823.1.2:2012 | FDC100VNP / FDUA100VH | FDC100VNP / FDUA100 | N/A | MITSUBISHI HEAVY INDUSTRIES | N/A | Ducted | Single Split System | - | Air | Air | Thailand | 2.99 | N/A | 10 | N/A | N/A | N/A | N/A | N/A | 2.88 | 11.2 | Enthalpy Test Room | 3.604 | 3.7999 | N/A | - | N/A | N/A | N/A | N/A | N/A | N/A | N/A | N/A | N/A | N/A | N/A | N/A | N/A | N/A | N/A | N/A | N/A | Single | R410A | Australia,Fiji,New Zealand | 134155 | 2025-11-17 |  | Approved | Reverse Cycle | N/A | No | Class 11 | No | N/A | N/A | N/A | N/A | N/A | N/A | N/A | Available | N/A | N/A | http://www.mhiaa.com.au/ | http://www.mhiaa.com.au | N/A |  |  | AAC5495 | Yes | Variable output compressor | Inverter | No | - | 10000 | 2.99 | - | 992 | 5000 | No | - | - | - | 2732.86 | 10770 | No | 906.688 | 5385 | No | - | - | 11200 | 2.88 | 1235 | 5600 | No | - | - | Yes | 2800 | 8040 | No | - | - | No | - | - | - | - | - | No | - | - | No | - | - | No | - | - | - | 70 | 4.627 | 4.431 | 4.791 | 5.694 | 5.301 | 5.169 | 588 | 931 | 2715 | 1268 | 1608 | 3615 | 3 | 2.5 | 3 | 3.17 | 3.704 | 4.182 | 3.349 | 3.758 | 4.172 | 4632 | 1664 | 246 | 1492 | 763 | 158 | 1.5 | 2 | 2.5 | No | - | - | - | - | N/A | N/A | N/A | 8.3681 | 3.3131 | 3.8511
[SEER Non Multi-Split <=65kW] GEMS (Air Conditioners up to 65kW) Determination 2019 | MEPS 2019 | AS/NZS 3823.1.1:2012 | FDC100VNP-W / FDE100VH | FDC(A)100VNP-W / FDE100VH | N/A | MITSUBISHI HEAVY INDUSTRIES | N/A | Non Ducted | Single Split System | Under ceiling | Air | Air | Thailand | 3 | N/A | 10 | N/A | N/A | N/A | N/A | N/A | 2.36 | 10 | Calorimeter Room | 3.2365 | 4.3636 | N/A | - | N/A | N/A | N/A | N/A | N/A | N/A | N/A | N/A | N/A | N/A | N/A | N/A | N/A | N/A | N/A | N/A | N/A | Single | R32 | Australia,Fiji,New Zealand | 131178 | 2025-08-12 |  | Approved | Reverse Cycle | N/A | No | Class 11 | No | N/A | N/A | N/A | N/A | N/A | N/A | N/A | Available | N/A | N/A | http://www.mhiaa.com.au/ | http://www.mhiaa.com.au/ | N/A |  |  | AAC5143 | Yes | Variable output compressor | Inverter | No | - | 10000 | 3 | - | 950 | 5000 | No | - | - | - | 2742 | 10770 | No | 868.3 | 5385 | No | - | - | 10000 | 2.36 | 870 | 5000 | No | - | - | Yes | 2210 | 7600 | No | - | - | No | - | - | - | - | - | No | - | - | No | - | - | No | - | - | 64 | 68 | 4.967 | 4.682 | 4.959 | 6.007 | 5.551 | 5.345 | 557 | 892 | 2633 | 1210 | 1544 | 3505 | 3 | 3 | 3 | 3.82 | 4.543 | 5.268 | 4.08 | 4.842 | 5.275 | 3427 | 1206 | 169 | 1089 | 525 | 107 | 2 | 3 | 3.5 | No | - | - | - | - | N/A | N/A | N/A | 3.8439 | 3.319 | 4.2141
[SEER Non Multi-Split <=65kW] GEMS (Air Conditioners up to 65kW) Determination 2019 | MEPS 2019 | AS/NZS 3823.1.1:2012 | FDC100VNP-W / FDT100VH | FDC(A)100VNP-W / FDT100VH | N/A | MITSUBISHI HEAVY INDUSTRIES | N/A | Non Ducted | Single Split System | Cassette | Air | Air | Thailand | 2.84 | N/A | 10 | N/A | N/A | N/A | N/A | N/A | 2.33 | 10 | Calorimeter Room | 3.3713 | 4.2782 | N/A | - | N/A | N/A | N/A | N/A | N/A | N/A | N/A | N/A | N/A | N/A | N/A | N/A | N/A | N/A | N/A | N/A | N/A | Single | R32 | Australia,Fiji,New Zealand | 131130 | 2025-08-12 |  | Approved | Reverse Cycle | N/A | No | Class 11 | No | N/A | N/A | N/A | N/A | N/A | N/A | N/A | Available | N/A | N/A | http://www.mhiaa.com.au/ | http://www.mhiaa.com.au | N/A |  |  | AAC5142 | Yes | Variable output compressor | Inverter | No | - | 10000 | 2.84 | - | 950 | 5000 | No | - | - | - | 2595.76 | 10770 | No | 868.3 | 5385 | No | - | - | 10000 | 2.33 | 880 | 5000 | No | - | - | Yes | 2120 | 7600 | No | - | - | No | - | - | - | - | - | No | - | - | No | - | - | No | - | - | 62 | 68 | 5.059 | 4.798 | 5.073 | 6.067 | 5.63 | 5.448 | 547 | 871 | 2574 | 1198 | 1523 | 3439 | 3.5 | 3 | 3.5 | 3.847 | 4.546 | 5.213 | 4.083 | 4.817 | 5.217 | 3402 | 1204 | 170 | 1087 | 527 | 108 | 2 | 3 | 3.5 | No | - | - | - | - | N/A | N/A | N/A | 3.5454 | 3.5063 | 4.2699
[SEER Non Multi-Split <=65kW] GEMS (Air Conditioners up to 65kW) Determination 2019 | MEPS 2019 | AS/NZS 3823.1.2:2012 | FDC100VNP-W / FDU100VH | FDC(A)100VNP-W / FDU100VH | N/A | MITSUBISHI HEAVY INDUSTRIES | N/A | Ducted | Single Split System | - | Air | Air | Thailand | 3.08 | N/A | 10 | N/A | N/A | N/A | N/A | N/A | 2.45 | 10 | Enthalpy Test Room | 3.3844 | 4.2825 | N/A | - | N/A | N/A | N/A | N/A | N/A | N/A | N/A | N/A | N/A | N/A | N/A | N/A | N/A | N/A | N/A | N/A | N/A | Single | R32 | Australia,Fiji,New Zealand | 131184 | 2025-08-12 |  | Approved | Reverse Cycle | N/A | No | Class 11 | No | N/A | N/A | N/A | N/A | N/A | N/A | N/A | Available | N/A | N/A | http://www.mhiaa.com.au/ | http://www.mhiaa.com.au | N/A |  |  | AAC5144 | Yes | Variable output compressor | Inverter | No | - | 10000 | 3.08 | - | 1070 | 5000 | No | - | - | - | 2815.12 | 10770 | No | 977.98 | 5385 | No | - | - | 10000 | 2.45 | 940 | 5000 | No | - | - | Yes | 2270 | 7600 | No | - | - | No | - | - | - | - | - | No | - | - | No | - | - | No | - | - | - | - | 4.393 | 4.218 | 4.536 | 5.343 | 4.987 | 4.875 | 622 | 981 | 2870 | 1353 | 1712 | 3835 | 2.5 | 2.5 | 3 | 3.65 | 4.28 | 4.883 | 3.86 | 4.524 | 4.885 | 3595 | 1289 | 191 | 1158 | 569 | 123 | 2 | 2.5 | 3 | No | - | - | - | - | N/A | N/A | N/A | 7.719 | 3.2195 | 4.0386
[SEER Non Multi-Split <=65kW] GEMS (Air Conditioners up to 65kW) Determination 2019 | MEPS 2019 | AS/NZS 3823.1.2:2012 | FDC100VNP-W / FDUA100VF2 | FDC(A)100VNP-W / FDUA100VH | N/A | MITSUBISHI HEAVY INDUSTRIES | N/A | Ducted | Single Split System | - | Air | Air | Thailand | 2.99 | N/A | 10 | N/A | N/A | N/A | N/A | N/A | 2.57 | 10 | Enthalpy Test Room | 3.3033 | 4.305 | N/A | - | N/A | N/A | N/A | N/A | N/A | N/A | N/A | N/A | N/A | N/A | N/A | N/A | N/A | N/A | N/A | N/A | N/A | Single | R32 | Australia,Fiji,New Zealand | 131189 | 2025-08-19 |  | Approved | Reverse Cycle | N/A | No | Class 11 | No | N/A | N/A | N/A | N/A | N/A | N/A | N/A | Available | N/A | N/A | http://www.mhiaa.com.au/ | http://www.mhiaa.com.au | N/A |  |  | AAC5172 | Yes | Variable output compressor | Inverter | No | - | 10000 | 2.99 | - | 990 | 5000 | No | - | - | - | 2732.86 | 10770 | No | 904.86 | 5385 | No | - | - | 10000 | 2.57 | 970 | 5000 | No | - | - | Yes | 2520 | 7600 | No | - | - | No | - | - | - | - | - | No | - | - | No | - | - | No | - | - | - | - | 4.639 | 4.439 | 4.798 | 5.706 | 5.311 | 5.176 | 587 | 929 | 2711 | 1265 | 1605 | 3610 | 3 | 2.5 | 3 | 3.482 | 4.1 | 4.729 | 3.705 | 4.36 | 4.733 | 3769 | 1346 | 198 | 1207 | 591 | 128 | 1.5 | 2.5 | 3 | No | - | - | - | - | N/A | N/A | N/A | 8.2476 | 3.3136 | 3.8493
[SEER Non Multi-Split <=65kW] GEMS (Air Conditioners up to 65kW) Determination 2019 | MEPS 2019 | AS/NZS 3823.1.2:2012 | FDC100VNP-W / FDUA100VH | FDC(A)100VNP-W / FDUA100VH | N/A | MITSUBISHI HEAVY INDUSTRIES | N/A | Ducted | Single Split System | - | Air | Air | Thailand | 2.99 | N/A | 10 | N/A | N/A | N/A | N/A | N/A | 2.57 | 10 | Enthalpy Test Room | 3.3033 | 4.305 | N/A | - | N/A | N/A | N/A | N/A | N/A | N/A | N/A | N/A | N/A | N/A | N/A | N/A | N/A | N/A | N/A | N/A | N/A | Single | R32 | Australia,Fiji,New Zealand | 131189 | 2025-08-19 |  | Approved | Reverse Cycle | N/A | No | Class 11 | No | N/A | N/A | N/A | N/A | N/A | N/A | N/A | Available | N/A | N/A | http://www.mhiaa.com.au/ | http://www.mhiaa.com.au | N/A |  |  | AAC5172 | Yes | Variable output compressor | Inverter | No | - | 10000 | 2.99 | - | 990 | 5000 | No | - | - | - | 2732.86 | 10770 | No | 904.86 | 5385 | No | - | - | 10000 | 2.57 | 970 | 5000 | No | - | - | Yes | 2520 | 7600 | No | - | - | No | - | - | - | - | - | No | - | - | No | - | - | No | - | - | - | - | 4.639 | 4.439 | 4.798 | 5.706 | 5.311 | 5.176 | 587 | 929 | 2711 | 1265 | 1605 | 3610 | 3 | 2.5 | 3 | 3.482 | 4.1 | 4.729 | 3.705 | 4.36 | 4.733 | 3769 | 1346 | 198 | 1207 | 591 | 128 | 1.5 | 2.5 | 3 | No | - | - | - | - | N/A | N/A | N/A | 8.2476 | 3.3136 | 3.8493
[SEER Non Multi-Split <=65kW] GEMS (Air Conditioners up to 65kW) Determination 2019 | MEPS 2019 | AS/NZS 3823.1.1:2012 | FDC100VSA-W / FDE100VH | FDC(A)100VSA-W / FDE100VH | N/A | MITSUBISHI HEAVY INDUSTRIES | N/A | Non Ducted | Single Split System | Under ceiling | Air | Air | Thailand | 2.85 | N/A | 10 | N/A | N/A | N/A | N/A | N/A | 2.54 | 11.2 | Calorimeter Room | 3.6627 | 4.5105 | N/A | - | N/A | N/A | N/A | N/A | N/A | N/A | N/A | N/A | N/A | N/A | N/A | N/A | N/A | N/A | N/A | N/A | N/A | Three | R32 | Australia,Fiji,New Zealand | 130667 | 2025-08-10 |  | Approved | Reverse Cycle | N/A | Yes | Class 11 | Yes | N/A | N/A | N/A | N/A | N/A | N/A | N/A | Available | N/A | N/A | http://www.mhiaa.com.au/ | http://www.mhiaa.com.au | N/A |  |  | AAC5120 | Yes | Variable output compressor | Inverter | No | - | 10000 | 2.85 | - | 910 | 5000 | No | - | - | - | 2604.9 | 10770 | No | 831.74 | 5385 | No | - | - | 11200 | 2.54 | 1000 | 5600 | No | - | - | Yes | 3070 | 10000 | No | - | - | No | - | - | - | - | - | No | - | - | No | - | - | No | - | - | 64 | 69 | 4.758 | 4.588 | 5.082 | 6.038 | 5.63 | 5.521 | 562 | 887 | 2547 | 1185 | 1504 | 3375 | 3 | 3 | 3.5 | 4.084 | 4.658 | 5.147 | 4.36 | 4.846 | 5.145 | 3609 | 1339 | 214 | 1159 | 605 | 140 | 2.5 | 3 | 3.5 | No | - | - | - | - | N/A | N/A | N/A | 12.6502 | 3.4569 | 4.3365
[SEER Non Multi-Split <=65kW] GEMS (Air Conditioners up to 65kW) Determination 2019 | MEPS 2019 | AS/NZS 3823.1.1:2012 | FDC100VSA-W / FDT100VH | FDT100VH / FDC(A)100VSA-W | N/A | MITSUBISHI HEAVY INDUSTRIES | N/A | Non Ducted | Single Split System | Under ceiling | Air | Air | Thailand | 2.73 | N/A | 10 | N/A | N/A | N/A | N/A | N/A | 2.54 | 11.2 | Calorimeter Room | 3.807 | 4.5727 | N/A | - | N/A | N/A | N/A | N/A | N/A | N/A | N/A | N/A | N/A | N/A | N/A | N/A | N/A | N/A | N/A | N/A | N/A | Three | R32 | Australia,Fiji,New Zealand | 130676 | 2025-08-06 |  | Approved | Reverse Cycle | N/A | Yes | Class 11 | Yes | N/A | N/A | N/A | N/A | N/A | N/A | N/A | Available | N/A | N/A | http://www.mhiaa.com.au/ | http://www.mhiaa.com.au | N/A |  |  | AAC5101 | Yes | Variable output compressor | Inverter | No | - | 10000 | 2.73 | - | 920 | 5000 | No | - | - | - | 2495.22 | 10770 | No | 840.88 | 5385 | No | - | - | 11200 | 2.54 | 1010 | 5600 | No | - | - | Yes | 3150 | 10000 | No | - | - | No | - | - | - | - | - | No | - | - | No | - | - | No | - | - | 62 | 69 | 4.883 | 4.713 | 5.164 | 6.084 | 5.685 | 5.58 | 552 | 869 | 2512 | 1181 | 1494 | 3343 | 3 | 3 | 3.5 | 4.044 | 4.62 | 5.098 | 4.316 | 4.802 | 5.095 | 3640 | 1344 | 210 | 1166 | 605 | 137 | 2.5 | 3 | 3.5 | No | - | - | - | - | N/A | N/A | N/A | 10.402 | 3.6164 | 4.3492
[SEER Non Multi-Split <=65kW] GEMS (Air Conditioners up to 65kW) Determination 2019 | MEPS 2019 | AS/NZS 3823.1.2:2012 | FDC100VSA-W / FDU100VH | FDC(A)100VSA-W / FDU100VH | N/A | MITSUBISHI HEAVY INDUSTRIES | N/A | Ducted | Single Split System | - | Air | Air | Thailand | 2.99 | N/A | 10 | N/A | N/A | N/A | N/A | N/A | 2.66 | 11.2 | Enthalpy Test Room | 3.8392 | 4.4109 | N/A | - | N/A | N/A | N/A | N/A | N/A | N/A | N/A | N/A | N/A | N/A | N/A | N/A | N/A | N/A | N/A | N/A | N/A | Three | R32 | Australia,Fiji,New Zealand | 130753 | 2025-08-11 |  | Approved | Reverse Cycle | N/A | Yes | Class 11 | Yes | N/A | N/A | N/A | N/A | N/A | N/A | N/A | Available | N/A | N/A | http://www.mhiaa.com.au/ | http://www.mhiaa.com.au | N/A |  |  | AAC5133 | Yes | Variable output compressor | Inverter | No | - | 10000 | 2.99 | - | 1030 | 5000 | No | - | - | - | 2732.86 | 10770 | No | 941.42 | 5385 | No | - | - | 11200 | 2.66 | 1070 | 5600 | No | - | - | Yes | 3120 | 10000 | No | - | - | No | - | - | - | - | - | No | - | - | No | - | - | No | - | - | - | 69 | 4.143 | 4.061 | 4.584 | 5.314 | 4.999 | 4.975 | 637 | 991 | 2813 | 1338 | 1685 | 3736 | 2.5 | 2.5 | 3 | 3.9 | 4.396 | 4.814 | 4.135 | 4.554 | 4.81 | 3791 | 1432 | 241 | 1232 | 654 | 160 | 2 | 2.5 | 3 | No | - | - | - | - | N/A | N/A | N/A | 18.4213 | 3.2763 | 4.1142
[SEER Non Multi-Split <=65kW] GEMS (Air Conditioners up to 65kW) Determination 2019 | MEPS 2019 | AS/NZS 3823.1.2:2012 | FDC100VSA-W / FDUA100VF2 | FDUA100VH / FDCA100VSA-W | N/A | MITSUBISHI HEAVY INDUSTRIES | N/A | Ducted | Single Split System | - | Air | Air | Thailand | 3.05 | N/A | 10 | N/A | N/A | N/A | N/A | N/A | 2.87 | 11.2 | Enthalpy Test Room | 3.7892 | 4.4707 | N/A | - | N/A | N/A | N/A | N/A | N/A | N/A | N/A | N/A | N/A | N/A | N/A | N/A | N/A | N/A | N/A | N/A | N/A | Three | R32 | Australia,Fiji,New Zealand | 130786 | 2025-08-05 |  | Approved | Reverse Cycle | N/A | Yes | Class 11 | Yes | N/A | N/A | N/A | N/A | N/A | N/A | N/A | Available | N/A | N/A | http://www.mhiaa.com.au/ | http://www.mhiaa.com.au | N/A |  |  | AAC5100 | Yes | Variable output compressor | Inverter | No | - | 10000 | 3.05 | - | 1000 | 5000 | No | - | - | - | 2787.7 | 10770 | No | 914 | 5385 | No | - | - | 11200 | 2.87 | 1090 | 5600 | No | - | - | Yes | 3170 | 10000 | No | - | - | No | - | - | - | - | - | No | - | - | No | - | - | No | - | - | - | 69 | 4.374 | 4.227 | 4.677 | 5.525 | 5.161 | 5.071 | 612 | 963 | 2769 | 1296 | 1642 | 3675 | 2.5 | 2.5 | 3 | 3.781 | 4.25 | 4.715 | 4.032 | 4.437 | 4.718 | 3898 | 1467 | 233 | 1253 | 660 | 152 | 2 | 2.5 | 3 | No | - | - | - | - | N/A | N/A | N/A | 13.5391 | 3.2302 | 3.8412
[SEER Non Multi-Split <=65kW] GEMS (Air Conditioners up to 65kW) Determination 2019 | MEPS 2019 | AS/NZS 3823.1.1:2012 | FDC100VSA-W / SRK100ZR-W | FDC(A)100VSA-W / SRK100ZR-W | N/A | MITSUBISHI HEAVY INDUSTRIES | N/A | Non Ducted | Single Split System | Wall Hung | Air | Air | Thailand | 3.19 | N/A | 10 | N/A | N/A | N/A | N/A | N/A | 3.04 | 11.2 | Calorimeter Room | 3.5033 | 3.6841 | N/A | - | N/A | N/A | N/A | N/A | N/A | N/A | N/A | N/A | N/A | N/A | N/A | N/A | N/A | N/A | N/A | N/A | N/A | Three | R32 | Australia,Fiji,New Zealand | 139120 | 2026-06-16 |  | Approved | Reverse Cycle | N/A | Yes | Class 11 | Yes | N/A | N/A | N/A | N/A | N/A | N/A | N/A | Available | N/A | N/A | http://www.mhiaa.com.au/ | http://www.mhiaa.com.au | N/A |  |  | AAC6097 | Yes | Variable output compressor | Inverter | No | - | 10000 | 3.19 | - | 1050 | 5000 | No | - | - | - | 2915.66 | 10770 | No | 959.7 | 5385 | No | - | - | 11200 | 3.04 | 1200 | 5600 | No | - | - | Yes | 3200 | 7700 | No | - | - | No | - | - | - | - | - | No | - | - | No | - | - | No | - | - | 63 | 69 | 4.508 | 4.278 | 4.549 | 5.45 | 5.056 | 4.894 | 611 | 974 | 2868 | 1332 | 1694 | 3826 | 3 | 2.5 | 3 | 2.763 | 3.295 | 4.289 | 3.073 | 3.731 | 4.288 | 5305 | 1859 | 232 | 1618 | 762 | 147 | 1 | 1.5 | 2.5 | No | - | - | - | - | N/A | N/A | N/A | 5.109 | 3.1179 | 3.6634
[SEER Multi-Split <=65kW] GEMS (Air Conditioners up to 65kW) Determination 2019 | MEPS 2019 | AS/NZS 3823.1.4:2012 | FDC112KXZEN1-W |  | N/A | MITSUBISHI HEAVY INDUSTRIES | N/A | Both | vrf | N/A | Air | Air | Thailand | 2.71 | N/A | 11.2 | N/A | N/A | N/A | N/A | N/A | 2.69 | 11.2 | Enthalpy Test Room | 4.1265 | 4.1997 | N/A | - | N/A | N/A | N/A | N/A | N/A | N/A | N/A | N/A | N/A | N/A | N/A | N/A | N/A | N/A | N/A | N/A | N/A | Single | R32 | Australia,Fiji,New Zealand | 138708 | 2026-06-16 |  | Approved | Reverse Cycle | N/A | No | Class 20 | No | N/A | N/A | N/A | N/A | N/A | N/A | N/A | Available | N/A | N/A | http://www.mhiaa.com.au/ | http://www.mhiaa.com.au | N/A |  |  | AAC6095 | Yes | Variable output compressor | Inverter | No | - | 11200 | 2.71 | - | 1100 | 5600 | No | - | - | - | 2476.94 | 12062.4 | No | 1005.4 | 6031.2 | No | - | - | 11200 | 2.69 | 1220 | 5600 | No | - | - | Yes | 3680 | 10500 | No | - | - | No | - | - | - | - | - | No | - | - | No | - | - | No | - | - | N/A | 68 | 4.205 | 4.256 | 5.015 | 5.524 | 5.288 | 5.44 | 683 | 1034 | 2854 | 1423 | 1764 | 3806 | 2.5 | 2.5 | 3.5 | 3.631 | 4.011 | 4.244 | 3.767 | 4.075 | 4.227 | 4092 | 1594 | 294 | 1371 | 749 | 198 | 2 | 2.5 | 2.5 | N/A | N/A | N/A | N/A | N/A | N/A | N/A | N/A | 29.2225 | 3.9875 | 4.0161
[SEER Multi-Split <=65kW] GEMS (Air Conditioners up to 65kW) Determination 2019 | MEPS 2019 | AS/NZS 3823.1.4:2012 | FDC112KXZES1-W |  | N/A | MITSUBISHI HEAVY INDUSTRIES | N/A | Both | vrf | N/A | Air | Air | Thailand | 2.71 | N/A | 11.2 | N/A | N/A | N/A | N/A | N/A | 2.69 | 11.2 | Enthalpy Test Room | 4.243 | 4.3601 | N/A | - | N/A | N/A | N/A | N/A | N/A | N/A | N/A | N/A | N/A | N/A | N/A | N/A | N/A | N/A | N/A | N/A | N/A | Three | R32 | Australia,Fiji,New Zealand | 137423 | 2026-05-12 |  | Approved | Reverse Cycle | N/A | No | Class 20 | No | N/A | N/A | N/A | N/A | N/A | N/A | N/A | Available | N/A | N/A | http://www.mhiaa.com.au/ | http://www.mhiaa.com.au | N/A |  |  | AAC5988 | Yes | Variable output compressor | Inverter | No | - | 11200 | 2.71 | - | 1100 | 5600 | No | - | - | - | 2476.94 | 12062.4 | No | 1005.4 | 6031.2 | No | - | - | 11200 | 2.69 | 1220 | 5600 | No | - | - | Yes | 3600 | 10500 | No | - | - | No | - | - | - | - | - | No | - | - | No | - | - | No | - | - | N/A | 68 | 4.079 | 4.153 | 4.971 | 5.445 | 5.226 | 5.41 | 697 | 1050 | 2869 | 1436 | 1777 | 3819 | 2.5 | 2.5 | 3 | 3.647 | 4.016 | 4.244 | 3.778 | 4.078 | 4.227 | 4084 | 1603 | 305 | 1376 | 757 | 207 | 2 | 2.5 | 2.5 | N/A | N/A | N/A | N/A | N/A | N/A | N/A | N/A | 33.382 | 3.9676 | 3.996
[SEER Non Multi-Split <=65kW] GEMS (Air Conditioners up to 65kW) Determination 2019 | MEPS 2019 | AS/NZS 3823.1.1:2012 | FDC125VNP-W / FDE125VH | FDC(A)125VNP-W / FDE125VH | N/A | MITSUBISHI HEAVY INDUSTRIES | 2840 | Non Ducted | Single Split System | Under ceiling | Air | Air | Australia | 3.88 | 8580 | 12.1 | N/A | N/A | N/A | N/A | N/A | 3.3 | 12.1 | Calorimeter Room | 3.1045 | 3.6611 | N/A | - | N/A | N/A | N/A | N/A | N/A | N/A | N/A | N/A | N/A | N/A | N/A | N/A | N/A | N/A | N/A | N/A | N/A | Single | R32 | Australia,Fiji,New Zealand | 145059 | 2027-03-09 |  | Approved | Reverse Cycle | N/A | No | Class 11 | No | N/A | N/A | N/A | N/A | N/A | N/A | N/A | Available | N/A | N/A | http://www.mhiaa.com.au/ | http://www.mhiaa.com.au/ | N/A |  |  | AAC6554 | Yes | Variable output compressor | Inverter | No | - | 12100 | 3.88 | - | 1420 | 6050 | No | - | - | - | 3546.32 | 13031.7 | No | 1297.88 | 6515.85 | No | - | - | 12100 | 3.3 | 1500 | 6050 | No | - | - | Yes | 2850 | 7900 | No | - | - | No | - | - | - | - | - | No | - | - | No | - | - | No | - | - | 64 | 73 | 4.181 | 4.01 | 4.252 | 4.973 | 4.648 | 4.543 | 799 | 1258 | 3715 | 1767 | 2231 | 4988 | 2.5 | 2.5 | 2.5 | 2.655 | 3.067 | 3.729 | 2.859 | 3.165 | 3.715 | 5965 | 2159 | 287 | 1878 | 969 | 183 | 1 | 1.5 | 2 | No | - | - | - | - | N/A | N/A | N/A | 6 | 3.1023 | 3.6443
[SEER Non Multi-Split <=65kW] GEMS (Air Conditioners up to 65kW) Determination 2019 | MEPS 2019 | AS/NZS 3823.1.1:2012 | FDC125VNP-W / FDT125VH | FDC(A)125VNP-W / FDT125VH | N/A | MITSUBISHI HEAVY INDUSTRIES | N/A | Non Ducted | Single Split System | Cassette | Air | Air | Thailand | 3.69 | N/A | 12.1 | N/A | N/A | N/A | N/A | N/A | 3.2 | 12.1 | Calorimeter Room | 3.2472 | 3.805 | N/A | - | N/A | N/A | N/A | N/A | N/A | N/A | N/A | N/A | N/A | N/A | N/A | N/A | N/A | N/A | N/A | N/A | N/A | Single | R32 | Australia,Fiji,New Zealand | 144983 | 2027-03-03 |  | Approved | Reverse Cycle | N/A | No | Class 11 | No | N/A | N/A | N/A | N/A | N/A | N/A | N/A | Available | N/A | N/A | http://www.mhiaa.com.au/ | http://www.mhiaa.com.au/ | N/A |  |  | AAC6547 | Yes | Variable output compressor | Inverter | No | - | 12100 | 3.69 | - | 1420 | 6060 | No | - | - | - | 3372.66 | 13031.7 | No | 1297.88 | 6526.62 | No | - | - | 12100 | 3.2 | 1350 | 6050 | No | - | - | Yes | 2930 | 8500 | No | - | - | No | - | - | - | - | - | No | - | - | No | - | - | No | - | - | 63 | 73 | 4.305 | 4.137 | 4.356 | 5.05 | 4.729 | 4.636 | 780 | 1225 | 3630 | 1745 | 2196 | 4892 | 2.5 | 2.5 | 2.5 | 2.91 | 3.378 | 4.131 | 3.141 | 3.704 | 4.122 | 5438 | 1956 | 256 | 1707 | 826 | 162 | 1 | 1.5 | 2.5 | No | - | - | - | - | N/A | N/A | N/A | 4 | 3.2672 | 3.7653
[SEER Non Multi-Split <=65kW] GEMS (Air Conditioners up to 65kW) Determination 2019 | MEPS 2019 | AS/NZS 3823.1.2:2012 | FDC125VNP-W / FDU125VH | FDC(A)125VNP-W / FDU125VH | N/A | MITSUBISHI HEAVY INDUSTRIES | N/A | Ducted | Single Split System | - | Air | Air | Thailand | 3.85 | N/A | 12.1 | N/A | N/A | N/A | N/A | N/A | 3.28 | 12.1 | Enthalpy Test Room | 3.003 | 3.4625 | N/A | - | N/A | N/A | N/A | N/A | N/A | N/A | N/A | N/A | N/A | N/A | N/A | N/A | N/A | N/A | N/A | N/A | N/A | Single | R32 | Australia,Fiji,New Zealand | 144985 | 2027-03-09 |  | Approved | Reverse Cycle | N/A | No | Class 11 | No | N/A | N/A | N/A | N/A | N/A | N/A | N/A | Available | N/A | N/A | http://www.mhiaa.com.au/ | http://www.mhiaa.com.au/ | N/A |  |  | AAC6553 | Yes | Variable output compressor | Inverter | No | - | 12100 | 3.85 | - | 1500 | 6050 | No | - | - | - | 3518.9 | 13031.7 | No | 1371 | 6515.85 | No | - | - | 12100 | 3.28 | 1500 | 6050 | No | - | - | Yes | 2850 | 7900 | No | - | - | No | - | - | - | - | - | No | - | - | No | - | - | No | - | - | - | - | 3.985 | 3.858 | 4.115 | 4.734 | 4.447 | 4.385 | 835 | 1304 | 3834 | 1853 | 2328 | 5164 | 2 | 2 | 2.5 | 2.657 | 3.07 | 3.73 | 2.861 | 3.167 | 3.715 | 5964 | 2162 | 292 | 1881 | 973 | 187 | 1 | 1.5 | 2 | No | - | - | - | - | N/A | N/A | N/A | 8 | 3.1209 | 3.6589
[SEER Non Multi-Split <=65kW] GEMS (Air Conditioners up to 65kW) Determination 2019 | MEPS 2019 | AS/NZS 3823.1.2:2012 | FDC125VNP-W / FDUA125VH | FDC(A)125VNP-W / FDUA125VH | N/A | MITSUBISHI HEAVY INDUSTRIES | N/A | Ducted | Single Split System | - | Air | Air | Thailand | 3.85 | N/A | 12.1 | N/A | N/A | N/A | N/A | N/A | 3.28 | 12.1 | Enthalpy Test Room | 3.1441 | 3.7748 | N/A | - | N/A | N/A | N/A | N/A | N/A | N/A | N/A | N/A | N/A | N/A | N/A | N/A | N/A | N/A | N/A | N/A | N/A | Single | R32 | Australia,Fiji,New Zealand | 144996 | 2027-02-28 |  | Approved | Reverse Cycle | N/A | No | Class 11 | No | N/A | N/A | N/A | N/A | N/A | N/A | N/A | Available | N/A | N/A | http://www.mhiaa.com.au/ | http://www.mhiaa.com.au/ | N/A |  |  | AAC6535 | Yes | Variable output compressor | Inverter | No | - | 12100 | 3.85 | - | 1420 | 6050 | No | - | - | - | 3518.9 | 13031.7 | No | 1297.88 | 6515.85 | No | - | - | 12100 | 3.28 | 1500 | 6050 | No | - | - | Yes | 2850 | 7900 | No | - | - | No | - | - | - | - | - | No | - | - | No | - | - | No | - | - | - | - | 4.106 | 3.961 | 4.243 | 4.936 | 4.624 | 4.541 | 807 | 1266 | 3714 | 1775 | 2236 | 4984 | 2.5 | 2 | 2.5 | 2.657 | 3.07 | 3.73 | 2.861 | 3.167 | 3.715 | 5966 | 2164 | 295 | 1883 | 975 | 189 | 1 | 1.5 | 2 | No | - | - | - | - | N/A | N/A | N/A | 9 | 3.1182 | 3.6551
[SEER Non Multi-Split <=65kW] GEMS (Air Conditioners up to 65kW) Determination 2019 | MEPS 2019 | AS/NZS 3823.1.1:2012 | FDC125VNX-W / FDE125VH | FDC(A)125VNX-W / FDE125VH | N/A | MITSUBISHI HEAVY INDUSTRIES | N/A | Non Ducted | Single Split System | Under ceiling | Air | Air | Thailand | 3.34 | N/A | 12.5 | N/A | N/A | N/A | N/A | N/A | 3.74 | 14 | Calorimeter Room | 3.6154 | 4.0207 | N/A | - | N/A | N/A | N/A | N/A | N/A | N/A | N/A | N/A | N/A | N/A | N/A | N/A | N/A | N/A | N/A | N/A | N/A | Single | R32 | Australia,Fiji,New Zealand | 133768 | 2026-01-25 |  | Approved | Reverse Cycle | N/A | Yes | Class 11 | Yes | N/A | N/A | N/A | N/A | N/A | N/A | N/A | Available | N/A | N/A | http://www.mhiaa.com.au/ | http://www.mhiaa.com.au | N/A |  |  | AAC5672 | Yes | Variable output compressor | Inverter | No | - | 12500 | 3.34 | - | 1290 | 6250 | No | - | - | - | 3052.76 | 13462.5 | No | 1179.06 | 6731.25 | No | - | - | 14000 | 3.74 | 1240 | 7000 | No | - | - | Yes | 5830 | 14900 | No | - | - | No | - | - | - | - | - | No | - | - | No | - | - | No | - | - | 64 | 68 | 4.374 | 4.315 | 4.816 | 5.465 | 5.17 | 5.181 | 760 | 1173 | 3354 | 1634 | 2044 | 4491 | 2.5 | 2.5 | 3 | 3.936 | 4.465 | 5.153 | 4.285 | 4.762 | 5.173 | 4687 | 1753 | 275 | 1480 | 775 | 181 | 2 | 2.5 | 3.5 | No | - | - | - | - | N/A | N/A | N/A | 19.0076 | 3.6719 | 3.6801
[SEER Non Multi-Split <=65kW] GEMS (Air Conditioners up to 65kW) Determination 2019 | MEPS 2019 | AS/NZS 3823.1.1:2012 | FDC125VNX-W / FDT125VH | FDC(A)125VNX-W / FDT125VH | N/A | MITSUBISHI HEAVY INDUSTRIES | N/A | Non Ducted | Single Split System | Cassette | Air | Air | Thailand | 3.21 | N/A | 12.5 | N/A | N/A | N/A | N/A | N/A | 3.43 | 14 | Calorimeter Room | 3.8853 | 4.1646 | N/A | - | N/A | N/A | N/A | N/A | N/A | N/A | N/A | N/A | N/A | N/A | N/A | N/A | N/A | N/A | N/A | N/A | N/A | Single | R32 | Australia,Fiji,New Zealand | 133775 | 2026-01-21 |  | Approved | Reverse Cycle | N/A | Yes | Class 11 | Yes | N/A | N/A | N/A | N/A | N/A | N/A | N/A | Available | N/A | N/A | http://www.mhiaa.com.au/ | http://www.mhiaa.com.au | N/A |  |  | AAC5654 | Yes | Variable output compressor | Inverter | No | - | 12500 | 3.21 | - | 1240 | 6250 | No | - | - | - | 2933.94 | 13462.5 | No | 1133.36 | 6731.25 | No | - | - | 14000 | 3.43 | 1240 | 7000 | No | - | - | Yes | 5310 | 14700 | No | - | - | No | - | - | - | - | - | No | - | - | No | - | - | No | - | - | 63 | 68 | 4.602 | 4.529 | 5.026 | 5.714 | 5.4 | 5.4 | 725 | 1121 | 3218 | 1566 | 1960 | 4312 | 3 | 3 | 3.5 | 4.095 | 4.597 | 5.17 | 4.392 | 4.836 | 5.18 | 4501 | 1698 | 269 | 1440 | 759 | 176 | 2.5 | 3 | 3.5 | No | - | - | - | - | N/A | N/A | N/A | 16.7222 | 3.8267 | 4.0155
[SEER Non Multi-Split <=65kW] GEMS (Air Conditioners up to 65kW) Determination 2019 | MEPS 2019 | AS/NZS 3823.1.2:2012 | FDC125VNX-W / FDU125VH | FDC(A)125VNX-W / FDU125VH | N/A | MITSUBISHI HEAVY INDUSTRIES | N/A | Ducted | Single Split System | - | Air | Air | Thailand | 3.49 | N/A | 12.5 | N/A | N/A | N/A | N/A | N/A | 3.61 | 14 | Enthalpy Test Room | 3.766 | 3.9218 | N/A | - | N/A | N/A | N/A | N/A | N/A | N/A | N/A | N/A | N/A | N/A | N/A | N/A | N/A | N/A | N/A | N/A | N/A | Single | R32 | Australia,Fiji,New Zealand | 133519 | 2026-01-21 |  | Approved | Reverse Cycle | N/A | Yes | Class 11 | Yes | N/A | N/A | N/A | N/A | N/A | N/A | N/A | Available | N/A | N/A | http://www.mhiaa.com.au/ | http://www.mhiaa.com.au | N/A |  |  | AAC5652 | Yes | Variable output compressor | Inverter | No | - | 12500 | 3.49 | - | 1430 | 6250 | No | - | - | - | 3189.86 | 13462.5 | No | 1307.02 | 6731.25 | No | - | - | 14000 | 3.61 | 1440 | 7000 | No | - | - | Yes | 4490 | 13100 | No | - | - | No | - | - | - | - | - | No | - | - | No | - | - | No | - | - | - | 68 | 4.004 | 3.973 | 4.444 | 4.974 | 4.723 | 4.766 | 830 | 1273 | 3634 | 1794 | 2236 | 4881 | 2.5 | 2 | 2.5 | 3.678 | 4.088 | 4.47 | 3.885 | 4.234 | 4.467 | 5018 | 1916 | 316 | 1633 | 872 | 207 | 2 | 2.5 | 2.5 | No | - | - | - | - | N/A | N/A | N/A | 21.1593 | 3.5097 | 3.8028
[SEER Non Multi-Split <=65kW] GEMS (Air Conditioners up to 65kW) Determination 2019 | MEPS 2019 | AS/NZS 3823.1.2:2012 | FDC125VNX-W / FDUA125VF | FDC(A)125VNX-W / FDUA125 | N/A | MITSUBISHI HEAVY INDUSTRIES | N/A | Ducted | Single Split System | - | Air | Air | Thailand | 3.83 | N/A | 12.5 | N/A | N/A | N/A | N/A | N/A | 3.68 | 14 | Enthalpy Test Room | 3.8814 | 4.0192 | N/A | - | N/A | N/A | N/A | N/A | N/A | N/A | N/A | N/A | N/A | N/A | N/A | N/A | N/A | N/A | N/A | N/A | N/A | Single | R32 | Australia,Fiji,New Zealand | 136583 | 2026-03-17 |  | Approved | Reverse Cycle | N/A | Yes | Class 11 | Yes | N/A | N/A | N/A | N/A | N/A | N/A | N/A | Available | N/A | N/A | http://www.mhiaa.com.au/ | http://www.mhiaa.com.au | N/A |  |  | AAC5839 | Yes | Variable output compressor | Inverter | No | - | 12500 | 3.83 | - | 1400 | 6250 | No | - | - | - | 3500.62 | 13462.5 | No | 1279.6 | 6731.25 | No | - | - | 14000 | 3.68 | 1400 | 7000 | No | - | - | Yes | 5110 | 14200 | No | - | - | No | - | - | - | - | - | No | - | - | No | - | - | No | - | - | - | 68 | 3.952 | 3.881 | 4.338 | 4.981 | 4.696 | 4.683 | 840 | 1303 | 3722 | 1791 | 2249 | 4968 | 2 | 2 | 2.5 | 3.754 | 4.151 | 4.589 | 3.98 | 4.327 | 4.592 | 4918 | 1889 | 310 | 1595 | 855 | 204 | 2 | 2.5 | 3 | No | - | - | - | - | N/A | N/A | N/A | 21.5213 | 3.2029 | 3.7306
[SEER Non Multi-Split <=65kW] GEMS (Air Conditioners up to 65kW) Determination 2019 | MEPS 2019 | AS/NZS 3823.1.1:2012 | FDC125VSX / FDT125VH |  | N/A | MITSUBISHI HEAVY INDUSTRIES | N/A | Non Ducted | Single Split System | Cassette | Air | Air | Thailand | 3.58 | N/A | 12.5 | N/A | N/A | N/A | N/A | N/A | 3.53 | 14 | Calorimeter Room | 3.5062 | 4.0202 | N/A | - | N/A | N/A | N/A | N/A | N/A | N/A | N/A | N/A | N/A | N/A | N/A | N/A | N/A | N/A | N/A | N/A | N/A | Three | R410A | Australia,Fiji,New Zealand | 131442 | 2025-08-06 |  | Approved | Reverse Cycle | N/A | Yes | Class 11 | Yes | N/A | N/A | N/A | N/A | N/A | N/A | N/A | Available | N/A | N/A | http://www.mhiaa.com.au/ | http://www.mhiaa.com.au/ | N/A |  |  | AAC5102 | Yes | Variable output compressor | Inverter | No | - | 12500 | 3.58 | - | 1300 | 6250 | No | - | - | - | 3272.12 | 13462.5 | No | 1188.2 | 6731.25 | No | - | - | 14000 | 3.53 | 1320 | 7000 | No | - | - | Yes | 7400 | 18000 | No | - | - | No | - | - | - | - | - | No | - | - | No | - | - | No | - | - | 64 | 70 | 4.077 | 4.036 | 4.609 | 5.258 | 4.974 | 4.998 | 803 | 1238 | 3489 | 1685 | 2111 | 4642 | 2.5 | 2.5 | 3 | 3.999 | 4.384 | 4.864 | 4.24 | 4.581 | 4.868 | 4630 | 1804 | 307 | 1510 | 819 | 204 | 2 | 2.5 | 3 | No | - | - | - | - | N/A | N/A | N/A | 26.2676 | 3.4071 | 3.8687
[SEER Non Multi-Split <=65kW] GEMS (Air Conditioners up to 65kW) Determination 2019 | MEPS 2019 | AS/NZS 3823.1.2:2012 | FDC125VSX / FDUA125 | FDC125VSX / FDUA125 | N/A | MITSUBISHI HEAVY INDUSTRIES | N/A | Ducted | Single Split System | - | Air | Air | Thailand | 3.83 | N/A | 12.5 | N/A | N/A | N/A | N/A | N/A | 3.68 | 14 | Enthalpy Test Room | 3.374 | 4.0212 | N/A | - | N/A | N/A | N/A | N/A | N/A | N/A | N/A | N/A | N/A | N/A | N/A | N/A | N/A | N/A | N/A | N/A | N/A | Three | R410A | Australia,Fiji,New Zealand | 136780 | 2026-04-12 |  | Approved | Reverse Cycle | N/A | No | Class 11 | No | N/A | N/A | N/A | N/A | N/A | N/A | N/A | Available | N/A | N/A | http://www.mhiaa.com.au/ | http://www.mhiaa.com.au | N/A |  |  | AAC5888 | Yes | Variable output compressor | Inverter | No | - | 12500 | 3.83 | - | 1548 | 6250 | No | - | - | - | 3500.62 | 13462.5 | No | 1414.872 | 6731.25 | No | - | - | 14000 | 3.68 | 1510 | 7000 | No | - | - | Yes | 4477 | 13600 | No | - | - | No | - | - | - | - | - | No | - | - | No | - | - | No | - | - | - | 70 | 3.58 | 3.57 | 4.052 | 4.526 | 4.305 | 4.362 | 918 | 1405 | 3973 | 1962 | 2444 | 5324 | 2 | 2 | 2.5 | 3.639 | 3.956 | 4.268 | 3.796 | 4.07 | 4.262 | 5086 | 1996 | 345 | 1684 | 919 | 229 | 2 | 2 | 2.5 | No | - | - | - | - | N/A | N/A | N/A | 27.947 | 3.1852 | 3.7091
[SEER Non Multi-Split <=65kW] GEMS (Air Conditioners up to 65kW) Determination 2019 | MEPS 2019 | AS/NZS 3823.1.2:2012 | FDC125VSX / FDUA125VF | FDC125VSX / FDUA125 | N/A | MITSUBISHI HEAVY INDUSTRIES | N/A | Ducted | Single Split System | - | Air | Air | Thailand | 3.83 | N/A | 12.5 | N/A | N/A | N/A | N/A | N/A | 3.68 | 14 | Enthalpy Test Room | 3.374 | 4.0212 | N/A | - | N/A | N/A | N/A | N/A | N/A | N/A | N/A | N/A | N/A | N/A | N/A | N/A | N/A | N/A | N/A | N/A | N/A | Three | R410A | Australia,Fiji,New Zealand | 136780 | 2026-04-12 |  | Approved | Reverse Cycle | N/A | No | Class 11 | No | N/A | N/A | N/A | N/A | N/A | N/A | N/A | Available | N/A | N/A | http://www.mhiaa.com.au/ | http://www.mhiaa.com.au | N/A |  |  | AAC5888 | Yes | Variable output compressor | Inverter | No | - | 12500 | 3.83 | - | 1548 | 6250 | No | - | - | - | 3500.62 | 13462.5 | No | 1414.872 | 6731.25 | No | - | - | 14000 | 3.68 | 1510 | 7000 | No | - | - | Yes | 4477 | 13600 | No | - | - | No | - | - | - | - | - | No | - | - | No | - | - | No | - | - | - | 70 | 3.58 | 3.57 | 4.052 | 4.526 | 4.305 | 4.362 | 918 | 1405 | 3973 | 1962 | 2444 | 5324 | 2 | 2 | 2.5 | 3.639 | 3.956 | 4.268 | 3.796 | 4.07 | 4.262 | 5086 | 1996 | 345 | 1684 | 919 | 229 | 2 | 2 | 2.5 | No | - | - | - | - | N/A | N/A | N/A | 27.947 | 3.1852 | 3.7091
[SEER Non Multi-Split <=65kW] GEMS (Air Conditioners up to 65kW) Determination 2019 | MEPS 2019 | AS/NZS 3823.1.2:2012 | FDC125VSX / FDUA125VH | FDC125VSX / FDUA125 | N/A | MITSUBISHI HEAVY INDUSTRIES | N/A | Ducted | Single Split System | - | Air | Air | Thailand | 3.83 | N/A | 12.5 | N/A | N/A | N/A | N/A | N/A | 3.68 | 14 | Enthalpy Test Room | 3.374 | 4.0212 | N/A | - | N/A | N/A | N/A | N/A | N/A | N/A | N/A | N/A | N/A | N/A | N/A | N/A | N/A | N/A | N/A | N/A | N/A | Three | R410A | Australia,Fiji,New Zealand | 136780 | 2026-04-12 |  | Approved | Reverse Cycle | N/A | No | Class 11 | No | N/A | N/A | N/A | N/A | N/A | N/A | N/A | Available | N/A | N/A | http://www.mhiaa.com.au/ | http://www.mhiaa.com.au | N/A |  |  | AAC5888 | Yes | Variable output compressor | Inverter | No | - | 12500 | 3.83 | - | 1548 | 6250 | No | - | - | - | 3500.62 | 13462.5 | No | 1414.872 | 6731.25 | No | - | - | 14000 | 3.68 | 1510 | 7000 | No | - | - | Yes | 4477 | 13600 | No | - | - | No | - | - | - | - | - | No | - | - | No | - | - | No | - | - | - | 70 | 3.58 | 3.57 | 4.052 | 4.526 | 4.305 | 4.362 | 918 | 1405 | 3973 | 1962 | 2444 | 5324 | 2 | 2 | 2.5 | 3.639 | 3.956 | 4.268 | 3.796 | 4.07 | 4.262 | 5086 | 1996 | 345 | 1684 | 919 | 229 | 2 | 2 | 2.5 | No | - | - | - | - | N/A | N/A | N/A | 27.947 | 3.1852 | 3.7091
[SEER Non Multi-Split <=65kW] GEMS (Air Conditioners up to 65kW) Determination 2019 | MEPS 2019 | AS/NZS 3823.1.1:2012 | FDC125VSX-W / FDE125VH | FDC(A)125VSX-W / FDE125VH | N/A | MITSUBISHI HEAVY INDUSTRIES | N/A | Non Ducted | Single Split System | Under ceiling | Air | Air | Thailand | 3.77 | N/A | 12.5 | N/A | N/A | N/A | N/A | N/A | 3.74 | 14 | Calorimeter Room | 3.4597 | 3.7813 | N/A | - | N/A | N/A | N/A | N/A | N/A | N/A | N/A | N/A | N/A | N/A | N/A | N/A | N/A | N/A | N/A | N/A | N/A | Three | R32 | Australia,Fiji,New Zealand | 133772 | 2026-01-22 |  | Approved | Reverse Cycle | N/A | Yes | Class 11 | Yes | N/A | N/A | N/A | N/A | N/A | N/A | N/A | Available | N/A | N/A | http://www.mhiaa.com.au/ | http://www.mhiaa.com.au | N/A |  |  | AAC5671 | Yes | Variable output compressor | Inverter | No | - | 12500 | 3.77 | - | 1290 | 6250 | No | - | - | - | 3445.78 | 13462.5 | No | 1179.06 | 6731.25 | No | - | - | 14000 | 3.74 | 1240 | 7000 | No | - | - | Yes | 5830 | 14900 | No | - | - | No | - | - | - | - | - | No | - | - | No | - | - | No | - | - | 64 | 68 | 4.261 | 4.144 | 4.601 | 5.375 | 5.04 | 4.98 | 783 | 1225 | 3515 | 1663 | 2099 | 4675 | 2.5 | 2.5 | 3 | 3.936 | 4.465 | 5.153 | 4.285 | 4.762 | 5.173 | 4686 | 1751 | 274 | 1478 | 774 | 179 | 2 | 2.5 | 3.5 | No | - | - | - | - | N/A | N/A | N/A | 18.2978 | 3.2621 | 3.6824
[SEER Non Multi-Split <=65kW] GEMS (Air Conditioners up to 65kW) Determination 2019 | MEPS 2019 | AS/NZS 3823.1.1:2012 | FDC125VSX-W / FDT125VH | FDC(A)125VSX-W / FDT125VH | N/A | MITSUBISHI HEAVY INDUSTRIES | N/A | Non Ducted | Single Split System | Cassette | Air | Air | Thailand | 3.81 | N/A | 12.5 | N/A | N/A | N/A | N/A | N/A | 3.72 | 14 | Calorimeter Room | 3.6387 | 4.0768 | N/A | - | N/A | N/A | N/A | N/A | N/A | N/A | N/A | N/A | N/A | N/A | N/A | N/A | N/A | N/A | N/A | N/A | N/A | Three | R32 | Australia,Fiji,New Zealand | 133776 | 2026-01-25 |  | Approved | Reverse Cycle | N/A | Yes | Class 11 | Yes | N/A | N/A | N/A | N/A | N/A | N/A | N/A | Available | N/A | N/A | http://www.mhiaa.com.au/ | http://www.mhiaa.com.au | N/A |  |  | AAC5673 | Yes | Variable output compressor | Inverter | No | - | 12500 | 3.81 | - | 1480 | 6250 | No | - | - | - | 3482.34 | 13462.5 | No | 1352.72 | 6731.25 | No | - | - | 14000 | 3.72 | 1470 | 7000 | No | - | - | Yes | 5310 | 14700 | No | - | - | No | - | - | - | - | - | No | - | - | No | - | - | No | - | - | 63 | 68 | 4.155 | 4.024 | 4.3 | 4.947 | 4.648 | 4.585 | 826 | 1290 | 3789 | 1831 | 2300 | 5102 | 2.5 | 2.5 | 2.5 | 3.678 | 4.01 | 4.377 | 3.861 | 4.153 | 4.376 | 4989 | 1918 | 289 | 1616 | 861 | 185 | 2 | 2.5 | 2.5 | No | - | - | - | - | N/A | N/A | N/A | 8.3926 | 3.2566 | 3.735
[SEER Non Multi-Split <=65kW] GEMS (Air Conditioners up to 65kW) Determination 2019 | MEPS 2019 | AS/NZS 3823.1.2:2012 | FDC125VSX-W / FDU125VH | FDC(A)125VSX-W / FDU125VH | N/A | MITSUBISHI HEAVY INDUSTRIES | N/A | Ducted | Single Split System | - | Air | Air | Thailand | 3.49 | N/A | 12.5 | N/A | N/A | N/A | N/A | N/A | 3.61 | 14 | Enthalpy Test Room | 3.6659 | 3.9529 | N/A | - | N/A | N/A | N/A | N/A | N/A | N/A | N/A | N/A | N/A | N/A | N/A | N/A | N/A | N/A | N/A | N/A | N/A | Three | R32 | Australia,Fiji,New Zealand | 133527 | 2026-01-21 |  | Approved | Reverse Cycle | N/A | Yes | Class 11 | Yes | N/A | N/A | N/A | N/A | N/A | N/A | N/A | Available | N/A | N/A | http://www.mhiaa.com.au/ | http://www.mhiaa.com.au | N/A |  |  | AAC5653 | Yes | Variable output compressor | Inverter | No | - | 12500 | 3.49 | - | 1430 | 6250 | No | - | - | - | 3189.86 | 13462.5 | No | 1307.02 | 6731.25 | No | - | - | 14000 | 3.61 | 1440 | 7000 | No | - | - | Yes | 4490 | 13100 | No | - | - | No | - | - | - | - | - | No | - | - | No | - | - | No | - | - | - | 68 | 4.172 | 4.103 | 4.492 | 5.065 | 4.793 | 4.797 | 808 | 1247 | 3610 | 1775 | 2216 | 4862 | 2.5 | 2.5 | 2.5 | 3.678 | 4.088 | 4.47 | 3.885 | 4.234 | 4.467 | 5004 | 1899 | 300 | 1619 | 858 | 195 | 2 | 2.5 | 2.5 | No | - | - | - | - | N/A | N/A | N/A | 14.7967 | 3.5311 | 3.8251
[SEER Non Multi-Split <=65kW] GEMS (Air Conditioners up to 65kW) Determination 2019 | MEPS 2019 | AS/NZS 3823.1.2:2012 | FDC125VSX-W / FDUA125VF | FDC(A)125VSX-W / FDUA125 | N/A | MITSUBISHI HEAVY INDUSTRIES | N/A | Ducted | Single Split System | - | Air | Air | Thailand | 3.83 | N/A | 12.5 | N/A | N/A | N/A | N/A | N/A | 3.68 | 14 | Enthalpy Test Room | 3.7953 | 4.0427 | N/A | - | N/A | N/A | N/A | N/A | N/A | N/A | N/A | N/A | N/A | N/A | N/A | N/A | N/A | N/A | N/A | N/A | N/A | Three | R32 | Australia,Fiji,New Zealand | 136586 | 2026-03-12 |  | Approved | Reverse Cycle | N/A | Yes | Class 11 | Yes | N/A | N/A | N/A | N/A | N/A | N/A | N/A | Available | N/A | N/A | http://www.mhiaa.com.au/ | http://www.mhiaa.com.au | N/A |  |  | AAC5832 | Yes | Variable output compressor | Inverter | No | - | 12500 | 3.83 | - | 1400 | 6250 | No | - | - | - | 3500.62 | 13462.5 | No | 1279.6 | 6731.25 | No | - | - | 14000 | 3.68 | 1400 | 7000 | No | - | - | Yes | 5110 | 14200 | No | - | - | No | - | - | - | - | - | No | - | - | No | - | - | No | - | - | - | 68 | 4.123 | 4.01 | 4.386 | 5.075 | 4.768 | 4.715 | 818 | 1277 | 3698 | 1771 | 2228 | 4947 | 2.5 | 2.5 | 2.5 | 3.754 | 4.151 | 4.589 | 3.98 | 4.327 | 4.592 | 4903 | 1871 | 293 | 1582 | 841 | 190 | 2 | 2.5 | 3 | No | - | - | - | - | N/A | N/A | N/A | 14.9012 | 3.2213 | 3.753
[SEER Multi-Split <=65kW] GEMS (Air Conditioners up to 65kW) Determination 2019 | MEPS 2019 | AS/NZS 3823.1.4:2012 | FDC140KXZEN1-W |  | N/A | MITSUBISHI HEAVY INDUSTRIES | N/A | Both | vrf | N/A | Air | Air | Thailand | 4.16 | N/A | 14 | N/A | N/A | N/A | N/A | N/A | 3.68 | 14 | Enthalpy Test Room | 3.3186 | 3.9727 | N/A | - | N/A | N/A | N/A | N/A | N/A | N/A | N/A | N/A | N/A | N/A | N/A | N/A | N/A | N/A | N/A | N/A | N/A | Single | R32 | Australia,Fiji,New Zealand | 138761 | 2026-06-17 |  | Approved | Reverse Cycle | N/A | No | Class 20 | No | N/A | N/A | N/A | N/A | N/A | N/A | N/A | Available | N/A | N/A | http://www.mhiaa.com.au/ | http://www.mhiaa.com.au | N/A |  |  | AAC6101 | Yes | Variable output compressor | Inverter | No | - | 14000 | 4.16 | - | 1470 | 7000 | No | - | - | - | 3802.24 | 15078 | No | 1343.58 | 7539 | No | - | - | 14000 | 3.68 | 1580 | 7000 | No | - | - | Yes | 3670 | 10800 | No | - | - | No | - | - | - | - | - | No | - | - | No | - | - | No | - | - | N/A | 69 | 4.022 | 3.968 | 4.521 | 5.193 | 4.902 | 4.908 | 912 | 1412 | 3986 | 1912 | 2400 | 5296 | 2.5 | 2 | 3 | 3.248 | 3.709 | 4.086 | 3.367 | 3.849 | 4.077 | 5694 | 2127 | 360 | 1894 | 971 | 240 | 1.5 | 2 | 2.5 | N/A | N/A | N/A | N/A | N/A | N/A | N/A | N/A | 29.2225 | 3.2873 | 3.7049
[SEER Multi-Split <=65kW] GEMS (Air Conditioners up to 65kW) Determination 2019 | MEPS 2019 | AS/NZS 3823.1.4:2012 | FDC140KXZES1-W |  | N/A | MITSUBISHI HEAVY INDUSTRIES | N/A | Both | vrf | N/A | Air | Air | Thailand | 4.16 | N/A | 14 | N/A | N/A | N/A | N/A | N/A | 3.68 | 14 | Enthalpy Test Room | 3.4383 | 4.0777 | N/A | - | N/A | N/A | N/A | N/A | N/A | N/A | N/A | N/A | N/A | N/A | N/A | N/A | N/A | N/A | N/A | N/A | N/A | Three | R32 | Australia,Fiji,New Zealand | 137427 | 2026-05-11 |  | Approved | Reverse Cycle | N/A | No | Class 20 | No | N/A | N/A | N/A | N/A | N/A | N/A | N/A | Available | N/A | N/A | http://www.mhiaa.com.au/ | http://www.mhiaa.com.au | N/A |  |  | AAC5961 | Yes | Variable output compressor | Inverter | No | - | 14000 | 4.16 | - | 1470 | 7000 | No | - | - | - | 3802.24 | 15078 | No | 1343.58 | 7539 | No | - | - | 14000 | 3.68 | 1580 | 7000 | No | - | - | Yes | 3600 | 10800 | No | - | - | No | - | - | - | - | - | No | - | - | No | - | - | No | - | - | N/A | 69 | 3.929 | 3.896 | 4.492 | 5.137 | 4.859 | 4.889 | 926 | 1429 | 4001 | 1925 | 2413 | 5308 | 2 | 2 | 2.5 | 3.264 | 3.718 | 4.086 | 3.377 | 3.854 | 4.077 | 5676 | 2133 | 371 | 1897 | 979 | 248 | 1.5 | 2 | 2.5 | N/A | N/A | N/A | N/A | N/A | N/A | N/A | N/A | 33.382 | 3.2765 | 3.6912
[SEER Non Multi-Split <=65kW] GEMS (Air Conditioners up to 65kW) Determination 2019 | MEPS 2019 | AS/NZS 3823.1.1:2012 | FDC140VNX-W / FDE140VH | FDC(A)140VNX-W / FDE140VH | N/A | MITSUBISHI HEAVY INDUSTRIES | N/A | Non Ducted | Single Split System | Under ceiling | Air | Air | Thailand | 4.08 | N/A | 14 | N/A | N/A | N/A | N/A | N/A | 4.41 | 16 | Calorimeter Room | 3.3503 | 3.7486 | N/A | - | N/A | N/A | N/A | N/A | N/A | N/A | N/A | N/A | N/A | N/A | N/A | N/A | N/A | N/A | N/A | N/A | N/A | Single | R32 | Australia,Fiji,New Zealand | 133381 | 2026-01-22 |  | Approved | Reverse Cycle | N/A | Yes | Class 11 | Yes | N/A | N/A | N/A | N/A | N/A | N/A | N/A | Available | N/A | N/A | http://www.mhiaa.com.au/ | http://www.mhiaa.com.au | N/A |  |  | AAC5660 | Yes | Variable output compressor | Inverter | No | - | 14000 | 4.08 | - | 1520 | 7000 | No | - | - | - | 3729.12 | 15078 | No | 1389.28 | 7539 | No | - | - | 16000 | 4.41 | 1500 | 8000 | No | - | - | Yes | 6120 | 15500 | No | - | - | No | - | - | - | - | - | No | - | - | No | - | - | No | - | - | 65 | 69 | 4.206 | 4.115 | 4.539 | 5.214 | 4.912 | 4.882 | 893 | 1387 | 3995 | 1925 | 2417 | 5345 | 2.5 | 2.5 | 3 | 3.699 | 4.239 | 4.873 | 4.031 | 4.509 | 4.889 | 5690 | 2100 | 323 | 1789 | 927 | 210 | 2 | 2.5 | 3 | No | - | - | - | - | N/A | N/A | N/A | 18.8524 | 3.3786 | 3.5764
[SEER Non Multi-Split <=65kW] GEMS (Air Conditioners up to 65kW) Determination 2019 | MEPS 2019 | AS/NZS 3823.1.1:2012 | FDC140VNX-W / FDT140VH | FDC(A)140VNX-W / FDT140VH | N/A | MITSUBISHI HEAVY INDUSTRIES | N/A | Non Ducted | Single Split System | Cassette | Air | Air | Thailand | 3.87 | N/A | 14 | N/A | N/A | N/A | N/A | N/A | 4.2 | 16 | Calorimeter Room | 3.5609 | 3.8337 | N/A | - | N/A | N/A | N/A | N/A | N/A | N/A | N/A | N/A | N/A | N/A | N/A | N/A | N/A | N/A | N/A | N/A | N/A | Single | R32 | Australia,Fiji,New Zealand | 133466 | 2026-01-22 |  | Approved | Reverse Cycle | N/A | Yes | Class 11 | Yes | N/A | N/A | N/A | N/A | N/A | N/A | N/A | Available | N/A | N/A | http://www.mhiaa.com.au/ | http://www.mhiaa.com.au | N/A |  |  | AAC5670 | Yes | Variable output compressor | Inverter | No | - | 14000 | 3.87 | - | 1480 | 7000 | No | - | - | - | 3537.18 | 15078 | No | 1352.72 | 7539 | No | - | - | 16000 | 4.2 | 1480 | 8000 | No | - | - | Yes | 6170 | 15500 | No | - | - | No | - | - | - | - | - | No | - | - | No | - | - | No | - | - | 63 | 69 | 4.393 | 4.3 | 4.722 | 5.401 | 5.092 | 5.066 | 857 | 1331 | 3844 | 1862 | 2334 | 5154 | 2.5 | 2.5 | 3 | 3.767 | 4.336 | 4.946 | 4.094 | 4.59 | 4.958 | 5584 | 2048 | 313 | 1758 | 907 | 203 | 2 | 2.5 | 3 | No | - | - | - | - | N/A | N/A | N/A | 16.7439 | 3.5654 | 3.7589
[SEER Non Multi-Split <=65kW] GEMS (Air Conditioners up to 65kW) Determination 2019 | MEPS 2019 | AS/NZS 3823.1.2:2012 | FDC140VNX-W / FDU140VH | FDC(A)140VNX-W / FDU140VH | N/A | MITSUBISHI HEAVY INDUSTRIES | N/A | Ducted | Single Split System | - | Air | Air | Thailand | 4.22 | N/A | 14 | N/A | N/A | N/A | N/A | N/A | 4.22 | 16 | Enthalpy Test Room | 3.7881 | 4.0788 | N/A | - | N/A | N/A | N/A | N/A | N/A | N/A | N/A | N/A | N/A | N/A | N/A | N/A | N/A | N/A | N/A | N/A | N/A | Single | R32 | Australia,Fiji,New Zealand | 133112 | 2026-01-22 |  | Approved | Reverse Cycle | N/A | Yes | Class 11 | Yes | N/A | N/A | N/A | N/A | N/A | N/A | N/A | Available | N/A | N/A | http://www.mhiaa.com.au/ | http://www.mhiaa.com.au | N/A |  |  | AAC5658 | Yes | Variable output compressor | Inverter | No | - | 14000 | 4.22 | - | 1660 | 7000 | No | - | - | - | 3857.08 | 15078 | No | 1517.24 | 7539 | No | - | - | 16000 | 4.22 | 1690 | 8000 | No | - | - | Yes | 5850 | 15500 | No | - | - | No | - | - | - | - | - | No | - | - | No | - | - | No | - | - | - | 69 | 3.896 | 3.835 | 4.242 | 4.809 | 4.548 | 4.55 | 962 | 1486 | 4272 | 2086 | 2609 | 5734 | 2 | 2 | 2.5 | 3.575 | 3.981 | 4.354 | 3.779 | 4.123 | 4.351 | 5890 | 2239 | 361 | 1911 | 1015 | 236 | 2 | 2 | 2.5 | No | - | - | - | - | N/A | N/A | N/A | 21.0826 | 3.2624 | 3.7285
[SEER Non Multi-Split <=65kW] GEMS (Air Conditioners up to 65kW) Determination 2019 | MEPS 2019 | AS/NZS 3823.1.2:2012 | FDC140VNX-W / FDUA140VG | FDC(A)140VNX-W / FDUA140 | N/A | MITSUBISHI HEAVY INDUSTRIES | N/A | Ducted | Single Split System | - | Air | Air | Australia | 4.02 | N/A | 14 | N/A | N/A | N/A | N/A | N/A | 4.19 | 16 | Enthalpy Test Room | 3.4895 | 4.0417 | N/A | - | N/A | N/A | N/A | N/A | N/A | N/A | N/A | N/A | N/A | N/A | N/A | N/A | N/A | N/A | N/A | N/A | N/A | Single | R32 | Australia,Fiji,New Zealand | 136624 | 2026-03-12 |  | Approved | Reverse Cycle | N/A | Yes | Class 11 | Yes | N/A | N/A | N/A | N/A | N/A | N/A | N/A | Available | N/A | N/A | http://www.mhiaa.com.au/ | http://www.mhiaa.com.au | N/A |  |  | AAC5833 | Yes | Variable output compressor | Inverter | No | - | 14000 | 4.02 | - | 1720 | 7000 | No | - | - | - | 3674.28 | 15078 | No | 1572.08 | 7539 | No | - | - | 16000 | 4.19 | 1580 | 8000 | No | - | - | Yes | 5610 | 15500 | No | - | - | No | - | - | - | - | - | No | - | - | No | - | - | No | - | - | - | 69 | 3.855 | 3.824 | 4.232 | 4.71 | 4.475 | 4.518 | 972 | 1490 | 4282 | 2131 | 2651 | 5775 | 2 | 2 | 2.5 | 3.73 | 4.178 | 4.645 | 3.979 | 4.367 | 4.649 | 5649 | 2136 | 342 | 1817 | 961 | 224 | 2 | 2.5 | 3 | No | - | - | - | - | N/A | N/A | N/A | 21.268 | 3.4214 | 3.7542
[SEER Non Multi-Split <=65kW] GEMS (Air Conditioners up to 65kW) Determination 2019 | MEPS 2019 | AS/NZS 3823.1.1:2012 | FDC140VSX-W / FDE140VH | FDC(A)140VSX-W / FDE140VH | N/A | MITSUBISHI HEAVY INDUSTRIES | N/A | Non Ducted | Single Split System | Under ceiling | Air | Air | Thailand | 4.08 | N/A | 14 | N/A | N/A | N/A | N/A | N/A | 4.41 | 16 | Calorimeter Room | 3.5023 | 3.9006 | N/A | - | N/A | N/A | N/A | N/A | N/A | N/A | N/A | N/A | N/A | N/A | N/A | N/A | N/A | N/A | N/A | N/A | N/A | Three | R32 | Australia,Fiji,New Zealand | 133382 | 2026-01-22 |  | Approved | Reverse Cycle | N/A | Yes | Class 11 | Yes | N/A | N/A | N/A | N/A | N/A | N/A | N/A | Available | N/A | N/A | http://www.mhiaa.com.au/ | http://www.mhiaa.com.au | N/A |  |  | AAC5669 | Yes | Variable output compressor | Inverter | No | - | 14000 | 4.08 | - | 1520 | 7000 | No | - | - | - | 3729.12 | 15078 | No | 1389.28 | 7539 | No | - | - | 16000 | 4.41 | 1500 | 8000 | No | - | - | Yes | 6120 | 15500 | No | - | - | No | - | - | - | - | - | - | - | - | No | - | - | No | - | - | 65 | 69 | 4.354 | 4.226 | 4.58 | 5.294 | 4.972 | 4.909 | 874 | 1364 | 3973 | 1907 | 2399 | 5328 | 2.5 | 2.5 | 3 | 3.699 | 4.239 | 4.873 | 4.031 | 4.509 | 4.889 | 5678 | 2085 | 308 | 1777 | 916 | 198 | 2 | 2.5 | 3 | No | - | - | - | - | N/A | N/A | N/A | 13.1538 | 3.3944 | 3.5919
[SEER Non Multi-Split <=65kW] GEMS (Air Conditioners up to 65kW) Determination 2019 | MEPS 2019 | AS/NZS 3823.1.1:2012 | FDC140VSX-W / FDT140VH | FDC(A)140VSX-W / FDT140VH | N/A | MITSUBISHI HEAVY INDUSTRIES | N/A | Non Ducted | Single Split System | Cassette | Air | Air | Thailand | 3.87 | N/A | 14 | N/A | N/A | N/A | N/A | N/A | 4.2 | 16 | Calorimeter Room | 3.5675 | 3.9148 | N/A | - | N/A | N/A | N/A | N/A | N/A | N/A | N/A | N/A | N/A | N/A | N/A | N/A | N/A | N/A | N/A | N/A | N/A | Three | R32 | Australia,Fiji,New Zealand | 133517 | 2026-01-20 |  | Approved | Reverse Cycle | N/A | Yes | Class 11 | Yes | N/A | N/A | N/A | N/A | N/A | N/A | N/A | Available | N/A | N/A | http://www.mhiaa.com.au/ | http://www.mhiaa.com.au | N/A |  |  | AAC5651 | Yes | Variable output compressor | Inverter | No | - | 14000 | 3.87 | - | 1480 | 7000 | No | - | - | - | 3537.18 | 15078 | No | 1352.72 | 7539 | No | - | - | 16000 | 4.2 | 1480 | 8000 | No | - | - | Yes | 6170 | 15500 | No | - | - | No | - | - | - | - | - | No | - | - | No | - | - | No | - | - | 63 | 68 | 4.564 | 4.428 | 4.768 | 5.491 | 5.16 | 5.096 | 837 | 1307 | 3821 | 1843 | 2316 | 5136 | 3 | 2.5 | 3 | 3.767 | 4.336 | 4.946 | 4.094 | 4.59 | 4.958 | 5570 | 2033 | 298 | 1745 | 895 | 191 | 2 | 2.5 | 3 | No | - | - | - | - | N/A | N/A | N/A | 10.7349 | 3.584 | 3.7769
[SEER Non Multi-Split <=65kW] GEMS (Air Conditioners up to 65kW) Determination 2019 | MEPS 2019 | AS/NZS 3823.1.2:2012 | FDC140VSX-W / FDU140VH | FDC(A)140VSX-W / FDU140VH | N/A | MITSUBISHI HEAVY INDUSTRIES | N/A | Ducted | Single Split System | - | Air | Air | Thailand | 4.22 | N/A | 14 | N/A | N/A | N/A | N/A | N/A | 4.22 | 16 | Enthalpy Test Room | 3.7504 | 4.2314 | N/A | - | N/A | N/A | N/A | N/A | N/A | N/A | N/A | N/A | N/A | N/A | N/A | N/A | N/A | N/A | N/A | N/A | N/A | Three | R32 | Australia,Fiji,New Zealand | 133127 | 2026-01-22 |  | Approved | Reverse Cycle | N/A | Yes | Class 11 | Yes | N/A | N/A | N/A | N/A | N/A | N/A | N/A | Available | N/A | N/A | http://www.mhiaa.com.au/ | http://www.mhiaa.com.au | N/A |  |  | AAC5659 | Yes | Variable output compressor | Inverter | No | - | 14000 | 4.22 | - | 1660 | 7000 | No | - | - | - | 3857.08 | 15078 | No | 1517.24 | 7539 | No | - | - | 16000 | 4.22 | 1690 | 8000 | No | - | - | Yes | 5850 | 15500 | No | - | - | No | - | - | - | - | - | No | - | - | No | - | - | - | - | - | - | 69 | 4.034 | 3.94 | 4.281 | 4.883 | 4.604 | 4.575 | 941 | 1461 | 4249 | 2066 | 2589 | 5715 | 2.5 | 2 | 2.5 | 3.575 | 3.981 | 4.354 | 3.779 | 4.123 | 4.351 | 5877 | 2222 | 345 | 1898 | 1002 | 223 | 2 | 2 | 2.5 | No | - | - | - | - | N/A | N/A | N/A | 14.8609 | 3.2785 | 3.7469
[SEER Non Multi-Split <=65kW] GEMS (Air Conditioners up to 65kW) Determination 2019 | MEPS 2019 | AS/NZS 3823.1.2:2012 | FDC140VSX-W / FDUA140VG | FDC(A)140VSX-W / FDUA140 | N/A | MITSUBISHI HEAVY INDUSTRIES | N/A | Ducted | Single Split System | - | Air | Air | Thailand | 4.02 | N/A | 14 | N/A | N/A | N/A | N/A | N/A | 4.19 | 16 | Enthalpy Test Room | 3.5643 | 4.167 | N/A | - | N/A | N/A | N/A | N/A | N/A | N/A | N/A | N/A | N/A | N/A | N/A | N/A | N/A | N/A | N/A | N/A | N/A | Three | R32 | Australia,Fiji,New Zealand | 136587 | 2026-03-17 |  | Approved | Reverse Cycle | N/A | Yes | Class 11 | Yes | N/A | N/A | N/A | N/A | N/A | N/A | N/A | Available | N/A | N/A | http://www.mhiaa.com.au/ | http://www.mhiaa.com.au | N/A |  |  | AAC5840 | Yes | Variable output compressor | Inverter | No | - | 14000 | 4.02 | - | 1720 | 7000 | No | - | - | - | 3674.28 | 15078 | No | 1572.08 | 7539 | No | - | - | 16000 | 4.19 | 1580 | 8000 | No | - | - | Yes | 5610 | 15500 | No | - | - | No | - | - | - | - | - | No | - | - | No | - | - | No | - | - | - | 69 | 3.997 | 3.933 | 4.272 | 4.784 | 4.532 | 4.544 | 951 | 1464 | 4258 | 2110 | 2631 | 5755 | 2 | 2 | 2.5 | 3.73 | 4.178 | 4.645 | 3.979 | 4.367 | 4.649 | 5634 | 2119 | 326 | 1803 | 948 | 211 | 2 | 2.5 | 3 | No | - | - | - | - | N/A | N/A | N/A | 14.7697 | 3.4399 | 3.7737
[SEER Multi-Split <=65kW] GEMS (Air Conditioners up to 65kW) Determination 2019 | MEPS 2019 | AS/NZS 3823.1.4:2012 | FDC155KXZES1-W |  | N/A | MITSUBISHI HEAVY INDUSTRIES | N/A | Both | vrf | N/A | Air | Air | Thailand | 5.14 | N/A | 15.5 | N/A | N/A | N/A | N/A | N/A | 4.22 | 15.5 | Enthalpy Test Room | 3.0357 | 3.8557 | N/A | - | N/A | N/A | N/A | N/A | N/A | N/A | N/A | N/A | N/A | N/A | N/A | N/A | N/A | N/A | N/A | N/A | N/A | Three | R32 | Australia,Fiji,New Zealand | 137431 | 2026-05-12 |  | Approved | Reverse Cycle | N/A | No | Class 20 | No | N/A | N/A | N/A | N/A | N/A | N/A | N/A | Available | N/A | N/A | http://www.mhiaa.com.au/ | http://www.mhiaa.com.au | N/A |  |  | AAC5987 | Yes | Variable output compressor | Inverter | No | - | 15500 | 5.14 | - | 1650 | 7750 | No | - | - | - | 4697.96 | 16693.5 | No | 1508.1 | 8346.75 | No | - | - | 15500 | 4.22 | 1850 | 7750 | No | - | - | Yes | 3600 | 10800 | No | - | - | No | - | - | - | - | - | No | - | - | No | - | - | No | - | - | N/A | 70 | 3.864 | 3.773 | 4.293 | 5.041 | 4.726 | 4.687 | 1052 | 1646 | 4648 | 2180 | 2757 | 6141 | 2 | 2 | 2.5 | 2.833 | 3.24 | 3.867 | 3.018 | 3.51 | 3.856 | 7218 | 2686 | 420 | 2333 | 1175 | 279 | 1 | 1.5 | 2 | N/A | N/A | N/A | N/A | N/A | N/A | N/A | N/A | 33.382 | 2.9508 | 3.5773
[SEER Multi-Split <=65kW] GEMS (Air Conditioners up to 65kW) Determination 2019 | MEPS 2019 | AS/NZS 3823.1.4:2012 | FDC224KXZME1 |  | N/A | MITSUBISHI HEAVY INDUSTRIES | N/A | Both | vrf | N/A | Air | Air | Thailand | 5.87 | N/A | 22.4 | N/A | N/A | N/A | N/A | N/A | 5.25 | 22.4 | Enthalpy Test Room | 3.9745 | 4.3974 | N/A | - | N/A | N/A | N/A | N/A | N/A | N/A | N/A | N/A | N/A | N/A | N/A | N/A | N/A | N/A | N/A | N/A | N/A | Three | R410A | Australia,Fiji,New Zealand | 158895 | 2029-01-20 |  | Approved | Reverse Cycle | N/A | No | Class 20 | No | N/A | N/A | N/A | N/A | N/A | N/A | N/A | Available | N/A | N/A | http://www.mhiaa.com.au/ | http://www.mhiaa.com.au/ | N/A |  |  | AAC8009 | Yes | Variable output compressor | Inverter | No | - | 22400 | 5.87 | - | 2400 | 11200 | No | - | - | - | 5365.18 | 24124.8 | No | 2193.6 | 12062.4 | No | - | - | 22400 | 5.25 | 2000 | 11200 | No | - | - | Yes | 8200 | 22500 | No | - | - | No | - | - | - | - | - | No | - | - | No | - | - | No | - | - | N/A | 73 | 4.107 | 4.109 | 4.69 | 5.216 | 4.969 | 5.052 | 1429 | 2180 | 6143 | 3046 | 3788 | 8231 | 2.5 | 2.5 | 3 | 4.077 | 4.621 | 5.14 | 4.36 | 4.828 | 5.143 | 7277 | 2755 | 481 | 2361 | 1257 | 323 | 2.5 | 3 | 3.5 | N/A | N/A | N/A | N/A | N/A | N/A | N/A | N/A | 46.2 | 3.7171 | 4.1434
[SEER Multi-Split <=65kW] GEMS (Air Conditioners up to 65kW) Determination 2019 | MEPS 2019 | AS/NZS 3823.1.4:2012 | FDC224KXZRE2 |  | N/A | MITSUBISHI HEAVY INDUSTRIES | N/A | Ducted | vrf | N/A | Air | Air | Thailand | 6.04 | N/A | 22.4 | N/A | N/A | N/A | N/A | N/A | 5.55 | 22.4 | Enthalpy Test Room | 3.7175 | 3.735 | N/A | - | N/A | N/A | N/A | N/A | N/A | N/A | N/A | N/A | N/A | N/A | N/A | N/A | N/A | N/A | N/A | N/A | N/A | Three | R410A | Australia,Fiji,New Zealand | 142803 | 2026-11-15 |  | Approved | Reverse Cycle | N/A | No | Class 20 | No | N/A | N/A | N/A | N/A | N/A | N/A | N/A | Available | N/A | N/A | http://www.mhiaa.com.au/ | http://www.mhiaa.com.au/ | N/A |  |  | AAC6347 | Yes | Variable output compressor | Inverter | No | - | 22400 | 6.04 | - | 2500 | 11200 | No | - | - | - | 5520.56 | 24124.8 | No | 2285 | 12062.4 | No | - | - | 22400 | 5.55 | 2450 | 11000 | No | - | - | Yes | 6300 | 17000 | No | - | - | - | - | - | - | - | - | No | - | - | No | - | - | No | - | - | N/A | 77 | 3.92 | 3.933 | 4.513 | 4.996 | 4.767 | 4.862 | 1492 | 2271 | 6379 | 3175 | 3944 | 8547 | 2 | 2 | 3 | 3.2 | 3.725 | 4.158 | 3.363 | 3.89 | 4.144 | 9253 | 3400 | 578 | 3042 | 1547 | 387 | 1.5 | 2 | 2.5 | N/A | N/A | N/A | N/A | N/A | N/A | N/A | N/A | 50.6725 | 3.6063 | 3.9152
[SEER Multi-Split <=65kW] GEMS (Air Conditioners up to 65kW) Determination 2019 | MEPS 2019 | AS/NZS 3823.1.4:2012 | FDC280KXZE2 |  | N/A | MITSUBISHI HEAVY INDUSTRIES | N/A | Both | vrf | N/A | Air | Air | Australia | 7.57 | N/A | 28 | N/A | N/A | N/A | N/A | N/A | 7.73 | 31.5 | Enthalpy Test Room | 3.5861 | 3.8966 | N/A | - | N/A | N/A | N/A | N/A | N/A | N/A | N/A | N/A | N/A | N/A | N/A | N/A | N/A | N/A | N/A | N/A | N/A | Three | R410A | Australia,Fiji,New Zealand | 141544 | 2026-11-03 |  | Approved | Reverse Cycle | N/A | No | Class 20 | No | N/A | N/A | N/A | N/A | N/A | N/A | N/A | Available | N/A | N/A | http://www.mhiaa.com.au/ | http://www.mhiaa.com.au/ | N/A |  |  | AAC6335 | Yes | Variable output compressor | Inverter | No | - | 28000 | 7.57 | - | 2500 | 13800 | No | - | - | - | 6918.98 | 30156 | No | 2285 | 14862.6 | No | - | - | 31500 | 7.73 | 3090 | 15700 | No | - | - | Yes | 8810 | 24500 | No | - | - | No | - | - | - | - | - | No | - | - | No | - | - | No | - | - | N/A | 76 | 4.624 | 4.531 | 5.137 | 5.988 | 5.627 | 5.59 | 1592 | 2481 | 7022 | 3320 | 4187 | 9306 | 3 | 3 | 3.5 | 3.446 | 4.074 | 4.675 | 3.819 | 4.318 | 4.672 | 12046 | 4328 | 687 | 3737 | 1927 | 453 | 1.5 | 2.5 | 3 | N/A | N/A | N/A | N/A | N/A | N/A | N/A | N/A | 48.7025 | 3.6201 | 3.9901
[SEER Multi-Split <=65kW] GEMS (Air Conditioners up to 65kW) Determination 2019 | MEPS 2019 | AS/NZS 3823.1.4:2012 | FDC280KXZME1 |  | N/A | MITSUBISHI HEAVY INDUSTRIES | N/A | Both | vrf | N/A | Air | Air | Thailand | 8.22 | N/A | 28 | N/A | N/A | N/A | N/A | N/A | 6.85 | 28 | Enthalpy Test Room | 3.43 | 4.0659 | N/A | - | N/A | N/A | N/A | N/A | N/A | N/A | N/A | N/A | N/A | N/A | N/A | N/A | N/A | N/A | N/A | N/A | N/A | Three | R410A | Australia,Fiji,New Zealand | 158898 | 2029-01-06 |  | Approved | Reverse Cycle | N/A | No | Class 20 | No | N/A | N/A | N/A | N/A | N/A | N/A | N/A | Available | N/A | N/A | http://www.mhiaa.com.au/ | http://www.mhiaa.com.au/ | N/A |  |  | AAC7994 | Yes | Variable output compressor | Inverter | No | - | 28000 | 8.22 | - | 3050 | 14000 | No | - | - | - | 7513.08 | 30156 | No | 2787.7 | 15078 | No | - | - | 28000 | 6.85 | 2800 | 14000 | No | - | - | Yes | 8200 | 24500 | No | - | - | No | - | - | - | - | - | No | - | - | No | - | - | - | - | - | N/A | 75 | 4.087 | 4.018 | 4.489 | 5.137 | 4.848 | 4.841 | 1821 | 2821 | 8060 | 3891 | 4880 | 10766 | 2.5 | 2.5 | 2.5 | 3.707 | 4.203 | 4.602 | 3.937 | 4.351 | 4.597 | 9966 | 3740 | 626 | 3232 | 1707 | 414 | 2 | 2.5 | 3 | N/A | N/A | N/A | N/A | N/A | N/A | N/A | N/A | 46.2 | 3.3428 | 3.9965
[SEER Multi-Split <=65kW] GEMS (Air Conditioners up to 65kW) Determination 2019 | MEPS 2019 | AS/NZS 3823.1.4:2012 | FDC280KXZRE2 |  | N/A | MITSUBISHI HEAVY INDUSTRIES | N/A | Both | vrf | N/A | Air | Air | Thailand | 7.71 | N/A | 28 | N/A | N/A | N/A | N/A | N/A | 7.18 | 28 | Enthalpy Test Room | 3.3153 | 3.6829 | N/A | - | N/A | N/A | N/A | N/A | N/A | N/A | N/A | N/A | N/A | N/A | N/A | N/A | N/A | N/A | N/A | N/A | N/A | Three | R410A | Australia,Fiji,New Zealand | 142805 | 2026-11-15 |  | Approved | Reverse Cycle | N/A | No | Class 20 | No | N/A | N/A | N/A | N/A | N/A | N/A | N/A | Available | N/A | N/A | http://www.mhiaa.com.au/ | http://www.mhiaa.com.au/ | N/A |  |  | AAC6348 | Yes | Variable output compressor | Inverter | No | - | 28000 | 7.71 | - | 3200 | 13700 | No | - | - | - | 7046.94 | 30156 | No | 2924.8 | 14754.9 | No | - | - | 28000 | 7.18 | 2800 | 13700 | No | - | - | Yes | 6500 | 17900 | No | - | - | No | - | - | - | - | - | No | - | - | No | - | - | No | - | - | N/A | 76 | 3.932 | 3.921 | 4.404 | 4.891 | 4.656 | 4.717 | 1887 | 2881 | 8207 | 4083 | 5077 | 11042 | 2 | 2 | 2.5 | 2.638 | 3.128 | 4.452 | 3.192 | 3.639 | 4.508 | 13970 | 4995 | 654 | 3972 | 2031 | 429 | 1 | 1.5 | 2.5 | N/A | N/A | N/A | N/A | N/A | N/A | N/A | N/A | 50.6725 | 3.5527 | 3.8089
[SEER Multi-Split <=65kW] GEMS (Air Conditioners up to 65kW) Determination 2019 | MEPS 2019 | AS/NZS 3823.1.4:2012 | FDC335KXZE2 |  | N/A | MITSUBISHI HEAVY INDUSTRIES | N/A | Both | vrf | N/A | Air | Air | Thailand | 9.4 | N/A | 33.5 | N/A | N/A | N/A | N/A | N/A | 9.45 | 37.5 | Enthalpy Test Room | 3.3363 | 3.8491 | N/A | - | N/A | N/A | N/A | N/A | N/A | N/A | N/A | N/A | N/A | N/A | N/A | N/A | N/A | N/A | N/A | N/A | N/A | Three | R410A | Australia,Fiji,New Zealand | 141584 | 2026-11-03 |  | Approved | Reverse Cycle | N/A | No | Class 20 | No | N/A | N/A | N/A | N/A | N/A | N/A | N/A | Available | N/A | N/A | http://www.mhiaa.com.au/ | http://www.mhiaa.com.au/ | N/A |  |  | AAC6334 | Yes | Variable output compressor | Inverter | No | No | 33500 | 9.4 | - | 3100 | 16200 | No | - | - | - | 8591.6 | 36079.5 | No | 2833.4 | 17447.4 | No | - | - | 37500 | 9.45 | 3810 | 18700 | No | - | - | Yes | 10800 | 27900 | No | - | - | No | - | - | - | - | - | No | - | - | No | - | - | No | - | - | N/A | - | 4.544 | 4.431 | 4.936 | 5.775 | 5.417 | 5.347 | 1962 | 3064 | 8773 | 4143 | 5228 | 11664 | 3 | 2.5 | 3 | 3.248 | 3.88 | 4.517 | 3.495 | 4.144 | 4.513 | 15185 | 5377 | 818 | 4831 | 2367 | 535 | 1.5 | 2 | 3 | N/A | N/A | N/A | N/A | N/A | N/A | N/A | N/A | 48.7163 | 3.5025 | 3.9003
[SEER Multi-Split <=65kW] GEMS (Air Conditioners up to 65kW) Determination 2019 | MEPS 2019 | AS/NZS 3823.1.4:2012 | FDC335KXZME1A |  | N/A | MITSUBISHI HEAVY INDUSTRIES | N/A | Non Ducted | vrf | N/A | Air | Air | Thailand | 11.1 | N/A | 33.5 | N/A | N/A | N/A | N/A | N/A | 8.86 | 33.5 | Enthalpy Test Room | 3.0713 | 3.8216 | N/A | 66.439 | N/A | N/A | N/A | N/A | N/A | N/A | N/A | N/A | N/A | N/A | N/A | N/A | N/A | N/A | N/A | N/A | N/A | Three | R410A | Australia,Fiji,New Zealand | 158933 | 2029-02-10 |  | Approved | Reverse Cycle | N/A | No | Class 20 | No | N/A | N/A | N/A | N/A | N/A | N/A | N/A | Available | N/A | N/A | http://www.mhiaa.com.au/ | http://www.mhiaa.com.au/ | N/A |  |  | AAC8051 | Yes | Variable output compressor | Inverter | No | - | 33500 | 11.1 | - | 4100 | 16750 | No | - | - | - | 10145.4 | 36079.5 | No | 3747.4 | 18039.75 | No | - | - | 33500 | 8.86 | 3300 | 16750 | No | - | - | Yes | 8100 | 24500 | No | - | - | No | - | - | - | - | - | No | - | - | No | - | - | No | - | - | N/A | 75 | 3.741 | 3.652 | 4.018 | 4.629 | 4.356 | 4.322 | 2406 | 3745 | 10804 | 5193 | 6525 | 14453 | 2 | 2 | 2.5 | 3.384 | 4 | 4.654 | 3.619 | 4.273 | 4.66 | 13035 | 4678 | 726 | 4182 | 2064 | 476 | 1.5 | 2.5 | 3 | N/A | N/A | N/A | N/A | N/A | N/A | N/A | N/A | 48.725 | 2.9739 | 3.712
[SEER Multi-Split <=65kW] GEMS (Air Conditioners up to 65kW) Determination 2019 | MEPS 2019 | AS/NZS 3823.1.4:2012 | FDC335KXZRE2 |  | N/A | MITSUBISHI HEAVY INDUSTRIES | N/A | Both | vrf | N/A | Air | Air | Thailand | 10.07 | N/A | 33.5 | N/A | N/A | N/A | N/A | N/A | 8.86 | 33.5 | Enthalpy Test Room | 3.1823 | 3.7144 | N/A | - | N/A | N/A | N/A | N/A | N/A | N/A | N/A | N/A | N/A | N/A | N/A | N/A | N/A | N/A | N/A | N/A | N/A | Three | R410A | Australia,Fiji,New Zealand | 142808 | 2026-11-15 |  | Approved | Reverse Cycle | N/A | No | Class 20 | No | N/A | N/A | N/A | N/A | N/A | N/A | N/A | Available | N/A | N/A | http://www.mhiaa.com.au/ | http://www.mhiaa.com.au/ | N/A |  |  | AAC6346 | Yes | Variable output compressor | Inverter | No | No | 33500 | 10.07 | - | 3650 | 16400 | No | - | - | - | 9203.98 | 36079.5 | No | 3336.1 | 17662.8 | No | - | - | 33500 | 8.86 | 3300 | 16750 | No | - | - | - | - | - | - | 8370 | 23000 | No | - | - | - | - | - | - | - | - | No | - | - | No | - | - | N/A | - | 4.051 | 3.972 | 4.403 | 5.061 | 4.77 | 4.741 | 2209 | 3428 | 9845 | 4737 | 5947 | 13162 | 2.5 | 2 | 2.5 | 3.131 | 3.655 | 4.583 | 3.567 | 4.066 | 4.635 | 14083 | 5112 | 740 | 4245 | 2168 | 482 | 1.5 | 2 | 3 | N/A | N/A | N/A | N/A | N/A | N/A | N/A | N/A | 50.6725 | 3.2711 | 3.7093
[SEER Multi-Split <=65kW] GEMS (Air Conditioners up to 65kW) Determination 2019 | MEPS 2019 | AS/NZS 3823.1.4:2012 | FDC400KXZE2 |  | N/A | MITSUBISHI HEAVY INDUSTRIES | N/A | Both | vrf | N/A | Air | Air | Thailand | 11.44 | N/A | 40 | N/A | N/A | N/A | N/A | N/A | 10.69 | 45 | Enthalpy Test Room | 3.3354 | 3.8681 | N/A | - | N/A | N/A | N/A | N/A | N/A | N/A | N/A | N/A | N/A | N/A | N/A | N/A | N/A | N/A | N/A | N/A | N/A | Three | R410A | Australia,Fiji,New Zealand | 141607 | 2026-11-10 |  | Approved | Reverse Cycle | N/A | No | Class 21 | No | N/A | N/A | N/A | N/A | N/A | N/A | N/A | Available | N/A | N/A | http://www.mhiaa.com.au/ | http://www.mhiaa.com.au/ | N/A |  |  | AAC6338 | Yes | Variable output compressor | Inverter | No | No | 40000 | 11.44 | - | 3760 | 20000 | No | - | - | - | 10456.16 | 43080 | No | 3436.64 | 21540 | No | - | - | 45000 | 10.69 | 4160 | 21700 | No | - | - | Yes | 16200 | 39000 | No | - | - | No | - | - | - | - | - | No | - | - | No | - | - | No | - | - | N/A | - | 4.616 | 4.471 | 4.969 | 5.857 | 5.476 | 5.392 | 2312 | 3633 | 10414 | 4883 | 6180 | 13817 | 3 | 2.5 | 3 | 3.604 | 4.272 | 4.816 | 3.924 | 4.48 | 4.816 | 16424 | 5865 | 920 | 5169 | 2628 | 602 | 2 | 2.5 | 3 | N/A | N/A | N/A | N/A | N/A | N/A | N/A | N/A | 54.6675 | 3.4409 | 4.138
[SEER Multi-Split <=65kW] GEMS (Air Conditioners up to 65kW) Determination 2019 | MEPS 2019 | AS/NZS 3823.1.4:2012 | FDC400KXZRE2 |  | N/A | MITSUBISHI HEAVY INDUSTRIES | N/A | Both | vrf | N/A | Air | Air | Thailand | 12.02 | N/A | 40 | N/A | N/A | N/A | N/A | N/A | 10.22 | 40 | Enthalpy Test Room | 3.2258 | 3.705 | N/A | - | N/A | N/A | N/A | N/A | N/A | N/A | N/A | N/A | N/A | N/A | N/A | N/A | N/A | N/A | N/A | N/A | N/A | Three | R410A | Australia,Fiji,New Zealand | 142809 | 2026-11-15 |  | Approved | Reverse Cycle | N/A | No | Class 21 | No | N/A | N/A | N/A | N/A | N/A | N/A | N/A | Available | N/A | N/A | http://www.mhiaa.com.au/ | http://www.mhiaa.com.au/ | N/A |  |  | AAC6349 | Yes | Variable output compressor | Inverter | No | No | 40000 | 12.02 | - | 4400 | 20000 | No | - | - | - | 10986.28 | 43080 | No | 4021.6 | 21540 | No | - | - | 40000 | 10.22 | 3900 | 19600 | No | - | - | Yes | 10100 | 28000 | No | - | - | No | - | - | - | - | - | No | - | - | No | - | - | No | - | - | N/A | - | 4.131 | 4.033 | 4.449 | 5.131 | 4.828 | 4.79 | 2597 | 4043 | 11645 | 5589 | 7025 | 15566 | 2.5 | 2.5 | 2.5 | 3.013 | 3.592 | 4.625 | 3.337 | 4.044 | 4.628 | 17458 | 6193 | 862 | 5398 | 2590 | 565 | 1.5 | 2 | 3 | N/A | N/A | N/A | N/A | N/A | N/A | N/A | N/A | 54.85 | 3.2772 | 3.8442
[SEER Multi-Split <=65kW] GEMS (Air Conditioners up to 65kW) Determination 2019 | MEPS 2019 | AS/NZS 3823.1.4:2012 | FDC450KXZE2 |  | N/A | MITSUBISHI HEAVY INDUSTRIES | N/A | Both | vrf | N/A | Air | Air | Thailand | 14.46 | N/A | 45 | N/A | N/A | N/A | N/A | N/A | 12.98 | 50 | Enthalpy Test Room | 3.0051 | 3.5923 | N/A | - | N/A | N/A | N/A | N/A | N/A | N/A | N/A | N/A | N/A | N/A | N/A | N/A | N/A | N/A | N/A | N/A | N/A | Three | R410A | Australia,Fiji,New Zealand | 141729 | 2026-11-11 |  | Approved | Reverse Cycle | N/A | Yes | Class 21 | Yes | N/A | N/A | N/A | N/A | N/A | N/A | N/A | Available | N/A | N/A | http://www.mhiaa.com.au/ | http://www.mhiaa.com.au/ | N/A |  |  | AAC6342 | Yes | Variable output compressor | Inverter | No | No | 45000 | 14.46 | - | 4400 | 22500 | No | - | - | - | 13216.44 | 48465 | No | 4021.6 | 24232.5 | No | - | - | 50000 | 12.98 | 4570 | 24200 | No | - | - | Yes | 16300 | 38000 | No | - | - | No | - | - | - | - | - | No | - | - | No | - | - | No | - | - | N/A | - | 4.429 | 4.232 | 4.655 | 5.61 | 5.204 | 5.065 | 2731 | 4346 | 12531 | 5755 | 7338 | 16568 | 2.5 | 2.5 | 3 | 3.263 | 3.993 | 4.864 | 3.597 | 4.368 | 4.877 | 20128 | 6946 | 999 | 6241 | 2979 | 649 | 1.5 | 2 | 3 | N/A | N/A | N/A | N/A | N/A | N/A | N/A | N/A | 54.6675 | 3.0728 | 3.798
[SEER Multi-Split <=65kW] GEMS (Air Conditioners up to 65kW) Determination 2019 | MEPS 2019 | AS/NZS 3823.1.4:2012 | FDC450KXZRE2 |  | N/A | MITSUBISHI HEAVY INDUSTRIES | N/A | Both | vrf | N/A | Air | Air | Thailand | 14.95 | N/A | 45 | N/A | N/A | N/A | N/A | N/A | 11.87 | 45 | Enthalpy Test Room | 2.845 | 3.5858 | N/A | 56.4 | N/A | N/A | N/A | N/A | N/A | N/A | N/A | N/A | N/A | N/A | N/A | N/A | N/A | N/A | N/A | N/A | N/A | Three | R410A | Australia,Fiji,New Zealand | 142822 | 2026-11-15 |  | Approved | Reverse Cycle | N/A | No | Class 21 | No | N/A | N/A | N/A | N/A | N/A | N/A | N/A | Available | N/A | N/A | http://www.mhiaa.com.au/ | http://www.mhiaa.com.au/ | N/A |  |  | AAC6345 | Yes | Variable output compressor | Inverter | No | No | 45000 | 14.95 | - | 5000 | 21800 | No | - | - | - | 13664.3 | 48465 | No | 4570 | 23478.6 | No | - | - | 45000 | 11.87 | 4400 | 22500 | No | - | - | Yes | 11800 | 32900 | No | - | - | No | - | - | - | - | - | No | - | - | No | - | - | No | - | - | N/A | - | 3.96 | 3.831 | 4.182 | 4.915 | 4.598 | 4.509 | 3069 | 4816 | 13965 | 6584 | 8319 | 18627 | 2 | 2 | 2.5 | 3.327 | 3.975 | 4.688 | 3.591 | 4.276 | 4.694 | 17786 | 6293 | 942 | 5639 | 2748 | 615 | 1.5 | 2 | 3 | N/A | N/A | N/A | N/A | N/A | N/A | N/A | N/A | 54.85 | 2.9732 | 3.7328
[SEER Multi-Split <=65kW] GEMS (Air Conditioners up to 65kW) Determination 2019 | MEPS 2019 | AS/NZS 3823.1.4:2012 | FDC475KXZE2 |  | N/A | MITSUBISHI HEAVY INDUSTRIES | N/A | Both | vrf | N/A | Air | Air | Thailand | 14.57 | N/A | 47.5 | N/A | N/A | N/A | N/A | N/A | 13.59 | 53 | Enthalpy Test Room | 3.3189 | 3.6556 | N/A | - | N/A | N/A | N/A | N/A | N/A | N/A | N/A | N/A | N/A | N/A | N/A | N/A | N/A | N/A | N/A | N/A | N/A | Three | R410A | Australia,Fiji,New Zealand | 141733 | 2026-11-11 |  | Approved | Reverse Cycle | N/A | No | Class 21 | No | N/A | N/A | N/A | N/A | N/A | N/A | N/A | Available | N/A | N/A | http://www.mhiaa.com.au/ | http://www.mhiaa.com.au/ | N/A |  |  | AAC6341 | Yes | Variable output compressor | Inverter | No | No | 47500 | 14.57 | - | 5350 | 23800 | No | - | - | - | 13316.98 | 51157.5 | No | 4889.9 | 25632.6 | No | - | - | 53000 | 13.59 | 5400 | 25200 | No | - | - | Yes | 15400 | 36500 | No | - | - | No | - | - | - | - | - | No | - | - | No | - | - | No | - | - | N/A | - | 4.191 | 4.059 | 4.397 | 5.102 | 4.785 | 4.716 | 3081 | 4821 | 14045 | 6716 | 8458 | 18815 | 2.5 | 2.5 | 2.5 | 2.773 | 3.319 | 4.322 | 3.092 | 3.758 | 4.317 | 25062 | 8792 | 1143 | 7653 | 3625 | 737 | 1 | 1.5 | 2.5 | N/A | N/A | N/A | N/A | N/A | N/A | N/A | N/A | 45.743 | 3.2259 | 3.8561
[SEER Multi-Split <=65kW] GEMS (Air Conditioners up to 65kW) Determination 2019 | MEPS 2019 | AS/NZS 3823.1.4:2012 | FDC475KXZRE2 |  | N/A | MITSUBISHI HEAVY INDUSTRIES | N/A | Both | vrf | N/A | Air | Air | Thailand | 15.44 | N/A | 47.5 | N/A | N/A | N/A | N/A | N/A | 12.27 | 47.5 | Enthalpy Test Room | 2.9073 | 3.7435 | N/A | 67.6 | N/A | N/A | N/A | N/A | N/A | N/A | N/A | N/A | N/A | N/A | N/A | N/A | N/A | N/A | N/A | N/A | N/A | Three | R410A | Australia,Fiji,New Zealand | 142823 | 2026-11-18 |  | Approved | Reverse Cycle | N/A | No | Class 21 | No | N/A | N/A | N/A | N/A | N/A | N/A | N/A | Available | N/A | N/A | http://www.mhiaa.com.au/ | http://www.mhiaa.com.au/ | N/A |  |  | AAC6356 | Yes | Variable output compressor | Inverter | No | No | 47500 | 15.44 | - | 5100 | 23759 | No | - | - | - | 14112.16 | 51157.5 | No | 4661.4 | 25588.443 | No | - | - | 47500 | 12.27 | 5100 | 23750 | No | - | - | Yes | 11200 | 31000 | No | - | - | No | - | - | - | - | - | No | - | - | No | - | - | No | - | - | N/A | - | 4.063 | 3.934 | 4.364 | 5.142 | 4.808 | 4.732 | 3123 | 4908 | 14085 | 6609 | 8364 | 18698 | 2.5 | 2 | 2.5 | 2.827 | 3.357 | 4.29 | 3.121 | 3.528 | 4.283 | 22103 | 7876 | 1108 | 6858 | 3520 | 728 | 1 | 1.5 | 2.5 | N/A | N/A | N/A | N/A | N/A | N/A | N/A | N/A | 71.85 | 3.0288 | 3.7961
[SEER Multi-Split <=65kW] GEMS (Air Conditioners up to 65kW) Determination 2019 | MEPS 2019 | AS/NZS 3823.1.4:2012 | FDC500KXZE2 |  | N/A | MITSUBISHI HEAVY INDUSTRIES | N/A | Both | vrf | N/A | Air | Air | Thailand | 14.61 | N/A | 50 | N/A | N/A | N/A | N/A | N/A | 14.16 | 56 | Enthalpy Test Room | 3.2216 | 3.7248 | N/A | - | N/A | N/A | N/A | N/A | N/A | N/A | N/A | N/A | N/A | N/A | N/A | N/A | N/A | N/A | N/A | N/A | N/A | Three | R410A | Australia,Fiji,New Zealand | 141736 | 2026-11-03 |  | Approved | Reverse Cycle | N/A | No | Class 21 | No | N/A | N/A | N/A | N/A | N/A | N/A | N/A | Available | N/A | N/A | http://www.mhiaa.com.au/ | http://www.mhiaa.com.au/ | N/A |  |  | AAC6333 | Yes | Variable output compressor | Inverter | No | No | 50000 | 14.61 | - | 5750 | 25100 | No | - | - | - | 13353.54 | 53850 | No | 5255.5 | 27032.7 | No | - | - | 56000 | 14.16 | 6550 | 27000 | No | - | - | Yes | 16400 | 40000 | No | - | - | No | - | - | - | - | - | No | - | - | No | - | - | No | - | - | N/A | - | 4.211 | 4.103 | 4.436 | 5.072 | 4.777 | 4.738 | 3232 | 5026 | 14658 | 7117 | 8924 | 19720 | 2.5 | 2.5 | 2.5 | 1.379 | 1.103 | 2.893 | -3.98 | 3.81 | 5.8 | 53136 | 27685 | 1738 | -6108 | 3774 | 600 | 0 | 0 | 1 | N/A | N/A | N/A | N/A | N/A | N/A | N/A | N/A | 45.743 | 3.3865 | 3.9121
[SEER Multi-Split <=65kW] GEMS (Air Conditioners up to 65kW) Determination 2019 | MEPS 2019 | AS/NZS 3823.1.4:2012 | FDC500KXZRE2 |  | N/A | MITSUBISHI HEAVY INDUSTRIES | N/A | Both | vrf | N/A | Air | Air | Thailand | 15.8 | N/A | 50 | N/A | N/A | N/A | N/A | N/A | 13.29 | 50 | Enthalpy Test Room | 3.0528 | 3.675 | N/A | - | N/A | N/A | N/A | N/A | N/A | N/A | N/A | N/A | N/A | N/A | N/A | N/A | N/A | N/A | N/A | N/A | N/A | Three | R410A | Australia,Fiji,New Zealand | 142877 | 2026-11-18 |  | Approved | Reverse Cycle | N/A | No | Class 21 | No | N/A | N/A | N/A | N/A | N/A | N/A | N/A | Available | N/A | N/A | http://www.mhiaa.com.au/ | http://www.mhiaa.com.au/ | N/A |  |  | AAC6355 | Yes | Variable output compressor | Inverter | No | No | 50000 | 15.8 | - | 6000 | 25000 | No | - | - | - | 14441.2 | 53850 | No | 5484 | 26925 | No | - | - | 50000 | 13.29 | 5200 | 25000 | No | - | - | Yes | 11000 | 31000 | No | - | - | No | - | - | - | - | - | No | - | - | No | - | - | No | - | - | N/A | - | 3.84 | 3.76 | 4.142 | 4.74 | 4.469 | 4.448 | 3496 | 5425 | 15641 | 7568 | 9491 | 20957 | 2 | 2 | 2.5 | 2.588 | 3.062 | 4.361 | 2.987 | 3.563 | 4.417 | 25384 | 9059 | 1141 | 7529 | 3662 | 740 | 1 | 1.5 | 2.5 | N/A | N/A | N/A | N/A | N/A | N/A | N/A | N/A | 71.85 | 3.1167 | 3.6947
[SEER Multi-Split <=65kW] GEMS (Air Conditioners up to 65kW) Determination 2019 | MEPS 2019 | AS/NZS 3823.1.4:2012 | FDC560KXZE2 |  | N/A | MITSUBISHI HEAVY INDUSTRIES | N/A | Both | vrf | N/A | Air | Air | Thailand | 18.14 | N/A | 56 | N/A | N/A | N/A | N/A | N/A | 16.79 | 63 | Enthalpy Test Room | 2.8586 | 3.411 | N/A | 56.3 | N/A | N/A | N/A | N/A | N/A | N/A | N/A | N/A | N/A | N/A | N/A | N/A | N/A | N/A | N/A | N/A | N/A | Three | R410A | Australia,Fiji,New Zealand | 141735 | 2026-11-11 |  | Approved | Reverse Cycle | N/A | No | Class 21 | No | N/A | N/A | N/A | N/A | N/A | N/A | N/A | Available | N/A | N/A | http://www.mhiaa.com.au/ | http://www.mhiaa.com.au/ | N/A |  |  | AAC6340 | Yes | Variable output compressor | Inverter | No | No | 56000 | 18.14 | - | 6290 | 28000 | No | - | - | - | 16579.96 | 60312 | No | 5749.06 | 30156 | No | - | - | 63000 | 16.79 | 6550 | 31500 | No | - | - | Yes | 18300 | 42800 | No | - | - | No | - | - | - | - | - | No | - | - | No | - | - | No | - | - | N/A | - | 4.181 | 4.013 | 4.317 | 5.088 | 4.748 | 4.641 | 3659 | 5772 | 16884 | 7958 | 10068 | 22562 | 2.5 | 2.5 | 2.5 | 2.762 | 3.329 | 4.418 | 3.101 | 3.805 | 4.418 | 29887 | 10399 | 1311 | 9051 | 4240 | 841 | 1 | 1.5 | 2.5 | N/A | N/A | N/A | N/A | N/A | N/A | N/A | N/A | 45.743 | 3.061 | 3.718
[SEER Non Multi-Split <=65kW] GEMS (Air Conditioners up to 65kW) Determination 2019 | MEPS 2019 | AS/NZS 3823.1.1:2012 | FDC71VNX-W / FDE71VH | FDCA71VNX-W / FDE71VH | N/A | MITSUBISHI HEAVY INDUSTRIES | N/A | Non Ducted | Single Split System | Cassette | Air | Air | Thailand | 1.87 | N/A | 7.1 | N/A | N/A | N/A | N/A | N/A | 1.87 | 8 | Calorimeter Room | 3.6217 | 4.1645 | N/A | - | N/A | N/A | N/A | N/A | N/A | N/A | N/A | N/A | N/A | N/A | N/A | N/A | N/A | N/A | N/A | N/A | N/A | Single | R32 | Australia,Fiji,New Zealand | 131086 | 2025-08-12 |  | Approved | Reverse Cycle | N/A | Yes | Class 9 | Yes | N/A | N/A | N/A | N/A | N/A | N/A | N/A | Available | N/A | N/A | http://www.mhiaa.com.au/ | http://www.mhiaa.com.au | N/A |  |  | AAC5141 | Yes | Variable output compressor | Inverter | No | - | 7100 | 1.87 | - | 650 | 3550 | No | - | - | - | 1709.18 | 7646.7 | No | 594.1 | 3823.35 | No | - | - | 8000 | 1.87 | 740 | 4000 | No | - | - | Yes | 2520 | 7400 | No | - | - | No | - | - | - | - | - | No | - | - | No | - | - | No | - | - | 60 | 66 | 4.471 | 4.429 | 5.114 | 5.866 | 5.544 | 5.573 | 412 | 637 | 1782 | 854 | 1072 | 2361 | 2.5 | 2.5 | 3.5 | 3.956 | 4.503 | 4.969 | 4.22 | 4.682 | 4.967 | 2674 | 1005 | 173 | 867 | 459 | 115 | 2 | 3 | 3 | No | - | - | - | - | N/A | N/A | N/A | 15.0742 | 3.6961 | 4.1646
[SEER Non Multi-Split <=65kW] GEMS (Air Conditioners up to 65kW) Determination 2019 | MEPS 2019 | AS/NZS 3823.1.1:2012 | FDC71VNX-W / FDT71VH | FDCA71VNX-W / FDT71VH | N/A | MITSUBISHI HEAVY INDUSTRIES | N/A | Non Ducted | Single Split System | Cassette | Air | Air | Thailand | 1.69 | N/A | 7.1 | N/A | N/A | N/A | N/A | N/A | 1.75 | 8 | Calorimeter Room | 4.0568 | 4.5737 | N/A | - | N/A | N/A | N/A | N/A | N/A | N/A | N/A | N/A | N/A | N/A | N/A | N/A | N/A | N/A | N/A | N/A | N/A | Single | R32 | Australia,Fiji,New Zealand | 131083 | 2025-08-12 |  | Approved | Reverse Cycle | N/A | Yes | Class 9 | Yes | N/A | N/A | N/A | N/A | N/A | N/A | N/A | Available | N/A | N/A | http://www.mhiaa.com.au/ | http://www.mhiaa.com.au | N/A |  |  | AAC5137 | Yes | Variable output compressor | Inverter | No | - | 7100 | 1.69 | - | 590 | 3550 | No | - | - | - | 1544.66 | 7646.7 | No | 539.26 | 3823.35 | No | - | - | 8000 | 1.75 | 670 | 4000 | No | - | - | Yes | 2390 | 7400 | No | - | - | No | - | - | - | - | - | No | - | - | No | - | - | No | - | - | 59 | 66 | 4.983 | 4.928 | 5.66 | 6.499 | 6.139 | 6.16 | 371 | 574 | 1612 | 772 | 970 | 2138 | 3 | 3 | 4 | 4.261 | 4.91 | 5.481 | 4.581 | 5.135 | 5.483 | 2481 | 919 | 155 | 797 | 417 | 103 | 2.5 | 3 | 3.5 | No | - | - | - | - | N/A | N/A | N/A | 12.9209 | 4.0954 | 4.4601
[SEER Non Multi-Split <=65kW] GEMS (Air Conditioners up to 65kW) Determination 2019 | MEPS 2019 | AS/NZS 3823.1.2:2012 | FDC71VNX-W / FDU71VH | FDCA71VNX-W / FDU71VH | N/A | MITSUBISHI HEAVY INDUSTRIES | N/A | Ducted | Single Split System | - | Air | Air | Thailand | 1.77 | N/A | 7.1 | N/A | N/A | N/A | N/A | N/A | 1.78 | 8 | Enthalpy Test Room | 3.6793 | 4.3096 | N/A | - | N/A | N/A | N/A | N/A | N/A | N/A | N/A | N/A | N/A | N/A | N/A | N/A | N/A | N/A | N/A | N/A | N/A | Single | R32 | Australia,Fiji,New Zealand | 131115 | 2025-08-12 |  | Approved | Reverse Cycle | N/A | Yes | Class 10 | Yes | N/A | N/A | N/A | N/A | N/A | N/A | N/A | Available | N/A | N/A | http://www.mhiaa.com.au/ | http://www.mhiaa.com.au | N/A |  |  | AAC5138 | Yes | Variable output compressor | Inverter | No | - | 7100 | 1.77 | - | 710 | 3550 | No | - | - | - | 1617.78 | 7646.7 | No | 648.94 | 3823.35 | No | - | - | 8000 | 1.78 | 780 | 4000 | No | - | - | Yes | 2480 | 7400 | No | - | - | No | - | - | - | - | - | No | - | - | No | - | - | No | - | - | - | 66 | 4.091 | 4.142 | 4.895 | 5.399 | 5.168 | 5.316 | 444 | 672 | 1852 | 922 | 1143 | 2468 | 2.5 | 2.5 | 3 | 3.922 | 4.414 | 4.734 | 4.115 | 4.516 | 4.72 | 2707 | 1036 | 190 | 897 | 484 | 128 | 2 | 2.5 | 3 | No | - | - | - | - | N/A | N/A | N/A | 19.4399 | 3.8677 | 4.3344
[SEER Multi-Split <=65kW] GEMS (Air Conditioners up to 65kW) Determination 2019 | MEPS 2019 | AS/NZS 3823.1.4:2012 | FDC90KXZEN1-W |  | N/A | MITSUBISHI HEAVY INDUSTRIES | N/A | Both | vrf | N/A | Air | Air | Thailand | 2.1 | N/A | 9 | N/A | N/A | N/A | N/A | N/A | 2.05 | 9 | Enthalpy Test Room | 4.5051 | 4.9761 | N/A | - | N/A | N/A | N/A | N/A | N/A | N/A | N/A | N/A | N/A | N/A | N/A | N/A | N/A | N/A | N/A | N/A | N/A | Single | R32 | Australia,Fiji,New Zealand | 138704 | 2026-06-16 |  | Approved | Reverse Cycle | N/A | No | Class 19 | No | N/A | N/A | N/A | N/A | N/A | N/A | N/A | Available | N/A | N/A | http://www.mhiaa.com.au/ | http://www.mhiaa.com.au | N/A |  |  | AAC6094 | Yes | Variable output compressor | Inverter | No | - | 9000 | 2.1 | - | 900 | 4500 | No | - | - | - | 1919.4 | 9693 | No | 822.6 | 4846.5 | No | - | - | 9000 | 2.05 | 1070 | 4500 | No | - | - | Yes | 3900 | 10500 | No | - | - | No | - | - | - | - | - | - | - | - | No | - | - | No | - | - | N/A | 67 | 4.124 | 4.207 | 5.006 | 5.434 | 5.224 | 5.424 | 556 | 836 | 2293 | 1159 | 1431 | 3063 | 2.5 | 2.5 | 3.5 | 3.693 | 3.876 | 3.912 | 3.685 | 3.837 | 3.883 | 3239 | 1328 | 256 | 1129 | 640 | 173 | 2 | 2 | 2 | N/A | N/A | N/A | N/A | N/A | N/A | N/A | N/A | 25.4225 | 4.1172 | 4.2136
[SEER Non Multi-Split <=65kW] GEMS (Air Conditioners up to 65kW) Determination 2019 | MEPS 2019 | AS/NZS 3823.1.1:2012 | FDCA100VN / FDT100VH |  | N/A | MITSUBISHI HEAVY INDUSTRIES | N/A | Non Ducted | Single Split System | Cassette | Air | Air | Thailand | 2.76 | N/A | 10 | N/A | N/A | N/A | N/A | N/A | 2.74 | 11.2 | Calorimeter Room | 3.4674 | 4.7329 | N/A | - | N/A | N/A | N/A | N/A | N/A | N/A | N/A | N/A | N/A | N/A | N/A | N/A | N/A | N/A | N/A | N/A | N/A | Single | R410A | Australia,Fiji,New Zealand | 130909 | 2025-07-22 |  | Approved | Reverse Cycle | N/A | Yes | Class 11 | Yes | N/A | N/A | N/A | N/A | N/A | N/A | N/A | Available | N/A | N/A | http://www.mhiaa.com.au/ | http://www.mhiaa.com.au | N/A |  |  | AAC5037 | Yes | Variable output compressor | Inverter | No | - | 10000 | 2.76 | - | 1050 | 5000 | No | - | - | - | 2522.64 | 10770 | No | 959.7 | 5385 | No | - | - | 11200 | 2.74 | 1100 | 5600 | No | - | - | Yes | 3580 | 10900 | No | - | - | No | - | - | - | - | - | No | - | - | No | - | - | No | - | - | 62 | 70 | 3.811 | 3.846 | 4.557 | 5.078 | 4.848 | 4.967 | 670 | 1018 | 2801 | 1378 | 1715 | 3719 | 2 | 2 | 3 | 3.891 | 4.298 | 4.683 | 4.094 | 4.444 | 4.679 | 3826 | 1495 | 276 | 1268 | 693 | 187 | 2 | 2.5 | 3 | No | - | - | - | - | N/A | N/A | N/A | 30.0707 | 3.4945 | 3.9414
[SEER Non Multi-Split <=65kW] GEMS (Air Conditioners up to 65kW) Determination 2019 | MEPS 2019 | AS/NZS 3823.1.2:2012 | FDCA100VN / FDUA100VH |  | N/A | MITSUBISHI HEAVY INDUSTRIES | N/A | Ducted | Single Split System | - | Air | Air | Thailand | 3.05 | N/A | 10 | N/A | N/A | N/A | N/A | N/A | 2.87 | 11.2 | Enthalpy Test Room | 3.3011 | 4.036 | N/A | - | N/A | N/A | N/A | N/A | N/A | N/A | N/A | N/A | N/A | N/A | N/A | N/A | N/A | N/A | N/A | N/A | N/A | Single | R410A | Australia,Fiji,New Zealand | 134157 | 2025-11-18 |  | Approved | Reverse Cycle | N/A | Yes | Class 11 | Yes | N/A | N/A | N/A | N/A | N/A | N/A | N/A | Available | N/A | N/A | http://www.mhiaa.com.au/ | http://www.mhiaa.com.au | N/A |  |  | AAC5500 | Yes | Variable output compressor | Inverter | No | - | 10000 | 3.05 | - | 1172 | 5000 | No | - | - | - | 2787.7 | 10770 | No | 1071.208 | 5385 | No | - | - | 11200 | 2.87 | 1228 | 5600 | No | - | - | Yes | 2850 | 8420 | No | - | - | No | - | - | - | - | - | No | - | - | No | - | - | No | - | - | - | 70 | 3.399 | 3.438 | 4.09 | 4.541 | 4.341 | 4.459 | 749 | 1137 | 3118 | 1539 | 1913 | 4140 | 1.5 | 1.5 | 2.5 | 3.267 | 3.774 | 4.206 | 3.417 | 3.94 | 4.196 | 4554 | 1703 | 310 | 1517 | 784 | 210 | 1.5 | 2 | 2.5 | No | - | - | - | - | N/A | N/A | N/A | 34.5935 | 3.1576 | 3.7497
[SEER Non Multi-Split <=65kW] GEMS (Air Conditioners up to 65kW) Determination 2019 | MEPS 2019 | AS/NZS 3823.1.1:2012 | FDCA100VNA-W / FDE100VH | FDE100VH / FDC(A)100VNA-W | N/A | MITSUBISHI HEAVY INDUSTRIES | N/A | Non Ducted | Single Split System | Under ceiling | Air | Air | Thailand | 2.85 | N/A | 10 | N/A | N/A | N/A | N/A | N/A | 2.54 | 11.2 | Calorimeter Room | 3.8545 | 4.4766 | N/A | - | N/A | N/A | N/A | N/A | N/A | N/A | N/A | N/A | N/A | N/A | N/A | N/A | N/A | N/A | N/A | N/A | N/A | Single | R32 | Australia,Fiji,New Zealand | 130672 | 2025-08-05 |  | Approved | Reverse Cycle | N/A | Yes | Class 11 | Yes | N/A | N/A | N/A | N/A | N/A | N/A | N/A | Available | N/A | N/A | http://www.mhiaa.com.au/ | http://www.mhiaa.com.au | N/A |  |  | AAC5099 | Yes | Variable output compressor | Inverter | No | - | 10000 | 2.85 | - | 910 | 5000 | No | - | - | - | 2604.9 | 10770 | No | 831.74 | 5385 | No | - | - | 11200 | 2.54 | 1000 | 5600 | No | - | - | Yes | 3070 | 10000 | No | - | - | No | - | - | - | - | - | No | - | - | No | - | - | No | - | - | 64 | 69 | 4.888 | 4.682 | 5.117 | 6.111 | 5.684 | 5.544 | 553 | 876 | 2537 | 1177 | 1496 | 3367 | 3 | 3 | 3.5 | 4.084 | 4.658 | 5.147 | 4.36 | 4.846 | 5.145 | 3603 | 1332 | 207 | 1153 | 599 | 134 | 2.5 | 3 | 3.5 | No | - | - | - | - | N/A | N/A | N/A | 9.8412 | 3.4683 | 4.3525
[SEER Non Multi-Split <=65kW] GEMS (Air Conditioners up to 65kW) Determination 2019 | MEPS 2019 | AS/NZS 3823.1.1:2012 | FDCA100VNA-W / FDT100VH | FDC(A)VNA-W / FDT100VH | N/A | MITSUBISHI HEAVY INDUSTRIES | N/A | Non Ducted | Single Split System | Under ceiling | Air | Air | Australia | 2.73 | N/A | 10 | N/A | N/A | N/A | N/A | N/A | 2.54 | 11.2 | Calorimeter Room | 3.8271 | 4.5367 | N/A | - | N/A | N/A | N/A | N/A | N/A | N/A | N/A | N/A | N/A | N/A | N/A | N/A | N/A | N/A | N/A | N/A | N/A | Single | R32 | Australia,Fiji,New Zealand | 130677 | 2025-08-07 |  | Approved | Reverse Cycle | N/A | Yes | Class 11 | Yes | N/A | N/A | N/A | N/A | N/A | N/A | N/A | Available | N/A | N/A | http://www.mhiaa.com.au/ | http://www.mhiaa.com.au | N/A |  |  | AAC5107 | Yes | Variable output compressor | Inverter | No | - | 10000 | 2.73 | - | 920 | 5000 | No | - | - | - | 2495.22 | 10770 | No | 840.88 | 5385 | No | - | - | 11200 | 2.54 | 1010 | 5600 | No | - | - | Yes | 3150 | 10000 | No | - | - | No | - | - | - | - | - | - | - | - | No | - | - | No | - | - | 62 | 69 | 5.151 | 4.909 | 5.234 | 6.229 | 5.792 | 5.626 | 534 | 847 | 2492 | 1164 | 1477 | 3327 | 3.5 | 3 | 3.5 | 4.044 | 4.62 | 5.098 | 4.316 | 4.802 | 5.095 | 3628 | 1330 | 197 | 1154 | 594 | 126 | 2.5 | 3 | 3.5 | No | - | - | - | - | N/A | N/A | N/A | 5.0079 | 3.6404 | 4.3803
[SEER Non Multi-Split <=65kW] GEMS (Air Conditioners up to 65kW) Determination 2019 | MEPS 2019 | AS/NZS 3823.1.2:2012 | FDCA100VNA-W / FDU100VH | FDC(A)VNA-W / FDU100VH | N/A | MITSUBISHI HEAVY INDUSTRIES | N/A | Ducted | Single Split System | - | Air | Air | Thailand | 2.99 | N/A | 10 | N/A | N/A | N/A | N/A | N/A | 2.66 | 11.2 | Enthalpy Test Room | 3.7819 | 4.4151 | N/A | - | N/A | N/A | N/A | N/A | N/A | N/A | N/A | N/A | N/A | N/A | N/A | N/A | N/A | N/A | N/A | N/A | N/A | Single | R32 | Australia,Fiji,New Zealand | 130751 | 2025-08-11 |  | Approved | Reverse Cycle | N/A | Yes | Class 11 | Yes | N/A | N/A | N/A | N/A | N/A | N/A | N/A | Available | N/A | N/A | http://www.mhiaa.com.au/ | http://www.mhiaa.com.au | N/A |  |  | AAC5135 | Yes | Variable output compressor | Inverter | No | - | 10000 | 2.99 | - | 1030 | 5000 | No | - | - | - | 2732.86 | 10770 | No | 941.42 | 5385 | No | - | - | 11200 | 2.66 | 1070 | 5600 | No | - | - | Yes | 3120 | 10000 | No | - | - | No | - | - | - | - | - | No | - | - | No | - | - | No | - | - | - | 65 | 4.388 | 4.246 | 4.653 | 5.454 | 5.104 | 5.021 | 614 | 964 | 2787 | 1317 | 1664 | 3715 | 2.5 | 2.5 | 3 | 3.9 | 4.396 | 4.814 | 4.135 | 4.554 | 4.81 | 3776 | 1414 | 224 | 1218 | 640 | 146 | 2 | 2.5 | 3 | No | - | - | - | - | N/A | N/A | N/A | 11.602 | 3.3012 | 4.1494
[SEER Non Multi-Split <=65kW] GEMS (Air Conditioners up to 65kW) Determination 2019 | MEPS 2019 | AS/NZS 3823.1.2:2012 | FDCA100VNA-W / FDUA100VH | FDCA100VNA-W / FDUA100VH | N/A | MITSUBISHI HEAVY INDUSTRIES | N/A | Ducted | Single Split System | - | Air | Air | Thailand | 3.05 | N/A | 10 | N/A | N/A | N/A | N/A | N/A | 2.87 | 11.2 | Enthalpy Test Room | 3.8064 | 4.4412 | N/A | - | N/A | N/A | N/A | N/A | N/A | N/A | N/A | N/A | N/A | N/A | N/A | N/A | N/A | N/A | N/A | N/A | N/A | Single | R32 | Australia,Fiji,New Zealand | 130777 | 2025-08-11 |  | Approved | Reverse Cycle | N/A | Yes | Class 11 | Yes | N/A | N/A | N/A | N/A | N/A | N/A | N/A | Available | N/A | N/A | http://www.mhiaa.com.au/ | http://www.mhiaa.com.au | N/A |  |  | AAC5134 | Yes | Variable output compressor | Inverter | No | - | 10000 | 3.05 | - | 1000 | 5000 | No | - | - | - | 2787.7 | 10770 | No | 914 | 5385 | No | - | - | 11200 | 2.87 | 1090 | 5600 | No | - | - | Yes | 3170 | 10000 | No | - | - | No | - | - | - | - | - | No | - | - | No | - | - | No | - | - | - | 69 | 4.426 | 4.266 | 4.691 | 5.555 | 5.183 | 5.081 | 607 | 958 | 2763 | 1292 | 1637 | 3671 | 2.5 | 2.5 | 3 | 3.781 | 4.25 | 4.715 | 4.032 | 4.437 | 4.718 | 3895 | 1463 | 230 | 1250 | 657 | 149 | 2 | 2.5 | 3 | No | - | - | - | - | N/A | N/A | N/A | 12.1637 | 3.2351 | 3.8473
[SEER Non Multi-Split <=65kW] GEMS (Air Conditioners up to 65kW) Determination 2019 | MEPS 2019 | AS/NZS 3823.1.1:2012 | FDCA100VNA-W / SRK100ZR-W | FDC(A)100VNA-W / SRK100ZR-W | N/A | MITSUBISHI HEAVY INDUSTRIES | N/A | Non Ducted | Single Split System | Wall Hung | Air | Air | Thailand | 3.19 | N/A | 10 | N/A | N/A | N/A | N/A | N/A | 3.04 | 11.2 | Calorimeter Room | 3.2495 | 3.5973 | N/A | - | N/A | N/A | N/A | N/A | N/A | N/A | N/A | N/A | N/A | N/A | N/A | N/A | N/A | N/A | N/A | N/A | N/A | Single | R32 | Australia,Fiji,New Zealand | 139062 | 2026-06-16 |  | Approved | Reverse Cycle | N/A | Yes | Class 11 | Yes | N/A | N/A | N/A | N/A | N/A | N/A | N/A | Available | N/A | N/A | http://www.mhiaa.com.au/ | http://www.mhiaa.com.au | N/A |  |  | AAC6096 | Yes | Variable output compressor | Inverter | No | - | 10000 | 3.19 | - | 1050 | 5000 | No | - | - | - | 2915.66 | 10770 | No | 959.7 | 5385 | No | - | - | 11200 | 3.04 | 1200 | 5600 | No | - | - | Yes | 3150 | 7400 | No | - | - | No | - | - | - | - | - | No | - | - | No | - | - | No | - | - | 63 | 69 | 4.553 | 4.31 | 4.56 | 5.474 | 5.073 | 4.901 | 608 | 969 | 2864 | 1328 | 1690 | 3822 | 3 | 2.5 | 3 | 2.7 | 3.243 | 4.289 | 3.026 | 3.44 | 4.288 | 5426 | 1886 | 229 | 1640 | 823 | 145 | 1 | 1.5 | 2.5 | No | - | - | - | - | N/A | N/A | N/A | 4 | 3.1216 | 3.6679
[SEER Non Multi-Split <=65kW] GEMS (Air Conditioners up to 65kW) Determination 2019 | MEPS 2019 | AS/NZS 3823.1.1:2012 | FDCA100VNA-W/SRK100ZRA-WF |  | N/A | MITSUBISHI HEAVY INDUSTRIES | N/A | Non Ducted | Single Split System | Wall Hung | Air | Air | Thailand | 3.19 | N/A | 10 | N/A | N/A | N/A | N/A | N/A | 3.04 | 11.2 | Calorimeter Room | 3.2485 | 3.5961 | N/A | - | N/A | N/A | N/A | N/A | N/A | N/A | N/A | N/A | N/A | N/A | N/A | N/A | N/A | N/A | N/A | N/A | N/A | Single | R32 | Australia,Fiji,New Zealand | 156268 | 2028-08-27 |  | Approved | Reverse Cycle | N/A | Yes | Class 11 | Yes | N/A | N/A | N/A | N/A | N/A | N/A | N/A | Available | N/A | N/A | http://www.mhiaa.com.au/ | http://www.mhiaa.com.au/ | N/A |  |  | AAC7743 | Yes | Variable output compressor | Inverter | No | - | 10000 | 3.19 | - | 1050 | 5000 | No | - | - | - | 2915.66 | 10770 | No | 959.7 | 5385 | No | - | - | 11200 | 3.04 | 1200 | 5600 | No | - | - | Yes | 3150 | 7400 | No | - | - | No | - | - | - | - | - | No | - | - | No | - | - | No | - | - | 63 | 69 | 4.543 | 4.303 | 4.557 | 5.468 | 5.069 | 4.9 | 609 | 970 | 2865 | 1329 | 1691 | 3823 | 3 | 2.5 | 3 | 2.7 | 3.243 | 4.289 | 3.026 | 3.44 | 4.288 | 5426 | 1887 | 230 | 1641 | 824 | 146 | 1 | 1.5 | 2.5 | No | - | - | - | - | N/A | N/A | N/A | 4.2611 | 3.1207 | 3.6668
[SEER Non Multi-Split <=65kW] GEMS (Air Conditioners up to 65kW) Determination 2019 | MEPS 2019 | AS/NZS 3823.1.1:2012 | FDCA100VNP-W / FDE100VH | FDC(A)100VNP-W / FDE100VH | N/A | MITSUBISHI HEAVY INDUSTRIES | N/A | Non Ducted | Single Split System | Under ceiling | Air | Air | Thailand | 3 | N/A | 10 | N/A | N/A | N/A | N/A | N/A | 2.36 | 10 | Calorimeter Room | 3.2365 | 4.3636 | N/A | - | N/A | N/A | N/A | N/A | N/A | N/A | N/A | N/A | N/A | N/A | N/A | N/A | N/A | N/A | N/A | N/A | N/A | Single | R32 | Australia,Fiji,New Zealand | 131178 | 2025-08-12 |  | Approved | Reverse Cycle | N/A | No | Class 11 | No | N/A | N/A | N/A | N/A | N/A | N/A | N/A | Available | N/A | N/A | http://www.mhiaa.com.au/ | http://www.mhiaa.com.au/ | N/A |  |  | AAC5143 | Yes | Variable output compressor | Inverter | No | - | 10000 | 3 | - | 950 | 5000 | No | - | - | - | 2742 | 10770 | No | 868.3 | 5385 | No | - | - | 10000 | 2.36 | 870 | 5000 | No | - | - | Yes | 2210 | 7600 | No | - | - | No | - | - | - | - | - | No | - | - | No | - | - | No | - | - | 64 | 68 | 4.967 | 4.682 | 4.959 | 6.007 | 5.551 | 5.345 | 557 | 892 | 2633 | 1210 | 1544 | 3505 | 3 | 3 | 3 | 3.82 | 4.543 | 5.268 | 4.08 | 4.842 | 5.275 | 3427 | 1206 | 169 | 1089 | 525 | 107 | 2 | 3 | 3.5 | No | - | - | - | - | N/A | N/A | N/A | 3.8439 | 3.319 | 4.2141
[SEER Non Multi-Split <=65kW] GEMS (Air Conditioners up to 65kW) Determination 2019 | MEPS 2019 | AS/NZS 3823.1.1:2012 | FDCA100VNP-W / FDT100VH | FDC(A)100VNP-W / FDT100VH | N/A | MITSUBISHI HEAVY INDUSTRIES | N/A | Non Ducted | Single Split System | Cassette | Air | Air | Thailand | 2.84 | N/A | 10 | N/A | N/A | N/A | N/A | N/A | 2.33 | 10 | Calorimeter Room | 3.3713 | 4.2782 | N/A | - | N/A | N/A | N/A | N/A | N/A | N/A | N/A | N/A | N/A | N/A | N/A | N/A | N/A | N/A | N/A | N/A | N/A | Single | R32 | Australia,Fiji,New Zealand | 131130 | 2025-08-12 |  | Approved | Reverse Cycle | N/A | No | Class 11 | No | N/A | N/A | N/A | N/A | N/A | N/A | N/A | Available | N/A | N/A | http://www.mhiaa.com.au/ | http://www.mhiaa.com.au | N/A |  |  | AAC5142 | Yes | Variable output compressor | Inverter | No | - | 10000 | 2.84 | - | 950 | 5000 | No | - | - | - | 2595.76 | 10770 | No | 868.3 | 5385 | No | - | - | 10000 | 2.33 | 880 | 5000 | No | - | - | Yes | 2120 | 7600 | No | - | - | No | - | - | - | - | - | No | - | - | No | - | - | No | - | - | 62 | 68 | 5.059 | 4.798 | 5.073 | 6.067 | 5.63 | 5.448 | 547 | 871 | 2574 | 1198 | 1523 | 3439 | 3.5 | 3 | 3.5 | 3.847 | 4.546 | 5.213 | 4.083 | 4.817 | 5.217 | 3402 | 1204 | 170 | 1087 | 527 | 108 | 2 | 3 | 3.5 | No | - | - | - | - | N/A | N/A | N/A | 3.5454 | 3.5063 | 4.2699
[SEER Non Multi-Split <=65kW] GEMS (Air Conditioners up to 65kW) Determination 2019 | MEPS 2019 | AS/NZS 3823.1.2:2012 | FDCA100VNP-W / FDU100VH | FDC(A)100VNP-W / FDU100VH | N/A | MITSUBISHI HEAVY INDUSTRIES | N/A | Ducted | Single Split System | - | Air | Air | Thailand | 3.08 | N/A | 10 | N/A | N/A | N/A | N/A | N/A | 2.45 | 10 | Enthalpy Test Room | 3.3844 | 4.2825 | N/A | - | N/A | N/A | N/A | N/A | N/A | N/A | N/A | N/A | N/A | N/A | N/A | N/A | N/A | N/A | N/A | N/A | N/A | Single | R32 | Australia,Fiji,New Zealand | 131184 | 2025-08-12 |  | Approved | Reverse Cycle | N/A | No | Class 11 | No | N/A | N/A | N/A | N/A | N/A | N/A | N/A | Available | N/A | N/A | http://www.mhiaa.com.au/ | http://www.mhiaa.com.au | N/A |  |  | AAC5144 | Yes | Variable output compressor | Inverter | No | - | 10000 | 3.08 | - | 1070 | 5000 | No | - | - | - | 2815.12 | 10770 | No | 977.98 | 5385 | No | - | - | 10000 | 2.45 | 940 | 5000 | No | - | - | Yes | 2270 | 7600 | No | - | - | No | - | - | - | - | - | No | - | - | No | - | - | No | - | - | - | - | 4.393 | 4.218 | 4.536 | 5.343 | 4.987 | 4.875 | 622 | 981 | 2870 | 1353 | 1712 | 3835 | 2.5 | 2.5 | 3 | 3.65 | 4.28 | 4.883 | 3.86 | 4.524 | 4.885 | 3595 | 1289 | 191 | 1158 | 569 | 123 | 2 | 2.5 | 3 | No | - | - | - | - | N/A | N/A | N/A | 7.719 | 3.2195 | 4.0386
[SEER Non Multi-Split <=65kW] GEMS (Air Conditioners up to 65kW) Determination 2019 | MEPS 2019 | AS/NZS 3823.1.2:2012 | FDCA100VNP-W / FDUA100VH | FDC(A)100VNP-W / FDUA100VH | N/A | MITSUBISHI HEAVY INDUSTRIES | N/A | Ducted | Single Split System | - | Air | Air | Thailand | 2.99 | N/A | 10 | N/A | N/A | N/A | N/A | N/A | 2.57 | 10 | Enthalpy Test Room | 3.3033 | 4.305 | N/A | - | N/A | N/A | N/A | N/A | N/A | N/A | N/A | N/A | N/A | N/A | N/A | N/A | N/A | N/A | N/A | N/A | N/A | Single | R32 | Australia,Fiji,New Zealand | 131189 | 2025-08-19 |  | Approved | Reverse Cycle | N/A | No | Class 11 | No | N/A | N/A | N/A | N/A | N/A | N/A | N/A | Available | N/A | N/A | http://www.mhiaa.com.au/ | http://www.mhiaa.com.au | N/A |  |  | AAC5172 | Yes | Variable output compressor | Inverter | No | - | 10000 | 2.99 | - | 990 | 5000 | No | - | - | - | 2732.86 | 10770 | No | 904.86 | 5385 | No | - | - | 10000 | 2.57 | 970 | 5000 | No | - | - | Yes | 2520 | 7600 | No | - | - | No | - | - | - | - | - | No | - | - | No | - | - | No | - | - | - | - | 4.639 | 4.439 | 4.798 | 5.706 | 5.311 | 5.176 | 587 | 929 | 2711 | 1265 | 1605 | 3610 | 3 | 2.5 | 3 | 3.482 | 4.1 | 4.729 | 3.705 | 4.36 | 4.733 | 3769 | 1346 | 198 | 1207 | 591 | 128 | 1.5 | 2.5 | 3 | No | - | - | - | - | N/A | N/A | N/A | 8.2476 | 3.3136 | 3.8493
[SEER Non Multi-Split <=65kW] GEMS (Air Conditioners up to 65kW) Determination 2019 | MEPS 2019 | AS/NZS 3823.1.1:2012 | FDCA100VSA / FDT100VH | FDT100VH / FDC(A)100VSA-W | N/A | MITSUBISHI HEAVY INDUSTRIES | N/A | Non Ducted | Single Split System | Under ceiling | Air | Air | Thailand | 2.73 | N/A | 10 | N/A | N/A | N/A | N/A | N/A | 2.54 | 11.2 | Calorimeter Room | 3.807 | 4.5727 | N/A | - | N/A | N/A | N/A | N/A | N/A | N/A | N/A | N/A | N/A | N/A | N/A | N/A | N/A | N/A | N/A | N/A | N/A | Three | R32 | Australia,Fiji,New Zealand | 130676 | 2025-08-06 |  | Approved | Reverse Cycle | N/A | Yes | Class 11 | Yes | N/A | N/A | N/A | N/A | N/A | N/A | N/A | Available | N/A | N/A | http://www.mhiaa.com.au/ | http://www.mhiaa.com.au | N/A |  |  | AAC5101 | Yes | Variable output compressor | Inverter | No | - | 10000 | 2.73 | - | 920 | 5000 | No | - | - | - | 2495.22 | 10770 | No | 840.88 | 5385 | No | - | - | 11200 | 2.54 | 1010 | 5600 | No | - | - | Yes | 3150 | 10000 | No | - | - | No | - | - | - | - | - | No | - | - | No | - | - | No | - | - | 62 | 69 | 4.883 | 4.713 | 5.164 | 6.084 | 5.685 | 5.58 | 552 | 869 | 2512 | 1181 | 1494 | 3343 | 3 | 3 | 3.5 | 4.044 | 4.62 | 5.098 | 4.316 | 4.802 | 5.095 | 3640 | 1344 | 210 | 1166 | 605 | 137 | 2.5 | 3 | 3.5 | No | - | - | - | - | N/A | N/A | N/A | 10.402 | 3.6164 | 4.3492
[SEER Non Multi-Split <=65kW] GEMS (Air Conditioners up to 65kW) Determination 2019 | MEPS 2019 | AS/NZS 3823.1.1:2012 | FDCA100VSA-W / FDE100VH | FDC(A)100VSA-W / FDE100VH | N/A | MITSUBISHI HEAVY INDUSTRIES | N/A | Non Ducted | Single Split System | Under ceiling | Air | Air | Thailand | 2.85 | N/A | 10 | N/A | N/A | N/A | N/A | N/A | 2.54 | 11.2 | Calorimeter Room | 3.6627 | 4.5105 | N/A | - | N/A | N/A | N/A | N/A | N/A | N/A | N/A | N/A | N/A | N/A | N/A | N/A | N/A | N/A | N/A | N/A | N/A | Three | R32 | Australia,Fiji,New Zealand | 130667 | 2025-08-10 |  | Approved | Reverse Cycle | N/A | Yes | Class 11 | Yes | N/A | N/A | N/A | N/A | N/A | N/A | N/A | Available | N/A | N/A | http://www.mhiaa.com.au/ | http://www.mhiaa.com.au | N/A |  |  | AAC5120 | Yes | Variable output compressor | Inverter | No | - | 10000 | 2.85 | - | 910 | 5000 | No | - | - | - | 2604.9 | 10770 | No | 831.74 | 5385 | No | - | - | 11200 | 2.54 | 1000 | 5600 | No | - | - | Yes | 3070 | 10000 | No | - | - | No | - | - | - | - | - | No | - | - | No | - | - | No | - | - | 64 | 69 | 4.758 | 4.588 | 5.082 | 6.038 | 5.63 | 5.521 | 562 | 887 | 2547 | 1185 | 1504 | 3375 | 3 | 3 | 3.5 | 4.084 | 4.658 | 5.147 | 4.36 | 4.846 | 5.145 | 3609 | 1339 | 214 | 1159 | 605 | 140 | 2.5 | 3 | 3.5 | No | - | - | - | - | N/A | N/A | N/A | 12.6502 | 3.4569 | 4.3365
[SEER Non Multi-Split <=65kW] GEMS (Air Conditioners up to 65kW) Determination 2019 | MEPS 2019 | AS/NZS 3823.1.2:2012 | FDCA100VSA-W / FDU100VH | FDC(A)100VSA-W / FDU100VH | N/A | MITSUBISHI HEAVY INDUSTRIES | N/A | Ducted | Single Split System | - | Air | Air | Thailand | 2.99 | N/A | 10 | N/A | N/A | N/A | N/A | N/A | 2.66 | 11.2 | Enthalpy Test Room | 3.8392 | 4.4109 | N/A | - | N/A | N/A | N/A | N/A | N/A | N/A | N/A | N/A | N/A | N/A | N/A | N/A | N/A | N/A | N/A | N/A | N/A | Three | R32 | Australia,Fiji,New Zealand | 130753 | 2025-08-11 |  | Approved | Reverse Cycle | N/A | Yes | Class 11 | Yes | N/A | N/A | N/A | N/A | N/A | N/A | N/A | Available | N/A | N/A | http://www.mhiaa.com.au/ | http://www.mhiaa.com.au | N/A |  |  | AAC5133 | Yes | Variable output compressor | Inverter | No | - | 10000 | 2.99 | - | 1030 | 5000 | No | - | - | - | 2732.86 | 10770 | No | 941.42 | 5385 | No | - | - | 11200 | 2.66 | 1070 | 5600 | No | - | - | Yes | 3120 | 10000 | No | - | - | No | - | - | - | - | - | No | - | - | No | - | - | No | - | - | - | 69 | 4.143 | 4.061 | 4.584 | 5.314 | 4.999 | 4.975 | 637 | 991 | 2813 | 1338 | 1685 | 3736 | 2.5 | 2.5 | 3 | 3.9 | 4.396 | 4.814 | 4.135 | 4.554 | 4.81 | 3791 | 1432 | 241 | 1232 | 654 | 160 | 2 | 2.5 | 3 | No | - | - | - | - | N/A | N/A | N/A | 18.4213 | 3.2763 | 4.1142
[SEER Non Multi-Split <=65kW] GEMS (Air Conditioners up to 65kW) Determination 2019 | MEPS 2019 | AS/NZS 3823.1.2:2012 | FDCA100VSA-W / FDUA100VH | FDUA100VH / FDCA100VSA-W | N/A | MITSUBISHI HEAVY INDUSTRIES | N/A | Ducted | Single Split System | - | Air | Air | Thailand | 3.05 | N/A | 10 | N/A | N/A | N/A | N/A | N/A | 2.87 | 11.2 | Enthalpy Test Room | 3.7892 | 4.4707 | N/A | - | N/A | N/A | N/A | N/A | N/A | N/A | N/A | N/A | N/A | N/A | N/A | N/A | N/A | N/A | N/A | N/A | N/A | Three | R32 | Australia,Fiji,New Zealand | 130786 | 2025-08-05 |  | Approved | Reverse Cycle | N/A | Yes | Class 11 | Yes | N/A | N/A | N/A | N/A | N/A | N/A | N/A | Available | N/A | N/A | http://www.mhiaa.com.au/ | http://www.mhiaa.com.au | N/A |  |  | AAC5100 | Yes | Variable output compressor | Inverter | No | - | 10000 | 3.05 | - | 1000 | 5000 | No | - | - | - | 2787.7 | 10770 | No | 914 | 5385 | No | - | - | 11200 | 2.87 | 1090 | 5600 | No | - | - | Yes | 3170 | 10000 | No | - | - | No | - | - | - | - | - | No | - | - | No | - | - | No | - | - | - | 69 | 4.374 | 4.227 | 4.677 | 5.525 | 5.161 | 5.071 | 612 | 963 | 2769 | 1296 | 1642 | 3675 | 2.5 | 2.5 | 3 | 3.781 | 4.25 | 4.715 | 4.032 | 4.437 | 4.718 | 3898 | 1467 | 233 | 1253 | 660 | 152 | 2 | 2.5 | 3 | No | - | - | - | - | N/A | N/A | N/A | 13.5391 | 3.2302 | 3.8412
[SEER Non Multi-Split <=65kW] GEMS (Air Conditioners up to 65kW) Determination 2019 | MEPS 2019 | AS/NZS 3823.1.1:2012 | FDCA100VSA-W / SRK100ZR-W | FDC(A)100VSA-W / SRK100ZR-W | N/A | MITSUBISHI HEAVY INDUSTRIES | N/A | Non Ducted | Single Split System | Wall Hung | Air | Air | Thailand | 3.19 | N/A | 10 | N/A | N/A | N/A | N/A | N/A | 3.04 | 11.2 | Calorimeter Room | 3.5033 | 3.6841 | N/A | - | N/A | N/A | N/A | N/A | N/A | N/A | N/A | N/A | N/A | N/A | N/A | N/A | N/A | N/A | N/A | N/A | N/A | Three | R32 | Australia,Fiji,New Zealand | 139120 | 2026-06-16 |  | Approved | Reverse Cycle | N/A | Yes | Class 11 | Yes | N/A | N/A | N/A | N/A | N/A | N/A | N/A | Available | N/A | N/A | http://www.mhiaa.com.au/ | http://www.mhiaa.com.au | N/A |  |  | AAC6097 | Yes | Variable output compressor | Inverter | No | - | 10000 | 3.19 | - | 1050 | 5000 | No | - | - | - | 2915.66 | 10770 | No | 959.7 | 5385 | No | - | - | 11200 | 3.04 | 1200 | 5600 | No | - | - | Yes | 3200 | 7700 | No | - | - | No | - | - | - | - | - | No | - | - | No | - | - | No | - | - | 63 | 69 | 4.508 | 4.278 | 4.549 | 5.45 | 5.056 | 4.894 | 611 | 974 | 2868 | 1332 | 1694 | 3826 | 3 | 2.5 | 3 | 2.763 | 3.295 | 4.289 | 3.073 | 3.731 | 4.288 | 5305 | 1859 | 232 | 1618 | 762 | 147 | 1 | 1.5 | 2.5 | No | - | - | - | - | N/A | N/A | N/A | 5.109 | 3.1179 | 3.6634
[SEER Non Multi-Split <=65kW] GEMS (Air Conditioners up to 65kW) Determination 2019 | MEPS 2019 | AS/NZS 3823.1.1:2012 | FDCA100VSA-W/SRK100ZRA-WF |  | N/A | MITSUBISHI HEAVY INDUSTRIES | N/A | Non Ducted | Single Split System | Wall Hung | Air | Air | Thailand | 3.19 | N/A | 10 | N/A | N/A | N/A | N/A | N/A | 3.04 | 11.2 | Calorimeter Room | 3.5021 | 3.6828 | N/A | - | N/A | N/A | N/A | N/A | N/A | N/A | N/A | N/A | N/A | N/A | N/A | N/A | N/A | N/A | N/A | N/A | N/A | Three | R32 | Australia,Fiji,New Zealand | 156271 | 2028-08-27 |  | Approved | Reverse Cycle | N/A | Yes | Class 11 | Yes | N/A | N/A | N/A | N/A | N/A | N/A | N/A | Available | N/A | N/A | http://www.mhiaa.com.au/ | http://www.mhiaa.com.au/ | N/A |  |  | AAC7738 | Yes | Variable output compressor | Inverter | No | - | 10000 | 3.19 | - | 1040 | 5000 | No | - | - | - | 2915.66 | 10770 | No | 950.56 | 5385 | No | - | - | 11200 | 3.04 | 1200 | 5600 | No | - | - | Yes | 3200 | 7700 | No | - | - | No | - | - | - | - | - | No | - | - | No | - | - | No | - | - | 63 | 69 | 4.525 | 4.293 | 4.571 | 5.487 | 5.087 | 4.923 | 608 | 969 | 2853 | 1322 | 1682 | 3803 | 3 | 2.5 | 3 | 2.763 | 3.295 | 4.289 | 3.073 | 3.731 | 4.288 | 5306 | 1860 | 233 | 1618 | 763 | 148 | 1 | 1.5 | 2.5 | No | - | - | - | - | N/A | N/A | N/A | 5.409 | 3.1169 | 3.6622
[SEER Non Multi-Split <=65kW] GEMS (Air Conditioners up to 65kW) Determination 2019 | MEPS 2019 | AS/NZS 3823.1.1:2012 | FDCA125VNP-W / FDE125VH | FDC(A)125VNP-W / FDE125VH | N/A | MITSUBISHI HEAVY INDUSTRIES | 2840 | Non Ducted | Single Split System | Under ceiling | Air | Air | Australia | 3.88 | 8580 | 12.1 | N/A | N/A | N/A | N/A | N/A | 3.3 | 12.1 | Calorimeter Room | 3.1045 | 3.6611 | N/A | - | N/A | N/A | N/A | N/A | N/A | N/A | N/A | N/A | N/A | N/A | N/A | N/A | N/A | N/A | N/A | N/A | N/A | Single | R32 | Australia,Fiji,New Zealand | 145059 | 2027-03-09 |  | Approved | Reverse Cycle | N/A | No | Class 11 | No | N/A | N/A | N/A | N/A | N/A | N/A | N/A | Available | N/A | N/A | http://www.mhiaa.com.au/ | http://www.mhiaa.com.au/ | N/A |  |  | AAC6554 | Yes | Variable output compressor | Inverter | No | - | 12100 | 3.88 | - | 1420 | 6050 | No | - | - | - | 3546.32 | 13031.7 | No | 1297.88 | 6515.85 | No | - | - | 12100 | 3.3 | 1500 | 6050 | No | - | - | Yes | 2850 | 7900 | No | - | - | No | - | - | - | - | - | No | - | - | No | - | - | No | - | - | 64 | 73 | 4.181 | 4.01 | 4.252 | 4.973 | 4.648 | 4.543 | 799 | 1258 | 3715 | 1767 | 2231 | 4988 | 2.5 | 2.5 | 2.5 | 2.655 | 3.067 | 3.729 | 2.859 | 3.165 | 3.715 | 5965 | 2159 | 287 | 1878 | 969 | 183 | 1 | 1.5 | 2 | No | - | - | - | - | N/A | N/A | N/A | 6 | 3.1023 | 3.6443
[SEER Non Multi-Split <=65kW] GEMS (Air Conditioners up to 65kW) Determination 2019 | MEPS 2019 | AS/NZS 3823.1.1:2012 | FDCA125VNP-W / FDT125VH | FDC(A)125VNP-W / FDT125VH | N/A | MITSUBISHI HEAVY INDUSTRIES | N/A | Non Ducted | Single Split System | Cassette | Air | Air | Thailand | 3.69 | N/A | 12.1 | N/A | N/A | N/A | N/A | N/A | 3.2 | 12.1 | Calorimeter Room | 3.2472 | 3.805 | N/A | - | N/A | N/A | N/A | N/A | N/A | N/A | N/A | N/A | N/A | N/A | N/A | N/A | N/A | N/A | N/A | N/A | N/A | Single | R32 | Australia,Fiji,New Zealand | 144983 | 2027-03-03 |  | Approved | Reverse Cycle | N/A | No | Class 11 | No | N/A | N/A | N/A | N/A | N/A | N/A | N/A | Available | N/A | N/A | http://www.mhiaa.com.au/ | http://www.mhiaa.com.au/ | N/A |  |  | AAC6547 | Yes | Variable output compressor | Inverter | No | - | 12100 | 3.69 | - | 1420 | 6060 | No | - | - | - | 3372.66 | 13031.7 | No | 1297.88 | 6526.62 | No | - | - | 12100 | 3.2 | 1350 | 6050 | No | - | - | Yes | 2930 | 8500 | No | - | - | No | - | - | - | - | - | No | - | - | No | - | - | No | - | - | 63 | 73 | 4.305 | 4.137 | 4.356 | 5.05 | 4.729 | 4.636 | 780 | 1225 | 3630 | 1745 | 2196 | 4892 | 2.5 | 2.5 | 2.5 | 2.91 | 3.378 | 4.131 | 3.141 | 3.704 | 4.122 | 5438 | 1956 | 256 | 1707 | 826 | 162 | 1 | 1.5 | 2.5 | No | - | - | - | - | N/A | N/A | N/A | 4 | 3.2672 | 3.7653
[SEER Non Multi-Split <=65kW] GEMS (Air Conditioners up to 65kW) Determination 2019 | MEPS 2019 | AS/NZS 3823.1.2:2012 | FDCA125VNP-W / FDU125VH | FDC(A)125VNP-W / FDU125VH | N/A | MITSUBISHI HEAVY INDUSTRIES | N/A | Ducted | Single Split System | - | Air | Air | Thailand | 3.85 | N/A | 12.1 | N/A | N/A | N/A | N/A | N/A | 3.28 | 12.1 | Enthalpy Test Room | 3.003 | 3.4625 | N/A | - | N/A | N/A | N/A | N/A | N/A | N/A | N/A | N/A | N/A | N/A | N/A | N/A | N/A | N/A | N/A | N/A | N/A | Single | R32 | Australia,Fiji,New Zealand | 144985 | 2027-03-09 |  | Approved | Reverse Cycle | N/A | No | Class 11 | No | N/A | N/A | N/A | N/A | N/A | N/A | N/A | Available | N/A | N/A | http://www.mhiaa.com.au/ | http://www.mhiaa.com.au/ | N/A |  |  | AAC6553 | Yes | Variable output compressor | Inverter | No | - | 12100 | 3.85 | - | 1500 | 6050 | No | - | - | - | 3518.9 | 13031.7 | No | 1371 | 6515.85 | No | - | - | 12100 | 3.28 | 1500 | 6050 | No | - | - | Yes | 2850 | 7900 | No | - | - | No | - | - | - | - | - | No | - | - | No | - | - | No | - | - | - | - | 3.985 | 3.858 | 4.115 | 4.734 | 4.447 | 4.385 | 835 | 1304 | 3834 | 1853 | 2328 | 5164 | 2 | 2 | 2.5 | 2.657 | 3.07 | 3.73 | 2.861 | 3.167 | 3.715 | 5964 | 2162 | 292 | 1881 | 973 | 187 | 1 | 1.5 | 2 | No | - | - | - | - | N/A | N/A | N/A | 8 | 3.1209 | 3.6589
[SEER Non Multi-Split <=65kW] GEMS (Air Conditioners up to 65kW) Determination 2019 | MEPS 2019 | AS/NZS 3823.1.2:2012 | FDCA125VNP-W / FDUA125VH | FDC(A)125VNP-W / FDUA125VH | N/A | MITSUBISHI HEAVY INDUSTRIES | N/A | Ducted | Single Split System | - | Air | Air | Thailand | 3.85 | N/A | 12.1 | N/A | N/A | N/A | N/A | N/A | 3.28 | 12.1 | Enthalpy Test Room | 3.1441 | 3.7748 | N/A | - | N/A | N/A | N/A | N/A | N/A | N/A | N/A | N/A | N/A | N/A | N/A | N/A | N/A | N/A | N/A | N/A | N/A | Single | R32 | Australia,Fiji,New Zealand | 144996 | 2027-02-28 |  | Approved | Reverse Cycle | N/A | No | Class 11 | No | N/A | N/A | N/A | N/A | N/A | N/A | N/A | Available | N/A | N/A | http://www.mhiaa.com.au/ | http://www.mhiaa.com.au/ | N/A |  |  | AAC6535 | Yes | Variable output compressor | Inverter | No | - | 12100 | 3.85 | - | 1420 | 6050 | No | - | - | - | 3518.9 | 13031.7 | No | 1297.88 | 6515.85 | No | - | - | 12100 | 3.28 | 1500 | 6050 | No | - | - | Yes | 2850 | 7900 | No | - | - | No | - | - | - | - | - | No | - | - | No | - | - | No | - | - | - | - | 4.106 | 3.961 | 4.243 | 4.936 | 4.624 | 4.541 | 807 | 1266 | 3714 | 1775 | 2236 | 4984 | 2.5 | 2 | 2.5 | 2.657 | 3.07 | 3.73 | 2.861 | 3.167 | 3.715 | 5966 | 2164 | 295 | 1883 | 975 | 189 | 1 | 1.5 | 2 | No | - | - | - | - | N/A | N/A | N/A | 9 | 3.1182 | 3.6551
[SEER Non Multi-Split <=65kW] GEMS (Air Conditioners up to 65kW) Determination 2019 | MEPS 2019 | AS/NZS 3823.1.1:2012 | FDCA125VNX / FDT125VH |  | N/A | MITSUBISHI HEAVY INDUSTRIES | N/A | Non Ducted | Single Split System | Cassette | Air | Air | Thailand | 3.42 | N/A | 12.5 | N/A | N/A | N/A | N/A | N/A | 3.43 | 14 | Calorimeter Room | 3.4983 | 3.9914 | N/A | - | N/A | N/A | N/A | N/A | N/A | N/A | N/A | N/A | N/A | N/A | N/A | N/A | N/A | N/A | N/A | N/A | N/A | Single | R410A | Australia,Fiji,New Zealand | 131619 | 2025-08-13 |  | Approved | Reverse Cycle | N/A | Yes | Class 11 | Yes | N/A | N/A | N/A | N/A | N/A | N/A | N/A | Available | N/A | N/A | http://www.mhiaa.com.au/ | http://www.mhiaa.com.au | N/A |  |  | AAC5149 | Yes | Variable output compressor | Inverter | No | - | 12500 | 3.42 | - | 1350 | 6250 | No | - | - | - | 3125.88 | 13462.5 | No | 1233.9 | 6731.25 | No | - | - | 14000 | 3.43 | 1350 | 7000 | No | - | - | Yes | 7830 | 18750 | No | - | - | No | - | - | - | - | - | No | - | - | No | - | - | No | - | - | 64 | 70 | 3.883 | 3.903 | 4.542 | 5.054 | 4.821 | 4.921 | 832 | 1267 | 3526 | 1742 | 2167 | 4704 | 2 | 2 | 3 | 4.014 | 4.362 | 4.765 | 4.214 | 4.52 | 4.764 | 4626 | 1829 | 327 | 1531 | 842 | 220 | 2.5 | 2.5 | 3 | No | - | - | - | - | N/A | N/A | N/A | 32.2778 | 3.542 | 3.9558
[SEER Non Multi-Split <=65kW] GEMS (Air Conditioners up to 65kW) Determination 2019 | MEPS 2019 | AS/NZS 3823.1.2:2012 | FDCA125VNX / FDUA125 | FDCA125VNX / FDUA125 | N/A | MITSUBISHI HEAVY INDUSTRIES | N/A | Ducted | Single Split System | - | Air | Air | Thailand | 3.83 | N/A | 12.5 | N/A | N/A | N/A | N/A | N/A | 3.68 | 14 | Enthalpy Test Room | 3.1995 | 3.8786 | N/A | - | N/A | N/A | N/A | N/A | N/A | N/A | N/A | N/A | N/A | N/A | N/A | N/A | N/A | N/A | N/A | N/A | N/A | Single | R410A | Australia,Fiji,New Zealand | 136777 | 2026-04-13 |  | Approved | Reverse Cycle | N/A | Yes | Class 11 | Yes | N/A | N/A | N/A | N/A | N/A | N/A | N/A | Available | N/A | N/A | http://www.mhiaa.com.au/ | http://www.mhiaa.com.au | N/A |  |  | AAC5890 | Yes | Variable output compressor | Inverter | No | - | 12500 | 3.83 | - | 1589 | 6250 | No | - | - | - | 3500.62 | 13462.5 | No | 1452.346 | 6731.25 | No | - | - | 14000 | 3.68 | 1558 | 7000 | No | - | - | Yes | 4753 | 14000 | No | - | - | No | - | - | - | - | - | No | - | - | No | - | - | No | - | - | - | 70 | 3.354 | 3.384 | 3.936 | 4.335 | 4.146 | 4.253 | 964 | 1462 | 4069 | 2032 | 2521 | 5443 | 1.5 | 1.5 | 2 | 3.589 | 3.874 | 4.142 | 3.719 | 3.966 | 4.133 | 5177 | 2061 | 376 | 1736 | 961 | 253 | 2 | 2 | 2.5 | No | - | - | - | - | N/A | N/A | N/A | 37.11 | 3.1602 | 3.679
[SEER Non Multi-Split <=65kW] GEMS (Air Conditioners up to 65kW) Determination 2019 | MEPS 2019 | AS/NZS 3823.1.2:2012 | FDCA125VNX / FDUA125VF (OUTDOOR / INDOOR) | FDCA125VNX / FDUA125 | N/A | MITSUBISHI HEAVY INDUSTRIES | N/A | Ducted | Single Split System | - | Air | Air | Thailand | 3.83 | N/A | 12.5 | N/A | N/A | N/A | N/A | N/A | 3.68 | 14 | Enthalpy Test Room | 3.1995 | 3.8786 | N/A | - | N/A | N/A | N/A | N/A | N/A | N/A | N/A | N/A | N/A | N/A | N/A | N/A | N/A | N/A | N/A | N/A | N/A | Single | R410A | Australia,Fiji,New Zealand | 136777 | 2026-04-13 |  | Approved | Reverse Cycle | N/A | Yes | Class 11 | Yes | N/A | N/A | N/A | N/A | N/A | N/A | N/A | Available | N/A | N/A | http://www.mhiaa.com.au/ | http://www.mhiaa.com.au | N/A |  |  | AAC5890 | Yes | Variable output compressor | Inverter | No | - | 12500 | 3.83 | - | 1589 | 6250 | No | - | - | - | 3500.62 | 13462.5 | No | 1452.346 | 6731.25 | No | - | - | 14000 | 3.68 | 1558 | 7000 | No | - | - | Yes | 4753 | 14000 | No | - | - | No | - | - | - | - | - | No | - | - | No | - | - | No | - | - | - | 70 | 3.354 | 3.384 | 3.936 | 4.335 | 4.146 | 4.253 | 964 | 1462 | 4069 | 2032 | 2521 | 5443 | 1.5 | 1.5 | 2 | 3.589 | 3.874 | 4.142 | 3.719 | 3.966 | 4.133 | 5177 | 2061 | 376 | 1736 | 961 | 253 | 2 | 2 | 2.5 | No | - | - | - | - | N/A | N/A | N/A | 37.11 | 3.1602 | 3.679
[SEER Non Multi-Split <=65kW] GEMS (Air Conditioners up to 65kW) Determination 2019 | MEPS 2019 | AS/NZS 3823.1.2:2012 | FDCA125VNX / FDUA125VH (OUTDOOR / INDOOR) | FDCA125VNX / FDUA125 | N/A | MITSUBISHI HEAVY INDUSTRIES | N/A | Ducted | Single Split System | - | Air | Air | Thailand | 3.83 | N/A | 12.5 | N/A | N/A | N/A | N/A | N/A | 3.68 | 14 | Enthalpy Test Room | 3.1995 | 3.8786 | N/A | - | N/A | N/A | N/A | N/A | N/A | N/A | N/A | N/A | N/A | N/A | N/A | N/A | N/A | N/A | N/A | N/A | N/A | Single | R410A | Australia,Fiji,New Zealand | 136777 | 2026-04-13 |  | Approved | Reverse Cycle | N/A | Yes | Class 11 | Yes | N/A | N/A | N/A | N/A | N/A | N/A | N/A | Available | N/A | N/A | http://www.mhiaa.com.au/ | http://www.mhiaa.com.au | N/A |  |  | AAC5890 | Yes | Variable output compressor | Inverter | No | - | 12500 | 3.83 | - | 1589 | 6250 | No | - | - | - | 3500.62 | 13462.5 | No | 1452.346 | 6731.25 | No | - | - | 14000 | 3.68 | 1558 | 7000 | No | - | - | Yes | 4753 | 14000 | No | - | - | No | - | - | - | - | - | No | - | - | No | - | - | No | - | - | - | 70 | 3.354 | 3.384 | 3.936 | 4.335 | 4.146 | 4.253 | 964 | 1462 | 4069 | 2032 | 2521 | 5443 | 1.5 | 1.5 | 2 | 3.589 | 3.874 | 4.142 | 3.719 | 3.966 | 4.133 | 5177 | 2061 | 376 | 1736 | 961 | 253 | 2 | 2 | 2.5 | No | - | - | - | - | N/A | N/A | N/A | 37.11 | 3.1602 | 3.679
[SEER Non Multi-Split <=65kW] GEMS (Air Conditioners up to 65kW) Determination 2019 | MEPS 2019 | AS/NZS 3823.1.1:2012 | FDCA125VNX-W / FDE125VH | FDC(A)125VNX-W / FDE125VH | N/A | MITSUBISHI HEAVY INDUSTRIES | N/A | Non Ducted | Single Split System | Under ceiling | Air | Air | Thailand | 3.34 | N/A | 12.5 | N/A | N/A | N/A | N/A | N/A | 3.74 | 14 | Calorimeter Room | 3.6154 | 4.0207 | N/A | - | N/A | N/A | N/A | N/A | N/A | N/A | N/A | N/A | N/A | N/A | N/A | N/A | N/A | N/A | N/A | N/A | N/A | Single | R32 | Australia,Fiji,New Zealand | 133768 | 2026-01-25 |  | Approved | Reverse Cycle | N/A | Yes | Class 11 | Yes | N/A | N/A | N/A | N/A | N/A | N/A | N/A | Available | N/A | N/A | http://www.mhiaa.com.au/ | http://www.mhiaa.com.au | N/A |  |  | AAC5672 | Yes | Variable output compressor | Inverter | No | - | 12500 | 3.34 | - | 1290 | 6250 | No | - | - | - | 3052.76 | 13462.5 | No | 1179.06 | 6731.25 | No | - | - | 14000 | 3.74 | 1240 | 7000 | No | - | - | Yes | 5830 | 14900 | No | - | - | No | - | - | - | - | - | No | - | - | No | - | - | No | - | - | 64 | 68 | 4.374 | 4.315 | 4.816 | 5.465 | 5.17 | 5.181 | 760 | 1173 | 3354 | 1634 | 2044 | 4491 | 2.5 | 2.5 | 3 | 3.936 | 4.465 | 5.153 | 4.285 | 4.762 | 5.173 | 4687 | 1753 | 275 | 1480 | 775 | 181 | 2 | 2.5 | 3.5 | No | - | - | - | - | N/A | N/A | N/A | 19.0076 | 3.6719 | 3.6801
[SEER Non Multi-Split <=65kW] GEMS (Air Conditioners up to 65kW) Determination 2019 | MEPS 2019 | AS/NZS 3823.1.1:2012 | FDCA125VNX-W / FDT125VH | FDC(A)125VNX-W / FDT125VH | N/A | MITSUBISHI HEAVY INDUSTRIES | N/A | Non Ducted | Single Split System | Cassette | Air | Air | Thailand | 3.21 | N/A | 12.5 | N/A | N/A | N/A | N/A | N/A | 3.43 | 14 | Calorimeter Room | 3.8853 | 4.1646 | N/A | - | N/A | N/A | N/A | N/A | N/A | N/A | N/A | N/A | N/A | N/A | N/A | N/A | N/A | N/A | N/A | N/A | N/A | Single | R32 | Australia,Fiji,New Zealand | 133775 | 2026-01-21 |  | Approved | Reverse Cycle | N/A | Yes | Class 11 | Yes | N/A | N/A | N/A | N/A | N/A | N/A | N/A | Available | N/A | N/A | http://www.mhiaa.com.au/ | http://www.mhiaa.com.au | N/A |  |  | AAC5654 | Yes | Variable output compressor | Inverter | No | - | 12500 | 3.21 | - | 1240 | 6250 | No | - | - | - | 2933.94 | 13462.5 | No | 1133.36 | 6731.25 | No | - | - | 14000 | 3.43 | 1240 | 7000 | No | - | - | Yes | 5310 | 14700 | No | - | - | No | - | - | - | - | - | No | - | - | No | - | - | No | - | - | 63 | 68 | 4.602 | 4.529 | 5.026 | 5.714 | 5.4 | 5.4 | 725 | 1121 | 3218 | 1566 | 1960 | 4312 | 3 | 3 | 3.5 | 4.095 | 4.597 | 5.17 | 4.392 | 4.836 | 5.18 | 4501 | 1698 | 269 | 1440 | 759 | 176 | 2.5 | 3 | 3.5 | No | - | - | - | - | N/A | N/A | N/A | 16.7222 | 3.8267 | 4.0155
[SEER Non Multi-Split <=65kW] GEMS (Air Conditioners up to 65kW) Determination 2019 | MEPS 2019 | AS/NZS 3823.1.2:2012 | FDCA125VNX-W / FDU125VH | FDC(A)125VNX-W / FDU125VH | N/A | MITSUBISHI HEAVY INDUSTRIES | N/A | Ducted | Single Split System | - | Air | Air | Thailand | 3.49 | N/A | 12.5 | N/A | N/A | N/A | N/A | N/A | 3.61 | 14 | Enthalpy Test Room | 3.766 | 3.9218 | N/A | - | N/A | N/A | N/A | N/A | N/A | N/A | N/A | N/A | N/A | N/A | N/A | N/A | N/A | N/A | N/A | N/A | N/A | Single | R32 | Australia,Fiji,New Zealand | 133519 | 2026-01-21 |  | Approved | Reverse Cycle | N/A | Yes | Class 11 | Yes | N/A | N/A | N/A | N/A | N/A | N/A | N/A | Available | N/A | N/A | http://www.mhiaa.com.au/ | http://www.mhiaa.com.au | N/A |  |  | AAC5652 | Yes | Variable output compressor | Inverter | No | - | 12500 | 3.49 | - | 1430 | 6250 | No | - | - | - | 3189.86 | 13462.5 | No | 1307.02 | 6731.25 | No | - | - | 14000 | 3.61 | 1440 | 7000 | No | - | - | Yes | 4490 | 13100 | No | - | - | No | - | - | - | - | - | No | - | - | No | - | - | No | - | - | - | 68 | 4.004 | 3.973 | 4.444 | 4.974 | 4.723 | 4.766 | 830 | 1273 | 3634 | 1794 | 2236 | 4881 | 2.5 | 2 | 2.5 | 3.678 | 4.088 | 4.47 | 3.885 | 4.234 | 4.467 | 5018 | 1916 | 316 | 1633 | 872 | 207 | 2 | 2.5 | 2.5 | No | - | - | - | - | N/A | N/A | N/A | 21.1593 | 3.5097 | 3.8028
[SEER Non Multi-Split <=65kW] GEMS (Air Conditioners up to 65kW) Determination 2019 | MEPS 2019 | AS/NZS 3823.1.2:2012 | FDCA125VNX-W / FDUA125VH | FDC(A)125VNX-W / FDUA125 | N/A | MITSUBISHI HEAVY INDUSTRIES | N/A | Ducted | Single Split System | - | Air | Air | Thailand | 3.83 | N/A | 12.5 | N/A | N/A | N/A | N/A | N/A | 3.68 | 14 | Enthalpy Test Room | 3.8814 | 4.0192 | N/A | - | N/A | N/A | N/A | N/A | N/A | N/A | N/A | N/A | N/A | N/A | N/A | N/A | N/A | N/A | N/A | N/A | N/A | Single | R32 | Australia,Fiji,New Zealand | 136583 | 2026-03-17 |  | Approved | Reverse Cycle | N/A | Yes | Class 11 | Yes | N/A | N/A | N/A | N/A | N/A | N/A | N/A | Available | N/A | N/A | http://www.mhiaa.com.au/ | http://www.mhiaa.com.au | N/A |  |  | AAC5839 | Yes | Variable output compressor | Inverter | No | - | 12500 | 3.83 | - | 1400 | 6250 | No | - | - | - | 3500.62 | 13462.5 | No | 1279.6 | 6731.25 | No | - | - | 14000 | 3.68 | 1400 | 7000 | No | - | - | Yes | 5110 | 14200 | No | - | - | No | - | - | - | - | - | No | - | - | No | - | - | No | - | - | - | 68 | 3.952 | 3.881 | 4.338 | 4.981 | 4.696 | 4.683 | 840 | 1303 | 3722 | 1791 | 2249 | 4968 | 2 | 2 | 2.5 | 3.754 | 4.151 | 4.589 | 3.98 | 4.327 | 4.592 | 4918 | 1889 | 310 | 1595 | 855 | 204 | 2 | 2.5 | 3 | No | - | - | - | - | N/A | N/A | N/A | 21.5213 | 3.2029 | 3.7306
[SEER Non Multi-Split <=65kW] GEMS (Air Conditioners up to 65kW) Determination 2019 | MEPS 2019 | AS/NZS 3823.1.1:2012 | FDCA125VSX-W / FDE125VH | FDC(A)125VSX-W / FDE125VH | N/A | MITSUBISHI HEAVY INDUSTRIES | N/A | Non Ducted | Single Split System | Under ceiling | Air | Air | Thailand | 3.77 | N/A | 12.5 | N/A | N/A | N/A | N/A | N/A | 3.74 | 14 | Calorimeter Room | 3.4597 | 3.7813 | N/A | - | N/A | N/A | N/A | N/A | N/A | N/A | N/A | N/A | N/A | N/A | N/A | N/A | N/A | N/A | N/A | N/A | N/A | Three | R32 | Australia,Fiji,New Zealand | 133772 | 2026-01-22 |  | Approved | Reverse Cycle | N/A | Yes | Class 11 | Yes | N/A | N/A | N/A | N/A | N/A | N/A | N/A | Available | N/A | N/A | http://www.mhiaa.com.au/ | http://www.mhiaa.com.au | N/A |  |  | AAC5671 | Yes | Variable output compressor | Inverter | No | - | 12500 | 3.77 | - | 1290 | 6250 | No | - | - | - | 3445.78 | 13462.5 | No | 1179.06 | 6731.25 | No | - | - | 14000 | 3.74 | 1240 | 7000 | No | - | - | Yes | 5830 | 14900 | No | - | - | No | - | - | - | - | - | No | - | - | No | - | - | No | - | - | 64 | 68 | 4.261 | 4.144 | 4.601 | 5.375 | 5.04 | 4.98 | 783 | 1225 | 3515 | 1663 | 2099 | 4675 | 2.5 | 2.5 | 3 | 3.936 | 4.465 | 5.153 | 4.285 | 4.762 | 5.173 | 4686 | 1751 | 274 | 1478 | 774 | 179 | 2 | 2.5 | 3.5 | No | - | - | - | - | N/A | N/A | N/A | 18.2978 | 3.2621 | 3.6824
[SEER Non Multi-Split <=65kW] GEMS (Air Conditioners up to 65kW) Determination 2019 | MEPS 2019 | AS/NZS 3823.1.1:2012 | FDCA125VSX-W / FDT125VH | FDC(A)125VSX-W / FDT125VH | N/A | MITSUBISHI HEAVY INDUSTRIES | N/A | Non Ducted | Single Split System | Cassette | Air | Air | Thailand | 3.81 | N/A | 12.5 | N/A | N/A | N/A | N/A | N/A | 3.72 | 14 | Calorimeter Room | 3.6387 | 4.0768 | N/A | - | N/A | N/A | N/A | N/A | N/A | N/A | N/A | N/A | N/A | N/A | N/A | N/A | N/A | N/A | N/A | N/A | N/A | Three | R32 | Australia,Fiji,New Zealand | 133776 | 2026-01-25 |  | Approved | Reverse Cycle | N/A | Yes | Class 11 | Yes | N/A | N/A | N/A | N/A | N/A | N/A | N/A | Available | N/A | N/A | http://www.mhiaa.com.au/ | http://www.mhiaa.com.au | N/A |  |  | AAC5673 | Yes | Variable output compressor | Inverter | No | - | 12500 | 3.81 | - | 1480 | 6250 | No | - | - | - | 3482.34 | 13462.5 | No | 1352.72 | 6731.25 | No | - | - | 14000 | 3.72 | 1470 | 7000 | No | - | - | Yes | 5310 | 14700 | No | - | - | No | - | - | - | - | - | No | - | - | No | - | - | No | - | - | 63 | 68 | 4.155 | 4.024 | 4.3 | 4.947 | 4.648 | 4.585 | 826 | 1290 | 3789 | 1831 | 2300 | 5102 | 2.5 | 2.5 | 2.5 | 3.678 | 4.01 | 4.377 | 3.861 | 4.153 | 4.376 | 4989 | 1918 | 289 | 1616 | 861 | 185 | 2 | 2.5 | 2.5 | No | - | - | - | - | N/A | N/A | N/A | 8.3926 | 3.2566 | 3.735
[SEER Non Multi-Split <=65kW] GEMS (Air Conditioners up to 65kW) Determination 2019 | MEPS 2019 | AS/NZS 3823.1.2:2012 | FDCA125VSX-W / FDU125VH | FDC(A)125VSX-W / FDU125VH | N/A | MITSUBISHI HEAVY INDUSTRIES | N/A | Ducted | Single Split System | - | Air | Air | Thailand | 3.49 | N/A | 12.5 | N/A | N/A | N/A | N/A | N/A | 3.61 | 14 | Enthalpy Test Room | 3.6659 | 3.9529 | N/A | - | N/A | N/A | N/A | N/A | N/A | N/A | N/A | N/A | N/A | N/A | N/A | N/A | N/A | N/A | N/A | N/A | N/A | Three | R32 | Australia,Fiji,New Zealand | 133527 | 2026-01-21 |  | Approved | Reverse Cycle | N/A | Yes | Class 11 | Yes | N/A | N/A | N/A | N/A | N/A | N/A | N/A | Available | N/A | N/A | http://www.mhiaa.com.au/ | http://www.mhiaa.com.au | N/A |  |  | AAC5653 | Yes | Variable output compressor | Inverter | No | - | 12500 | 3.49 | - | 1430 | 6250 | No | - | - | - | 3189.86 | 13462.5 | No | 1307.02 | 6731.25 | No | - | - | 14000 | 3.61 | 1440 | 7000 | No | - | - | Yes | 4490 | 13100 | No | - | - | No | - | - | - | - | - | No | - | - | No | - | - | No | - | - | - | 68 | 4.172 | 4.103 | 4.492 | 5.065 | 4.793 | 4.797 | 808 | 1247 | 3610 | 1775 | 2216 | 4862 | 2.5 | 2.5 | 2.5 | 3.678 | 4.088 | 4.47 | 3.885 | 4.234 | 4.467 | 5004 | 1899 | 300 | 1619 | 858 | 195 | 2 | 2.5 | 2.5 | No | - | - | - | - | N/A | N/A | N/A | 14.7967 | 3.5311 | 3.8251
[SEER Non Multi-Split <=65kW] GEMS (Air Conditioners up to 65kW) Determination 2019 | MEPS 2019 | AS/NZS 3823.1.2:2012 | FDCA125VSX-W / FDUA125VH | FDC(A)125VSX-W / FDUA125 | N/A | MITSUBISHI HEAVY INDUSTRIES | N/A | Ducted | Single Split System | - | Air | Air | Thailand | 3.83 | N/A | 12.5 | N/A | N/A | N/A | N/A | N/A | 3.68 | 14 | Enthalpy Test Room | 3.7953 | 4.0427 | N/A | - | N/A | N/A | N/A | N/A | N/A | N/A | N/A | N/A | N/A | N/A | N/A | N/A | N/A | N/A | N/A | N/A | N/A | Three | R32 | Australia,Fiji,New Zealand | 136586 | 2026-03-12 |  | Approved | Reverse Cycle | N/A | Yes | Class 11 | Yes | N/A | N/A | N/A | N/A | N/A | N/A | N/A | Available | N/A | N/A | http://www.mhiaa.com.au/ | http://www.mhiaa.com.au | N/A |  |  | AAC5832 | Yes | Variable output compressor | Inverter | No | - | 12500 | 3.83 | - | 1400 | 6250 | No | - | - | - | 3500.62 | 13462.5 | No | 1279.6 | 6731.25 | No | - | - | 14000 | 3.68 | 1400 | 7000 | No | - | - | Yes | 5110 | 14200 | No | - | - | No | - | - | - | - | - | No | - | - | No | - | - | No | - | - | - | 68 | 4.123 | 4.01 | 4.386 | 5.075 | 4.768 | 4.715 | 818 | 1277 | 3698 | 1771 | 2228 | 4947 | 2.5 | 2.5 | 2.5 | 3.754 | 4.151 | 4.589 | 3.98 | 4.327 | 4.592 | 4903 | 1871 | 293 | 1582 | 841 | 190 | 2 | 2.5 | 3 | No | - | - | - | - | N/A | N/A | N/A | 14.9012 | 3.2213 | 3.753
[SEER Non Multi-Split <=65kW] GEMS (Air Conditioners up to 65kW) Determination 2019 | MEPS 2019 | AS/NZS 3823.1.1:2012 | FDCA140VNX / FDT140VH |  | N/A | MITSUBISHI HEAVY INDUSTRIES | N/A | Non Ducted | Single Split System | Cassette | Air | Air | Thailand | 4.58 | N/A | 14 | N/A | N/A | N/A | N/A | N/A | 4.2 | 16 | Calorimeter Room | 3.0744 | 3.7158 | N/A | - | N/A | N/A | N/A | N/A | N/A | N/A | N/A | N/A | N/A | N/A | N/A | N/A | N/A | N/A | N/A | N/A | N/A | Single | R410A | Australia,Fiji,New Zealand | 131620 | 2025-08-13 |  | Approved | Reverse Cycle | N/A | Yes | Class 11 | Yes | N/A | N/A | N/A | N/A | N/A | N/A | N/A | Available | N/A | N/A | http://www.mhiaa.com.au/ | http://www.mhiaa.com.au | N/A |  |  | AAC5153 | Yes | Variable output compressor | Inverter | No | - | 14000 | 4.58 | - | 1660 | 7000 | No | - | - | - | 4186.12 | 15078 | No | 1517.24 | 7539 | No | - | - | 16000 | 4.2 | 1670 | 8000 | No | - | - | Yes | 8700 | 20000 | No | - | - | No | - | - | - | - | - | No | - | - | No | - | - | No | - | - | 64 | 72 | 3.597 | 3.556 | 4.046 | 4.624 | 4.371 | 4.386 | 1021 | 1577 | 4454 | 2148 | 2693 | 5928 | 2 | 2 | 2.5 | 3.707 | 4.04 | 4.404 | 3.891 | 4.181 | 4.402 | 5707 | 2236 | 385 | 1880 | 1025 | 256 | 2 | 2.5 | 2.5 | No | - | - | - | - | N/A | N/A | N/A | 32.2893 | 2.9856 | 3.713
[SEER Non Multi-Split <=65kW] GEMS (Air Conditioners up to 65kW) Determination 2019 | MEPS 2019 | AS/NZS 3823.1.2:2012 | FDCA140VNX / FDUA140 | FDCA140VNX / FDUA140 | N/A | MITSUBISHI HEAVY INDUSTRIES | N/A | Ducted | Single Split System | - | Air | Air | Thailand | 4.37 | N/A | 14 | N/A | N/A | N/A | N/A | N/A | 4.19 | 16 | Enthalpy Test Room | 3.1409 | 3.7867 | N/A | - | N/A | N/A | N/A | N/A | N/A | N/A | N/A | N/A | N/A | N/A | N/A | N/A | N/A | N/A | N/A | N/A | N/A | Single | R410A | Australia,Fiji,New Zealand | 131629 | 2025-08-14 |  | Approved | Reverse Cycle | N/A | Yes | Class 11 | Yes | N/A | N/A | N/A | N/A | N/A | N/A | N/A | Available | N/A | N/A | http://www.mhiaa.com.au/ | http://www.mhiaa.com.au | N/A |  |  | AAC5160 | Yes | Variable output compressor | Inverter | No | - | 14000 | 4.37 | - | 1832 | 7560 | No | - | - | - | 3994.18 | 15078 | No | 1674.448 | 8142.12 | No | - | - | 16000 | 4.19 | 1650 | 8000 | No | - | - | Yes | 4970 | 14000 | No | - | - | No | - | - | - | - | - | No | - | - | No | - | - | No | - | - | - | 72 | 3.507 | 3.502 | 4.049 | 4.511 | 4.29 | 4.377 | 1038 | 1589 | 4438 | 2193 | 2734 | 5930 | 2 | 2 | 2.5 | 3.551 | 4.029 | 4.456 | 3.791 | 4.194 | 4.455 | 5967 | 2256 | 395 | 1938 | 1033 | 265 | 2 | 2.5 | 2.5 | No | - | - | - | - | N/A | N/A | N/A | 37.4 | 3.1136 | 3.7068
[SEER Non Multi-Split <=65kW] GEMS (Air Conditioners up to 65kW) Determination 2019 | MEPS 2019 | AS/NZS 3823.1.2:2012 | FDCA140VNX / FDUA140VG | FDCA140VNX / FDUA140 | N/A | MITSUBISHI HEAVY INDUSTRIES | N/A | Ducted | Single Split System | - | Air | Air | Thailand | 4.37 | N/A | 14 | N/A | N/A | N/A | N/A | N/A | 4.19 | 16 | Enthalpy Test Room | 3.1409 | 3.7867 | N/A | - | N/A | N/A | N/A | N/A | N/A | N/A | N/A | N/A | N/A | N/A | N/A | N/A | N/A | N/A | N/A | N/A | N/A | Single | R410A | Australia,Fiji,New Zealand | 131629 | 2025-08-14 |  | Approved | Reverse Cycle | N/A | Yes | Class 11 | Yes | N/A | N/A | N/A | N/A | N/A | N/A | N/A | Available | N/A | N/A | http://www.mhiaa.com.au/ | http://www.mhiaa.com.au | N/A |  |  | AAC5160 | Yes | Variable output compressor | Inverter | No | - | 14000 | 4.37 | - | 1832 | 7560 | No | - | - | - | 3994.18 | 15078 | No | 1674.448 | 8142.12 | No | - | - | 16000 | 4.19 | 1650 | 8000 | No | - | - | Yes | 4970 | 14000 | No | - | - | No | - | - | - | - | - | No | - | - | No | - | - | No | - | - | - | 72 | 3.507 | 3.502 | 4.049 | 4.511 | 4.29 | 4.377 | 1038 | 1589 | 4438 | 2193 | 2734 | 5930 | 2 | 2 | 2.5 | 3.551 | 4.029 | 4.456 | 3.791 | 4.194 | 4.455 | 5967 | 2256 | 395 | 1938 | 1033 | 265 | 2 | 2.5 | 2.5 | No | - | - | - | - | N/A | N/A | N/A | 37.4 | 3.1136 | 3.7068
[SEER Non Multi-Split <=65kW] GEMS (Air Conditioners up to 65kW) Determination 2019 | MEPS 2019 | AS/NZS 3823.1.2:2012 | FDCA140VNX / FDUA140VH | FDCA140VNX / FDUA140 | N/A | MITSUBISHI HEAVY INDUSTRIES | N/A | Ducted | Single Split System | - | Air | Air | Thailand | 4.37 | N/A | 14 | N/A | N/A | N/A | N/A | N/A | 4.19 | 16 | Enthalpy Test Room | 3.1409 | 3.7867 | N/A | - | N/A | N/A | N/A | N/A | N/A | N/A | N/A | N/A | N/A | N/A | N/A | N/A | N/A | N/A | N/A | N/A | N/A | Single | R410A | Australia,Fiji,New Zealand | 131629 | 2025-08-14 |  | Approved | Reverse Cycle | N/A | Yes | Class 11 | Yes | N/A | N/A | N/A | N/A | N/A | N/A | N/A | Available | N/A | N/A | http://www.mhiaa.com.au/ | http://www.mhiaa.com.au | N/A |  |  | AAC5160 | Yes | Variable output compressor | Inverter | No | - | 14000 | 4.37 | - | 1832 | 7560 | No | - | - | - | 3994.18 | 15078 | No | 1674.448 | 8142.12 | No | - | - | 16000 | 4.19 | 1650 | 8000 | No | - | - | Yes | 4970 | 14000 | No | - | - | No | - | - | - | - | - | No | - | - | No | - | - | No | - | - | - | 72 | 3.507 | 3.502 | 4.049 | 4.511 | 4.29 | 4.377 | 1038 | 1589 | 4438 | 2193 | 2734 | 5930 | 2 | 2 | 2.5 | 3.551 | 4.029 | 4.456 | 3.791 | 4.194 | 4.455 | 5967 | 2256 | 395 | 1938 | 1033 | 265 | 2 | 2.5 | 2.5 | No | - | - | - | - | N/A | N/A | N/A | 37.4 | 3.1136 | 3.7068
[SEER Non Multi-Split <=65kW] GEMS (Air Conditioners up to 65kW) Determination 2019 | MEPS 2019 | AS/NZS 3823.1.1:2012 | FDCA140VNX-W / FDE140VH | FDC(A)140VNX-W / FDE140VH | N/A | MITSUBISHI HEAVY INDUSTRIES | N/A | Non Ducted | Single Split System | Under ceiling | Air | Air | Thailand | 4.08 | N/A | 14 | N/A | N/A | N/A | N/A | N/A | 4.41 | 16 | Calorimeter Room | 3.3503 | 3.7486 | N/A | - | N/A | N/A | N/A | N/A | N/A | N/A | N/A | N/A | N/A | N/A | N/A | N/A | N/A | N/A | N/A | N/A | N/A | Single | R32 | Australia,Fiji,New Zealand | 133381 | 2026-01-22 |  | Approved | Reverse Cycle | N/A | Yes | Class 11 | Yes | N/A | N/A | N/A | N/A | N/A | N/A | N/A | Available | N/A | N/A | http://www.mhiaa.com.au/ | http://www.mhiaa.com.au | N/A |  |  | AAC5660 | Yes | Variable output compressor | Inverter | No | - | 14000 | 4.08 | - | 1520 | 7000 | No | - | - | - | 3729.12 | 15078 | No | 1389.28 | 7539 | No | - | - | 16000 | 4.41 | 1500 | 8000 | No | - | - | Yes | 6120 | 15500 | No | - | - | No | - | - | - | - | - | No | - | - | No | - | - | No | - | - | 65 | 69 | 4.206 | 4.115 | 4.539 | 5.214 | 4.912 | 4.882 | 893 | 1387 | 3995 | 1925 | 2417 | 5345 | 2.5 | 2.5 | 3 | 3.699 | 4.239 | 4.873 | 4.031 | 4.509 | 4.889 | 5690 | 2100 | 323 | 1789 | 927 | 210 | 2 | 2.5 | 3 | No | - | - | - | - | N/A | N/A | N/A | 18.8524 | 3.3786 | 3.5764
[SEER Non Multi-Split <=65kW] GEMS (Air Conditioners up to 65kW) Determination 2019 | MEPS 2019 | AS/NZS 3823.1.1:2012 | FDCA140VNX-W / FDT140VH | FDC(A)140VNX-W / FDT140VH | N/A | MITSUBISHI HEAVY INDUSTRIES | N/A | Non Ducted | Single Split System | Cassette | Air | Air | Thailand | 3.87 | N/A | 14 | N/A | N/A | N/A | N/A | N/A | 4.2 | 16 | Calorimeter Room | 3.5609 | 3.8337 | N/A | - | N/A | N/A | N/A | N/A | N/A | N/A | N/A | N/A | N/A | N/A | N/A | N/A | N/A | N/A | N/A | N/A | N/A | Single | R32 | Australia,Fiji,New Zealand | 133466 | 2026-01-22 |  | Approved | Reverse Cycle | N/A | Yes | Class 11 | Yes | N/A | N/A | N/A | N/A | N/A | N/A | N/A | Available | N/A | N/A | http://www.mhiaa.com.au/ | http://www.mhiaa.com.au | N/A |  |  | AAC5670 | Yes | Variable output compressor | Inverter | No | - | 14000 | 3.87 | - | 1480 | 7000 | No | - | - | - | 3537.18 | 15078 | No | 1352.72 | 7539 | No | - | - | 16000 | 4.2 | 1480 | 8000 | No | - | - | Yes | 6170 | 15500 | No | - | - | No | - | - | - | - | - | No | - | - | No | - | - | No | - | - | 63 | 69 | 4.393 | 4.3 | 4.722 | 5.401 | 5.092 | 5.066 | 857 | 1331 | 3844 | 1862 | 2334 | 5154 | 2.5 | 2.5 | 3 | 3.767 | 4.336 | 4.946 | 4.094 | 4.59 | 4.958 | 5584 | 2048 | 313 | 1758 | 907 | 203 | 2 | 2.5 | 3 | No | - | - | - | - | N/A | N/A | N/A | 16.7439 | 3.5654 | 3.7589
[SEER Non Multi-Split <=65kW] GEMS (Air Conditioners up to 65kW) Determination 2019 | MEPS 2019 | AS/NZS 3823.1.2:2012 | FDCA140VNX-W / FDU140VH | FDC(A)140VNX-W / FDU140VH | N/A | MITSUBISHI HEAVY INDUSTRIES | N/A | Ducted | Single Split System | - | Air | Air | Thailand | 4.22 | N/A | 14 | N/A | N/A | N/A | N/A | N/A | 4.22 | 16 | Enthalpy Test Room | 3.7881 | 4.0788 | N/A | - | N/A | N/A | N/A | N/A | N/A | N/A | N/A | N/A | N/A | N/A | N/A | N/A | N/A | N/A | N/A | N/A | N/A | Single | R32 | Australia,Fiji,New Zealand | 133112 | 2026-01-22 |  | Approved | Reverse Cycle | N/A | Yes | Class 11 | Yes | N/A | N/A | N/A | N/A | N/A | N/A | N/A | Available | N/A | N/A | http://www.mhiaa.com.au/ | http://www.mhiaa.com.au | N/A |  |  | AAC5658 | Yes | Variable output compressor | Inverter | No | - | 14000 | 4.22 | - | 1660 | 7000 | No | - | - | - | 3857.08 | 15078 | No | 1517.24 | 7539 | No | - | - | 16000 | 4.22 | 1690 | 8000 | No | - | - | Yes | 5850 | 15500 | No | - | - | No | - | - | - | - | - | No | - | - | No | - | - | No | - | - | - | 69 | 3.896 | 3.835 | 4.242 | 4.809 | 4.548 | 4.55 | 962 | 1486 | 4272 | 2086 | 2609 | 5734 | 2 | 2 | 2.5 | 3.575 | 3.981 | 4.354 | 3.779 | 4.123 | 4.351 | 5890 | 2239 | 361 | 1911 | 1015 | 236 | 2 | 2 | 2.5 | No | - | - | - | - | N/A | N/A | N/A | 21.0826 | 3.2624 | 3.7285
[SEER Non Multi-Split <=65kW] GEMS (Air Conditioners up to 65kW) Determination 2019 | MEPS 2019 | AS/NZS 3823.1.2:2012 | FDCA140VNX-W / FDUA140VH | FDC(A)140VNX-W / FDUA140 | N/A | MITSUBISHI HEAVY INDUSTRIES | N/A | Ducted | Single Split System | - | Air | Air | Australia | 4.02 | N/A | 14 | N/A | N/A | N/A | N/A | N/A | 4.19 | 16 | Enthalpy Test Room | 3.4895 | 4.0417 | N/A | - | N/A | N/A | N/A | N/A | N/A | N/A | N/A | N/A | N/A | N/A | N/A | N/A | N/A | N/A | N/A | N/A | N/A | Single | R32 | Australia,Fiji,New Zealand | 136624 | 2026-03-12 |  | Approved | Reverse Cycle | N/A | Yes | Class 11 | Yes | N/A | N/A | N/A | N/A | N/A | N/A | N/A | Available | N/A | N/A | http://www.mhiaa.com.au/ | http://www.mhiaa.com.au | N/A |  |  | AAC5833 | Yes | Variable output compressor | Inverter | No | - | 14000 | 4.02 | - | 1720 | 7000 | No | - | - | - | 3674.28 | 15078 | No | 1572.08 | 7539 | No | - | - | 16000 | 4.19 | 1580 | 8000 | No | - | - | Yes | 5610 | 15500 | No | - | - | No | - | - | - | - | - | No | - | - | No | - | - | No | - | - | - | 69 | 3.855 | 3.824 | 4.232 | 4.71 | 4.475 | 4.518 | 972 | 1490 | 4282 | 2131 | 2651 | 5775 | 2 | 2 | 2.5 | 3.73 | 4.178 | 4.645 | 3.979 | 4.367 | 4.649 | 5649 | 2136 | 342 | 1817 | 961 | 224 | 2 | 2.5 | 3 | No | - | - | - | - | N/A | N/A | N/A | 21.268 | 3.4214 | 3.7542
[SEER Non Multi-Split <=65kW] GEMS (Air Conditioners up to 65kW) Determination 2019 | MEPS 2019 | AS/NZS 3823.1.1:2012 | FDCA140VSX / FDT140VH |  | N/A | MITSUBISHI HEAVY INDUSTRIES | N/A | Non Ducted | Single Split System | Cassette | Air | Air | Thailand | 4.58 | N/A | 14 | N/A | N/A | N/A | N/A | N/A | 4.2 | 16 | Calorimeter Room | 3.1254 | 3.8364 | N/A | - | N/A | N/A | N/A | N/A | N/A | N/A | N/A | N/A | N/A | N/A | N/A | N/A | N/A | N/A | N/A | N/A | N/A | Three | R410A | Australia,Fiji,New Zealand | 131621 | 2025-08-14 |  | Approved | Reverse Cycle | N/A | Yes | Class 11 | Yes | N/A | N/A | N/A | N/A | N/A | N/A | N/A | Available | N/A | N/A | http://www.mhiaa.com.au/ | http://www.mhiaa.com.au | N/A |  |  | AAC5159 | Yes | Variable output compressor | Inverter | No | - | 14000 | 4.58 | - | 1600 | 7000 | No | - | - | - | 4186.12 | 15078 | No | 1462.4 | 7539 | No | - | - | 16000 | 4.2 | 1600 | 8000 | No | - | - | Yes | 5870 | 15100 | No | - | - | No | - | - | - | - | - | No | - | - | No | - | - | No | - | - | 64 | 72 | 3.792 | 3.713 | 4.167 | 4.826 | 4.54 | 4.514 | 978 | 1522 | 4337 | 2068 | 2602 | 5770 | 2 | 2 | 2.5 | 3.622 | 4.117 | 4.589 | 3.883 | 4.305 | 4.592 | 5827 | 2180 | 358 | 1871 | 985 | 237 | 2 | 2.5 | 3 | No | - | - | - | - | N/A | N/A | N/A | 26.3749 | 2.9984 | 3.7303
[SEER Non Multi-Split <=65kW] GEMS (Air Conditioners up to 65kW) Determination 2019 | MEPS 2019 | AS/NZS 3823.1.2:2012 | FDCA140VSX / FDUA140 | FDCA140VSX / FDUA140 | N/A | MITSUBISHI HEAVY INDUSTRIES | N/A | Ducted | Single Split System | - | Air | Air | Thailand | 4.37 | N/A | 14 | N/A | N/A | N/A | N/A | N/A | 4.19 | 16 | Enthalpy Test Room | 3.2798 | 3.8538 | N/A | - | N/A | N/A | N/A | N/A | N/A | N/A | N/A | N/A | N/A | N/A | N/A | N/A | N/A | N/A | N/A | N/A | N/A | Three | R410A | Australia,Fiji,New Zealand | 132516 | 2025-09-22 |  | Approved | Reverse Cycle | N/A | Yes | Class 11 | Yes | N/A | N/A | N/A | N/A | N/A | N/A | N/A | Available | N/A | N/A | http://www.mhiaa.com.au/ | http://www.mhiaa.com.au | N/A |  |  | AAC5306 | Yes | Variable output compressor | Inverter | No | - | 14000 | 4.37 | - | 1800 | 7600 | No | - | - | - | 3994.18 | 15078 | No | 1645.2 | 8185.2 | No | - | - | 16000 | 4.19 | 1550 | 7800 | No | - | - | Yes | 5840 | 15600 | No | - | - | No | - | - | - | - | - | No | - | - | No | - | - | No | - | - | - | 72 | 3.677 | 3.639 | 4.142 | 4.663 | 4.415 | 4.469 | 1001 | 1543 | 4352 | 2132 | 2668 | 5818 | 2 | 2 | 2.5 | 3.7 | 4.155 | 4.628 | 3.955 | 4.349 | 4.634 | 5715 | 2173 | 367 | 1847 | 985 | 244 | 2 | 2.5 | 3 | No | - | - | - | - | N/A | N/A | N/A | 30.82 | 3.1291 | 3.726
[SEER Non Multi-Split <=65kW] GEMS (Air Conditioners up to 65kW) Determination 2019 | MEPS 2019 | AS/NZS 3823.1.2:2012 | FDCA140VSX / FDUA140VG | FDCA140VSX / FDUA140 | N/A | MITSUBISHI HEAVY INDUSTRIES | N/A | Ducted | Single Split System | - | Air | Air | Thailand | 4.37 | N/A | 14 | N/A | N/A | N/A | N/A | N/A | 4.19 | 16 | Enthalpy Test Room | 3.2798 | 3.8538 | N/A | - | N/A | N/A | N/A | N/A | N/A | N/A | N/A | N/A | N/A | N/A | N/A | N/A | N/A | N/A | N/A | N/A | N/A | Three | R410A | Australia,Fiji,New Zealand | 132516 | 2025-09-22 |  | Approved | Reverse Cycle | N/A | Yes | Class 11 | Yes | N/A | N/A | N/A | N/A | N/A | N/A | N/A | Available | N/A | N/A | http://www.mhiaa.com.au/ | http://www.mhiaa.com.au | N/A |  |  | AAC5306 | Yes | Variable output compressor | Inverter | No | - | 14000 | 4.37 | - | 1800 | 7600 | No | - | - | - | 3994.18 | 15078 | No | 1645.2 | 8185.2 | No | - | - | 16000 | 4.19 | 1550 | 7800 | No | - | - | Yes | 5840 | 15600 | No | - | - | No | - | - | - | - | - | No | - | - | No | - | - | No | - | - | - | 72 | 3.677 | 3.639 | 4.142 | 4.663 | 4.415 | 4.469 | 1001 | 1543 | 4352 | 2132 | 2668 | 5818 | 2 | 2 | 2.5 | 3.7 | 4.155 | 4.628 | 3.955 | 4.349 | 4.634 | 5715 | 2173 | 367 | 1847 | 985 | 244 | 2 | 2.5 | 3 | No | - | - | - | - | N/A | N/A | N/A | 30.82 | 3.1291 | 3.726
[SEER Non Multi-Split <=65kW] GEMS (Air Conditioners up to 65kW) Determination 2019 | MEPS 2019 | AS/NZS 3823.1.2:2012 | FDCA140VSX / FDUA140VH | FDCA140VSX / FDUA140 | N/A | MITSUBISHI HEAVY INDUSTRIES | N/A | Ducted | Single Split System | - | Air | Air | Thailand | 4.37 | N/A | 14 | N/A | N/A | N/A | N/A | N/A | 4.19 | 16 | Enthalpy Test Room | 3.2798 | 3.8538 | N/A | - | N/A | N/A | N/A | N/A | N/A | N/A | N/A | N/A | N/A | N/A | N/A | N/A | N/A | N/A | N/A | N/A | N/A | Three | R410A | Australia,Fiji,New Zealand | 132516 | 2025-09-22 |  | Approved | Reverse Cycle | N/A | Yes | Class 11 | Yes | N/A | N/A | N/A | N/A | N/A | N/A | N/A | Available | N/A | N/A | http://www.mhiaa.com.au/ | http://www.mhiaa.com.au | N/A |  |  | AAC5306 | Yes | Variable output compressor | Inverter | No | - | 14000 | 4.37 | - | 1800 | 7600 | No | - | - | - | 3994.18 | 15078 | No | 1645.2 | 8185.2 | No | - | - | 16000 | 4.19 | 1550 | 7800 | No | - | - | Yes | 5840 | 15600 | No | - | - | No | - | - | - | - | - | No | - | - | No | - | - | No | - | - | - | 72 | 3.677 | 3.639 | 4.142 | 4.663 | 4.415 | 4.469 | 1001 | 1543 | 4352 | 2132 | 2668 | 5818 | 2 | 2 | 2.5 | 3.7 | 4.155 | 4.628 | 3.955 | 4.349 | 4.634 | 5715 | 2173 | 367 | 1847 | 985 | 244 | 2 | 2.5 | 3 | No | - | - | - | - | N/A | N/A | N/A | 30.82 | 3.1291 | 3.726
[SEER Non Multi-Split <=65kW] GEMS (Air Conditioners up to 65kW) Determination 2019 | MEPS 2019 | AS/NZS 3823.1.1:2012 | FDCA140VSX-W / FDE140VH | FDC(A)140VSX-W / FDE140VH | N/A | MITSUBISHI HEAVY INDUSTRIES | N/A | Non Ducted | Single Split System | Under ceiling | Air | Air | Thailand | 4.08 | N/A | 14 | N/A | N/A | N/A | N/A | N/A | 4.41 | 16 | Calorimeter Room | 3.5023 | 3.9006 | N/A | - | N/A | N/A | N/A | N/A | N/A | N/A | N/A | N/A | N/A | N/A | N/A | N/A | N/A | N/A | N/A | N/A | N/A | Three | R32 | Australia,Fiji,New Zealand | 133382 | 2026-01-22 |  | Approved | Reverse Cycle | N/A | Yes | Class 11 | Yes | N/A | N/A | N/A | N/A | N/A | N/A | N/A | Available | N/A | N/A | http://www.mhiaa.com.au/ | http://www.mhiaa.com.au | N/A |  |  | AAC5669 | Yes | Variable output compressor | Inverter | No | - | 14000 | 4.08 | - | 1520 | 7000 | No | - | - | - | 3729.12 | 15078 | No | 1389.28 | 7539 | No | - | - | 16000 | 4.41 | 1500 | 8000 | No | - | - | Yes | 6120 | 15500 | No | - | - | No | - | - | - | - | - | - | - | - | No | - | - | No | - | - | 65 | 69 | 4.354 | 4.226 | 4.58 | 5.294 | 4.972 | 4.909 | 874 | 1364 | 3973 | 1907 | 2399 | 5328 | 2.5 | 2.5 | 3 | 3.699 | 4.239 | 4.873 | 4.031 | 4.509 | 4.889 | 5678 | 2085 | 308 | 1777 | 916 | 198 | 2 | 2.5 | 3 | No | - | - | - | - | N/A | N/A | N/A | 13.1538 | 3.3944 | 3.5919
[SEER Non Multi-Split <=65kW] GEMS (Air Conditioners up to 65kW) Determination 2019 | MEPS 2019 | AS/NZS 3823.1.1:2012 | FDCA140VSX-W / FDT140VH | FDC(A)140VSX-W / FDT140VH | N/A | MITSUBISHI HEAVY INDUSTRIES | N/A | Non Ducted | Single Split System | Cassette | Air | Air | Thailand | 3.87 | N/A | 14 | N/A | N/A | N/A | N/A | N/A | 4.2 | 16 | Calorimeter Room | 3.5675 | 3.9148 | N/A | - | N/A | N/A | N/A | N/A | N/A | N/A | N/A | N/A | N/A | N/A | N/A | N/A | N/A | N/A | N/A | N/A | N/A | Three | R32 | Australia,Fiji,New Zealand | 133517 | 2026-01-20 |  | Approved | Reverse Cycle | N/A | Yes | Class 11 | Yes | N/A | N/A | N/A | N/A | N/A | N/A | N/A | Available | N/A | N/A | http://www.mhiaa.com.au/ | http://www.mhiaa.com.au | N/A |  |  | AAC5651 | Yes | Variable output compressor | Inverter | No | - | 14000 | 3.87 | - | 1480 | 7000 | No | - | - | - | 3537.18 | 15078 | No | 1352.72 | 7539 | No | - | - | 16000 | 4.2 | 1480 | 8000 | No | - | - | Yes | 6170 | 15500 | No | - | - | No | - | - | - | - | - | No | - | - | No | - | - | No | - | - | 63 | 68 | 4.564 | 4.428 | 4.768 | 5.491 | 5.16 | 5.096 | 837 | 1307 | 3821 | 1843 | 2316 | 5136 | 3 | 2.5 | 3 | 3.767 | 4.336 | 4.946 | 4.094 | 4.59 | 4.958 | 5570 | 2033 | 298 | 1745 | 895 | 191 | 2 | 2.5 | 3 | No | - | - | - | - | N/A | N/A | N/A | 10.7349 | 3.584 | 3.7769
[SEER Non Multi-Split <=65kW] GEMS (Air Conditioners up to 65kW) Determination 2019 | MEPS 2019 | AS/NZS 3823.1.2:2012 | FDCA140VSX-W / FDU140VH | FDC(A)140VSX-W / FDU140VH | N/A | MITSUBISHI HEAVY INDUSTRIES | N/A | Ducted | Single Split System | - | Air | Air | Thailand | 4.22 | N/A | 14 | N/A | N/A | N/A | N/A | N/A | 4.22 | 16 | Enthalpy Test Room | 3.7504 | 4.2314 | N/A | - | N/A | N/A | N/A | N/A | N/A | N/A | N/A | N/A | N/A | N/A | N/A | N/A | N/A | N/A | N/A | N/A | N/A | Three | R32 | Australia,Fiji,New Zealand | 133127 | 2026-01-22 |  | Approved | Reverse Cycle | N/A | Yes | Class 11 | Yes | N/A | N/A | N/A | N/A | N/A | N/A | N/A | Available | N/A | N/A | http://www.mhiaa.com.au/ | http://www.mhiaa.com.au | N/A |  |  | AAC5659 | Yes | Variable output compressor | Inverter | No | - | 14000 | 4.22 | - | 1660 | 7000 | No | - | - | - | 3857.08 | 15078 | No | 1517.24 | 7539 | No | - | - | 16000 | 4.22 | 1690 | 8000 | No | - | - | Yes | 5850 | 15500 | No | - | - | No | - | - | - | - | - | No | - | - | No | - | - | - | - | - | - | 69 | 4.034 | 3.94 | 4.281 | 4.883 | 4.604 | 4.575 | 941 | 1461 | 4249 | 2066 | 2589 | 5715 | 2.5 | 2 | 2.5 | 3.575 | 3.981 | 4.354 | 3.779 | 4.123 | 4.351 | 5877 | 2222 | 345 | 1898 | 1002 | 223 | 2 | 2 | 2.5 | No | - | - | - | - | N/A | N/A | N/A | 14.8609 | 3.2785 | 3.7469
[SEER Non Multi-Split <=65kW] GEMS (Air Conditioners up to 65kW) Determination 2019 | MEPS 2019 | AS/NZS 3823.1.2:2012 | FDCA140VSX-W / FDUA140VH | FDC(A)140VSX-W / FDUA140 | N/A | MITSUBISHI HEAVY INDUSTRIES | N/A | Ducted | Single Split System | - | Air | Air | Thailand | 4.02 | N/A | 14 | N/A | N/A | N/A | N/A | N/A | 4.19 | 16 | Enthalpy Test Room | 3.5643 | 4.167 | N/A | - | N/A | N/A | N/A | N/A | N/A | N/A | N/A | N/A | N/A | N/A | N/A | N/A | N/A | N/A | N/A | N/A | N/A | Three | R32 | Australia,Fiji,New Zealand | 136587 | 2026-03-17 |  | Approved | Reverse Cycle | N/A | Yes | Class 11 | Yes | N/A | N/A | N/A | N/A | N/A | N/A | N/A | Available | N/A | N/A | http://www.mhiaa.com.au/ | http://www.mhiaa.com.au | N/A |  |  | AAC5840 | Yes | Variable output compressor | Inverter | No | - | 14000 | 4.02 | - | 1720 | 7000 | No | - | - | - | 3674.28 | 15078 | No | 1572.08 | 7539 | No | - | - | 16000 | 4.19 | 1580 | 8000 | No | - | - | Yes | 5610 | 15500 | No | - | - | No | - | - | - | - | - | No | - | - | No | - | - | No | - | - | - | 69 | 3.997 | 3.933 | 4.272 | 4.784 | 4.532 | 4.544 | 951 | 1464 | 4258 | 2110 | 2631 | 5755 | 2 | 2 | 2.5 | 3.73 | 4.178 | 4.645 | 3.979 | 4.367 | 4.649 | 5634 | 2119 | 326 | 1803 | 948 | 211 | 2 | 2.5 | 3 | No | - | - | - | - | N/A | N/A | N/A | 14.7697 | 3.4399 | 3.7737
[SEER Multi-Split <=65kW] GEMS (Air Conditioners up to 65kW) Determination 2019 | MEPS 2019 | AS/NZS 3823.1.4:2012 | FDCA155KXZEN1-W |  | N/A | MITSUBISHI HEAVY INDUSTRIES | N/A | Both | vrf | N/A | Air | Air | Thailand | 5.03 | N/A | 15.2 | N/A | N/A | N/A | N/A | N/A | 4.22 | 15.5 | Enthalpy Test Room | 3.289 | 4.3363 | N/A | - | N/A | N/A | N/A | N/A | N/A | N/A | N/A | N/A | N/A | N/A | N/A | N/A | N/A | N/A | N/A | N/A | N/A | Single | R32 | Australia | 160946 | 2029-05-22 |  | Approved | Reverse Cycle | N/A | No | Class 20 | No | N/A | N/A | N/A | N/A | N/A | N/A | N/A | Available | N/A | N/A | http://www.mhiaa.com.au/ | http://www.mhiaa.com.au/ | N/A |  |  | AAC8259 | Yes | Variable output compressor | Inverter | No | - | 15200 | 5.03 | - | 1650 | 7600 | No | - | - | - | 4597.42 | 16370.4 | No | 1508.1 | 8185.2 | No | - | - | 15500 | 4.22 | 1850 | 7750 | No | - | - | Yes | 3670 | 10800 | No | - | - | No | - | - | - | - | - | No | - | - | No | - | - | No | - | - | N/A | 70.3 | 3.904 | 3.801 | 4.274 | 5.017 | 4.7 | 4.649 | 1030 | 1613 | 4590 | 2157 | 2727 | 6081 | 2 | 2 | 2.5 | 2.819 | 3.23 | 3.867 | 3.009 | 3.504 | 3.856 | 7243 | 2682 | 407 | 2330 | 1166 | 269 | 1 | 1.5 | 2 | N/A | N/A | N/A | N/A | N/A | N/A | N/A | N/A | 28.45 | 2.9652 | 3.5912
[SEER Multi-Split <=65kW] GEMS (Air Conditioners up to 65kW) Determination 2019 | MEPS 2019 | AS/NZS 3823.1.4:2012 | FDCA155KXZES1-W |  | N/A | MITSUBISHI HEAVY INDUSTRIES | N/A | Both | vrf | N/A | Air | Air | Thailand | 5.03 | N/A | 15.2 | N/A | N/A | N/A | N/A | N/A | 4.22 | 15.5 | Enthalpy Test Room | 3.0723 | 3.8557 | N/A | 54.3 | N/A | N/A | N/A | N/A | N/A | N/A | N/A | N/A | N/A | N/A | N/A | N/A | N/A | N/A | N/A | N/A | N/A | Three | R32 | Australia,Fiji,New Zealand | 139220 | 2026-06-16 |  | Approved | Reverse Cycle | N/A | No | Class 20 | No | N/A | N/A | N/A | N/A | N/A | N/A | N/A | Available | N/A | N/A | http://www.mhiaa.com.au/ | http://www.mhiaa.com.au | N/A |  |  | AAC6099 | Yes | Variable output compressor | Inverter | No | - | 15200 | 5.03 | - | 1650 | 7600 | No | - | - | - | 4597.42 | 16370.4 | No | 1508.1 | 8185.2 | No | - | - | 15500 | 4.22 | 1850 | 7750 | No | - | - | Yes | 3670 | 10800 | No | - | - | No | - | - | - | - | - | No | - | - | No | - | - | No | - | - | N/A | 70 | 3.836 | 3.749 | 4.254 | 4.976 | 4.67 | 4.635 | 1042 | 1627 | 4603 | 2168 | 2738 | 6092 | 2 | 2 | 2.5 | 2.819 | 3.23 | 3.867 | 3.009 | 3.504 | 3.856 | 7251 | 2691 | 416 | 2337 | 1174 | 276 | 1 | 1.5 | 2 | N/A | N/A | N/A | N/A | N/A | N/A | N/A | N/A | 31.975 | 2.9583 | 3.5813
[SEER Non Multi-Split <=65kW] GEMS (Air Conditioners up to 65kW) Determination 2019 | MEPS 2019 | AS/NZS 3823.1.2:2012 | FDCA160VNX-W / FDUA160VH |  | N/A | MITSUBISHI HEAVY INDUSTRIES | N/A | Ducted | Single Split System | - | Air | Air | Thailand | 5 | N/A | 16 | N/A | N/A | N/A | N/A | N/A | 5 | 18 | Enthalpy Test Room | 3.2219 | 3.6414 | N/A | - | N/A | N/A | N/A | N/A | N/A | N/A | N/A | N/A | N/A | N/A | N/A | N/A | N/A | N/A | N/A | N/A | N/A | Single | R32 | Australia,Fiji,New Zealand | 152052 | 2028-01-11 |  | Approved | Reverse Cycle | N/A | Yes | Class 11 | Yes | N/A | N/A | N/A | N/A | N/A | N/A | N/A | Available | N/A | N/A | http://www.mhiaa.com.au/ | http://www.mhiaa.com.au/ | N/A |  |  | AAC7224 | Yes | Variable output compressor | Inverter | No | - | 16000 | 5 | - | 1950 | 8000 | No | - | - | - | 4570 | 17232 | No | 1782.3 | 8616 | No | - | - | 18000 | 5 | 2100 | 9000 | No | - | - | Yes | 5400 | 15000 | No | - | - | No | - | - | - | - | - | No | - | - | No | - | - | No | - | - | - | - | 3.854 | 3.775 | 4.134 | 4.712 | 4.446 | 4.427 | 1119 | 1735 | 5021 | 2441 | 3058 | 6743 | 2 | 2 | 2.5 | 3.239 | 3.633 | 3.949 | 3.421 | 3.746 | 3.942 | 7302 | 2746 | 434 | 2363 | 1246 | 282 | 1.5 | 2 | 2 | No | - | - | - | - | N/A | N/A | N/A | 20.765 | 3.1557 | 3.5502
[SEER Non Multi-Split <=65kW] GEMS (Air Conditioners up to 65kW) Determination 2019 | MEPS 2019 | AS/NZS 3823.1.2:2012 | FDCA160VSA / FDUA160V* | FDCA160VSA / FDUA160V* | N/A | MITSUBISHI HEAVY INDUSTRIES | N/A | Ducted | Single Split System | - | Air | Air | Thailand | 4.83 | N/A | 16 | N/A | N/A | N/A | N/A | N/A | 4.66 | 18 | Calorimeter Room | 3.3363 | 3.8379 | N/A | - | N/A | N/A | N/A | N/A | N/A | N/A | N/A | N/A | N/A | N/A | N/A | N/A | N/A | N/A | N/A | N/A | N/A | Three | R410A | Australia,Fiji,New Zealand | 131626 | 2025-08-13 |  | Approved | Reverse Cycle | N/A | Yes | Class 11 | Yes | N/A | N/A | N/A | N/A | N/A | N/A | N/A | Available | N/A | N/A | http://www.mhiaa.com.au/ | http://www.mhiaa.com.au | N/A |  |  | AAC5154 | Yes | Variable output compressor | Inverter | No | - | 16000 | 4.83 | - | 2240 | 8700 | No | - | - | - | 4414.62 | 17232 | No | 2047.36 | 9369.9 | No | - | - | 18000 | 4.66 | 1940 | 8830 | No | - | - | Yes | 7400 | 19000 | No | - | - | No | - | - | - | - | - | No | - | - | No | - | - | No | - | - | - | 73 | 3.583 | 3.566 | 4.006 | 4.42 | 4.206 | 4.283 | 1185 | 1812 | 5157 | 2584 | 3214 | 6951 | 2 | 2 | 2.5 | 3.586 | 3.915 | 4.205 | 3.737 | 4.016 | 4.197 | 6624 | 2579 | 437 | 2188 | 1186 | 288 | 2 | 2 | 2.5 | No | - | - | - | - | N/A | N/A | N/A | 31 | 3.2423 | 3.7777
[SEER Non Multi-Split <=65kW] GEMS (Air Conditioners up to 65kW) Determination 2019 | MEPS 2019 | AS/NZS 3823.1.2:2012 | FDCA160VSA / FDUA160VG | FDCA160VSA / FDUA160V* | N/A | MITSUBISHI HEAVY INDUSTRIES | N/A | Ducted | Single Split System | - | Air | Air | Thailand | 4.83 | N/A | 16 | N/A | N/A | N/A | N/A | N/A | 4.66 | 18 | Calorimeter Room | 3.3363 | 3.8379 | N/A | - | N/A | N/A | N/A | N/A | N/A | N/A | N/A | N/A | N/A | N/A | N/A | N/A | N/A | N/A | N/A | N/A | N/A | Three | R410A | Australia,Fiji,New Zealand | 131626 | 2025-08-13 |  | Approved | Reverse Cycle | N/A | Yes | Class 11 | Yes | N/A | N/A | N/A | N/A | N/A | N/A | N/A | Available | N/A | N/A | http://www.mhiaa.com.au/ | http://www.mhiaa.com.au | N/A |  |  | AAC5154 | Yes | Variable output compressor | Inverter | No | - | 16000 | 4.83 | - | 2240 | 8700 | No | - | - | - | 4414.62 | 17232 | No | 2047.36 | 9369.9 | No | - | - | 18000 | 4.66 | 1940 | 8830 | No | - | - | Yes | 7400 | 19000 | No | - | - | No | - | - | - | - | - | No | - | - | No | - | - | No | - | - | - | 73 | 3.583 | 3.566 | 4.006 | 4.42 | 4.206 | 4.283 | 1185 | 1812 | 5157 | 2584 | 3214 | 6951 | 2 | 2 | 2.5 | 3.586 | 3.915 | 4.205 | 3.737 | 4.016 | 4.197 | 6624 | 2579 | 437 | 2188 | 1186 | 288 | 2 | 2 | 2.5 | No | - | - | - | - | N/A | N/A | N/A | 31 | 3.2423 | 3.7777
[SEER Non Multi-Split <=65kW] GEMS (Air Conditioners up to 65kW) Determination 2019 | MEPS 2019 | AS/NZS 3823.1.2:2012 | FDCA160VSA / FDUA160VH | FDCA160VSA / FDUA160V* | N/A | MITSUBISHI HEAVY INDUSTRIES | N/A | Ducted | Single Split System | - | Air | Air | Thailand | 4.83 | N/A | 16 | N/A | N/A | N/A | N/A | N/A | 4.66 | 18 | Calorimeter Room | 3.3363 | 3.8379 | N/A | - | N/A | N/A | N/A | N/A | N/A | N/A | N/A | N/A | N/A | N/A | N/A | N/A | N/A | N/A | N/A | N/A | N/A | Three | R410A | Australia,Fiji,New Zealand | 131626 | 2025-08-13 |  | Approved | Reverse Cycle | N/A | Yes | Class 11 | Yes | N/A | N/A | N/A | N/A | N/A | N/A | N/A | Available | N/A | N/A | http://www.mhiaa.com.au/ | http://www.mhiaa.com.au | N/A |  |  | AAC5154 | Yes | Variable output compressor | Inverter | No | - | 16000 | 4.83 | - | 2240 | 8700 | No | - | - | - | 4414.62 | 17232 | No | 2047.36 | 9369.9 | No | - | - | 18000 | 4.66 | 1940 | 8830 | No | - | - | Yes | 7400 | 19000 | No | - | - | No | - | - | - | - | - | No | - | - | No | - | - | No | - | - | - | 73 | 3.583 | 3.566 | 4.006 | 4.42 | 4.206 | 4.283 | 1185 | 1812 | 5157 | 2584 | 3214 | 6951 | 2 | 2 | 2.5 | 3.586 | 3.915 | 4.205 | 3.737 | 4.016 | 4.197 | 6624 | 2579 | 437 | 2188 | 1186 | 288 | 2 | 2 | 2.5 | No | - | - | - | - | N/A | N/A | N/A | 31 | 3.2423 | 3.7777
[SEER Non Multi-Split <=65kW] GEMS (Air Conditioners up to 65kW) Determination 2019 | MEPS 2019 | AS/NZS 3823.1.2:2012 | FDCA160VSA-W / FDUA160VH |  | N/A | MITSUBISHI HEAVY INDUSTRIES | N/A | Ducted | Single Split System | - | Air | Air | Thailand | 4.68 | N/A | 16 | N/A | N/A | N/A | N/A | N/A | 4.6 | 18 | Enthalpy Test Room | 3.4597 | 3.9521 | N/A | - | N/A | N/A | N/A | N/A | N/A | N/A | N/A | N/A | N/A | N/A | N/A | N/A | N/A | N/A | N/A | N/A | N/A | Three | R32 | Australia,Fiji,New Zealand | 138772 | 2026-06-04 |  | Approved | Reverse Cycle | N/A | Yes | Class 11 | Yes | N/A | N/A | N/A | N/A | N/A | N/A | N/A | Available | N/A | N/A | http://www.mhiaa.com.au/ | http://www.mhiaa.com.au | N/A |  |  | AAC6052 | Yes | Variable output compressor | Inverter | No | - | 16000 | 4.68 | - | 2240 | 8000 | No | - | - | - | 4277.52 | 17232 | No | 2047.36 | 8616 | No | - | - | 18000 | 4.6 | 2320 | 9000 | - | - | - | - | - | - | - | 5840 | 16100 | - | - | - | - | - | - | - | - | - | No | - | - | No | - | - | - | 73 | 3.439 | 3.454 | 3.863 | 4.183 | 4.003 | 4.106 | 1238 | 1875 | 5351 | 2735 | 3380 | 7254 | 1.5 | 1.5 | 2 | 3.106 | 3.372 | 3.581 | 3.215 | 3.44 | 3.572 | 7636 | 2980 | 498 | 2532 | 1373 | 327 | 1.5 | 1.5 | 2 | No | - | - | - | - | N/A | N/A | N/A | 30.7104 | 3.3446 | 3.8267
[SEER Non Multi-Split <=65kW] GEMS (Air Conditioners up to 65kW) Determination 2019 | MEPS 2019 | AS/NZS 3823.1.2:2012 | FDCA200VSA / FDUA200VH |  | N/A | MITSUBISHI HEAVY INDUSTRIES | N/A | Ducted | Single Split System | - | Air | Air | Thailand | 6.03 | N/A | 20 | N/A | N/A | N/A | N/A | N/A | 5.5 | 22.4 | Enthalpy Test Room | 3.3078 | 4.1242 | N/A | - | N/A | N/A | N/A | N/A | N/A | N/A | N/A | N/A | N/A | N/A | N/A | N/A | N/A | N/A | N/A | N/A | N/A | Three | R410A | Australia,Fiji,New Zealand | 139808 | 2026-07-09 |  | Approved | Reverse Cycle | N/A | Yes | Class 11 | Yes | N/A | N/A | N/A | N/A | N/A | N/A | N/A | Available | N/A | N/A | http://www.mhiaa.com.au/ | http://www.mhiaa.com.au | N/A |  |  | AAC6164 | Yes | Variable output compressor | Inverter | No | - | 20000 | 6.03 | - | 2600 | 10000 | No | - | - | - | 5511.42 | 21540 | No | 2376.4 | 10770 | No | - | - | 22400 | 5.5 | 2670 | 11200 | No | - | - | Yes | 7940 | 21100 | No | - | - | No | - | - | - | - | - | No | - | - | No | - | - | No | - | - | - | 73 | 3.833 | 3.764 | 4.063 | 4.551 | 4.309 | 4.314 | 1423 | 2194 | 6404 | 3176 | 3960 | 8666 | 2 | 2 | 2.5 | 3.412 | 3.743 | 3.89 | 3.502 | 3.763 | 3.868 | 8614 | 3300 | 531 | 2859 | 1529 | 343 | 1.5 | 2 | 2 | No | - | - | - | - | N/A | N/A | N/A | 18.995 | 3.2818 | 4.0257
[SEER Non Multi-Split <=65kW] GEMS (Air Conditioners up to 65kW) Determination 2019 | MEPS 2019 | AS/NZS 3823.1.2:2012 | FDCA200VSA-W / FDUA200VH |  | N/A | MITSUBISHI HEAVY INDUSTRIES | N/A | Ducted | Single Split System | - | Air | Air | Thailand | 5.78 | N/A | 20 | N/A | N/A | N/A | N/A | N/A | 5.44 | 22.4 | Enthalpy Test Room | 3.5102 | 4.1814 | N/A | - | N/A | N/A | N/A | N/A | N/A | N/A | N/A | N/A | N/A | N/A | N/A | N/A | N/A | N/A | N/A | N/A | N/A | Three | R32 | Australia,Fiji,New Zealand | 138779 | 2026-06-04 |  | Approved | Reverse Cycle | N/A | Yes | Class 11 | Yes | N/A | N/A | N/A | N/A | N/A | N/A | N/A | Available | N/A | N/A | http://www.mhiaa.com.au/ | http://www.mhiaa.com.au | N/A |  |  | AAC6046 | Yes | Variable output compressor | Inverter | No | - | 20000 | 5.78 | - | 2600 | 10000 | No | - | - | - | 5282.92 | 21540 | No | 2376.4 | 10770 | No | - | - | 22400 | 5.44 | 2500 | 11200 | No | - | - | Yes | 7940 | 21100 | No | - | - | No | - | - | - | - | - | No | - | - | No | - | - | No | - | - | - | 73 | 3.701 | 3.685 | 4.08 | 4.491 | 4.279 | 4.343 | 1447 | 2209 | 6346 | 3193 | 3962 | 8582 | 2 | 2 | 2.5 | 3.533 | 3.922 | 4.144 | 3.668 | 3.98 | 4.127 | 8348 | 3185 | 532 | 2758 | 1474 | 349 | 2 | 2 | 2.5 | No | - | - | - | - | N/A | N/A | N/A | 31.4232 | 3.3978 | 4.0388
[SEER Non Multi-Split <=65kW] GEMS (Air Conditioners up to 65kW) Determination 2019 | MEPS 2019 | AS/NZS 3823.1.2:2012 | FDCA250VSA-W/FDUA250VH |  | N/A | MITSUBISHI HEAVY INDUSTRIES | N/A | Ducted | Single Split System | - | Air | Air | Thailand | 7.7 | N/A | 23.5 | N/A | N/A | N/A | N/A | N/A | 7.7 | 28 | Enthalpy Test Room | 3.1643 | 3.675 | N/A | 57.2 | N/A | N/A | N/A | N/A | N/A | N/A | N/A | N/A | N/A | N/A | N/A | N/A | N/A | N/A | N/A | N/A | N/A | Three | R32 | Australia,Fiji,New Zealand | 158677 | 2029-01-06 |  | Approved | Reverse Cycle | N/A | Yes | Class 11 | Yes | N/A | N/A | N/A | N/A | N/A | N/A | N/A | Available | N/A | N/A | http://www.mhiaa.com.au/ | http://www.mhiaa.com.au/ | N/A |  |  | AAC7993 | Yes | Variable output compressor | Inverter | No | - | 23500 | 7.7 | - | 2900 | 11750 | No | - | - | - | 7037.8 | 25309.5 | Yes | 2480 | 12500 | No | - | - | 28000 | 7.7 | 3100 | 14000 | No | - | - | Yes | 7940 | 21100 | No | - | - | No | - | - | - | - | - | No | - | - | No | - | - | No | - | - | - | - | 4.103 | 3.951 | 4.258 | 5.266 | 4.808 | 4.651 | 1566 | 2461 | 7185 | 3225 | 4172 | 9448 | 2.5 | 2 | 2.5 | 3.137 | 3.651 | 4.154 | 3.316 | 3.855 | 4.151 | 11699 | 4215 | 613 | 3763 | 1857 | 393 | 1.5 | 2 | 2.5 | No | - | - | - | - | N/A | N/A | N/A | 19.0416 | 3.0266 | 3.6062
[SEER Non Multi-Split <=65kW] GEMS (Air Conditioners up to 65kW) Determination 2019 | MEPS 2019 | AS/NZS 3823.1.1:2012 | FDCA71VNXA / FDT71VH |  | N/A | MITSUBISHI HEAVY INDUSTRIES | N/A | Non Ducted | Single Split System | Cassette | Air | Air | Thailand | 1.96 | N/A | 7.1 | N/A | N/A | N/A | N/A | N/A | 1.91 | 8 | Calorimeter Room | 3.3935 | 4.1862 | N/A | - | N/A | N/A | N/A | N/A | N/A | N/A | N/A | N/A | N/A | N/A | N/A | N/A | N/A | N/A | N/A | N/A | N/A | Single | R410A | Australia,Fiji,New Zealand | 130863 | 2025-07-22 |  | Approved | Reverse Cycle | N/A | Yes | Class 9 | Yes | N/A | N/A | N/A | N/A | N/A | N/A | N/A | Available | N/A | N/A | http://www.mhiaa.com.au/ | http://www.mhiaa.com.au | N/A |  |  | AAC5035 | Yes | Variable output compressor | Inverter | No | - | 7100 | 1.96 | - | 660 | 3550 | No | - | - | - | 1791.44 | 7646.7 | No | 603.24 | 3823.35 | No | - | - | 8000 | 1.91 | 740 | 4000 | No | - | - | Yes | 2650 | 8000 | No | - | - | No | - | - | - | - | - | No | - | - | No | - | - | No | - | - | 59 | 66 | 3.539 | 3.644 | 4.675 | 5.177 | 4.98 | 5.223 | 486 | 731 | 1904 | 932 | 1157 | 2482 | 2 | 2 | 3 | 4.058 | 4.509 | 4.965 | 4.297 | 4.688 | 4.965 | 2651 | 1055 | 221 | 892 | 499 | 155 | 2.5 | 3 | 3 | No | - | - | - | - | N/A | N/A | N/A | 34.5781 | 3.4186 | 3.947
[SEER Non Multi-Split <=65kW] GEMS (Air Conditioners up to 65kW) Determination 2019 | MEPS 2019 | AS/NZS 3823.1.1:2012 | FDCA71VNX-W / FDE71VH | FDCA71VNX-W / FDE71VH | N/A | MITSUBISHI HEAVY INDUSTRIES | N/A | Non Ducted | Single Split System | Cassette | Air | Air | Thailand | 1.87 | N/A | 7.1 | N/A | N/A | N/A | N/A | N/A | 1.87 | 8 | Calorimeter Room | 3.6217 | 4.1645 | N/A | - | N/A | N/A | N/A | N/A | N/A | N/A | N/A | N/A | N/A | N/A | N/A | N/A | N/A | N/A | N/A | N/A | N/A | Single | R32 | Australia,Fiji,New Zealand | 131086 | 2025-08-12 |  | Approved | Reverse Cycle | N/A | Yes | Class 9 | Yes | N/A | N/A | N/A | N/A | N/A | N/A | N/A | Available | N/A | N/A | http://www.mhiaa.com.au/ | http://www.mhiaa.com.au | N/A |  |  | AAC5141 | Yes | Variable output compressor | Inverter | No | - | 7100 | 1.87 | - | 650 | 3550 | No | - | - | - | 1709.18 | 7646.7 | No | 594.1 | 3823.35 | No | - | - | 8000 | 1.87 | 740 | 4000 | No | - | - | Yes | 2520 | 7400 | No | - | - | No | - | - | - | - | - | No | - | - | No | - | - | No | - | - | 60 | 66 | 4.471 | 4.429 | 5.114 | 5.866 | 5.544 | 5.573 | 412 | 637 | 1782 | 854 | 1072 | 2361 | 2.5 | 2.5 | 3.5 | 3.956 | 4.503 | 4.969 | 4.22 | 4.682 | 4.967 | 2674 | 1005 | 173 | 867 | 459 | 115 | 2 | 3 | 3 | No | - | - | - | - | N/A | N/A | N/A | 15.0742 | 3.6961 | 4.1646
[SEER Non Multi-Split <=65kW] GEMS (Air Conditioners up to 65kW) Determination 2019 | MEPS 2019 | AS/NZS 3823.1.1:2012 | FDCA71VNX-W / FDT71VH | FDCA71VNX-W / FDT71VH | N/A | MITSUBISHI HEAVY INDUSTRIES | N/A | Non Ducted | Single Split System | Cassette | Air | Air | Thailand | 1.69 | N/A | 7.1 | N/A | N/A | N/A | N/A | N/A | 1.75 | 8 | Calorimeter Room | 4.0568 | 4.5737 | N/A | - | N/A | N/A | N/A | N/A | N/A | N/A | N/A | N/A | N/A | N/A | N/A | N/A | N/A | N/A | N/A | N/A | N/A | Single | R32 | Australia,Fiji,New Zealand | 131083 | 2025-08-12 |  | Approved | Reverse Cycle | N/A | Yes | Class 9 | Yes | N/A | N/A | N/A | N/A | N/A | N/A | N/A | Available | N/A | N/A | http://www.mhiaa.com.au/ | http://www.mhiaa.com.au | N/A |  |  | AAC5137 | Yes | Variable output compressor | Inverter | No | - | 7100 | 1.69 | - | 590 | 3550 | No | - | - | - | 1544.66 | 7646.7 | No | 539.26 | 3823.35 | No | - | - | 8000 | 1.75 | 670 | 4000 | No | - | - | Yes | 2390 | 7400 | No | - | - | No | - | - | - | - | - | No | - | - | No | - | - | No | - | - | 59 | 66 | 4.983 | 4.928 | 5.66 | 6.499 | 6.139 | 6.16 | 371 | 574 | 1612 | 772 | 970 | 2138 | 3 | 3 | 4 | 4.261 | 4.91 | 5.481 | 4.581 | 5.135 | 5.483 | 2481 | 919 | 155 | 797 | 417 | 103 | 2.5 | 3 | 3.5 | No | - | - | - | - | N/A | N/A | N/A | 12.9209 | 4.0954 | 4.4601
[SEER Non Multi-Split <=65kW] GEMS (Air Conditioners up to 65kW) Determination 2019 | MEPS 2019 | AS/NZS 3823.1.2:2012 | FDCA71VNX-W / FDU71VH | FDCA71VNX-W / FDU71VH | N/A | MITSUBISHI HEAVY INDUSTRIES | N/A | Ducted | Single Split System | - | Air | Air | Thailand | 1.77 | N/A | 7.1 | N/A | N/A | N/A | N/A | N/A | 1.78 | 8 | Enthalpy Test Room | 3.6793 | 4.3096 | N/A | - | N/A | N/A | N/A | N/A | N/A | N/A | N/A | N/A | N/A | N/A | N/A | N/A | N/A | N/A | N/A | N/A | N/A | Single | R32 | Australia,Fiji,New Zealand | 131115 | 2025-08-12 |  | Approved | Reverse Cycle | N/A | Yes | Class 10 | Yes | N/A | N/A | N/A | N/A | N/A | N/A | N/A | Available | N/A | N/A | http://www.mhiaa.com.au/ | http://www.mhiaa.com.au | N/A |  |  | AAC5138 | Yes | Variable output compressor | Inverter | No | - | 7100 | 1.77 | - | 710 | 3550 | No | - | - | - | 1617.78 | 7646.7 | No | 648.94 | 3823.35 | No | - | - | 8000 | 1.78 | 780 | 4000 | No | - | - | Yes | 2480 | 7400 | No | - | - | No | - | - | - | - | - | No | - | - | No | - | - | No | - | - | - | 66 | 4.091 | 4.142 | 4.895 | 5.399 | 5.168 | 5.316 | 444 | 672 | 1852 | 922 | 1143 | 2468 | 2.5 | 2.5 | 3 | 3.922 | 4.414 | 4.734 | 4.115 | 4.516 | 4.72 | 2707 | 1036 | 190 | 897 | 484 | 128 | 2 | 2.5 | 3 | No | - | - | - | - | N/A | N/A | N/A | 19.4399 | 3.8677 | 4.3344
[SEER Non Multi-Split <=65kW] GEMS (Air Conditioners up to 65kW) Determination 2019 | MEPS 2019 | AS/NZS 3823.1.1:2012 | FDE100VH / FDC(A)100VNA-W | FDE100VH / FDC(A)100VNA-W | N/A | MITSUBISHI HEAVY INDUSTRIES | N/A | Non Ducted | Single Split System | Under ceiling | Air | Air | Thailand | 2.85 | N/A | 10 | N/A | N/A | N/A | N/A | N/A | 2.54 | 11.2 | Calorimeter Room | 3.8545 | 4.4766 | N/A | - | N/A | N/A | N/A | N/A | N/A | N/A | N/A | N/A | N/A | N/A | N/A | N/A | N/A | N/A | N/A | N/A | N/A | Single | R32 | Australia,Fiji,New Zealand | 130672 | 2025-08-05 |  | Approved | Reverse Cycle | N/A | Yes | Class 11 | Yes | N/A | N/A | N/A | N/A | N/A | N/A | N/A | Available | N/A | N/A | http://www.mhiaa.com.au/ | http://www.mhiaa.com.au | N/A |  |  | AAC5099 | Yes | Variable output compressor | Inverter | No | - | 10000 | 2.85 | - | 910 | 5000 | No | - | - | - | 2604.9 | 10770 | No | 831.74 | 5385 | No | - | - | 11200 | 2.54 | 1000 | 5600 | No | - | - | Yes | 3070 | 10000 | No | - | - | No | - | - | - | - | - | No | - | - | No | - | - | No | - | - | 64 | 69 | 4.888 | 4.682 | 5.117 | 6.111 | 5.684 | 5.544 | 553 | 876 | 2537 | 1177 | 1496 | 3367 | 3 | 3 | 3.5 | 4.084 | 4.658 | 5.147 | 4.36 | 4.846 | 5.145 | 3603 | 1332 | 207 | 1153 | 599 | 134 | 2.5 | 3 | 3.5 | No | - | - | - | - | N/A | N/A | N/A | 9.8412 | 3.4683 | 4.3525
[SEER Non Multi-Split <=65kW] GEMS (Air Conditioners up to 65kW) Determination 2019 | MEPS 2019 | AS/NZS 3823.1.1:2012 | FDT100VH / FDC(A)100VSA-W | FDT100VH / FDC(A)100VSA-W | N/A | MITSUBISHI HEAVY INDUSTRIES | N/A | Non Ducted | Single Split System | Under ceiling | Air | Air | Thailand | 2.73 | N/A | 10 | N/A | N/A | N/A | N/A | N/A | 2.54 | 11.2 | Calorimeter Room | 3.807 | 4.5727 | N/A | - | N/A | N/A | N/A | N/A | N/A | N/A | N/A | N/A | N/A | N/A | N/A | N/A | N/A | N/A | N/A | N/A | N/A | Three | R32 | Australia,Fiji,New Zealand | 130676 | 2025-08-06 |  | Approved | Reverse Cycle | N/A | Yes | Class 11 | Yes | N/A | N/A | N/A | N/A | N/A | N/A | N/A | Available | N/A | N/A | http://www.mhiaa.com.au/ | http://www.mhiaa.com.au | N/A |  |  | AAC5101 | Yes | Variable output compressor | Inverter | No | - | 10000 | 2.73 | - | 920 | 5000 | No | - | - | - | 2495.22 | 10770 | No | 840.88 | 5385 | No | - | - | 11200 | 2.54 | 1010 | 5600 | No | - | - | Yes | 3150 | 10000 | No | - | - | No | - | - | - | - | - | No | - | - | No | - | - | No | - | - | 62 | 69 | 4.883 | 4.713 | 5.164 | 6.084 | 5.685 | 5.58 | 552 | 869 | 2512 | 1181 | 1494 | 3343 | 3 | 3 | 3.5 | 4.044 | 4.62 | 5.098 | 4.316 | 4.802 | 5.095 | 3640 | 1344 | 210 | 1166 | 605 | 137 | 2.5 | 3 | 3.5 | No | - | - | - | - | N/A | N/A | N/A | 10.402 | 3.6164 | 4.3492
[SEER Non Multi-Split <=65kW] GEMS (Air Conditioners up to 65kW) Determination 2019 | MEPS 2019 | AS/NZS 3823.1.2:2012 | FDUA100VH / FDCA100VSA-W | FDUA100VH / FDCA100VSA-W | N/A | MITSUBISHI HEAVY INDUSTRIES | N/A | Ducted | Single Split System | - | Air | Air | Thailand | 3.05 | N/A | 10 | N/A | N/A | N/A | N/A | N/A | 2.87 | 11.2 | Enthalpy Test Room | 3.7892 | 4.4707 | N/A | - | N/A | N/A | N/A | N/A | N/A | N/A | N/A | N/A | N/A | N/A | N/A | N/A | N/A | N/A | N/A | N/A | N/A | Three | R32 | Australia,Fiji,New Zealand | 130786 | 2025-08-05 |  | Approved | Reverse Cycle | N/A | Yes | Class 11 | Yes | N/A | N/A | N/A | N/A | N/A | N/A | N/A | Available | N/A | N/A | http://www.mhiaa.com.au/ | http://www.mhiaa.com.au | N/A |  |  | AAC5100 | Yes | Variable output compressor | Inverter | No | - | 10000 | 3.05 | - | 1000 | 5000 | No | - | - | - | 2787.7 | 10770 | No | 914 | 5385 | No | - | - | 11200 | 2.87 | 1090 | 5600 | No | - | - | Yes | 3170 | 10000 | No | - | - | No | - | - | - | - | - | No | - | - | No | - | - | No | - | - | - | 69 | 4.374 | 4.227 | 4.677 | 5.525 | 5.161 | 5.071 | 612 | 963 | 2769 | 1296 | 1642 | 3675 | 2.5 | 2.5 | 3 | 3.781 | 4.25 | 4.715 | 4.032 | 4.437 | 4.718 | 3898 | 1467 | 233 | 1253 | 660 | 152 | 2 | 2.5 | 3 | No | - | - | - | - | N/A | N/A | N/A | 13.5391 | 3.2302 | 3.8412
[SEER Multi-Split <=65kW] GEMS (Air Conditioners up to 65kW) Determination 2019 | MEPS 2019 | AS/NZS 3823.1.4:2012 | SCM100ZS-W |  | N/A | MITSUBISHI HEAVY INDUSTRIES | N/A | Non Ducted | vrf | N/A | Air | Air | Thailand | 2.7 | N/A | 10 | N/A | N/A | N/A | N/A | N/A | 2.38 | 10.5 | Calorimeter Room | 3.6681 | 4.3643 | N/A | 0 | N/A | N/A | N/A | N/A | N/A | N/A | N/A | N/A | N/A | N/A | N/A | N/A | N/A | N/A | N/A | N/A | N/A | Single | R32 | Australia,Fiji,New Zealand | 137798 | 2026-04-29 |  | Approved | Reverse Cycle | N/A | No | Class 20 | No | N/A | N/A | N/A | N/A | N/A | N/A | N/A | Available | N/A | N/A | http://www.mhiaa.com.au/ | http://www.mhiaa.com.au | N/A |  |  | AAC5930 | Yes | Variable output compressor | Inverter | No | - | 10000 | 2.7 | - | 840 | 5000 | No | 0 | 0 | - | 2467.8 | 10770 | No | 767.76 | 5385 | No | 0 | 0 | 10500 | 2.38 | 850 | 5250 | No | 0 | 0 | Yes | 2550 | 8700 | No | 0 | 0 | No | 0 | 0 | - | 0 | 0 | No | 0 | 0 | No | 0 | 0 | No | 0 | 0 | N/A | 67 | 5.33 | 5.073 | 5.505 | 6.634 | 6.149 | 5.966 | 509 | 812 | 2361 | 1087 | 1385 | 3131 | 3.5 | 3.5 | 4 | 4.169 | 4.923 | 5.654 | 4.568 | 5.222 | 5.666 | 3306 | 1179 | 175 | 1030 | 519 | 113 | 2.5 | 3 | 4 | N/A | N/A | N/A | N/A | N/A | N/A | N/A | N/A | 7.795 | 3.6679 | 4.3635
[SEER Multi-Split <=65kW] GEMS (Air Conditioners up to 65kW) Determination 2019 | MEPS 2019 | AS/NZS 3823.1.4:2012 | SCM40ZS-W |  | N/A | MITSUBISHI HEAVY INDUSTRIES | N/A | Both | vrf | N/A | Air | Air | Thailand | 0.8 | N/A | 4 | N/A | N/A | N/A | N/A | N/A | 0.83 | 4.5 | Calorimeter Room | 5.1513 | 5.445 | N/A | - | N/A | N/A | N/A | N/A | N/A | N/A | N/A | N/A | N/A | N/A | N/A | N/A | N/A | N/A | N/A | N/A | N/A | Single | R32 | Australia,Fiji,New Zealand | 163308 | 2029-07-14 |  | Approved | Reverse Cycle | N/A | No | Class 19 | No | N/A | N/A | N/A | N/A | N/A | N/A | N/A | Available | N/A | N/A | http://www.mhiaa.com.au/ | http://www.mhiaa.com.au/ | N/A |  |  | AAC8351 | Yes | Variable output compressor | Inverter | No | - | 4000 | 0.8 | - | 325 | 2000 | No | - | - | - | 731.2 | 4308 | No | 297.05 | 2154 | No | - | - | 4500 | 0.83 | 375 | 2250 | No | - | - | Yes | 1770 | 5900 | No | - | - | No | - | - | - | - | - | No | - | - | No | - | - | No | - | - | N/A | 62 | 5.686 | 5.625 | 6.254 | 7.028 | 6.664 | 6.703 | 188 | 289 | 827 | 407 | 508 | 1111 | 4 | 4 | 4.5 | 4.987 | 5.288 | 5.546 | 5.096 | 5.356 | 5.526 | 1188 | 474 | 79 | 398 | 219 | 52 | 3 | 3.5 | 4 | N/A | N/A | N/A | N/A | N/A | N/A | N/A | N/A | 4.425 | 4.9082 | 5.3257
[SEER Multi-Split <=65kW] GEMS (Air Conditioners up to 65kW) Determination 2019 | MEPS 2019 | AS/NZS 3823.1.4:2012 | SCM45ZS-W |  | N/A | MITSUBISHI HEAVY INDUSTRIES | N/A | Both | vrf | N/A | Air | Air | Thailand | 0.96 | N/A | 4.5 | N/A | N/A | N/A | N/A | N/A | 1.06 | 5.3 | Calorimeter Room | 4.8017 | 5.0968 | N/A | - | N/A | N/A | N/A | N/A | N/A | N/A | N/A | N/A | N/A | N/A | N/A | N/A | N/A | N/A | N/A | N/A | N/A | Single | R32 | Australia,New Zealand | 163309 | 2029-07-14 |  | Approved | Reverse Cycle | N/A | No | Class 19 | No | N/A | N/A | N/A | N/A | N/A | N/A | N/A | Available | N/A | N/A | http://www.mhiaa.com.au/ | http://www.mhiaa.com.au/ | N/A |  |  | AAC8350 | Yes | Variable output compressor | Inverter | No | - | 4500 | 0.96 | - | 360 | 2250 | No | - | - | - | 877.44 | 4846.5 | No | 329.04 | 2423.25 | No | - | - | 5300 | 1.06 | 440 | 2650 | No | - | - | Yes | 1770 | 5900 | No | - | - | No | - | - | - | - | - | No | - | - | No | - | - | No | - | - | N/A | 63 | 5.758 | 5.628 | 6.187 | 7.105 | 6.692 | 6.648 | 210 | 327 | 943 | 455 | 571 | 1262 | 4 | 4 | 4.5 | 4.729 | 5.15 | 5.547 | 4.925 | 5.293 | 5.539 | 1473 | 570 | 91 | 483 | 259 | 59 | 3 | 3.5 | 4 | N/A | N/A | N/A | N/A | N/A | N/A | N/A | N/A | 4.192 | 4.6193 | 4.934
[SEER Multi-Split <=65kW] GEMS (Air Conditioners up to 65kW) Determination 2019 | MEPS 2019 | AS/NZS 3823.1.4:2012 | SCM50ZS-W / SRK20ZSXA-W |  | N/A | MITSUBISHI HEAVY INDUSTRIES | N/A | Non Ducted | vrf | N/A | Air | Air | Thailand | 1.02 | N/A | 5 | N/A | N/A | N/A | N/A | N/A | 1.16 | 6 | Calorimeter Room | 5.0108 | 5.2156 | N/A | - | N/A | N/A | N/A | N/A | N/A | N/A | N/A | N/A | N/A | N/A | N/A | N/A | N/A | N/A | N/A | N/A | N/A | Single | R32 | Australia,Fiji,New Zealand | 126137 | 2025-04-01 |  | Approved | Reverse Cycle | N/A | No | Class 19 | No | N/A | N/A | N/A | N/A | N/A | N/A | N/A | Available | N/A | N/A | http://www.mhiaa.com.au/ | http://www.mhiaa.com.au | N/A |  |  | AAC4399 | Yes | Variable output compressor | Inverter | No | - | 5000 | 1.02 | - | 400 | 2500 | No | - | - | - | 932.28 | 5385 | No | 365.6 | 2692.5 | No | - | - | 6000 | 1.16 | 530 | 3000 | No | - | - | Yes | 1920 | 6400 | No | - | - | No | - | - | - | - | - | No | - | - | No | - | - | No | - | - | N/A | 62 | 5.832 | 5.725 | 6.297 | 7.158 | 6.761 | 6.749 | 230 | 357 | 1029 | 501 | 628 | 1382 | 4 | 4 | 4.5 | 4.589 | 4.984 | 5.235 | 4.715 | 5.047 | 5.214 | 1718 | 666 | 108 | 571 | 307 | 70 | 3 | 3 | 3.5 | N/A | N/A | N/A | N/A | N/A | N/A | N/A | N/A | 4.6174 | 4.8281 | 5.1037
[SEER Multi-Split <=65kW] GEMS (Air Conditioners up to 65kW) Determination 2019 | MEPS 2019 | AS/NZS 3823.1.4:2012 | SCM60ZS-W / SRK20ZSXA-W |  | N/A | MITSUBISHI HEAVY INDUSTRIES | N/A | Non Ducted | vrf | N/A | Air | Air | Thailand | 1.32 | N/A | 6 | N/A | N/A | N/A | N/A | N/A | 1.4 | 6.8 | Calorimeter Room | 4.6256 | 4.9037 | N/A | - | N/A | N/A | N/A | N/A | N/A | N/A | N/A | N/A | N/A | N/A | N/A | N/A | N/A | N/A | N/A | N/A | N/A | Single | R32 | Australia,Fiji,New Zealand | 126138 | 2025-04-01 |  | Approved | Reverse Cycle | N/A | No | Class 19 | No | N/A | N/A | N/A | N/A | N/A | N/A | N/A | Available | N/A | N/A | http://www.mhiaa.com.au/ | http://www.mhiaa.com.au | N/A |  |  | AAC4401 | Yes | Variable output compressor | Inverter | No | - | 6000 | 1.32 | - | 520 | 3000 | No | - | - | - | 1206.48 | 6462 | No | 475.28 | 3231 | No | - | - | 6800 | 1.4 | 590 | 3400 | No | - | - | Yes | 1920 | 6400 | - | - | - | No | - | - | - | - | - | No | - | - | No | - | - | No | - | - | N/A | 62 | 5.525 | 5.397 | 5.861 | 6.685 | 6.302 | 6.263 | 295 | 457 | 1330 | 647 | 811 | 1789 | 4 | 3.5 | 4 | 4.356 | 4.91 | 5.311 | 4.589 | 5.05 | 5.301 | 2049 | 764 | 119 | 663 | 347 | 77 | 2.5 | 3 | 3.5 | N/A | N/A | N/A | N/A | N/A | N/A | N/A | N/A | 4.6174 | 4.4923 | 4.8036
[SEER Multi-Split <=65kW] GEMS (Air Conditioners up to 65kW) Determination 2019 | MEPS 2019 | AS/NZS 3823.1.4:2012 | SCM71ZS-W / SRK20ZSXA-W |  | N/A | MITSUBISHI HEAVY INDUSTRIES | N/A | Non Ducted | vrf | N/A | Air | Air | Thailand | 1.42 | N/A | 7.1 | N/A | N/A | N/A | N/A | N/A | 1.75 | 8.6 | Calorimeter Room | 5.0494 | 4.9834 | N/A | - | N/A | N/A | N/A | N/A | N/A | N/A | N/A | N/A | N/A | N/A | N/A | N/A | N/A | N/A | N/A | N/A | N/A | Single | R32 | Australia,Fiji,New Zealand | 124780 | 2025-04-01 |  | Approved | Reverse Cycle | N/A | No | Class 19 | No | N/A | N/A | N/A | N/A | N/A | N/A | N/A | Available | N/A | N/A | http://www.mhiaa.com.au/ | http://www.mhiaa.com.au | N/A |  |  | AAC4288 | Yes | Variable output compressor | Inverter | No | - | 7100 | 1.42 | - | 580 | 3550 | No | - | - | - | 1297.88 | 7646.7 | No | 530.12 | 3823.35 | No | - | - | 8600 | 1.75 | 750 | 4300 | No | - | - | No | - | - | - | 2800 | 8400 | No | - | - | - | - | - | - | - | - | No | - | - | No | - | - | N/A | 63 | 5.749 | 5.672 | 6.258 | 7.043 | 6.671 | 6.695 | 331 | 510 | 1469 | 723 | 903 | 1977 | 4 | 4 | 4.5 | 4.129 | 4.693 | 5.256 | 4.433 | 4.925 | 5.265 | 2735 | 1014 | 155 | 870 | 452 | 100 | 2.5 | 3 | 3.5 | N/A | N/A | N/A | N/A | N/A | N/A | N/A | N/A | 6.949 | 4.9186 | 4.8492
[SEER Multi-Split <=65kW] GEMS (Air Conditioners up to 65kW) Determination 2019 | MEPS 2019 | AS/NZS 3823.1.4:2012 | SCM80ZS-W / SRK20ZSXA-W |  | N/A | MITSUBISHI HEAVY INDUSTRIES | N/A | Non Ducted | vrf | N/A | Air | Air | Thailand | 1.7 | N/A | 8 | N/A | N/A | N/A | N/A | N/A | 1.95 | 9.3 | Calorimeter Room | 4.7637 | 4.8012 | N/A | - | N/A | N/A | N/A | N/A | N/A | N/A | N/A | N/A | N/A | N/A | N/A | N/A | N/A | N/A | N/A | N/A | N/A | Single | R32 | Australia,Fiji,New Zealand | 124732 | 2025-04-01 |  | Approved | Reverse Cycle | N/A | No | Class 19 | No | N/A | N/A | N/A | N/A | N/A | N/A | N/A | Available | N/A | N/A | http://www.mhiaa.com.au/ | http://www.mhiaa.com.au | N/A |  |  | AAC4285 | Yes | Variable output compressor | Inverter | No | - | 8000 | 1.7 | - | 700 | 4000 | No | - | - | - | 1553.8 | 8616 | No | 639.8 | 4308 | No | - | - | 9300 | 1.95 | 830 | 4650 | No | - | - | No | - | - | - | 2850 | 8900 | No | - | - | - | - | - | - | - | - | No | - | - | No | - | - | N/A | 66 | 5.483 | 5.391 | 5.89 | 6.639 | 6.282 | 6.286 | 394 | 608 | 1763 | 867 | 1083 | 2375 | 3.5 | 3.5 | 4 | 4.08 | 4.623 | 5.141 | 4.362 | 4.832 | 5.146 | 2992 | 1111 | 169 | 954 | 496 | 109 | 2.5 | 3 | 3.5 | N/A | N/A | N/A | N/A | N/A | N/A | N/A | N/A | 6.949 | 4.6418 | 4.7125
[SEER Non Multi-Split <=65kW] GEMS (Air Conditioners up to 65kW) Determination 2019 | MEPS 2019 | AS/NZS 3823.1.1:2012 | SRC10YSA-W / SRK10YSA-W |  | N/A | MITSUBISHI HEAVY INDUSTRIES | 0.17 | Non Ducted | Single Split System | Wall Hung | Air | - | Thailand | 510 | 2.33 | 2.5 | - | 0 | 0 | 0 | - | 0 | 0 | Calorimeter Room | 4.9822 | 0 | Yes | 0 | N/A | 3 | 0 | 0 | 0 | N/A | N/A | N/A | 4.8843 | 0 | N/A | N/A | 5.2687 | 0 | 5 | 0 | Calorimeter Room | Single | R32 | Australia,Fiji,New Zealand | 126283 | 2025-04-01 |  | Approved | Cooling Only | - | Yes | Class 8 | Yes | Yes | - | Yes | Yes | Yes | - | 4.9822 | Available | N/A | N/A | http://www.mhiaa.com.au/ | http://www.mhiaa.com.au | Yes | https://reg.energyrating.gov.au/static/common/images/star_ratings_2014/Blue_EnergyStarRating_5_Star.eps | https://reg.energyrating.gov.au/static/common/images/star_ratings_2014/Blue_EnergyStarRating_5_Star.png | AAC4416 | Yes | Variable output compressor | Inverter | N/A | N/A | 2500 | 510 | N/A | 210 | 1250 | N/A | N/A | N/A | N/A | 466.14 | 2692.5 | N/A | 191.94 | 1346.25 | N/A | N/A | N/A | N/A | 0 | N/A | N/A | N/A | N/A | N/A | N/A | N/A | N/A | N/A | N/A | N/A | N/A | N/A | N/A | N/A | N/A | N/A | N/A | N/A | N/A | N/A | N/A | N/A | N/A | N/A | N/A | 52 | 58 | 5.398 | 5.373 | 6.045 | 6.746 | 6.413 | 6.489 | 123 | 188 | 534 | 264 | 329 | 716 | 3.5 | 3.5 | 4.5 | N/A | N/A | N/A | N/A | N/A | N/A | N/A | N/A | N/A | N/A | N/A | N/A | N/A | N/A | N/A | N/A | N/A | N/A | N/A | N/A | N/A | N/A | N/A | 3.3694 | 4.7949 | 0
[SEER Non Multi-Split <=65kW] GEMS (Air Conditioners up to 65kW) Determination 2019 | MEPS 2019 | AS/NZS 3823.1.1:2012 | SRC10YSA-W / SRK10YSA-WF |  | N/A | MITSUBISHI HEAVY INDUSTRIES | N/A | Non Ducted | Single Split System | Wall Hung | Air | - | Thailand | 0.51 | N/A | 2.5 | N/A | N/A | N/A | N/A | N/A | - | - | Calorimeter Room | 4.9724 | - | N/A | - | N/A | N/A | N/A | N/A | N/A | N/A | N/A | N/A | N/A | N/A | N/A | N/A | N/A | N/A | N/A | N/A | N/A | Single | R32 | Australia,Fiji,New Zealand | 156176 | 2028-08-27 |  | Approved | Cooling Only | N/A | Yes | Class 8 | Yes | N/A | N/A | N/A | N/A | N/A | N/A | N/A | Available | N/A | N/A | http://www.mhiaa.com.au/ | http://www.mhiaa.com.au | N/A |  |  | AAC7740 | Yes | Variable output compressor | Inverter | No | - | 2500 | 0.51 | - | 210 | 1250 | No | - | - | - | 466.14 | 2692.5 | No | 191.94 | 1346.25 | No | - | - | - | - | - | - | - | - | - | - | - | - | - | - | - | - | - | - | - | - | - | - | - | - | - | - | - | - | - | - | 52 | 58 | 5.301 | 5.295 | 6.015 | 6.691 | 6.371 | 6.469 | 124 | 189 | 535 | 265 | 330 | 718 | 3.5 | 3.5 | 4.5 | - | - | - | - | - | - | - | - | - | - | - | - | - | - | - | No | - | - | - | - | N/A | N/A | N/A | 3.8013 | 4.7815 | -
[SEER Non Multi-Split <=65kW] GEMS (Air Conditioners up to 65kW) Determination 2019 | MEPS 2019 | AS/NZS 3823.1.1:2012 | SRC10YSA-W/SRK10YSA-WF1 |  | N/A | MITSUBISHI HEAVY INDUSTRIES | N/A | Non Ducted | Single Split System | Wall Hung | Air | - | Thailand | 0.51 | N/A | 2.5 | N/A | N/A | N/A | N/A | N/A | - | - | Calorimeter Room | 4.9724 | - | N/A | - | N/A | N/A | N/A | N/A | N/A | N/A | N/A | N/A | N/A | N/A | N/A | N/A | N/A | N/A | N/A | N/A | N/A | Single | R32 | Australia,New Zealand | 161349 | 2029-05-13 |  | Approved | Cooling Only | N/A | Yes | Class 8 | Yes | N/A | N/A | N/A | N/A | N/A | N/A | N/A | Available | N/A | N/A | http://www.mhiaa.com.au/ | http://www.mhiaa.com.au/ | N/A |  |  | AAC8230 | Yes | Variable output compressor | Inverter | No | - | 2500 | 0.51 | - | 210 | 1250 | No | - | - | - | 466.14 | 2692.5 | Yes | 170 | 1345 | No | - | - | - | - | - | - | - | - | - | - | - | - | - | - | - | - | - | - | - | - | - | - | - | - | - | - | - | - | - | - | 52 | 58 | 5.805 | 5.761 | 6.645 | 8.437 | 7.614 | 7.492 | 112 | 173 | 484 | 209 | 275 | 619 | 4 | 4 | 5 | - | - | - | - | - | - | - | - | - | - | - | - | - | - | - | No | - | - | - | - | N/A | N/A | N/A | 3.8013 | 4.7815 | -
[SEER Non Multi-Split <=65kW] GEMS (Air Conditioners up to 65kW) Determination 2019 | MEPS 2019 | AS/NZS 3823.1.1:2012 | SRC13YSA-W / SRK13YSA-W |  | N/A | MITSUBISHI HEAVY INDUSTRIES | 0.6 | Non Ducted | Single Split System | Wall Hung | Air | - | Thailand | 820 | 2.9 | 3.5 | - | 0 | 0 | 0 | - | 0 | 0 | Calorimeter Room | 4.3108 | 0 | Yes | 0 | N/A | 3 | 0 | 0 | 0 | N/A | N/A | N/A | 4.2578 | 0 | N/A | N/A | 4.0155 | 0 | 4 | 0 | Calorimeter Room | Single | R32 | Australia,Fiji,New Zealand | 126285 | 2025-04-01 |  | Approved | Cooling Only | - | Yes | Class 8 | Yes | Yes | - | Yes | Yes | Yes | - | 4.3108 | Available | N/A | N/A | http://www.mhiaa.com.au/ | http://www.mhiaa.com.au | Yes | https://reg.energyrating.gov.au/static/common/images/star_ratings_2014/Blue_EnergyStarRating_4_Star.eps | https://reg.energyrating.gov.au/static/common/images/star_ratings_2014/Blue_EnergyStarRating_4_Star.png | AAC4417 | Yes | Variable output compressor | Inverter | N/A | N/A | 3500 | 820 | N/A | 305 | 1750 | N/A | N/A | N/A | N/A | 749.48 | 3769.5 | N/A | 278.77 | 1884.75 | N/A | N/A | N/A | N/A | 0 | N/A | N/A | N/A | N/A | N/A | N/A | N/A | N/A | N/A | N/A | N/A | N/A | N/A | N/A | N/A | N/A | N/A | N/A | N/A | N/A | N/A | N/A | N/A | N/A | N/A | N/A | 56 | 62 | 5.31 | 5.177 | 5.672 | 6.534 | 6.147 | 6.093 | 178 | 277 | 800 | 385 | 484 | 1072 | 3.5 | 3.5 | 4 | N/A | N/A | N/A | N/A | N/A | N/A | N/A | N/A | N/A | N/A | N/A | N/A | N/A | N/A | N/A | N/A | N/A | N/A | N/A | N/A | N/A | N/A | N/A | 3.3295 | 4.2105 | 0
[SEER Non Multi-Split <=65kW] GEMS (Air Conditioners up to 65kW) Determination 2019 | MEPS 2019 | AS/NZS 3823.1.1:2012 | SRC13YSA-W / SRK13YSA-WF |  | N/A | MITSUBISHI HEAVY INDUSTRIES | N/A | Non Ducted | Single Split System | Wall Hung | Air | - | Thailand | 0.82 | N/A | 3.5 | N/A | N/A | N/A | N/A | N/A | - | - | Calorimeter Room | 4.3055 | - | N/A | - | N/A | N/A | N/A | N/A | N/A | N/A | N/A | N/A | N/A | N/A | N/A | N/A | N/A | N/A | N/A | N/A | N/A | Single | R32 | Australia,Fiji,New Zealand | 156211 | 2028-08-27 |  | Approved | Cooling Only | N/A | Yes | Class 8 | Yes | N/A | N/A | N/A | N/A | N/A | N/A | N/A | Available | N/A | N/A | http://www.mhiaa.com.au/ | http://www.mhiaa.com.au | N/A |  |  | AAC7734 | Yes | Variable output compressor | Inverter | No | - | 3500 | 0.82 | - | 305 | 1750 | No | - | - | - | 749.48 | 3769.5 | No | 278.77 | 1884.75 | No | - | - | - | - | - | - | - | - | - | - | - | - | - | - | - | - | - | - | - | - | - | - | - | - | - | - | - | - | - | - | 56 | 62 | 5.236 | 5.121 | 5.651 | 6.493 | 6.116 | 6.079 | 179 | 279 | 802 | 386 | 485 | 1073 | 3.5 | 3.5 | 4 | - | - | - | - | - | - | - | - | - | - | - | - | - | - | - | No | - | - | - | - | N/A | N/A | N/A | 3.8013 | 4.2024 | -
[SEER Non Multi-Split <=65kW] GEMS (Air Conditioners up to 65kW) Determination 2019 | MEPS 2019 | AS/NZS 3823.1.1:2012 | SRC13YSA-W/SRK13YSA-WF1 |  | N/A | MITSUBISHI HEAVY INDUSTRIES | N/A | Non Ducted | Single Split System | Wall Hung | Air | - | Thailand | 0.82 | N/A | 3.5 | N/A | N/A | N/A | N/A | N/A | - | - | Calorimeter Room | 4.3055 | - | N/A | - | N/A | N/A | N/A | N/A | N/A | N/A | N/A | N/A | N/A | N/A | N/A | N/A | N/A | N/A | N/A | N/A | N/A | Single | R32 | Australia,New Zealand | 161353 | 2029-05-13 |  | Approved | Cooling Only | N/A | Yes | Class 8 | Yes | N/A | N/A | N/A | N/A | N/A | N/A | N/A | Available | N/A | N/A | http://www.mhiaa.com.au/ | http://www.mhiaa.com.au/ | N/A |  |  | AAC8231 | Yes | Variable output compressor | Inverter | No | - | 3500 | 0.82 | - | 295 | 1750 | No | - | - | - | 749.48 | 3769.5 | Yes | 250 | 1885 | No | - | - | - | - | - | - | - | - | - | - | - | - | - | - | - | - | - | - | - | - | - | - | - | - | - | - | - | - | - | - | 56 | 62 | 5.676 | 5.503 | 6.132 | 7.7 | 6.998 | 6.801 | 165 | 259 | 738 | 325 | 423 | 958 | 4 | 4 | 4.5 | - | - | - | - | - | - | - | - | - | - | - | - | - | - | - | No | - | - | - | - | N/A | N/A | N/A | 3.8013 | 4.2024 | -
[SEER Non Multi-Split <=65kW] GEMS (Air Conditioners up to 65kW) Determination 2019 | MEPS 2019 | AS/NZS 3823.1.1:2012 | SRC15ZTLA-W/SRK15ZTLA-W | SRK15/DXK05ZTLA-WF | N/A | MITSUBISHI HEAVY INDUSTRIES | N/A | Non Ducted | Single Split System | Wall Hung | Air | Air | Thailand | 0.35 | N/A | 1.5 | N/A | N/A | N/A | N/A | N/A | 0.42 | 2 | Calorimeter Room | 4.7278 | 5.0397 | N/A | - | N/A | N/A | N/A | N/A | N/A | N/A | N/A | N/A | N/A | N/A | N/A | N/A | N/A | N/A | N/A | N/A | N/A | Single | R32 | Australia,Fiji,New Zealand | 149961 | 2027-10-11 |  | Approved | Reverse Cycle | N/A | No | Class 8 | No | N/A | N/A | N/A | N/A | N/A | N/A | N/A | Available | N/A | N/A | http://www.mhiaa.com.au/ | http://www.mhiaa.com.au/ | N/A |  |  | AAC7089 | Yes | Variable output compressor | Inverter | No | - | 1500 | 0.35 | - | 200 | 750 | No | - | - | - | 319.9 | 1615.5 | No | 182.8 | 807.75 | No | - | - | 2000 | 0.42 | 180 | 1000 | No | - | - | Yes | 1215 | 3100 | No | - | - | No | - | - | - | - | - | No | - | - | No | - | - | No | - | - | 51 | 56 | 3.183 | 3.342 | 4.122 | 4.18 | 4.087 | 4.431 | 118 | 172 | 461 | 249 | 303 | 622 | 1.5 | 1.5 | 2.5 | 4.515 | 4.814 | 5.124 | 4.659 | 4.918 | 5.112 | 593 | 243 | 49 | 203 | 115 | 34 | 3 | 3 | 3.5 | No | - | - | - | - | N/A | N/A | N/A | 6.5 | 4.0326 | 4.5252
[SEER Non Multi-Split <=65kW] GEMS (Air Conditioners up to 65kW) Determination 2019 | MEPS 2019 | AS/NZS 3823.1.1:2012 | SRC15ZTLA-W/SRK15ZTLA-WF | SRK15/DXK05ZTLA-WF | N/A | MITSUBISHI HEAVY INDUSTRIES | N/A | Non Ducted | Single Split System | Wall Hung | Air | Air | Thailand | 0.35 | N/A | 1.5 | N/A | N/A | N/A | N/A | N/A | 0.42 | 2 | Calorimeter Room | 4.7278 | 5.0397 | N/A | - | N/A | N/A | N/A | N/A | N/A | N/A | N/A | N/A | N/A | N/A | N/A | N/A | N/A | N/A | N/A | N/A | N/A | Single | R32 | Australia,Fiji,New Zealand | 149961 | 2027-10-11 |  | Approved | Reverse Cycle | N/A | No | Class 8 | No | N/A | N/A | N/A | N/A | N/A | N/A | N/A | Available | N/A | N/A | http://www.mhiaa.com.au/ | http://www.mhiaa.com.au/ | N/A |  |  | AAC7089 | Yes | Variable output compressor | Inverter | No | - | 1500 | 0.35 | - | 200 | 750 | No | - | - | - | 319.9 | 1615.5 | No | 182.8 | 807.75 | No | - | - | 2000 | 0.42 | 180 | 1000 | No | - | - | Yes | 1215 | 3100 | No | - | - | No | - | - | - | - | - | No | - | - | No | - | - | No | - | - | 51 | 56 | 3.183 | 3.342 | 4.122 | 4.18 | 4.087 | 4.431 | 118 | 172 | 461 | 249 | 303 | 622 | 1.5 | 1.5 | 2.5 | 4.515 | 4.814 | 5.124 | 4.659 | 4.918 | 5.112 | 593 | 243 | 49 | 203 | 115 | 34 | 3 | 3 | 3.5 | No | - | - | - | - | N/A | N/A | N/A | 6.5 | 4.0326 | 4.5252
[SEER Non Multi-Split <=65kW] GEMS (Air Conditioners up to 65kW) Determination 2019 | MEPS 2019 | AS/NZS 3823.1.1:2012 | SRC17ZMP-S / SRK17ZMP-S | SRK/DXK** ZMP/Z5 | N/A | MITSUBISHI HEAVY INDUSTRIES | N/A | Non Ducted | Single Split System | Wall Hung | Air | Air | Thailand | 0.42 | 1.69 | 1.7 | N/A | N/A | N/A | N/A | N/A | 0.465 | 2 | Calorimeter Room | 3.8851 | 4.4066 | Yes | - | N/A | 4.6 | 4.7 | N/A | N/A | N/A | N/A | N/A | 3.751 | 4.2674 | N/A | N/A | 3.002 | 4.0347 | 3 | 4 | Calorimeter Room | Single | R410A | Australia,Fiji,New Zealand | 126286 | 2025-04-01 |  | Approved | Reverse Cycle | N/A | No | Class 8 | No | Yes | N/A | N/A | N/A | N/A | N/A | 3.8851 | Available | N/A | N/A | http://www.mhiaa.com.au/ | http://www.mhiaa.com.au | Yes |  | https://reg.energyrating.gov.au/static/common/images/star_ratings_2014/aircon_rating_3_4.png | AAC4422 | Yes | Variable output compressor | Inverter | No | - | 1700 | 0.42 | - | 305 | 850 | No | - | - | - | 383.88 | 1830.9 | No | 278.77 | 915.45 | No | - | - | 2000 | 0.465 | 195 | 1000 | No | - | - | Yes | 1290 | 3100 | No | - | - | No | - | - | - | - | - | No | - | - | No | - | - | No | - | - | 59 | 54 | 2.91 | 3.02 | 3.494 | 3.446 | 3.358 | 3.654 | 153 | 225 | 625 | 351 | 426 | 863 | 1 | 1.5 | 1.5 | 4.133 | 4.413 | 4.725 | 4.28 | 4.524 | 4.717 | 643 | 259 | 48 | 216 | 121 | 32 | 2.5 | 2.5 | 3 | No | - | - | - | - | N/A | N/A | N/A | 4.9281 | 3.8932 | 4.1523
[SEER Non Multi-Split <=65kW] GEMS (Air Conditioners up to 65kW) Determination 2019 | MEPS 2019 | AS/NZS 3823.1.1:2012 | SRC18YSA-W / SRK18YSA-W |  | N/A | MITSUBISHI HEAVY INDUSTRIES | 1.36 | Non Ducted | Single Split System | Wall Hung | Air | - | Australia | 1390 | 3.64 | 5 | - | 0 | 0 | 0 | - | 0 | 0 | Calorimeter Room | 3.631 | 0 | Yes | 0 | N/A | 4 | 0 | 0 | 0 | N/A | N/A | N/A | 3.5958 | 0 | N/A | N/A | 2.6916 | 0 | 2.5 | 0 | Calorimeter Room | Single | R32 | Australia,Fiji,New Zealand | 126296 | 2025-04-01 |  | Approved | Cooling Only | - | Yes | Class 9 | Yes | Yes | - | Yes | Yes | Yes | - | 3.631 | Available | N/A | N/A | http://www.mhiaa.com.au/ | http://www.mhiaa.com.au | No | https://reg.energyrating.gov.au/static/common/images/star_ratings_2014/Blue_EnergyStarRating_2.5_Star.eps | https://reg.energyrating.gov.au/static/common/images/star_ratings_2014/Blue_EnergyStarRating_2.5_Star.png | AAC4423 | Yes | Variable output compressor | Inverter | N/A | N/A | 5000 | 1390 | N/A | 480 | 2500 | N/A | N/A | N/A | N/A | 1270.46 | 5385 | N/A | 438.72 | 2692.5 | N/A | N/A | N/A | N/A | 0 | N/A | N/A | N/A | N/A | N/A | N/A | N/A | N/A | N/A | N/A | N/A | N/A | N/A | N/A | N/A | N/A | N/A | N/A | N/A | N/A | N/A | N/A | N/A | N/A | N/A | N/A | 58 | 61 | 4.913 | 4.708 | 5.05 | 5.963 | 5.56 | 5.427 | 279 | 440 | 1290 | 607 | 768 | 1723 | 3 | 3 | 3.5 | N/A | N/A | N/A | N/A | N/A | N/A | N/A | N/A | N/A | N/A | N/A | N/A | N/A | N/A | N/A | N/A | N/A | N/A | N/A | N/A | N/A | N/A | N/A | 3.2098 | 3.5693 | 0
[SEER Non Multi-Split <=65kW] GEMS (Air Conditioners up to 65kW) Determination 2019 | MEPS 2019 | AS/NZS 3823.1.1:2012 | SRC18YSA-W / SRK18YSA-WF |  | N/A | MITSUBISHI HEAVY INDUSTRIES | N/A | Non Ducted | Single Split System | Wall Hung | Air | - | Thailand | 1.39 | N/A | 5 | N/A | N/A | N/A | N/A | N/A | - | - | Calorimeter Room | 3.6283 | - | N/A | - | N/A | N/A | N/A | N/A | N/A | N/A | N/A | N/A | N/A | N/A | N/A | N/A | N/A | N/A | N/A | N/A | N/A | Single | R32 | Australia,Fiji,New Zealand | 156214 | 2028-08-21 |  | Approved | Cooling Only | N/A | Yes | Class 9 | Yes | N/A | N/A | N/A | N/A | N/A | N/A | N/A | Available | N/A | N/A | http://www.mhiaa.com.au/ | http://www.mhiaa.com.au/ | N/A |  |  | AAC7724 | Yes | Variable output compressor | Inverter | No | - | 5000 | 1.39 | - | 480 | 2500 | No | - | - | - | 1270.46 | 5385 | No | 438.72 | 2692.5 | No | - | - | - | - | - | - | - | - | - | - | - | - | - | - | - | - | - | - | - | - | - | - | - | - | - | - | - | - | - | - | 58 | 61 | 4.881 | 4.684 | 5.042 | 5.946 | 5.548 | 5.421 | 280 | 441 | 1291 | 608 | 769 | 1724 | 3 | 3 | 3.5 | - | - | - | - | - | - | - | - | - | - | - | - | - | - | - | No | - | - | - | - | N/A | N/A | N/A | 3.5465 | 3.5664 | -
[SEER Non Multi-Split <=65kW] GEMS (Air Conditioners up to 65kW) Determination 2019 | MEPS 2019 | AS/NZS 3823.1.1:2012 | SRC18YSA-W/SRK18YSA-WF1 |  | N/A | MITSUBISHI HEAVY INDUSTRIES | N/A | Non Ducted | Single Split System | Wall Hung | Air | - | Thailand | 1.39 | N/A | 5 | N/A | N/A | N/A | N/A | N/A | - | - | Calorimeter Room | 3.6283 | - | N/A | - | N/A | N/A | N/A | N/A | N/A | N/A | N/A | N/A | N/A | N/A | N/A | N/A | N/A | N/A | N/A | N/A | N/A | Single | R32 | Australia,New Zealand | 161354 | 2029-05-14 |  | Approved | Cooling Only | N/A | Yes | Class 9 | Yes | N/A | N/A | N/A | N/A | N/A | N/A | N/A | Available | N/A | N/A | http://www.mhiaa.com.au/ | http://www.mhiaa.com.au/ | N/A |  |  | AAC8235 | Yes | Variable output compressor | Inverter | No | - | 5000 | 1.39 | - | 480 | 2500 | No | - | - | - | 1270.46 | 5385 | Yes | 420 | 2690 | No | - | - | - | - | - | - | - | - | - | - | - | - | - | - | - | - | - | - | - | - | - | - | - | - | - | - | - | - | - | - | 58 | 61 | 5.057 | 4.834 | 5.223 | 6.454 | 5.906 | 5.705 | 270 | 427 | 1246 | 559 | 722 | 1638 | 3.5 | 3 | 3.5 | - | - | - | - | - | - | - | - | - | - | - | - | - | - | - | No | - | - | - | - | N/A | N/A | N/A | 3.5465 | 3.5664 | -
[SEER Non Multi-Split <=65kW] GEMS (Air Conditioners up to 65kW) Determination 2019 | MEPS 2019 | AS/NZS 3823.1.1:2012 | SRC20ZSA-W / SRK20ZSA-W | SRK/DXK_20/06ZSA-W | N/A | MITSUBISHI HEAVY INDUSTRIES | 0.1 | Non Ducted | Single Split System | Wall Hung | Air | Air | Thailand | 0.41 | 1.9 | 2 | N/A | 3.3157 | 3.203 | 0.966 | N/A | 0.56 | 2.7 | Calorimeter Room | 4.871 | 4.8887 | Yes | - | N/A | 3 | 3 | N/A | N/A | N/A | N/A | N/A | 4.7538 | 4.8013 | N/A | N/A | 5.0075 | 5.1026 | 5 | 5 | Calorimeter Room | Single | R32 | Australia,Fiji,New Zealand | 125423 | 2025-04-01 |  | Approved | Reverse Cycle | N/A | Yes | Class 8 | Yes | Yes | N/A | Yes | Yes | Yes | N/A | 4.871 | Available | N/A | N/A | http://www.mhiaa.com.au/ | http://www.mhiaa.com.au | Yes |  | https://reg.energyrating.gov.au/static/common/images/star_ratings_2014/aircon_rating_5_5.png | AAC4356 | Yes | Variable output compressor | Inverter | No | - | 2000 | 0.41 | - | 150 | 1000 | No | - | - | - | 374.74 | 2154 | No | 137.1 | 1077 | No | - | - | 2700 | 0.56 | 230 | 1350 | No | - | - | Yes | 970 | 3200 | No | - | - | No | - | - | - | - | - | No | - | - | No | - | - | No | - | - | 49 | 56 | 5.589 | 5.554 | 6.386 | 7.255 | 6.875 | 6.932 | 93 | 143 | 402 | 195 | 244 | 535 | 4 | 4 | 4.5 | 4.655 | 5.013 | 5.404 | 4.839 | 5.157 | 5.397 | 765 | 301 | 50 | 253 | 138 | 33 | 3 | 3.5 | 3.5 | No | - | - | - | - | N/A | N/A | N/A | 3.267 | 4.7501 | 4.7282
[SEER Non Multi-Split <=65kW] GEMS (Air Conditioners up to 65kW) Determination 2019 | MEPS 2019 | AS/NZS 3823.1.1:2012 | SRC20ZSA-W/SRK20ZSA-WF | SRK20/DXK06ZSA-WF | N/A | MITSUBISHI HEAVY INDUSTRIES | N/A | Non Ducted | Single Split System | Wall Hung | Air | Air | Thailand | 0.41 | N/A | 2 | N/A | N/A | N/A | N/A | N/A | 0.56 | 2.7 | Calorimeter Room | 4.8592 | 4.8799 | N/A | - | N/A | N/A | N/A | N/A | N/A | N/A | N/A | N/A | N/A | N/A | N/A | N/A | N/A | N/A | N/A | N/A | N/A | Single | R32 | Australia,Fiji,New Zealand | 156194 | 2028-08-27 |  | Approved | Reverse Cycle | N/A | Yes | Class 8 | Yes | N/A | N/A | N/A | N/A | N/A | N/A | N/A | Available | N/A | N/A | http://www.mhiaa.com.au/ | http://www.mhiaa.com.au/ | N/A |  |  | AAC7741 | Yes | Variable output compressor | Inverter | No | - | 2000 | 0.41 | - | 150 | 1000 | No | - | - | - | 374.74 | 2154 | Yes | 133 | 1075 | No | - | - | 2700 | 0.56 | 230 | 1350 | No | - | - | Yes | 970 | 3200 | No | - | - | No | - | - | - | - | - | No | - | - | No | - | - | No | - | - | 49 | 56 | 5.54 | 5.531 | 6.48 | 7.532 | 7.076 | 7.131 | 93 | 143 | 395 | 186 | 236 | 519 | 4 | 4 | 4.5 | 4.655 | 5.013 | 5.404 | 4.839 | 5.157 | 5.397 | 766 | 303 | 51 | 254 | 139 | 34 | 3 | 3.5 | 3.5 | No | - | - | - | - | N/A | N/A | N/A | 3.8013 | 4.7298 | 4.7133
[SEER Non Multi-Split <=65kW] GEMS (Air Conditioners up to 65kW) Determination 2019 | MEPS 2019 | AS/NZS 3823.1.1:2012 | SRC20ZSA-W/SRK20ZSA-WF1 | SRK20/DXK06ZSA-WF1 | N/A | MITSUBISHI HEAVY INDUSTRIES | N/A | Non Ducted | Single Split System | Wall Hung | Air | Air | Thailand | 0.41 | N/A | 2 | N/A | N/A | N/A | N/A | N/A | 0.56 | 2.7 | Calorimeter Room | 4.8592 | 4.8799 | N/A | - | N/A | N/A | N/A | N/A | N/A | N/A | N/A | N/A | N/A | N/A | N/A | N/A | N/A | N/A | N/A | N/A | N/A | Single | R32 | Australia,New Zealand | 161010 | 2029-05-14 |  | Approved | Reverse Cycle | N/A | Yes | Class 8 | Yes | N/A | N/A | N/A | N/A | N/A | N/A | N/A | Available | N/A | N/A | http://www.mhiaa.com.au/ | http://www.mhiaa.com.au/ | N/A |  |  | AAC8239 | Yes | Variable output compressor | Inverter | No | - | 2000 | 0.41 | - | 150 | 1000 | No | - | - | - | 374.74 | 2154 | Yes | 132 | 1075 | No | - | - | 2700 | 0.56 | 230 | 1350 | No | - | - | Yes | 970 | 3200 | No | - | - | No | - | - | - | - | - | No | - | - | No | - | - | No | - | - | 49 | 56 | 5.57 | 5.558 | 6.519 | 7.635 | 7.152 | 7.195 | 92 | 142 | 393 | 184 | 233 | 514 | 4 | 4 | 5 | 4.655 | 5.013 | 5.404 | 4.839 | 5.157 | 5.397 | 766 | 303 | 51 | 254 | 139 | 34 | 3 | 3.5 | 3.5 | No | - | - | - | - | N/A | N/A | N/A | 3.8013 | 4.7298 | 4.7133
[SEER Non Multi-Split <=65kW] GEMS (Air Conditioners up to 65kW) Determination 2019 | MEPS 2019 | AS/NZS 3823.1.1:2012 | SRC20ZSXA-W / SRK20ZSXA-W |  | N/A | MITSUBISHI HEAVY INDUSTRIES | N/A | Non Ducted | Single Split System | Wall Hung | Air | Air | Thailand | 0.31 | 2 | 2 | N/A | 3.4563 | 4.075 | 1.179 | N/A | 0.47 | 2.7 | Calorimeter Room | 6.4373 | 5.9745 | Yes | - | N/A | 3 | 3 | N/A | N/A | N/A | N/A | N/A | 6.234 | 5.8486 | N/A | N/A | 7.9681 | 7.1972 | 7 | 7 | Calorimeter Room | Single | R32 | Australia,Fiji,New Zealand | 126125 | 2025-04-01 |  | Approved | Reverse Cycle | N/A | Yes | Class 8 | Yes | Yes | N/A | Yes | Yes | Yes | N/A | 6.4373 | Available | N/A | N/A | http://www.mhiaa.com.au/ | http://www.mhiaa.com.au | Yes |  | https://reg.energyrating.gov.au/static/common/images/star_ratings_2014/aircon_rating_7_7.png | AAC4391 | Yes | Variable output compressor | Inverter | No | - | 2000 | 0.31 | - | 145 | 1000 | No | - | - | - | 283.34 | 2154 | No | 132.53 | 1077 | No | - | - | 2700 | 0.47 | 205 | 1350 | No | - | - | Yes | 1160 | 3700 | No | - | - | No | - | - | - | - | - | No | - | - | No | - | - | No | - | - | 53 | 56 | 6.221 | 6.31 | 7.275 | 7.839 | 7.529 | 7.791 | 84 | 126 | 353 | 181 | 223 | 476 | 4.5 | 4.5 | 5.5 | 5.355 | 5.732 | 6.078 | 5.516 | 5.842 | 6.061 | 665 | 264 | 45 | 222 | 122 | 29 | 3.5 | 4 | 4.5 | No | - | - | - | - | N/A | N/A | N/A | 2.925 | 6.2522 | 5.6263
[SEER Non Multi-Split <=65kW] GEMS (Air Conditioners up to 65kW) Determination 2019 | MEPS 2019 | AS/NZS 3823.1.1:2012 | SRC20ZSXA-W/SRK20ZSXA-WF |  | N/A | MITSUBISHI HEAVY INDUSTRIES | N/A | Non Ducted | Single Split System | Wall Hung | Air | Air | Thailand | 0.31 | N/A | 2 | N/A | N/A | N/A | N/A | N/A | 0.47 | 2.7 | Calorimeter Room | 6.4167 | 5.9619 | N/A | - | N/A | N/A | N/A | N/A | N/A | N/A | N/A | N/A | N/A | N/A | N/A | N/A | N/A | N/A | N/A | N/A | N/A | Single | R32 | Australia,Fiji,New Zealand | 156027 | 2028-08-28 |  | Approved | Reverse Cycle | N/A | Yes | Class 8 | Yes | N/A | N/A | N/A | N/A | N/A | N/A | N/A | Available | N/A | N/A | http://www.mhiaa.com.au/ | http://www.mhiaa.com.au/ | N/A |  |  | AAC7747 | Yes | Variable output compressor | Inverter | No | - | 2000 | 0.31 | - | 145 | 1000 | No | - | - | - | 283.34 | 2154 | No | 132.53 | 1077 | No | - | - | 2700 | 0.47 | 205 | 1350 | No | - | - | Yes | 1160 | 3700 | No | - | - | No | - | - | - | - | - | No | - | - | No | - | - | No | - | - | 53 | 56 | 6.057 | 6.175 | 7.22 | 7.744 | 7.455 | 7.755 | 85 | 128 | 355 | 182 | 224 | 477 | 4.5 | 4.5 | 5.5 | 5.355 | 5.732 | 6.078 | 5.516 | 5.842 | 6.061 | 666 | 265 | 46 | 223 | 123 | 30 | 3.5 | 4 | 4.5 | No | - | - | - | - | N/A | N/A | N/A | 3.365 | 6.2233 | 5.6089
[SEER Non Multi-Split <=65kW] GEMS (Air Conditioners up to 65kW) Determination 2019 | MEPS 2019 | AS/NZS 3823.1.1:2012 | SRC20ZTLA-W/SRK20ZTLA-W | SRK20/DXK07ZTLA-WF | N/A | MITSUBISHI HEAVY INDUSTRIES | N/A | Non Ducted | Single Split System | Wall Hung | Air | Air | Thailand | 0.51 | N/A | 2 | N/A | N/A | N/A | N/A | N/A | 0.64 | 2.7 | Calorimeter Room | 4.0255 | 4.3169 | N/A | - | N/A | N/A | N/A | N/A | N/A | N/A | N/A | N/A | N/A | N/A | N/A | N/A | N/A | N/A | N/A | N/A | N/A | Single | R32 | Australia,Fiji,New Zealand | 149968 | 2027-10-10 |  | Approved | Reverse Cycle | N/A | No | Class 8 | No | N/A | N/A | N/A | N/A | N/A | N/A | N/A | Available | N/A | N/A | http://www.mhiaa.com.au/ | http://www.mhiaa.com.au/ | N/A |  |  | AAC7085 | Yes | Variable output compressor | Inverter | No | - | 2000 | 0.51 | - | 185 | 1000 | No | - | - | - | 466.14 | 2154 | No | 169.09 | 1077 | No | - | - | 2700 | 0.64 | 240 | 1350 | No | - | - | Yes | 1230 | 3200 | No | - | - | No | - | - | - | - | - | No | - | - | No | - | - | No | - | - | 52 | 57 | 4.072 | 4.13 | 5.009 | 5.587 | 5.342 | 5.502 | 123 | 187 | 507 | 248 | 309 | 669 | 2.5 | 2.5 | 3.5 | 4.2 | 4.646 | 5.159 | 4.462 | 4.856 | 5.164 | 854 | 333 | 60 | 280 | 153 | 41 | 2.5 | 3 | 3.5 | No | - | - | - | - | N/A | N/A | N/A | 6.5 | 3.7596 | 4.0787
[SEER Non Multi-Split <=65kW] GEMS (Air Conditioners up to 65kW) Determination 2019 | MEPS 2019 | AS/NZS 3823.1.1:2012 | SRC20ZTLA-W/SRK20ZTLA-WF | SRK20/DXK07ZTLA-WF | N/A | MITSUBISHI HEAVY INDUSTRIES | N/A | Non Ducted | Single Split System | Wall Hung | Air | Air | Thailand | 0.51 | N/A | 2 | N/A | N/A | N/A | N/A | N/A | 0.64 | 2.7 | Calorimeter Room | 4.0255 | 4.3169 | N/A | - | N/A | N/A | N/A | N/A | N/A | N/A | N/A | N/A | N/A | N/A | N/A | N/A | N/A | N/A | N/A | N/A | N/A | Single | R32 | Australia,Fiji,New Zealand | 149968 | 2027-10-10 |  | Approved | Reverse Cycle | N/A | No | Class 8 | No | N/A | N/A | N/A | N/A | N/A | N/A | N/A | Available | N/A | N/A | http://www.mhiaa.com.au/ | http://www.mhiaa.com.au/ | N/A |  |  | AAC7085 | Yes | Variable output compressor | Inverter | No | - | 2000 | 0.51 | - | 185 | 1000 | No | - | - | - | 466.14 | 2154 | No | 169.09 | 1077 | No | - | - | 2700 | 0.64 | 240 | 1350 | No | - | - | Yes | 1230 | 3200 | No | - | - | No | - | - | - | - | - | No | - | - | No | - | - | No | - | - | 52 | 57 | 4.072 | 4.13 | 5.009 | 5.587 | 5.342 | 5.502 | 123 | 187 | 507 | 248 | 309 | 669 | 2.5 | 2.5 | 3.5 | 4.2 | 4.646 | 5.159 | 4.462 | 4.856 | 5.164 | 854 | 333 | 60 | 280 | 153 | 41 | 2.5 | 3 | 3.5 | No | - | - | - | - | N/A | N/A | N/A | 6.5 | 3.7596 | 4.0787
[SEER Non Multi-Split <=65kW] GEMS (Air Conditioners up to 65kW) Determination 2019 | MEPS 2019 | AS/NZS 3823.1.1:2012 | SRC24YRA-W / SRK24YRA-W |  | N/A | MITSUBISHI HEAVY INDUSTRIES | 1.51 | Non Ducted | Single Split System | Wall Hung | Air | - | Thailand | 1840 | 5.59 | 7.1 | - | 0 | 0 | 0 | - | 0 | 0 | Calorimeter Room | 3.8268 | 0 | Yes | 0 | N/A | 3.4 | 0 | 0 | 0 | N/A | N/A | N/A | 3.8038 | 0 | N/A | N/A | 3.1077 | 0 | 3 | 0 | Calorimeter Room | Single | R32 | Australia,Fiji,New Zealand | 126297 | 2025-04-01 |  | Approved | Cooling Only | - | Yes | Class 9 | Yes | Yes | - | Yes | Yes | Yes | - | 3.8268 | Available | N/A | N/A | http://www.mhiaa.com.au/ | http://www.mhiaa.com.au/ | Yes | https://reg.energyrating.gov.au/static/common/images/star_ratings_2014/Blue_EnergyStarRating_3_Star.eps | https://reg.energyrating.gov.au/static/common/images/star_ratings_2014/Blue_EnergyStarRating_3_Star.png | AAC4411 | Yes | Variable output compressor | Inverter | N/A | N/A | 7100 | 1840 | N/A | 655 | 3550 | N/A | N/A | N/A | N/A | 1681.76 | 7646.7 | N/A | 598.67 | 3823.35 | N/A | N/A | N/A | N/A | 0 | N/A | N/A | N/A | N/A | N/A | N/A | N/A | N/A | N/A | N/A | N/A | N/A | N/A | N/A | N/A | N/A | N/A | N/A | N/A | N/A | N/A | N/A | N/A | N/A | N/A | N/A | 55 | 65 | 5.239 | 5.019 | 5.34 | 6.279 | 5.86 | 5.719 | 373 | 589 | 1734 | 820 | 1037 | 2324 | 3.5 | 3.5 | 3.5 | N/A | N/A | N/A | N/A | N/A | N/A | N/A | N/A | N/A | N/A | N/A | N/A | N/A | N/A | N/A | N/A | N/A | N/A | N/A | N/A | N/A | N/A | N/A | 3.2604 | 3.8357 | 0
[SEER Non Multi-Split <=65kW] GEMS (Air Conditioners up to 65kW) Determination 2019 | MEPS 2019 | AS/NZS 3823.1.1:2012 | SRC24YRA-W/SRK24YRA-WF |  | N/A | MITSUBISHI HEAVY INDUSTRIES | N/A | Non Ducted | Single Split System | Wall Hung | Air | - | Thailand | 1.84 | N/A | 7.1 | N/A | N/A | N/A | N/A | N/A | - | - | Calorimeter Room | 3.8141 | - | N/A | - | N/A | N/A | N/A | N/A | N/A | N/A | N/A | N/A | N/A | N/A | N/A | N/A | N/A | N/A | N/A | N/A | N/A | Single | R32 | Australia,Fiji,New Zealand | 156528 | 2028-09-04 |  | Approved | Cooling Only | N/A | Yes | Class 9 | Yes | N/A | N/A | N/A | N/A | N/A | N/A | N/A | Available | N/A | N/A | http://www.mhiaa.com.au/ | http://www.mhiaa.com.au/ | N/A |  |  | AAC7762 | Yes | Variable output compressor | Inverter | No | - | 7100 | 1.84 | - | 655 | 3550 | No | - | - | - | 1681.76 | 7646.7 | Yes | 595 | 3820 | No | - | - | - | - | - | - | - | - | - | - | - | - | - | - | - | - | - | - | - | - | - | - | - | - | - | - | - | - | - | - | 55 | 65 | 5.236 | 5.019 | 5.357 | 6.33 | 5.896 | 5.751 | 373 | 588 | 1728 | 813 | 1030 | 2310 | 3.5 | 3.5 | 3.5 | - | - | - | - | - | - | - | - | - | - | - | - | - | - | - | No | - | - | - | - | N/A | N/A | N/A | 3.6075 | 3.8333 | -
[SEER Non Multi-Split <=65kW] GEMS (Air Conditioners up to 65kW) Determination 2019 | MEPS 2019 | AS/NZS 3823.1.1:2012 | SRC24YRA-W/SRK24YRA-WF1 |  | N/A | MITSUBISHI HEAVY INDUSTRIES | N/A | Non Ducted | Single Split System | Wall Hung | Air | - | Thailand | 1.84 | N/A | 7.1 | N/A | N/A | N/A | N/A | N/A | - | - | Calorimeter Room | 3.8141 | - | N/A | - | N/A | N/A | N/A | N/A | N/A | N/A | N/A | N/A | N/A | N/A | N/A | N/A | N/A | N/A | N/A | N/A | N/A | Single | R32 | Australia,New Zealand | 161355 | 2029-05-13 |  | Approved | Cooling Only | N/A | Yes | Class 9 | Yes | N/A | N/A | N/A | N/A | N/A | N/A | N/A | Available | N/A | N/A | http://www.mhiaa.com.au/ | http://www.mhiaa.com.au/ | N/A |  |  | AAC8232 | Yes | Variable output compressor | Inverter | No | - | 7100 | 1.84 | - | 655 | 3550 | No | - | - | - | 1681.76 | 7646.7 | Yes | 565 | 3820 | No | - | - | - | - | - | - | - | - | - | - | - | - | - | - | - | - | - | - | - | - | - | - | - | - | - | - | - | - | - | - | 55 | 65 | 5.471 | 5.218 | 5.593 | 7.002 | 6.368 | 6.121 | 356 | 565 | 1654 | 734 | 953 | 2170 | 3.5 | 3.5 | 4 | - | - | - | - | - | - | - | - | - | - | - | - | - | - | - | No | - | - | - | - | N/A | N/A | N/A | 3.6075 | 3.8333 | -
[SEER Non Multi-Split <=65kW] GEMS (Air Conditioners up to 65kW) Determination 2019 | MEPS 2019 | AS/NZS 3823.1.1:2012 | SRC25ZSA-W / FDTC25VH1 |  | N/A | MITSUBISHI HEAVY INDUSTRIES | N/A | Non Ducted | Single Split System | Cassette | Air | Air | Thailand | 0.54 | N/A | 2.5 | N/A | N/A | N/A | N/A | N/A | 0.77 | 3.4 | Calorimeter Room | 4.6993 | 4.4489 | N/A | - | N/A | N/A | N/A | N/A | N/A | N/A | N/A | N/A | N/A | N/A | N/A | N/A | N/A | N/A | N/A | N/A | N/A | Single | R32 | Australia,Fiji,New Zealand | 126596 | 2025-04-01 |  | Approved | Reverse Cycle | N/A | Yes | Class 8 | Yes | N/A | N/A | Yes | Yes | Yes | N/A | N/A | Available | N/A | N/A | http://www.mhiaa.com.au/ | http://www.mhiaa.com.au | N/A |  |  | AAC4450 | Yes | Variable output compressor | Inverter | No | - | 2500 | 0.54 | - | 220 | 1250 | No | - | - | - | 493.56 | 2692.5 | No | 201.08 | 1346.25 | No | - | - | 3400 | 0.77 | 310 | 1700 | No | - | - | Yes | 1100 | 3450 | No | - | - | No | - | - | - | - | - | No | - | - | No | - | - | No | - | - | 51 | 59 | 5.025 | 5.02 | 5.712 | 6.364 | 6.058 | 6.149 | 131 | 200 | 563 | 279 | 347 | 755 | 3.5 | 3.5 | 4 | 4.199 | 4.634 | 5.045 | 4.413 | 4.789 | 5.041 | 1066 | 409 | 67 | 348 | 186 | 44 | 2.5 | 3 | 3.5 | No | - | - | - | - | N/A | N/A | N/A | 4.0871 | 4.5141 | 4.3378
[SEER Non Multi-Split <=65kW] GEMS (Air Conditioners up to 65kW) Determination 2019 | MEPS 2019 | AS/NZS 3823.1.1:2012 | SRC25ZSA-W / SRF25ZS-W |  | N/A | MITSUBISHI HEAVY INDUSTRIES | N/A | Non Ducted | Single Split System | Floor Mounted | Air | Air | Thailand | 0.5 | N/A | 2.5 | N/A | N/A | N/A | N/A | N/A | 0.74 | 3.4 | Calorimeter Room | 5.0261 | 4.6078 | N/A | - | N/A | N/A | N/A | N/A | N/A | N/A | N/A | N/A | N/A | N/A | N/A | N/A | N/A | N/A | N/A | N/A | N/A | Single | R32 | Australia,New Zealand | 130409 | 2025-07-13 |  | Approved | Reverse Cycle | N/A | Yes | Class 8 | Yes | N/A | N/A | N/A | N/A | N/A | N/A | N/A | Available | N/A | N/A | http://www.mhiaa.com.au/ | http://www.mhiaa.com.au | N/A |  |  | AAC5009 | Yes | Variable output compressor | Inverter | No | - | 2500 | 0.5 | - | 220 | 1250 | No | - | - | - | 457 | 2692.5 | No | 201.08 | 1346.25 | No | - | - | 3400 | 0.74 | 290 | 1700 | No | - | - | Yes | 1070 | 3450 | No | - | - | No | - | - | - | - | - | No | - | - | No | - | - | No | - | - | 50 | 60 | 5.278 | 5.277 | 5.929 | 6.526 | 6.225 | 6.338 | 126 | 191 | 544 | 273 | 339 | 734 | 3.5 | 3.5 | 4 | 4.41 | 4.906 | 5.387 | 4.663 | 5.092 | 5.386 | 1014 | 385 | 61 | 328 | 174 | 40 | 2.5 | 3 | 3.5 | No | - | - | - | - | N/A | N/A | N/A | 3.3565 | 4.8891 | 4.5252
[SEER Non Multi-Split <=65kW] GEMS (Air Conditioners up to 65kW) Determination 2019 | MEPS 2019 | AS/NZS 3823.1.1:2012 | SRC25ZSA-W / SRK25ZSA-W | SRK/DXK_25/09ZSA-W | N/A | MITSUBISHI HEAVY INDUSTRIES | 0.17 | Non Ducted | Single Split System | Wall Hung | Air | Air | Thailand | 0.51 | 2.33 | 2.5 | N/A | 3.2356 | 3.996 | 1.235 | N/A | 0.65 | 3.2 | Calorimeter Room | 4.8255 | 5.0986 | Yes | - | N/A | 3 | 3 | N/A | N/A | N/A | N/A | N/A | 4.8843 | 4.9622 | N/A | N/A | 5.2687 | 5.4245 | 5 | 5 | Calorimeter Room | Single | R32 | Australia,Fiji,New Zealand | 125459 | 2025-04-01 |  | Approved | Reverse Cycle | N/A | Yes | Class 8 | Yes | Yes | N/A | Yes | Yes | Yes | N/A | 4.9822 | Available | N/A | N/A | http://www.mhiaa.com.au/ | http://www.mhiaa.com.au | Yes |  | https://reg.energyrating.gov.au/static/common/images/star_ratings_2014/aircon_rating_5_5.png | AAC4364 | Yes | Variable output compressor | Inverter | No | - | 2500 | 0.51 | - | 210 | 1250 | No | - | - | - | 466.14 | 2692.5 | No | 191.94 | 1346.25 | No | - | - | 3200 | 0.65 | 280 | 1600 | No | - | - | Yes | 1230 | 3950 | No | - | - | No | - | - | - | - | - | No | - | - | No | - | - | No | - | - | 53 | 58 | 5.383 | 5.361 | 6.041 | 6.737 | 6.407 | 6.486 | 123 | 188 | 534 | 264 | 329 | 717 | 3.5 | 3.5 | 4.5 | 4.637 | 4.957 | 5.271 | 4.78 | 5.061 | 5.258 | 909 | 360 | 60 | 302 | 165 | 39 | 3 | 3 | 3.5 | No | - | - | - | - | N/A | N/A | N/A | 3.4357 | 4.7928 | 4.8367
[SEER Non Multi-Split <=65kW] GEMS (Air Conditioners up to 65kW) Determination 2019 | MEPS 2019 | AS/NZS 3823.1.1:2012 | SRC25ZSA-W / SRR25ZS-W |  | N/A | MITSUBISHI HEAVY INDUSTRIES | N/A | Non Ducted | Single Split System | Floor/Ceiling | Air | Air | Thailand | 0.56 | N/A | 2.5 | N/A | N/A | N/A | N/A | N/A | 0.75 | 3.4 | Calorimeter Room | 4.5365 | 4.6712 | N/A | - | N/A | N/A | N/A | N/A | N/A | N/A | N/A | N/A | N/A | N/A | N/A | N/A | N/A | N/A | N/A | N/A | N/A | Single | R32 | Australia,Fiji,New Zealand | 126097 | 2025-04-01 |  | Approved | Reverse Cycle | N/A | Yes | Class 8 | Yes | N/A | N/A | Yes | Yes | Yes | N/A | N/A | Available | N/A | N/A | http://www.mhiaa.com.au/ | http://www.mhiaa.com.au | N/A |  |  | AAC4382 | Yes | Variable output compressor | Inverter | No | - | 2500 | 0.56 | - | 235 | 1250 | No | - | - | - | 511.84 | 2692.5 | No | 214.79 | 1346.25 | No | - | - | 3400 | 0.75 | 300 | 1700 | No | - | - | Yes | 1120 | 3550 | No | - | - | No | - | - | - | - | - | No | - | - | - | - | - | No | - | - | 56 | 59 | 4.91 | 4.882 | 5.46 | 6.081 | 5.781 | 5.847 | 135 | 207 | 591 | 294 | 365 | 796 | 3 | 3 | 3.5 | 4.341 | 4.781 | 5.211 | 4.562 | 4.945 | 5.208 | 1030 | 395 | 63 | 336 | 179 | 41 | 2.5 | 3 | 3.5 | No | - | - | - | - | N/A | N/A | N/A | 3.4357 | 4.3736 | 4.4642
[SEER Non Multi-Split <=65kW] GEMS (Air Conditioners up to 65kW) Determination 2019 | MEPS 2019 | AS/NZS 3823.1.1:2012 | SRC25ZSA-W/SRK25ZSA-WF | SRK25/DXK09ZSA-WF | N/A | MITSUBISHI HEAVY INDUSTRIES | N/A | Non Ducted | Single Split System | Wall Hung | Air | Air | Thailand | 0.51 | N/A | 2.5 | N/A | N/A | N/A | N/A | N/A | 0.65 | 3.2 | Calorimeter Room | 4.816 | 5.0908 | N/A | - | N/A | N/A | N/A | N/A | N/A | N/A | N/A | N/A | N/A | N/A | N/A | N/A | N/A | N/A | N/A | N/A | N/A | Single | R32 | Australia,Fiji,New Zealand | 156204 | 2028-08-27 |  | Approved | Reverse Cycle | N/A | Yes | Class 8 | Yes | N/A | N/A | N/A | N/A | N/A | N/A | N/A | Available | N/A | N/A | http://www.mhiaa.com.au/ | http://www.mhiaa.com.au/ | N/A |  |  | AAC7742 | Yes | Variable output compressor | Inverter | No | - | 2500 | 0.51 | - | 210 | 1250 | No | - | - | - | 466.14 | 2692.5 | Yes | 185 | 1345 | No | - | - | 3200 | 0.65 | 280 | 1600 | No | - | - | Yes | 1230 | 3950 | No | - | - | No | - | - | - | - | - | No | - | - | - | - | - | No | - | - | 53 | 58 | 5.446 | 5.431 | 6.195 | 7.148 | 6.711 | 6.751 | 120 | 184 | 519 | 248 | 313 | 688 | 3.5 | 3.5 | 4.5 | 4.637 | 4.957 | 5.271 | 4.78 | 5.061 | 5.258 | 910 | 361 | 60 | 303 | 166 | 40 | 3 | 3 | 3.5 | No | - | - | - | - | N/A | N/A | N/A | 3.8013 | 4.7815 | 4.8276
[SEER Non Multi-Split <=65kW] GEMS (Air Conditioners up to 65kW) Determination 2019 | MEPS 2019 | AS/NZS 3823.1.1:2012 | SRC25ZSA-W/SRK25ZSA-WF1 | SRK25/DXK09ZSA-WF1 | N/A | MITSUBISHI HEAVY INDUSTRIES | N/A | Non Ducted | Single Split System | Wall Hung | Air | Air | Thailand | 0.51 | N/A | 2.5 | N/A | N/A | N/A | N/A | N/A | 0.65 | 3.2 | Calorimeter Room | 4.902 | 5.0908 | N/A | - | N/A | N/A | N/A | N/A | N/A | N/A | N/A | N/A | N/A | N/A | N/A | N/A | N/A | N/A | N/A | N/A | N/A | Single | R32 | Australia,New Zealand | 161026 | 2029-05-14 |  | Approved | Reverse Cycle | N/A | Yes | Class 8 | Yes | N/A | N/A | N/A | N/A | N/A | N/A | N/A | Available | N/A | N/A | http://www.mhiaa.com.au/ | http://www.mhiaa.com.au/ | N/A |  |  | AAC8237 | Yes | Variable output compressor | Inverter | No | - | 2500 | 0.51 | - | 215 | 1250 | No | - | - | - | 466.14 | 2692.5 | Yes | 175 | 1345 | No | - | - | 3200 | 0.65 | 280 | 1600 | No | - | - | Yes | 1230 | 3950 | No | - | - | No | - | - | - | - | - | No | - | - | No | - | - | No | - | - | 53 | 58 | 5.703 | 5.671 | 6.527 | 8.197 | 7.428 | 7.33 | 115 | 176 | 492 | 215 | 282 | 633 | 4 | 4 | 5 | 4.637 | 4.957 | 5.271 | 4.78 | 5.061 | 5.258 | 910 | 361 | 60 | 303 | 166 | 40 | 3 | 3 | 3.5 | No | - | - | - | - | N/A | N/A | N/A | 3.8013 | 4.7815 | 4.8276
[SEER Non Multi-Split <=65kW] GEMS (Air Conditioners up to 65kW) Determination 2019 | MEPS 2019 | AS/NZS 3823.1.1:2012 | SRC25ZSXA-W / SRK25ZSXA-W |  | N/A | MITSUBISHI HEAVY INDUSTRIES | 0.12 | Non Ducted | Single Split System | Wall Hung | Air | Air | Thailand | 0.44 | 2.38 | 2.5 | N/A | 3.2944 | 4.431 | 1.345 | N/A | 0.59 | 3.2 | Calorimeter Room | 5.6682 | 5.5997 | Yes | - | N/A | 3 | 3 | N/A | N/A | N/A | N/A | N/A | 5.5413 | 5.5054 | N/A | N/A | 6.5827 | 6.5107 | 6 | 6 | Calorimeter Room | Single | R32 | Australia,Fiji,New Zealand | 126129 | 2025-04-01 |  | Approved | Reverse Cycle | N/A | Yes | Class 8 | Yes | Yes | N/A | Yes | Yes | Yes | N/A | 5.6682 | Available | N/A | N/A | http://www.mhiaa.com.au/ | http://www.mhiaa.com.au | Yes |  | https://reg.energyrating.gov.au/static/common/images/star_ratings_2014/aircon_rating_6_6.png | AAC4392 | Yes | Variable output compressor | Inverter | No | - | 2500 | 0.44 | - | 185 | 1250 | No | - | - | - | 402.16 | 2692.5 | No | 169.09 | 1346.25 | No | - | - | 3200 | 0.59 | 245 | 1600 | No | - | - | Yes | 1320 | 4200 | No | - | - | - | - | - | - | - | - | No | - | - | No | - | - | No | - | - | 55 | 57 | 6.166 | 6.148 | 6.919 | 7.685 | 7.315 | 7.418 | 107 | 164 | 466 | 232 | 288 | 627 | 4.5 | 4.5 | 5 | 5.182 | 5.592 | 6.015 | 5.387 | 5.745 | 6.006 | 813 | 319 | 52 | 268 | 146 | 34 | 3.5 | 4 | 4.5 | No | - | - | - | - | N/A | N/A | N/A | 2.948 | 5.556 | 5.3337
[SEER Non Multi-Split <=65kW] GEMS (Air Conditioners up to 65kW) Determination 2019 | MEPS 2019 | AS/NZS 3823.1.1:2012 | SRC25ZSXA-W/SRK25ZSXA-WF |  | N/A | MITSUBISHI HEAVY INDUSTRIES | N/A | Non Ducted | Single Split System | Wall Hung | Air | Air | Thailand | 0.44 | N/A | 2.5 | N/A | N/A | N/A | N/A | N/A | 0.59 | 3.2 | Calorimeter Room | 5.6554 | 5.5902 | N/A | - | N/A | N/A | N/A | N/A | N/A | N/A | N/A | N/A | N/A | N/A | N/A | N/A | N/A | N/A | N/A | N/A | N/A | Single | R32 | Australia,Fiji,New Zealand | 156096 | 2028-08-27 |  | Approved | Reverse Cycle | N/A | Yes | Class 8 | Yes | N/A | N/A | N/A | N/A | N/A | N/A | N/A | Available | N/A | N/A | http://www.mhiaa.com.au/ | http://www.mhiaa.com.au/ | N/A |  |  | AAC7739 | Yes | Variable output compressor | Inverter | No | - | 2500 | 0.44 | - | 185 | 1250 | No | - | - | - | 402.16 | 2692.5 | No | 169.09 | 1346.25 | No | - | - | 3200 | 0.59 | 245 | 1600 | No | - | - | Yes | 1320 | 4200 | No | - | - | No | - | - | - | - | - | No | - | - | No | - | - | No | - | - | 55 | 57 | 6.043 | 6.051 | 6.881 | 7.616 | 7.262 | 7.393 | 109 | 166 | 468 | 233 | 290 | 628 | 4.5 | 4.5 | 5 | 5.182 | 5.592 | 6.015 | 5.387 | 5.745 | 6.006 | 814 | 320 | 53 | 269 | 146 | 35 | 3.5 | 4 | 4.5 | No | - | - | - | - | N/A | N/A | N/A | 3.365 | 5.5386 | 5.3212
[SEER Non Multi-Split <=65kW] GEMS (Air Conditioners up to 65kW) Determination 2019 | MEPS 2019 | AS/NZS 3823.1.1:2012 | SRC25ZTLA-W/SRK25ZTLA-W | SRK25/DXK09ZTLA-WF | N/A | MITSUBISHI HEAVY INDUSTRIES | N/A | Non Ducted | Single Split System | Wall Hung | Air | Air | Thailand | 0.58 | N/A | 2.5 | N/A | N/A | N/A | N/A | N/A | 0.66 | 3 | Calorimeter Room | 4.3299 | 4.7 | N/A | - | N/A | N/A | N/A | N/A | N/A | N/A | N/A | N/A | N/A | N/A | N/A | N/A | N/A | N/A | N/A | N/A | N/A | Single | R32 | Australia,Fiji,New Zealand | 149998 | 2027-10-10 |  | Approved | Reverse Cycle | N/A | No | Class 8 | No | N/A | N/A | N/A | N/A | N/A | N/A | N/A | Available | N/A | N/A | http://www.mhiaa.com.au/ | http://www.mhiaa.com.au/ | N/A |  |  | AAC7084 | Yes | Variable output compressor | Inverter | No | - | 2500 | 0.58 | - | 240 | 1250 | No | - | - | - | 530.12 | 2692.5 | Yes | 195 | 1350 | No | - | - | 3000 | 0.66 | 260 | 1500 | No | - | - | Yes | 1390 | 3800 | No | - | - | No | - | - | - | - | - | No | - | - | No | - | - | No | - | - | 55 | 58 | 4.915 | 4.914 | 5.768 | 7.236 | 6.568 | 6.519 | 131 | 201 | 555 | 242 | 317 | 709 | 3 | 3 | 4 | 4.449 | 4.851 | 5.302 | 4.674 | 5.028 | 5.301 | 892 | 350 | 60 | 294 | 160 | 40 | 2.5 | 3 | 3.5 | No | - | - | - | - | N/A | N/A | N/A | 5.2 | 4.1836 | 4.4275
[SEER Non Multi-Split <=65kW] GEMS (Air Conditioners up to 65kW) Determination 2019 | MEPS 2019 | AS/NZS 3823.1.1:2012 | SRC25ZTLA-W/SRK25ZTLA-WF | SRK25/DXK09ZTLA-WF | N/A | MITSUBISHI HEAVY INDUSTRIES | N/A | Non Ducted | Single Split System | Wall Hung | Air | Air | Thailand | 0.58 | N/A | 2.5 | N/A | N/A | N/A | N/A | N/A | 0.66 | 3 | Calorimeter Room | 4.3299 | 4.7 | N/A | - | N/A | N/A | N/A | N/A | N/A | N/A | N/A | N/A | N/A | N/A | N/A | N/A | N/A | N/A | N/A | N/A | N/A | Single | R32 | Australia,Fiji,New Zealand | 149998 | 2027-10-10 |  | Approved | Reverse Cycle | N/A | No | Class 8 | No | N/A | N/A | N/A | N/A | N/A | N/A | N/A | Available | N/A | N/A | http://www.mhiaa.com.au/ | http://www.mhiaa.com.au/ | N/A |  |  | AAC7084 | Yes | Variable output compressor | Inverter | No | - | 2500 | 0.58 | - | 240 | 1250 | No | - | - | - | 530.12 | 2692.5 | Yes | 195 | 1350 | No | - | - | 3000 | 0.66 | 260 | 1500 | No | - | - | Yes | 1390 | 3800 | No | - | - | No | - | - | - | - | - | No | - | - | No | - | - | No | - | - | 55 | 58 | 4.915 | 4.914 | 5.768 | 7.236 | 6.568 | 6.519 | 131 | 201 | 555 | 242 | 317 | 709 | 3 | 3 | 4 | 4.449 | 4.851 | 5.302 | 4.674 | 5.028 | 5.301 | 892 | 350 | 60 | 294 | 160 | 40 | 2.5 | 3 | 3.5 | No | - | - | - | - | N/A | N/A | N/A | 5.2 | 4.1836 | 4.4275
[SEER Non Multi-Split <=65kW] GEMS (Air Conditioners up to 65kW) Determination 2019 | MEPS 2019 | AS/NZS 3823.1.1:2012 | SRC35ZSA-W / FDTC35VH1 |  | N/A | MITSUBISHI HEAVY INDUSTRIES | N/A | Non Ducted | Single Split System | Cassette | Air | Air | Thailand | 0.91 | N/A | 3.5 | N/A | N/A | N/A | N/A | N/A | 1.08 | 4.25 | Calorimeter Room | 3.907 | 3.9594 | N/A | - | N/A | N/A | N/A | N/A | N/A | N/A | N/A | N/A | N/A | N/A | N/A | N/A | N/A | N/A | N/A | N/A | N/A | Single | R32 | Australia,Fiji,New Zealand | 126599 | 2025-04-01 |  | Approved | Reverse Cycle | N/A | Yes | Class 8 | Yes | N/A | N/A | Yes | Yes | Yes | N/A | N/A | Available | N/A | N/A | http://www.mhiaa.com.au/ | http://www.mhiaa.com.au | N/A |  |  | AAC4448 | Yes | Variable output compressor | Inverter | No | - | 3500 | 0.91 | - | 330 | 1750 | No | - | - | - | 831.74 | 3769.5 | No | 301.62 | 1884.75 | No | - | - | 4250 | 1.08 | 395 | 2125 | No | - | - | Yes | 1340 | 3950 | No | - | - | No | - | - | - | - | - | No | - | - | No | - | - | - | - | - | 52 | 62 | 4.752 | 4.647 | 5.156 | 5.947 | 5.597 | 5.561 | 197 | 306 | 878 | 421 | 529 | 1172 | 3 | 3 | 3.5 | 3.873 | 4.388 | 4.929 | 4.163 | 4.611 | 4.937 | 1443 | 538 | 84 | 460 | 240 | 54 | 2 | 2.5 | 3 | No | - | - | - | - | N/A | N/A | N/A | 4.5442 | 3.7823 | 3.88
[SEER Non Multi-Split <=65kW] GEMS (Air Conditioners up to 65kW) Determination 2019 | MEPS 2019 | AS/NZS 3823.1.1:2012 | SRC35ZSA-W / SRF35ZS-W |  | N/A | MITSUBISHI HEAVY INDUSTRIES | N/A | Non Ducted | Single Split System | Floor Mounted | Air | Air | Thailand | 0.82 | N/A | 3.5 | N/A | N/A | N/A | N/A | N/A | 1.12 | 4.5 | Calorimeter Room | 4.2921 | 3.9399 | N/A | - | N/A | N/A | N/A | N/A | N/A | N/A | N/A | N/A | N/A | N/A | N/A | N/A | N/A | N/A | N/A | N/A | N/A | Single | R32 | Australia,Fiji,New Zealand | 130412 | 2025-07-14 |  | Approved | Reverse Cycle | N/A | Yes | Class 8 | Yes | N/A | N/A | N/A | N/A | N/A | N/A | N/A | Available | N/A | N/A | http://www.mhiaa.com.au/ | http://www.mhiaa.com.au | N/A |  |  | AAC5011 | Yes | Variable output compressor | Inverter | No | - | 3500 | 0.82 | - | 300 | 1750 | No | - | - | - | 749.48 | 3769.5 | No | 274.2 | 1884.75 | No | - | - | 4500 | 1.12 | 420 | 2250 | No | - | - | Yes | 1270 | 3800 | No | - | - | No | - | - | - | - | - | No | - | - | No | - | - | No | - | - | 51 | 63 | 5.362 | 5.221 | 5.726 | 6.618 | 6.22 | 6.158 | 176 | 274 | 793 | 380 | 478 | 1060 | 3.5 | 3.5 | 4 | 3.757 | 4.353 | 4.914 | 4.069 | 4.578 | 4.918 | 1572 | 570 | 85 | 495 | 253 | 55 | 2 | 2.5 | 3 | No | - | - | - | - | N/A | N/A | N/A | 3.3565 | 4.21 | 3.9776
[SEER Non Multi-Split <=65kW] GEMS (Air Conditioners up to 65kW) Determination 2019 | MEPS 2019 | AS/NZS 3823.1.1:2012 | SRC35ZSA-W / SRK35ZSA-W | SRK/DXK_35/12ZSA-W | N/A | MITSUBISHI HEAVY INDUSTRIES | 0.59 | Non Ducted | Single Split System | Wall Hung | Air | Air | Thailand | 0.82 | 2.91 | 3.5 | N/A | 3.2543 | 4.019 | 1.235 | N/A | 0.81 | 3.7 | Calorimeter Room | 4.2355 | 4.7768 | Yes | - | N/A | 3 | 3 | N/A | N/A | N/A | N/A | N/A | 4.2578 | 4.6564 | N/A | N/A | 4.0155 | 4.8128 | 4 | 4.5 | Calorimeter Room | Single | R32 | Australia,Fiji,New Zealand | 125498 | 2025-04-01 |  | Approved | Reverse Cycle | N/A | Yes | Class 8 | Yes | Yes | N/A | Yes | Yes | Yes | N/A | 4.3108 | Available | N/A | N/A | http://www.mhiaa.com.au/ | http://www.mhiaa.com.au | N/A |  | https://reg.energyrating.gov.au/static/common/images/star_ratings_2014/aircon_rating_4_4.5.png | AAC4363 | Yes | Variable output compressor | Inverter | No | - | 3500 | 0.82 | - | 305 | 1750 | No | - | - | - | 749.48 | 3769.5 | No | 278.77 | 1884.75 | No | - | - | 3700 | 0.81 | 320 | 1850 | No | - | - | Yes | 1235 | 4000 | No | - | - | No | - | - | - | - | - | No | - | - | No | - | - | No | - | - | 57 | 62 | 5.344 | 5.203 | 5.681 | 6.552 | 6.16 | 6.099 | 177 | 276 | 800 | 384 | 483 | 1071 | 3.5 | 3.5 | 4 | 4.449 | 4.866 | 5.314 | 4.67 | 5.04 | 5.312 | 1093 | 421 | 66 | 356 | 190 | 43 | 2.5 | 3 | 3.5 | No | - | - | - | - | N/A | N/A | N/A | 3.1182 | 4.2141 | 4.5092
[SEER Non Multi-Split <=65kW] GEMS (Air Conditioners up to 65kW) Determination 2019 | MEPS 2019 | AS/NZS 3823.1.1:2012 | SRC35ZSA-W / SRR35ZS-W |  | N/A | MITSUBISHI HEAVY INDUSTRIES | N/A | Non Ducted | Single Split System | Wall Hung | Air | Air | Thailand | 0.93 | N/A | 3.5 | N/A | N/A | N/A | N/A | N/A | 1.01 | 4.2 | Calorimeter Room | 3.7206 | 4.2864 | N/A | 60 | N/A | N/A | N/A | N/A | N/A | N/A | N/A | N/A | N/A | N/A | N/A | N/A | N/A | N/A | N/A | N/A | N/A | Single | R32 | Australia,Fiji,New Zealand | 125674 | 2025-04-01 |  | Approved | Reverse Cycle | N/A | Yes | Class 8 | Yes | N/A | N/A | Yes | Yes | Yes | N/A | N/A | Available | N/A | N/A | http://www.mhiaa.com.au/ | http://www.mhiaa.com.au/ | N/A |  |  | AAC4374 | Yes | Variable output compressor | Inverter | No | - | 3500 | 0.93 | - | 335 | 1750 | No | - | - | - | 850.02 | 3769.5 | No | 306.19 | 1884.75 | No | - | - | 4200 | 1.01 | 390 | 2100 | No | - | - | Yes | 1350 | 4100 | No | - | - | No | - | - | - | - | - | No | - | - | No | - | - | No | - | - | 57 | 62 | 4.865 | 4.711 | 5.119 | 5.957 | 5.584 | 5.5 | 195 | 306 | 888 | 423 | 534 | 1188 | 3 | 3 | 3.5 | 4.018 | 4.482 | 4.945 | 4.264 | 4.665 | 4.946 | 1372 | 517 | 79 | 441 | 232 | 51 | 2.5 | 2.5 | 3 | No | - | - | - | - | N/A | N/A | N/A | 3.1172 | 3.7213 | 4.1155
[SEER Non Multi-Split <=65kW] GEMS (Air Conditioners up to 65kW) Determination 2019 | MEPS 2019 | AS/NZS 3823.1.1:2012 | SRC35ZSA-W/SRK35ZSA-WF | SRK35/DXK12ZSA-WF | N/A | MITSUBISHI HEAVY INDUSTRIES | N/A | Non Ducted | Single Split System | Wall Hung | Air | Air | Thailand | 0.82 | N/A | 3.5 | N/A | N/A | N/A | N/A | N/A | 0.81 | 3.7 | Calorimeter Room | 4.2303 | 4.7707 | N/A | - | N/A | N/A | N/A | N/A | N/A | N/A | N/A | N/A | N/A | N/A | N/A | N/A | N/A | N/A | N/A | N/A | N/A | Single | R32 | Australia,Fiji,New Zealand | 156224 | 2028-08-21 |  | Approved | Reverse Cycle | N/A | Yes | Class 8 | Yes | N/A | N/A | N/A | N/A | N/A | N/A | N/A | Available | N/A | N/A | http://www.mhiaa.com.au/ | http://www.mhiaa.com.au/ | N/A |  |  | AAC7725 | Yes | Variable output compressor | Inverter | No | - | 3500 | 0.82 | - | 310 | 1750 | No | - | - | - | 749.48 | 3769.5 | No | 283.34 | 1884.75 | No | - | - | 3700 | 0.81 | 320 | 1850 | No | - | - | Yes | 1235 | 4000 | No | - | - | No | - | - | - | - | - | No | - | - | No | - | - | No | - | - | 57 | 62 | 5.183 | 5.076 | 5.598 | 6.41 | 6.043 | 6.015 | 181 | 281 | 810 | 392 | 491 | 1085 | 3.5 | 3.5 | 4 | 4.449 | 4.866 | 5.314 | 4.67 | 5.04 | 5.312 | 1095 | 423 | 68 | 357 | 192 | 44 | 2.5 | 3 | 3.5 | No | - | - | - | - | N/A | N/A | N/A | 3.8013 | 4.2024 | 4.4966
[SEER Non Multi-Split <=65kW] GEMS (Air Conditioners up to 65kW) Determination 2019 | MEPS 2019 | AS/NZS 3823.1.1:2012 | SRC35ZSA-W/SRK35ZSA-WF1 | SRK35/DXK12ZSA-WF1 | N/A | MITSUBISHI HEAVY INDUSTRIES | N/A | Non Ducted | Single Split System | Wall Hung | Air | Air | Thailand | 0.82 | N/A | 3.5 | N/A | N/A | N/A | N/A | N/A | 0.81 | 3.7 | Calorimeter Room | 4.2576 | 4.7707 | N/A | - | N/A | N/A | N/A | N/A | N/A | N/A | N/A | N/A | N/A | N/A | N/A | N/A | N/A | N/A | N/A | N/A | N/A | Single | R32 | Australia,New Zealand | 161119 | 2029-05-13 |  | Approved | Reverse Cycle | N/A | Yes | Class 8 | Yes | N/A | N/A | N/A | N/A | N/A | N/A | N/A | Available | N/A | N/A | http://www.mhiaa.com.au/ | http://www.mhiaa.com.au/ | N/A |  |  | AAC8229 | Yes | Variable output compressor | Inverter | No | - | 3500 | 0.82 | - | 295 | 1750 | No | - | - | - | 749.48 | 3769.5 | Yes | 250 | 1885 | No | - | - | 3700 | 0.81 | 320 | 1850 | No | - | - | Yes | 1235 | 4000 | No | - | - | No | - | - | - | - | - | No | - | - | No | - | - | No | - | - | 57 | 62 | 5.676 | 5.503 | 6.132 | 7.7 | 6.998 | 6.801 | 165 | 259 | 738 | 325 | 423 | 958 | 4 | 4 | 4.5 | 4.449 | 4.866 | 5.314 | 4.67 | 5.04 | 5.312 | 1095 | 423 | 68 | 357 | 192 | 44 | 2.5 | 3 | 3.5 | No | - | - | - | - | N/A | N/A | N/A | 3.8013 | 4.2024 | 4.4966
[SEER Non Multi-Split <=65kW] GEMS (Air Conditioners up to 65kW) Determination 2019 | MEPS 2019 | AS/NZS 3823.1.1:2012 | SRC35ZSXA-W / SRK35ZSXA-W |  | N/A | MITSUBISHI HEAVY INDUSTRIES | 0.27 | Non Ducted | Single Split System | Wall Hung | Air | Air | Thailand | 0.74 | 3.23 | 3.5 | N/A | 3.1194 | 4.91 | 1.574 | N/A | 0.9 | 4.3 | Calorimeter Room | 4.7696 | 4.9542 | Yes | - | N/A | 3 | 3 | N/A | N/A | N/A | N/A | N/A | 4.705 | 4.8987 | N/A | N/A | 4.91 | 5.2974 | 4.5 | 5 | Calorimeter Room | Single | R32 | Australia,Fiji,New Zealand | 126133 | 2025-04-01 |  | Approved | Reverse Cycle | N/A | Yes | Class 8 | Yes | Yes | N/A | Yes | Yes | Yes | N/A | 4.7696 | Available | N/A | N/A | http://www.mhiaa.com.au/ | http://www.mhiaa.com.au | Yes |  | https://reg.energyrating.gov.au/static/common/images/star_ratings_2014/aircon_rating_4.5_5.png | AAC4397 | Yes | Variable output compressor | Inverter | No | - | 3500 | 0.74 | - | 260 | 1750 | No | - | - | - | 676.36 | 3769.5 | No | 237.64 | 1884.75 | No | - | - | 4300 | 0.9 | 345 | 2150 | No | - | - | Yes | 1540 | 4700 | No | - | - | No | - | - | - | - | - | No | - | - | No | - | - | No | - | - | 58 | 61 | 6.114 | 5.929 | 6.501 | 7.584 | 7.108 | 7.008 | 154 | 242 | 698 | 331 | 418 | 932 | 4.5 | 4 | 5 | 4.647 | 5.176 | 5.721 | 4.929 | 5.393 | 5.724 | 1215 | 459 | 70 | 391 | 206 | 45 | 3 | 3.5 | 4 | No | - | - | - | - | N/A | N/A | N/A | 2.941 | 4.667 | 4.7256
[SEER Non Multi-Split <=65kW] GEMS (Air Conditioners up to 65kW) Determination 2019 | MEPS 2019 | AS/NZS 3823.1.1:2012 | SRC35ZSXA-W/SRK35ZSXA-WF |  | N/A | MITSUBISHI HEAVY INDUSTRIES | N/A | Non Ducted | Single Split System | Wall Hung | Air | Air | Thailand | 0.74 | N/A | 3.5 | N/A | N/A | N/A | N/A | N/A | 0.9 | 4.3 | Calorimeter Room | 4.7632 | 4.9487 | N/A | - | N/A | N/A | N/A | N/A | N/A | N/A | N/A | N/A | N/A | N/A | N/A | N/A | N/A | N/A | N/A | N/A | N/A | Single | R32 | Australia,Fiji,New Zealand | 156097 | 2028-08-27 |  | Approved | Reverse Cycle | N/A | Yes | Class 8 | Yes | N/A | N/A | N/A | N/A | N/A | N/A | N/A | Available | N/A | N/A | http://www.mhiaa.com.au/ | http://www.mhiaa.com.au/ | N/A |  |  | AAC7737 | Yes | Variable output compressor | Inverter | No | - | 3500 | 0.74 | - | 256 | 1750 | No | - | - | - | 676.36 | 3769.5 | No | 233.984 | 1884.75 | No | - | - | 4300 | 0.9 | 345 | 2150 | No | - | - | Yes | 1540 | 4700 | No | - | - | No | - | - | - | - | - | No | - | - | No | - | - | No | - | - | 58 | 61 | 6.084 | 5.912 | 6.535 | 7.629 | 7.152 | 7.063 | 154 | 241 | 693 | 329 | 415 | 924 | 4.5 | 4 | 5 | 4.647 | 5.176 | 5.721 | 4.929 | 5.393 | 5.724 | 1216 | 460 | 71 | 392 | 207 | 46 | 3 | 3.5 | 4 | No | - | - | - | - | N/A | N/A | N/A | 3.365 | 4.6581 | 4.7182
[SEER Non Multi-Split <=65kW] GEMS (Air Conditioners up to 65kW) Determination 2019 | MEPS 2019 | AS/NZS 3823.1.1:2012 | SRC35ZTLA-W/SRK35ZTLA-W | SRK35/DXK12ZTLA-W | N/A | MITSUBISHI HEAVY INDUSTRIES | N/A | Non Ducted | Single Split System | Wall Hung | Air | Air | Thailand | 0.9 | N/A | 3.3 | N/A | N/A | N/A | N/A | N/A | 0.9 | 3.8 | Calorimeter Room | 3.6826 | 4.3442 | N/A | 56 | N/A | N/A | N/A | N/A | N/A | N/A | N/A | N/A | N/A | N/A | N/A | N/A | N/A | N/A | N/A | N/A | N/A | Single | R32 | Australia,Fiji,New Zealand | 150152 | 2027-10-11 |  | Approved | Reverse Cycle | N/A | No | Class 8 | No | N/A | N/A | N/A | N/A | N/A | N/A | N/A | Available | N/A | N/A | http://www.mhiaa.com.au/ | http://www.mhiaa.com.au/ | N/A |  |  | AAC7093 | Yes | Variable output compressor | Inverter | No | - | 3300 | 0.9 | - | 320 | 1650 | No | - | - | - | 822.6 | 3554.1 | Yes | 270 | 1780 | No | - | - | 3800 | 0.9 | 330 | 1900 | No | - | - | Yes | 1370 | 3900 | No | - | - | No | - | - | - | - | - | No | - | - | No | - | - | No | - | - | 59 | 61 | 4.789 | 4.667 | 5.288 | 6.649 | 6.043 | 5.898 | 182 | 285 | 805 | 352 | 460 | 1040 | 3 | 3 | 3.5 | 4.175 | 4.705 | 5.276 | 4.475 | 4.94 | 5.284 | 1200 | 452 | 73 | 385 | 203 | 48 | 2.5 | 3 | 3.5 | No | - | - | - | - | N/A | N/A | N/A | 5.2 | 3.5964 | 4.1413
[SEER Non Multi-Split <=65kW] GEMS (Air Conditioners up to 65kW) Determination 2019 | MEPS 2019 | AS/NZS 3823.1.1:2012 | SRC35ZTLA-W/SRK35ZTLA-WF | SRK35/DXK12ZTLA-W | N/A | MITSUBISHI HEAVY INDUSTRIES | N/A | Non Ducted | Single Split System | Wall Hung | Air | Air | Thailand | 0.9 | N/A | 3.3 | N/A | N/A | N/A | N/A | N/A | 0.9 | 3.8 | Calorimeter Room | 3.6826 | 4.3442 | N/A | 56 | N/A | N/A | N/A | N/A | N/A | N/A | N/A | N/A | N/A | N/A | N/A | N/A | N/A | N/A | N/A | N/A | N/A | Single | R32 | Australia,Fiji,New Zealand | 150152 | 2027-10-11 |  | Approved | Reverse Cycle | N/A | No | Class 8 | No | N/A | N/A | N/A | N/A | N/A | N/A | N/A | Available | N/A | N/A | http://www.mhiaa.com.au/ | http://www.mhiaa.com.au/ | N/A |  |  | AAC7093 | Yes | Variable output compressor | Inverter | No | - | 3300 | 0.9 | - | 320 | 1650 | No | - | - | - | 822.6 | 3554.1 | Yes | 270 | 1780 | No | - | - | 3800 | 0.9 | 330 | 1900 | No | - | - | Yes | 1370 | 3900 | No | - | - | No | - | - | - | - | - | No | - | - | No | - | - | No | - | - | 59 | 61 | 4.789 | 4.667 | 5.288 | 6.649 | 6.043 | 5.898 | 182 | 285 | 805 | 352 | 460 | 1040 | 3 | 3 | 3.5 | 4.175 | 4.705 | 5.276 | 4.475 | 4.94 | 5.284 | 1200 | 452 | 73 | 385 | 203 | 48 | 2.5 | 3 | 3.5 | No | - | - | - | - | N/A | N/A | N/A | 5.2 | 3.5964 | 4.1413
[SEER Non Multi-Split <=65kW] GEMS (Air Conditioners up to 65kW) Determination 2019 | MEPS 2019 | AS/NZS 3823.1.1:2012 | SRC50ZSA-W / SRK50ZSA-W | SRK/DXK_50/18ZSA-W | N/A | MITSUBISHI HEAVY INDUSTRIES | 1.36 | Non Ducted | Single Split System | Wall Hung | Air | Air | Thailand | 1.39 | 3.64 | 5 | N/A | 2.9198 | 5.203 | 1.782 | N/A | 1.49 | 5.8 | Calorimeter Room | 3.631 | 3.9005 | Yes | - | N/A | 4 | 4 | N/A | N/A | N/A | N/A | N/A | 3.5958 | 3.8654 | N/A | N/A | 2.6916 | 3.2308 | 2.5 | 3 | Calorimeter Room | Single | R32 | Australia,Fiji,New Zealand | 125494 | 2025-04-01 |  | Approved | Reverse Cycle | N/A | Yes | Class 9 | Yes | Yes | N/A | Yes | Yes | Yes | N/A | 3.631 | Available | N/A | N/A | http://www.mhiaa.com.au/ | http://www.mhiaa.com.au | Yes |  | https://reg.energyrating.gov.au/static/common/images/star_ratings_2014/aircon_rating_2.5_3.png | AAC4348 | Yes | Variable output compressor | Inverter | No | - | 5000 | 1.39 | - | 480 | 2500 | No | - | - | - | 1270.46 | 5385 | No | 438.72 | 2692.5 | No | - | - | 5800 | 1.49 | 530 | 2900 | No | - | - | Yes | 1780 | 5200 | No | - | - | No | - | - | - | - | - | No | - | - | - | - | - | No | - | - | 58 | 61 | 4.935 | 4.724 | 5.056 | 5.975 | 5.569 | 5.431 | 278 | 439 | 1289 | 606 | 767 | 1723 | 3 | 3 | 3.5 | 3.835 | 4.405 | 5.008 | 4.159 | 4.656 | 5.019 | 1982 | 723 | 105 | 621 | 318 | 67 | 2 | 2.5 | 3.5 | No | - | - | - | - | N/A | N/A | N/A | 2.973 | 3.5713 | 3.8665
[SEER Non Multi-Split <=65kW] GEMS (Air Conditioners up to 65kW) Determination 2019 | MEPS 2019 | AS/NZS 3823.1.1:2012 | SRC50ZSA-W/SRK50ZSA-WF | SRK50/DXK18ZSA-WF | N/A | MITSUBISHI HEAVY INDUSTRIES | N/A | Non Ducted | Single Split System | Wall Hung | Air | Air | Thailand | 1.39 | N/A | 5 | N/A | N/A | N/A | N/A | N/A | 1.49 | 5.8 | Calorimeter Room | 3.6283 | 3.8979 | N/A | - | N/A | N/A | N/A | N/A | N/A | N/A | N/A | N/A | N/A | N/A | N/A | N/A | N/A | N/A | N/A | N/A | N/A | Single | R32 | Australia,Fiji,New Zealand | 156267 | 2028-08-27 |  | Approved | Reverse Cycle | N/A | Yes | Class 9 | Yes | N/A | N/A | N/A | N/A | N/A | N/A | N/A | Available | N/A | N/A | http://www.mhiaa.com.au/ | http://www.mhiaa.com.au/ | N/A |  |  | AAC7733 | Yes | Variable output compressor | Inverter | No | - | 5000 | 1.39 | - | 485 | 2500 | No | - | - | - | 1270.46 | 5385 | No | 443.29 | 2692.5 | No | - | - | 5800 | 1.49 | 530 | 2900 | No | - | - | Yes | 1780 | 5200 | No | - | - | No | - | - | - | - | - | No | - | - | No | - | - | No | - | - | 58 | 61 | 4.848 | 4.657 | 5.011 | 5.896 | 5.505 | 5.385 | 282 | 444 | 1299 | 613 | 775 | 1736 | 3 | 3 | 3.5 | 3.835 | 4.405 | 5.008 | 4.159 | 4.656 | 5.019 | 1983 | 724 | 106 | 622 | 319 | 68 | 2 | 2.5 | 3.5 | No | - | - | - | - | N/A | N/A | N/A | 3.5465 | 3.5664 | 3.8616
[SEER Non Multi-Split <=65kW] GEMS (Air Conditioners up to 65kW) Determination 2019 | MEPS 2019 | AS/NZS 3823.1.1:2012 | SRC50ZSA-W/SRK50ZSA-WF1 | SRK50/DXK18ZSA-WF1 | N/A | MITSUBISHI HEAVY INDUSTRIES | N/A | Non Ducted | Single Split System | Wall Hung | Air | Air | Thailand | 1.39 | N/A | 5 | N/A | N/A | N/A | N/A | N/A | 1.49 | 5.8 | Calorimeter Room | 3.6283 | 3.8979 | N/A | - | N/A | N/A | N/A | N/A | N/A | N/A | N/A | N/A | N/A | N/A | N/A | N/A | N/A | N/A | N/A | N/A | N/A | Single | R32 | Australia,New Zealand | 161344 | 2029-05-14 |  | Approved | Reverse Cycle | N/A | Yes | Class 9 | Yes | N/A | N/A | N/A | N/A | N/A | N/A | N/A | Available | N/A | N/A | http://www.mhiaa.com.au/ | http://www.mhiaa.com.au/ | N/A |  |  | AAC8236 | Yes | Variable output compressor | Inverter | No | - | 5000 | 1.39 | - | 485 | 2500 | No | - | - | - | 1270.46 | 5385 | Yes | 420 | 2690 | No | - | - | 5800 | 1.49 | 530 | 2900 | No | - | - | Yes | 1780 | 5200 | No | - | - | No | - | - | - | - | - | No | - | - | No | - | - | No | - | - | 58 | 61 | 5.066 | 4.843 | 5.237 | 6.532 | 5.953 | 5.738 | 269 | 427 | 1242 | 553 | 716 | 1629 | 3.5 | 3 | 3.5 | 3.835 | 4.405 | 5.008 | 4.159 | 4.656 | 5.019 | 1983 | 724 | 106 | 622 | 319 | 68 | 2 | 2.5 | 3.5 | No | - | - | - | - | N/A | N/A | N/A | 3.5465 | 3.5664 | 3.8616
[SEER Non Multi-Split <=65kW] GEMS (Air Conditioners up to 65kW) Determination 2019 | MEPS 2019 | AS/NZS 3823.1.1:2012 | SRC50ZSXA-W / FDTC50VH | SRC50ZSXA-W / FDTC50VH | N/A | MITSUBISHI HEAVY INDUSTRIES | N/A | Non Ducted | Single Split System | Cassette | Air | Air | Thailand | 1.4 | N/A | 5 | N/A | N/A | N/A | N/A | N/A | 1.53 | 5.4 | Calorimeter Room | 3.5787 | 3.5436 | N/A | - | N/A | N/A | N/A | N/A | N/A | N/A | N/A | N/A | N/A | N/A | N/A | N/A | N/A | N/A | N/A | N/A | N/A | Single | R32 | Australia,Fiji,New Zealand | 131228 | 2025-08-12 |  | Approved | Reverse Cycle | N/A | Yes | Class 9 | Yes | N/A | N/A | N/A | N/A | N/A | N/A | N/A | Available | N/A | N/A | http://www.mhiaa.com.au/ | http://www.mhiaa.com.au | N/A |  |  | AAC5145 | Yes | Variable output compressor | Inverter | No | - | 5000 | 1.4 | - | 540 | 2500 | No | - | - | - | 1279.6 | 5385 | No | 493.56 | 2692.5 | No | - | - | 5400 | 1.53 | 550 | 2700 | No | - | - | Yes | 1950 | 4800 | No | - | - | No | - | - | - | - | - | No | - | - | No | - | - | No | - | - | 59 | 63 | 4.487 | 4.355 | 4.685 | 5.387 | 5.064 | 5.004 | 304 | 475 | 1389 | 671 | 843 | 1868 | 2.5 | 2.5 | 3 | 3.419 | 3.946 | 4.495 | 3.717 | 4.173 | 4.504 | 2071 | 753 | 110 | 648 | 332 | 71 | 1.5 | 2 | 2.5 | No | - | - | - | - | N/A | N/A | N/A | 3.8 | 3.539 | 3.5
[SEER Non Multi-Split <=65kW] GEMS (Air Conditioners up to 65kW) Determination 2019 | MEPS 2019 | AS/NZS 3823.1.2:2012 | SRC50ZSXA-W / FDUM50VH | SRC50ZSXA-W / FDUM50VH | N/A | MITSUBISHI HEAVY INDUSTRIES | N/A | Ducted | Single Split System | - | Air | Air | Thailand | 1.51 | N/A | 5 | N/A | N/A | N/A | N/A | N/A | 1.59 | 5.4 | Enthalpy Test Room | 3.5398 | 3.8777 | N/A | - | N/A | N/A | N/A | N/A | N/A | N/A | N/A | N/A | N/A | N/A | N/A | N/A | N/A | N/A | N/A | N/A | N/A | Single | R32 | Australia,Fiji,New Zealand | 131234 | 2025-08-12 |  | Approved | Reverse Cycle | N/A | Yes | Class 10 | Yes | N/A | N/A | N/A | N/A | N/A | N/A | N/A | Available | N/A | N/A | http://www.mhiaa.com.au/ | http://www.mhiaa.com.au | N/A |  |  | AAC5146 | Yes | Variable output compressor | Inverter | No | - | 5000 | 1.51 | - | 570 | 2500 | No | - | - | - | 1380.14 | 5385 | No | 520.98 | 2692.5 | No | - | - | 5400 | 1.59 | 550 | 2700 | No | - | - | Yes | 1550 | 4800 | No | - | - | No | - | - | - | - | - | No | - | - | No | - | - | No | - | - | - | 63 | 4.084 | 3.987 | 4.363 | 5.011 | 4.718 | 4.682 | 330 | 514 | 1487 | 717 | 901 | 1993 | 2.5 | 2 | 2.5 | 3.556 | 3.967 | 4.488 | 3.823 | 4.192 | 4.501 | 1997 | 755 | 116 | 635 | 335 | 75 | 2 | 2 | 2.5 | No | - | - | - | - | N/A | N/A | N/A | 6.0796 | 3.2668 | 3.3529
[SEER Non Multi-Split <=65kW] GEMS (Air Conditioners up to 65kW) Determination 2019 | MEPS 2019 | AS/NZS 3823.1.1:2012 | SRC50ZSXA-W / SRF50ZSX-W |  | N/A | MITSUBISHI HEAVY INDUSTRIES | N/A | Non Ducted | Single Split System | Floor Mounted | Air | Air | Thailand | 1.32 | N/A | 5 | N/A | N/A | N/A | N/A | N/A | 1.58 | 6 | Calorimeter Room | 3.79 | 3.7341 | N/A | - | N/A | N/A | N/A | N/A | N/A | N/A | N/A | N/A | N/A | N/A | N/A | N/A | N/A | N/A | N/A | N/A | N/A | Single | R32 | Australia,Fiji,New Zealand | 130497 | 2025-07-10 |  | Approved | Reverse Cycle | N/A | Yes | Class 9 | Yes | N/A | N/A | N/A | N/A | N/A | N/A | N/A | Available | N/A | N/A | http://www.mhiaa.com.au/ | http://www.mhiaa.com.au | N/A |  |  | AAC5003 | Yes | Variable output compressor | Inverter | No | - | 5000 | 1.32 | - | 490 | 2500 | No | - | - | - | 1206.48 | 5385 | No | 447.86 | 2692.5 | No | - | - | 6000 | 1.58 | 600 | 3000 | No | - | - | Yes | 2170 | 5600 | No | - | - | No | - | - | - | - | - | No | - | - | No | - | - | No | - | - | 58 | 63 | 4.925 | 4.754 | 5.094 | 5.917 | 5.545 | 5.45 | 278 | 436 | 1278 | 612 | 771 | 1716 | 3 | 3 | 3.5 | 3.608 | 4.11 | 4.589 | 3.872 | 4.301 | 4.591 | 2178 | 801 | 117 | 690 | 356 | 75 | 2 | 2.5 | 3 | No | - | - | - | - | N/A | N/A | N/A | 3.1145 | 3.7579 | 3.7723
[SEER Non Multi-Split <=65kW] GEMS (Air Conditioners up to 65kW) Determination 2019 | MEPS 2019 | AS/NZS 3823.1.1:2012 | SRC50ZSXA-W / SRK50ZSXA-W |  | N/A | MITSUBISHI HEAVY INDUSTRIES | 1.05 | Non Ducted | Single Split System | Wall Hung | Air | Air | Thailand | 1.24 | 3.95 | 5 | N/A | 2.9735 | 6.28 | 2.112 | N/A | 1.36 | 6 | Calorimeter Room | 4.0556 | 4.4403 | Yes | - | N/A | 2 | 2 | N/A | N/A | N/A | N/A | N/A | 4.0337 | 4.4186 | N/A | N/A | 3.5673 | 4.3372 | 3.5 | 4 | Calorimeter Room | Single | R32 | Australia,Fiji,New Zealand | 126135 | 2025-04-01 |  | Approved | Reverse Cycle | N/A | Yes | Class 9 | Yes | Yes | N/A | Yes | Yes | Yes | N/A | 4.0556 | Available | N/A | N/A | http://www.mhiaa.com.au/ | http://www.mhiaa.com.au | Yes |  | https://reg.energyrating.gov.au/static/common/images/star_ratings_2014/aircon_rating_3.5_4.png | AAC4398 | Yes | Variable output compressor | Inverter | No | - | 5000 | 1.24 | - | 445 | 2500 | No | - | - | - | 1133.36 | 5385 | No | 406.73 | 2692.5 | No | - | - | 6000 | 1.36 | 520 | 3000 | No | - | - | Yes | 2070 | 6000 | No | - | - | No | - | - | - | - | - | No | - | - | No | - | - | No | - | - | 59 | 63 | 5.388 | 5.178 | 5.539 | 6.488 | 6.064 | 5.936 | 255 | 401 | 1176 | 558 | 705 | 1576 | 3.5 | 3.5 | 4 | 4.216 | 4.77 | 5.296 | 4.502 | 4.979 | 5.298 | 1864 | 690 | 102 | 593 | 307 | 65 | 2.5 | 3 | 3.5 | No | - | - | - | - | N/A | N/A | N/A | 2.69 | 4.0029 | 4.3825
[SEER Non Multi-Split <=65kW] GEMS (Air Conditioners up to 65kW) Determination 2019 | MEPS 2019 | AS/NZS 3823.1.1:2012 | SRC50ZSXA-W/SRK50ZSXA-WF |  | N/A | MITSUBISHI HEAVY INDUSTRIES | N/A | Non Ducted | Single Split System | Wall Hung | Air | Air | Thailand | 1.24 | N/A | 5 | N/A | N/A | N/A | N/A | N/A | 1.36 | 6 | Calorimeter Room | 4.0524 | 4.4371 | N/A | - | N/A | N/A | N/A | N/A | N/A | N/A | N/A | N/A | N/A | N/A | N/A | N/A | N/A | N/A | N/A | N/A | N/A | Single | R32 | Australia,Fiji,New Zealand | 156143 | 2028-08-27 |  | Approved | Reverse Cycle | N/A | Yes | Class 9 | Yes | N/A | N/A | N/A | N/A | N/A | N/A | N/A | Available | N/A | N/A | http://www.mhiaa.com.au/ | http://www.mhiaa.com.au/ | N/A |  |  | AAC7736 | Yes | Variable output compressor | Inverter | No | - | 5000 | 1.24 | - | 445 | 2500 | No | - | - | - | 1133.36 | 5385 | No | 406.73 | 2692.5 | No | - | - | 6000 | 1.36 | 520 | 3000 | No | - | - | Yes | 2070 | 6000 | No | - | - | No | - | - | - | - | - | No | - | - | No | - | - | No | - | - | 59 | 63 | 5.339 | 5.142 | 5.527 | 6.463 | 6.045 | 5.927 | 256 | 402 | 1178 | 560 | 706 | 1577 | 3.5 | 3.5 | 4 | 4.216 | 4.77 | 5.296 | 4.502 | 4.979 | 5.298 | 1865 | 691 | 103 | 594 | 308 | 66 | 2.5 | 3 | 3.5 | No | - | - | - | - | N/A | N/A | N/A | 3.12 | 3.9983 | 4.3778
[SEER Non Multi-Split <=65kW] GEMS (Air Conditioners up to 65kW) Determination 2019 | MEPS 2019 | AS/NZS 3823.1.1:2012 | SRC50ZSXA-W/SRR50ZS-W |  | N/A | MITSUBISHI HEAVY INDUSTRIES | N/A | Non Ducted | Single Split System | Floor/Ceiling | Air | Air | Thailand | 1.42 | N/A | 5 | N/A | N/A | N/A | N/A | N/A | 1.39 | 5.4 | Calorimeter Room | 3.5817 | 4.0442 | N/A | - | N/A | N/A | N/A | N/A | N/A | N/A | N/A | N/A | N/A | N/A | N/A | N/A | N/A | N/A | N/A | N/A | N/A | Single | R32 | Australia,Fiji,New Zealand | 155364 | 2028-07-10 |  | Approved | Reverse Cycle | N/A | Yes | Class 9 | Yes | N/A | N/A | N/A | N/A | N/A | N/A | N/A | Available | N/A | N/A | http://www.mhiaa.com.au/ | http://www.mhiaa.com.au/ | N/A |  |  | AAC7624 | Yes | Variable output compressor | Inverter | No | - | 5000 | 1.42 | - | 500 | 2500 | No | - | - | - | 1297.88 | 5385 | No | 457 | 2692.5 | No | - | - | 5400 | 1.39 | 490 | 2700 | No | - | - | Yes | 2320 | 6000 | No | - | - | No | - | - | - | - | - | No | - | - | No | - | - | No | - | - | 59 | 63 | 4.745 | 4.557 | 4.886 | 5.744 | 5.364 | 5.245 | 288 | 455 | 1333 | 630 | 796 | 1783 | 3 | 3 | 3 | 3.985 | 4.456 | 5.042 | 4.284 | 4.704 | 5.054 | 1777 | 667 | 98 | 563 | 294 | 63 | 2 | 2.5 | 3.5 | No | - | - | - | - | N/A | N/A | N/A | 3.3 | 3.4937 | 3.854
[SEER Non Multi-Split <=65kW] GEMS (Air Conditioners up to 65kW) Determination 2019 | MEPS 2019 | AS/NZS 3823.1.1:2012 | SRC50ZSX-W1 / FDTC50VH | SRC50ZSXA-W / FDTC50VH | N/A | MITSUBISHI HEAVY INDUSTRIES | N/A | Non Ducted | Single Split System | Cassette | Air | Air | Thailand | 1.4 | N/A | 5 | N/A | N/A | N/A | N/A | N/A | 1.53 | 5.4 | Calorimeter Room | 3.5787 | 3.5436 | N/A | - | N/A | N/A | N/A | N/A | N/A | N/A | N/A | N/A | N/A | N/A | N/A | N/A | N/A | N/A | N/A | N/A | N/A | Single | R32 | Australia,Fiji,New Zealand | 131228 | 2025-08-12 |  | Approved | Reverse Cycle | N/A | Yes | Class 9 | Yes | N/A | N/A | N/A | N/A | N/A | N/A | N/A | Available | N/A | N/A | http://www.mhiaa.com.au/ | http://www.mhiaa.com.au | N/A |  |  | AAC5145 | Yes | Variable output compressor | Inverter | No | - | 5000 | 1.4 | - | 540 | 2500 | No | - | - | - | 1279.6 | 5385 | No | 493.56 | 2692.5 | No | - | - | 5400 | 1.53 | 550 | 2700 | No | - | - | Yes | 1950 | 4800 | No | - | - | No | - | - | - | - | - | No | - | - | No | - | - | No | - | - | 59 | 63 | 4.487 | 4.355 | 4.685 | 5.387 | 5.064 | 5.004 | 304 | 475 | 1389 | 671 | 843 | 1868 | 2.5 | 2.5 | 3 | 3.419 | 3.946 | 4.495 | 3.717 | 4.173 | 4.504 | 2071 | 753 | 110 | 648 | 332 | 71 | 1.5 | 2 | 2.5 | No | - | - | - | - | N/A | N/A | N/A | 3.8 | 3.539 | 3.5
[SEER Non Multi-Split <=65kW] GEMS (Air Conditioners up to 65kW) Determination 2019 | MEPS 2019 | AS/NZS 3823.1.2:2012 | SRC50ZSX-W1 / FDUM50VH | SRC50ZSXA-W / FDUM50VH | N/A | MITSUBISHI HEAVY INDUSTRIES | N/A | Ducted | Single Split System | - | Air | Air | Thailand | 1.51 | N/A | 5 | N/A | N/A | N/A | N/A | N/A | 1.59 | 5.4 | Enthalpy Test Room | 3.5398 | 3.8777 | N/A | - | N/A | N/A | N/A | N/A | N/A | N/A | N/A | N/A | N/A | N/A | N/A | N/A | N/A | N/A | N/A | N/A | N/A | Single | R32 | Australia,Fiji,New Zealand | 131234 | 2025-08-12 |  | Approved | Reverse Cycle | N/A | Yes | Class 10 | Yes | N/A | N/A | N/A | N/A | N/A | N/A | N/A | Available | N/A | N/A | http://www.mhiaa.com.au/ | http://www.mhiaa.com.au | N/A |  |  | AAC5146 | Yes | Variable output compressor | Inverter | No | - | 5000 | 1.51 | - | 570 | 2500 | No | - | - | - | 1380.14 | 5385 | No | 520.98 | 2692.5 | No | - | - | 5400 | 1.59 | 550 | 2700 | No | - | - | Yes | 1550 | 4800 | No | - | - | No | - | - | - | - | - | No | - | - | No | - | - | No | - | - | - | 63 | 4.084 | 3.987 | 4.363 | 5.011 | 4.718 | 4.682 | 330 | 514 | 1487 | 717 | 901 | 1993 | 2.5 | 2 | 2.5 | 3.556 | 3.967 | 4.488 | 3.823 | 4.192 | 4.501 | 1997 | 755 | 116 | 635 | 335 | 75 | 2 | 2 | 2.5 | No | - | - | - | - | N/A | N/A | N/A | 6.0796 | 3.2668 | 3.3529
[SEER Non Multi-Split <=65kW] GEMS (Air Conditioners up to 65kW) Determination 2019 | MEPS 2019 | AS/NZS 3823.1.1:2012 | SRC50ZTLA-W / SRK50ZTLA-W | SRK50/DXK18ZTLA-WF | N/A | MITSUBISHI HEAVY INDUSTRIES | N/A | Non Ducted | Single Split System | Wall Hung | Air | Air | Thailand | 1.59 | N/A | 5 | N/A | N/A | N/A | N/A | N/A | 1.62 | 5.8 | Calorimeter Room | 3.2029 | 3.653 | N/A | 56 | N/A | N/A | N/A | N/A | N/A | N/A | N/A | N/A | N/A | N/A | N/A | N/A | N/A | N/A | N/A | N/A | N/A | Single | R32 | Australia,Fiji,New Zealand | 150190 | 2027-10-11 |  | Approved | Reverse Cycle | N/A | Yes | Class 9 | Yes | N/A | N/A | N/A | N/A | N/A | N/A | N/A | Available | N/A | N/A | http://www.mhiaa.com.au/ | http://www.mhiaa.com.au/ | N/A |  |  | AAC7092 | Yes | Variable output compressor | Inverter | No | - | 5000 | 1.59 | - | 508 | 2500 | No | - | - | - | 1453.26 | 5385 | Yes | 435 | 2690 | No | - | - | 5800 | 1.62 | 540 | 2900 | No | - | - | Yes | 1655 | 4600 | No | - | - | No | - | - | - | - | - | No | - | - | No | - | - | No | - | - | 60 | 64 | 4.767 | 4.501 | 4.871 | 6.287 | 5.655 | 5.389 | 286 | 459 | 1336 | 574 | 754 | 1734 | 3 | 3 | 3 | 3.52 | 4.166 | 4.903 | 3.908 | 4.471 | 4.922 | 2160 | 766 | 108 | 662 | 332 | 69 | 2 | 2.5 | 3 | No | - | - | - | - | N/A | N/A | N/A | 3.7 | 3.1201 | 3.5528
[SEER Non Multi-Split <=65kW] GEMS (Air Conditioners up to 65kW) Determination 2019 | MEPS 2019 | AS/NZS 3823.1.1:2012 | SRC50ZTLA-W / SRK50ZTLA-WF | SRK50/DXK18ZTLA-WF | N/A | MITSUBISHI HEAVY INDUSTRIES | N/A | Non Ducted | Single Split System | Wall Hung | Air | Air | Thailand | 1.59 | N/A | 5 | N/A | N/A | N/A | N/A | N/A | 1.62 | 5.8 | Calorimeter Room | 3.2029 | 3.653 | N/A | 56 | N/A | N/A | N/A | N/A | N/A | N/A | N/A | N/A | N/A | N/A | N/A | N/A | N/A | N/A | N/A | N/A | N/A | Single | R32 | Australia,Fiji,New Zealand | 150190 | 2027-10-11 |  | Approved | Reverse Cycle | N/A | Yes | Class 9 | Yes | N/A | N/A | N/A | N/A | N/A | N/A | N/A | Available | N/A | N/A | http://www.mhiaa.com.au/ | http://www.mhiaa.com.au/ | N/A |  |  | AAC7092 | Yes | Variable output compressor | Inverter | No | - | 5000 | 1.59 | - | 508 | 2500 | No | - | - | - | 1453.26 | 5385 | Yes | 435 | 2690 | No | - | - | 5800 | 1.62 | 540 | 2900 | No | - | - | Yes | 1655 | 4600 | No | - | - | No | - | - | - | - | - | No | - | - | No | - | - | No | - | - | 60 | 64 | 4.767 | 4.501 | 4.871 | 6.287 | 5.655 | 5.389 | 286 | 459 | 1336 | 574 | 754 | 1734 | 3 | 3 | 3 | 3.52 | 4.166 | 4.903 | 3.908 | 4.471 | 4.922 | 2160 | 766 | 108 | 662 | 332 | 69 | 2 | 2.5 | 3 | No | - | - | - | - | N/A | N/A | N/A | 3.7 | 3.1201 | 3.5528
[SEER Non Multi-Split <=65kW] GEMS (Air Conditioners up to 65kW) Determination 2019 | MEPS 2019 | AS/NZS 3823.1.1:2012 | SRC60ZMXA-S / FDT60VH |  | N/A | MITSUBISHI HEAVY INDUSTRIES | N/A | Non Ducted | Single Split System | Cassette | Air | Air | Australia | 1.52 | N/A | 5.6 | N/A | N/A | N/A | N/A | N/A | 1.56 | 6.7 | Calorimeter Room | 3.6573 | 4.5289 | N/A | - | N/A | N/A | N/A | N/A | N/A | N/A | N/A | N/A | N/A | N/A | N/A | N/A | N/A | N/A | N/A | N/A | N/A | Single | R410A | Australia,Fiji,New Zealand | 130854 | 2025-07-22 |  | Approved | Reverse Cycle | N/A | Yes | Class 9 | Yes | N/A | N/A | N/A | N/A | N/A | N/A | N/A | Available | N/A | N/A | http://www.mhiaa.com.au/ | http://www.mhiaa.com.au | N/A |  |  | AAC5039 | Yes | Variable output compressor | Inverter | No | - | 5600 | 1.52 | - | 495 | 2800 | No | - | - | - | 1389.28 | 6031.2 | No | 452.43 | 3015.6 | No | - | - | 6700 | 1.56 | 565 | 3350 | No | - | - | Yes | 1920 | 6000 | No | - | - | No | - | - | - | - | - | No | - | - | No | - | - | No | - | - | 58 | 64 | 5.146 | 4.921 | 5.332 | 6.359 | 5.914 | 5.761 | 296 | 469 | 1366 | 635 | 807 | 1816 | 3.5 | 3 | 3.5 | 4.134 | 4.788 | 5.431 | 4.484 | 5.052 | 5.441 | 2126 | 772 | 115 | 668 | 341 | 74 | 2.5 | 3 | 3.5 | No | - | - | - | - | N/A | N/A | N/A | 4.4034 | 3.6485 | 4.2543
[SEER Non Multi-Split <=65kW] GEMS (Air Conditioners up to 65kW) Determination 2019 | MEPS 2019 | AS/NZS 3823.1.1:2012 | SRC60ZSXA-W / FDT60VH | SRC60ZSXA-W / FDT60VH | N/A | MITSUBISHI HEAVY INDUSTRIES | N/A | Non Ducted | Single Split System | Cassette | Air | Air | Thailand | 1.33 | N/A | 5.6 | N/A | N/A | N/A | N/A | N/A | 1.56 | 6.7 | Calorimeter Room | 3.9879 | 4.4086 | N/A | - | N/A | N/A | N/A | N/A | N/A | N/A | N/A | N/A | N/A | N/A | N/A | N/A | N/A | N/A | N/A | N/A | N/A | Single | R32 | Australia,Fiji,New Zealand | 131257 | 2025-08-12 |  | Approved | Reverse Cycle | N/A | Yes | Class 9 | Yes | N/A | N/A | N/A | N/A | N/A | N/A | N/A | Available | N/A | N/A | http://www.mhiaa.com.au/ | http://www.mhiaa.com.au | N/A |  |  | AAC5139 | Yes | Variable output compressor | Inverter | No | - | 5600 | 1.33 | - | 460 | 2800 | No | - | - | - | 1215.62 | 6031.2 | No | 420.44 | 3015.6 | No | - | - | 6700 | 1.56 | 530 | 3350 | No | - | - | Yes | 1870 | 6300 | No | - | - | No | - | - | - | - | - | No | - | - | No | - | - | No | - | - | 58 | 65 | 5.678 | 5.457 | 5.889 | 6.936 | 6.475 | 6.335 | 269 | 424 | 1237 | 583 | 738 | 1652 | 4 | 3.5 | 4 | 4.41 | 5.04 | 5.775 | 4.792 | 5.353 | 5.794 | 1992 | 732 | 106 | 624 | 321 | 68 | 2.5 | 3.5 | 4 | No | - | - | - | - | N/A | N/A | N/A | 3.645 | 4.1719 | 4.2612
[SEER Non Multi-Split <=65kW] GEMS (Air Conditioners up to 65kW) Determination 2019 | MEPS 2019 | AS/NZS 3823.1.1:2012 | SRC60ZSXA-W / FDTC60VH | SRC60ZSXA-W / FDTC60VH | N/A | MITSUBISHI HEAVY INDUSTRIES | N/A | Non Ducted | Single Split System | Cassette | Air | Air | Thailand | 1.73 | N/A | 5.6 | N/A | N/A | N/A | N/A | N/A | 2.14 | 6.7 | Calorimeter Room | 3.2622 | 3.1026 | N/A | - | N/A | N/A | N/A | N/A | N/A | N/A | N/A | N/A | N/A | N/A | N/A | N/A | N/A | N/A | N/A | N/A | N/A | Single | R32 | Australia,Fiji,New Zealand | 131302 | 2025-08-12 |  | Approved | Reverse Cycle | N/A | Yes | Class 9 | Yes | N/A | N/A | N/A | N/A | N/A | N/A | N/A | Available | N/A | N/A | http://www.mhiaa.com.au/ | http://www.mhiaa.com.au | N/A |  |  | AAC5147 | Yes | Variable output compressor | Inverter | No | - | 5600 | 1.73 | - | 670 | 2800 | No | - | - | - | 1581.22 | 6031.2 | No | 612.38 | 3015.6 | No | - | - | 6700 | 2.14 | 770 | 3350 | No | - | - | Yes | 2240 | 5800 | No | - | - | No | - | - | - | - | - | No | - | - | No | - | - | No | - | - | 60 | 65 | 4.11 | 3.979 | 4.25 | 4.894 | 4.597 | 4.533 | 374 | 584 | 1717 | 829 | 1042 | 2312 | 2.5 | 2 | 2.5 | 3.151 | 3.537 | 3.984 | 3.387 | 3.724 | 3.992 | 2785 | 1039 | 151 | 880 | 458 | 96 | 1.5 | 2 | 2 | No | - | - | - | - | N/A | N/A | N/A | 3.7805 | 3.2133 | 3.1123
[SEER Non Multi-Split <=65kW] GEMS (Air Conditioners up to 65kW) Determination 2019 | MEPS 2019 | AS/NZS 3823.1.2:2012 | SRC60ZSXA-W / FDUM60VH | SRC60ZSXA-W / FDUM60VH | N/A | MITSUBISHI HEAVY INDUSTRIES | N/A | Ducted | Single Split System | - | Air | Air | Thailand | 1.54 | N/A | 5.6 | N/A | N/A | N/A | N/A | N/A | 1.75 | 6.7 | Enthalpy Test Room | 3.4356 | 4.0771 | N/A | - | N/A | N/A | N/A | N/A | N/A | N/A | N/A | N/A | N/A | N/A | N/A | N/A | N/A | N/A | N/A | N/A | N/A | Single | R32 | Australia,Fiji,New Zealand | 131305 | 2025-08-12 |  | Approved | Reverse Cycle | N/A | Yes | Class 10 | Yes | N/A | N/A | N/A | N/A | N/A | N/A | N/A | Available | N/A | N/A | http://www.mhiaa.com.au/ | http://www.mhiaa.com.au | N/A |  |  | AAC5140 | Yes | Variable output compressor | Inverter | No | - | 5600 | 1.54 | - | 530 | 2800 | No | - | - | - | 1407.56 | 6031.2 | No | 484.42 | 3015.6 | No | - | - | 6700 | 1.75 | 600 | 3350 | No | - | - | Yes | 1550 | 4800 | No | - | - | No | - | - | - | - | - | No | - | - | No | - | - | No | - | - | - | 65 | 4.712 | 4.573 | 5.045 | 5.9 | 5.528 | 5.452 | 319 | 499 | 1438 | 680 | 859 | 1915 | 3 | 3 | 3.5 | 3.515 | 4.244 | 5.103 | 3.826 | 4.435 | 5.119 | 2504 | 875 | 127 | 786 | 392 | 82 | 2 | 2.5 | 3.5 | No | - | - | - | - | N/A | N/A | N/A | 6.755 | 3.5832 | 3.7793
[SEER Non Multi-Split <=65kW] GEMS (Air Conditioners up to 65kW) Determination 2019 | MEPS 2019 | AS/NZS 3823.1.1:2012 | SRC60ZSXA-W / SRK60ZSXA-W |  | N/A | MITSUBISHI HEAVY INDUSTRIES | 1.42 | Non Ducted | Single Split System | Wall Hung | Air | Air | Thailand | 1.71 | 4.68 | 6.1 | N/A | 2.7055 | 7.091 | 2.621 | N/A | 1.65 | 6.8 | Calorimeter Room | 3.6088 | 4.1634 | Yes | - | N/A | 2 | 2 | N/A | N/A | N/A | N/A | N/A | 3.5945 | 4.1465 | N/A | N/A | 2.6891 | 3.7929 | 2.5 | 3.5 | Calorimeter Room | Single | R32 | Australia,Fiji,New Zealand | 126136 | 2025-04-01 |  | Approved | Reverse Cycle | N/A | Yes | Class 9 | Yes | Yes | N/A | Yes | Yes | Yes | N/A | 3.6088 | Available | N/A | N/A | http://www.mhiaa.com.au/ | http://www.mhiaa.com.au | N/A |  | https://reg.energyrating.gov.au/static/common/images/star_ratings_2014/aircon_rating_2.5_3.5.png | AAC4393 | Yes | Variable output compressor | Inverter | No | - | 6100 | 1.71 | - | 575 | 3050 | No | - | - | - | 1562.94 | 6569.7 | No | 525.55 | 3284.85 | No | - | - | 6800 | 1.65 | 595 | 3400 | No | - | - | Yes | 2570 | 6800 | No | - | - | No | - | - | - | - | - | No | - | - | No | - | - | No | - | - | 62 | 65 | 5.061 | 4.813 | 5.112 | 6.096 | 5.664 | 5.493 | 332 | 528 | 1557 | 726 | 922 | 2080 | 3.5 | 3 | 3.5 | 4.037 | 4.625 | 5.233 | 4.364 | 4.876 | 5.243 | 2205 | 806 | 116 | 692 | 355 | 74 | 2.5 | 3 | 3.5 | - | - | - | - | - | N/A | N/A | N/A | 2.692 | 3.5484 | 4.0986
[SEER Non Multi-Split <=65kW] GEMS (Air Conditioners up to 65kW) Determination 2019 | MEPS 2019 | AS/NZS 3823.1.1:2012 | SRC60ZSXA-W / SRR60ZS-W |  | N/A | MITSUBISHI HEAVY INDUSTRIES | N/A | Non Ducted | Single Split System | Floor/Ceiling | Air | Air | Thailand | 1.7 | N/A | 5.6 | N/A | N/A | N/A | N/A | N/A | 1.89 | 6.7 | Calorimeter Room | 3.3249 | 3.6185 | N/A | - | N/A | N/A | N/A | N/A | N/A | N/A | N/A | N/A | N/A | N/A | N/A | N/A | N/A | N/A | N/A | N/A | N/A | Single | R32 | Australia,Fiji,New Zealand | 155367 | 2028-07-11 |  | Approved | Reverse Cycle | N/A | Yes | Class 9 | Yes | N/A | N/A | N/A | N/A | N/A | N/A | N/A | Available | N/A | N/A | http://www.mhiaa.com.au/ | http://www.mhiaa.com.au/ | N/A |  |  | AAC7626 | Yes | Variable output compressor | Inverter | No | - | 5600 | 1.7 | - | 580 | 2800 | No | - | - | - | 1553.8 | 6031.2 | No | 530.12 | 3015.6 | No | - | - | 6700 | 1.89 | 650 | 3350 | No | - | - | Yes | 2670 | 6800 | No | - | - | No | - | - | - | - | - | No | - | - | No | - | - | No | - | - | 60 | 65 | 4.581 | 4.374 | 4.669 | 5.539 | 5.156 | 5.017 | 336 | 532 | 1564 | 733 | 929 | 2089 | 3 | 2.5 | 3 | 3.665 | 4.129 | 4.711 | 3.964 | 4.378 | 4.725 | 2394 | 890 | 128 | 752 | 390 | 81 | 2 | 2.5 | 3 | No | - | - | - | - | N/A | N/A | N/A | 3.3 | 3.2726 | 3.5242
[SEER Non Multi-Split <=65kW] GEMS (Air Conditioners up to 65kW) Determination 2019 | MEPS 2019 | AS/NZS 3823.1.1:2012 | SRC60ZSXA-W/SRK60ZSXA-WF |  | N/A | MITSUBISHI HEAVY INDUSTRIES | N/A | Non Ducted | Single Split System | Wall Hung | Air | Air | Thailand | 1.71 | N/A | 6.1 | N/A | N/A | N/A | N/A | N/A | 1.65 | 6.8 | Calorimeter Room | 3.6067 | 4.1608 | N/A | - | N/A | N/A | N/A | N/A | N/A | N/A | N/A | N/A | N/A | N/A | N/A | N/A | N/A | N/A | N/A | N/A | N/A | Single | R32 | Australia,Fiji,New Zealand | 156145 | 2028-08-27 |  | Approved | Reverse Cycle | N/A | Yes | Class 9 | Yes | N/A | N/A | N/A | N/A | N/A | N/A | N/A | Available | N/A | N/A | http://www.mhiaa.com.au/ | http://www.mhiaa.com.au/ | N/A |  |  | AAC7735 | Yes | Variable output compressor | Inverter | No | - | 6100 | 1.71 | - | 575 | 3050 | No | - | - | - | 1562.94 | 6569.7 | No | 525.55 | 3284.85 | No | - | - | 6800 | 1.65 | 595 | 3400 | No | - | - | Yes | 2570 | 6800 | No | - | - | No | - | - | - | - | - | No | - | - | No | - | - | No | - | - | 62 | 65 | 5.025 | 4.787 | 5.104 | 6.078 | 5.65 | 5.487 | 334 | 530 | 1559 | 728 | 924 | 2081 | 3.5 | 3 | 3.5 | 4.037 | 4.625 | 5.233 | 4.364 | 4.876 | 5.243 | 2206 | 807 | 117 | 693 | 356 | 74 | 2.5 | 3 | 3.5 | No | - | - | - | - | N/A | N/A | N/A | 3.12 | 3.5454 | 4.095
[SEER Non Multi-Split <=65kW] GEMS (Air Conditioners up to 65kW) Determination 2019 | MEPS 2019 | AS/NZS 3823.1.1:2012 | SRC60ZSX-W1 / FDT60VH | SRC60ZSXA-W / FDT60VH | N/A | MITSUBISHI HEAVY INDUSTRIES | N/A | Non Ducted | Single Split System | Cassette | Air | Air | Thailand | 1.33 | N/A | 5.6 | N/A | N/A | N/A | N/A | N/A | 1.56 | 6.7 | Calorimeter Room | 3.9879 | 4.4086 | N/A | - | N/A | N/A | N/A | N/A | N/A | N/A | N/A | N/A | N/A | N/A | N/A | N/A | N/A | N/A | N/A | N/A | N/A | Single | R32 | Australia,Fiji,New Zealand | 131257 | 2025-08-12 |  | Approved | Reverse Cycle | N/A | Yes | Class 9 | Yes | N/A | N/A | N/A | N/A | N/A | N/A | N/A | Available | N/A | N/A | http://www.mhiaa.com.au/ | http://www.mhiaa.com.au | N/A |  |  | AAC5139 | Yes | Variable output compressor | Inverter | No | - | 5600 | 1.33 | - | 460 | 2800 | No | - | - | - | 1215.62 | 6031.2 | No | 420.44 | 3015.6 | No | - | - | 6700 | 1.56 | 530 | 3350 | No | - | - | Yes | 1870 | 6300 | No | - | - | No | - | - | - | - | - | No | - | - | No | - | - | No | - | - | 58 | 65 | 5.678 | 5.457 | 5.889 | 6.936 | 6.475 | 6.335 | 269 | 424 | 1237 | 583 | 738 | 1652 | 4 | 3.5 | 4 | 4.41 | 5.04 | 5.775 | 4.792 | 5.353 | 5.794 | 1992 | 732 | 106 | 624 | 321 | 68 | 2.5 | 3.5 | 4 | No | - | - | - | - | N/A | N/A | N/A | 3.645 | 4.1719 | 4.2612
[SEER Non Multi-Split <=65kW] GEMS (Air Conditioners up to 65kW) Determination 2019 | MEPS 2019 | AS/NZS 3823.1.1:2012 | SRC60ZSX-W1 / FDTC60VH | SRC60ZSXA-W / FDTC60VH | N/A | MITSUBISHI HEAVY INDUSTRIES | N/A | Non Ducted | Single Split System | Cassette | Air | Air | Thailand | 1.73 | N/A | 5.6 | N/A | N/A | N/A | N/A | N/A | 2.14 | 6.7 | Calorimeter Room | 3.2622 | 3.1026 | N/A | - | N/A | N/A | N/A | N/A | N/A | N/A | N/A | N/A | N/A | N/A | N/A | N/A | N/A | N/A | N/A | N/A | N/A | Single | R32 | Australia,Fiji,New Zealand | 131302 | 2025-08-12 |  | Approved | Reverse Cycle | N/A | Yes | Class 9 | Yes | N/A | N/A | N/A | N/A | N/A | N/A | N/A | Available | N/A | N/A | http://www.mhiaa.com.au/ | http://www.mhiaa.com.au | N/A |  |  | AAC5147 | Yes | Variable output compressor | Inverter | No | - | 5600 | 1.73 | - | 670 | 2800 | No | - | - | - | 1581.22 | 6031.2 | No | 612.38 | 3015.6 | No | - | - | 6700 | 2.14 | 770 | 3350 | No | - | - | Yes | 2240 | 5800 | No | - | - | No | - | - | - | - | - | No | - | - | No | - | - | No | - | - | 60 | 65 | 4.11 | 3.979 | 4.25 | 4.894 | 4.597 | 4.533 | 374 | 584 | 1717 | 829 | 1042 | 2312 | 2.5 | 2 | 2.5 | 3.151 | 3.537 | 3.984 | 3.387 | 3.724 | 3.992 | 2785 | 1039 | 151 | 880 | 458 | 96 | 1.5 | 2 | 2 | No | - | - | - | - | N/A | N/A | N/A | 3.7805 | 3.2133 | 3.1123
[SEER Non Multi-Split <=65kW] GEMS (Air Conditioners up to 65kW) Determination 2019 | MEPS 2019 | AS/NZS 3823.1.2:2012 | SRC60ZSX-W1 / FDUM60VH | SRC60ZSXA-W / FDUM60VH | N/A | MITSUBISHI HEAVY INDUSTRIES | N/A | Ducted | Single Split System | - | Air | Air | Thailand | 1.54 | N/A | 5.6 | N/A | N/A | N/A | N/A | N/A | 1.75 | 6.7 | Enthalpy Test Room | 3.4356 | 4.0771 | N/A | - | N/A | N/A | N/A | N/A | N/A | N/A | N/A | N/A | N/A | N/A | N/A | N/A | N/A | N/A | N/A | N/A | N/A | Single | R32 | Australia,Fiji,New Zealand | 131305 | 2025-08-12 |  | Approved | Reverse Cycle | N/A | Yes | Class 10 | Yes | N/A | N/A | N/A | N/A | N/A | N/A | N/A | Available | N/A | N/A | http://www.mhiaa.com.au/ | http://www.mhiaa.com.au | N/A |  |  | AAC5140 | Yes | Variable output compressor | Inverter | No | - | 5600 | 1.54 | - | 530 | 2800 | No | - | - | - | 1407.56 | 6031.2 | No | 484.42 | 3015.6 | No | - | - | 6700 | 1.75 | 600 | 3350 | No | - | - | Yes | 1550 | 4800 | No | - | - | No | - | - | - | - | - | No | - | - | No | - | - | No | - | - | - | 65 | 4.712 | 4.573 | 5.045 | 5.9 | 5.528 | 5.452 | 319 | 499 | 1438 | 680 | 859 | 1915 | 3 | 3 | 3.5 | 3.515 | 4.244 | 5.103 | 3.826 | 4.435 | 5.119 | 2504 | 875 | 127 | 786 | 392 | 82 | 2 | 2.5 | 3.5 | No | - | - | - | - | N/A | N/A | N/A | 6.755 | 3.5832 | 3.7793
[SEER Non Multi-Split <=65kW] GEMS (Air Conditioners up to 65kW) Determination 2019 | MEPS 2019 | AS/NZS 3823.1.1:2012 | SRC63ZRA-W / SRK63ZRA-W | SRK/DXK_63/21ZRA-W | N/A | MITSUBISHI HEAVY INDUSTRIES | 1.09 | Non Ducted | Single Split System | Wall Hung | Air | Air | Thailand | 1.58 | 5.21 | 6.3 | N/A | 3.0715 | 7.049 | 2.295 | N/A | 1.6 | 7.1 | Calorimeter Room | 3.9132 | 4.3646 | Yes | - | N/A | 3 | 3 | N/A | N/A | N/A | N/A | N/A | 3.8888 | 4.3378 | N/A | N/A | 3.2775 | 4.1756 | 3 | 4 | Calorimeter Room | Single | R32 | Australia,Fiji,New Zealand | 126583 | 2025-04-01 |  | Approved | Reverse Cycle | N/A | Yes | Class 9 | Yes | Yes | N/A | Yes | Yes | Yes | N/A | 3.9132 | Available | N/A | N/A | http://www.mhiaa.com.au/ | http://www.mhiaa.com.au | Yes |  | https://reg.energyrating.gov.au/static/common/images/star_ratings_2014/aircon_rating_3_4.png | AAC4446 | Yes | Variable output compressor | Inverter | No | - | 6300 | 1.58 | - | 565 | 3150 | No | - | - | - | 1444.12 | 6785.1 | No | 516.41 | 3392.55 | No | - | - | 7100 | 1.6 | 610 | 3550 | No | - | - | Yes | 2290 | 7000 | No | - | - | No | - | - | - | - | - | No | - | - | No | - | - | No | - | - | 57 | 64 | 5.392 | 5.168 | 5.502 | 6.461 | 6.032 | 5.892 | 322 | 507 | 1494 | 707 | 894 | 2002 | 3.5 | 3.5 | 4 | 4.265 | 4.812 | 5.342 | 4.551 | 5.023 | 5.344 | 2180 | 809 | 119 | 694 | 360 | 76 | 2.5 | 3 | 3.5 | No | - | - | - | - | N/A | N/A | N/A | 2.863 | 3.9631 | 4.4108
[SEER Non Multi-Split <=65kW] GEMS (Air Conditioners up to 65kW) Determination 2019 | MEPS 2019 | AS/NZS 3823.1.1:2012 | SRC63ZRA-W / SRK63ZRA-WF1 | SRK63/DXK21ZRA-WF1 | N/A | MITSUBISHI HEAVY INDUSTRIES | N/A | Non Ducted | Single Split System | Wall Hung | Air | Air | Thailand | 1.58 | N/A | 6.3 | N/A | N/A | N/A | N/A | N/A | 1.6 | 7.1 | Calorimeter Room | 3.9108 | 4.362 | N/A | - | N/A | N/A | N/A | N/A | N/A | N/A | N/A | N/A | N/A | N/A | N/A | N/A | N/A | N/A | N/A | N/A | N/A | Single | R32 | Australia,Fiji,New Zealand | 161031 | 2029-05-13 |  | Approved | Reverse Cycle | N/A | Yes | Class 9 | Yes | N/A | N/A | N/A | N/A | N/A | N/A | N/A | Available | N/A | N/A | http://www.mhiaa.com.au/ | http://www.mhiaa.com.au/ | N/A |  |  | AAC8228 | Yes | Variable output compressor | Inverter | No | - | 6300 | 1.58 | - | 565 | 3150 | No | - | - | - | 1444.12 | 6785.1 | Yes | 490 | 3390 | No | - | - | 7100 | 1.6 | 620 | 3550 | No | - | - | Yes | 2290 | 7000 | No | - | - | No | - | - | - | - | - | No | - | - | No | - | - | No | - | - | 57 | 64 | 5.588 | 5.34 | 5.733 | 7.12 | 6.496 | 6.262 | 309 | 489 | 1432 | 640 | 829 | 1882 | 4 | 3.5 | 4 | 4.233 | 4.761 | 5.259 | 4.502 | 4.957 | 5.26 | 2198 | 819 | 122 | 702 | 365 | 78 | 2.5 | 3 | 3.5 | No | - | - | - | - | N/A | N/A | N/A | 3.3355 | 3.9591 | 4.4065
[SEER Non Multi-Split <=65kW] GEMS (Air Conditioners up to 65kW) Determination 2019 | MEPS 2019 | AS/NZS 3823.1.1:2012 | SRC63ZRA-WF/SRK63ZRA-WF | SRK63/DXK21ZRA-WF | N/A | MITSUBISHI HEAVY INDUSTRIES | N/A | Non Ducted | Single Split System | Wall Hung | Air | Air | Thailand | 1.58 | N/A | 6.3 | N/A | N/A | N/A | N/A | N/A | 1.6 | 7.1 | Calorimeter Room | 3.9108 | 4.362 | N/A | - | N/A | N/A | N/A | N/A | N/A | N/A | N/A | N/A | N/A | N/A | N/A | N/A | N/A | N/A | N/A | N/A | N/A | Single | R32 | Australia,Fiji,New Zealand | 156522 | 2028-09-03 |  | Approved | Reverse Cycle | N/A | Yes | Class 9 | Yes | N/A | N/A | N/A | N/A | N/A | N/A | N/A | Available | N/A | N/A | http://www.mhiaa.com.au/ | http://www.mhiaa.com.au/ | N/A |  |  | AAC7759 | Yes | Variable output compressor | Inverter | No | - | 6300 | 1.58 | - | 565 | 3150 | No | - | - | - | 1444.12 | 6785.1 | Yes | 510 | 3390 | No | - | - | 7100 | 1.6 | 620 | 3550 | No | - | - | Yes | 2290 | 7000 | No | - | - | No | - | - | - | - | - | No | - | - | No | - | - | No | - | - | 57 | 64 | 5.402 | 5.183 | 5.545 | 6.586 | 6.121 | 5.967 | 320 | 505 | 1481 | 693 | 880 | 1975 | 3.5 | 3.5 | 4 | 4.233 | 4.761 | 5.259 | 4.502 | 4.957 | 5.26 | 2198 | 819 | 122 | 702 | 365 | 78 | 2.5 | 3 | 3.5 | No | - | - | - | - | N/A | N/A | N/A | 3.3355 | 3.9591 | 4.4065
[SEER Non Multi-Split <=65kW] GEMS (Air Conditioners up to 65kW) Determination 2019 | MEPS 2019 | AS/NZS 3823.1.1:2012 | SRC63ZTLA-W / SRK63ZTLA-W | SRK63/DXK21ZTLA-W | N/A | MITSUBISHI HEAVY INDUSTRIES | N/A | Non Ducted | Single Split System | Wall Hung | Air | Air | Thailand | 1.84 | N/A | 6.3 | N/A | N/A | N/A | N/A | N/A | 2.01 | 7.1 | Calorimeter Room | 3.4427 | 3.6069 | N/A | - | N/A | N/A | N/A | N/A | N/A | N/A | N/A | N/A | N/A | N/A | N/A | N/A | N/A | N/A | N/A | N/A | N/A | Single | R32 | Australia,Fiji,New Zealand | 142679 | 2026-12-01 |  | Approved | Reverse Cycle | N/A | Yes | Class 9 | Yes | N/A | N/A | N/A | N/A | N/A | N/A | N/A | Available | N/A | N/A | http://www.mhiaa.com.au/ | http://www.mhiaa.com.au/ | N/A |  |  | AAC6374 | Yes | Variable output compressor | Inverter | No | - | 6300 | 1.84 | - | 590 | 3150 | No | - | - | - | 1681.76 | 6785.1 | Yes | 490 | 3410 | No | - | - | 7100 | 2.01 | 690 | 3550 | No | - | - | Yes | 2390 | 6600 | No | - | - | No | - | - | - | - | - | No | - | - | No | - | - | No | - | - | 60 | 64 | 5.39 | 5.057 | 5.469 | 7.361 | 6.496 | 6.128 | 320 | 516 | 1500 | 618 | 828 | 1923 | 3.5 | 3.5 | 3.5 | 3.637 | 4.118 | 4.702 | 3.94 | 4.367 | 4.717 | 2558 | 946 | 136 | 802 | 415 | 87 | 2 | 2.5 | 3 | No | - | - | - | - | N/A | N/A | N/A | 3.709 | 3.4007 | 3.5104
[SEER Non Multi-Split <=65kW] GEMS (Air Conditioners up to 65kW) Determination 2019 | MEPS 2019 | AS/NZS 3823.1.1:2012 | SRC63ZTLA-W / SRK63ZTLA-WF | SRK63/DXK21ZTLA-W | N/A | MITSUBISHI HEAVY INDUSTRIES | N/A | Non Ducted | Single Split System | Wall Hung | Air | Air | Thailand | 1.84 | N/A | 6.3 | N/A | N/A | N/A | N/A | N/A | 2.01 | 7.1 | Calorimeter Room | 3.4427 | 3.6069 | N/A | - | N/A | N/A | N/A | N/A | N/A | N/A | N/A | N/A | N/A | N/A | N/A | N/A | N/A | N/A | N/A | N/A | N/A | Single | R32 | Australia,Fiji,New Zealand | 142679 | 2026-12-01 |  | Approved | Reverse Cycle | N/A | Yes | Class 9 | Yes | N/A | N/A | N/A | N/A | N/A | N/A | N/A | Available | N/A | N/A | http://www.mhiaa.com.au/ | http://www.mhiaa.com.au/ | N/A |  |  | AAC6374 | Yes | Variable output compressor | Inverter | No | - | 6300 | 1.84 | - | 590 | 3150 | No | - | - | - | 1681.76 | 6785.1 | Yes | 490 | 3410 | No | - | - | 7100 | 2.01 | 690 | 3550 | No | - | - | Yes | 2390 | 6600 | No | - | - | No | - | - | - | - | - | No | - | - | No | - | - | No | - | - | 60 | 64 | 5.39 | 5.057 | 5.469 | 7.361 | 6.496 | 6.128 | 320 | 516 | 1500 | 618 | 828 | 1923 | 3.5 | 3.5 | 3.5 | 3.637 | 4.118 | 4.702 | 3.94 | 4.367 | 4.717 | 2558 | 946 | 136 | 802 | 415 | 87 | 2 | 2.5 | 3 | No | - | - | - | - | N/A | N/A | N/A | 3.709 | 3.4007 | 3.5104
[SEER Non Multi-Split <=65kW] GEMS (Air Conditioners up to 65kW) Determination 2019 | MEPS 2019 | AS/NZS 3823.1.1:2012 | SRC71ZRA-W / SRK71ZRA-W | SRK/DXK_71/24ZRA-W | N/A | MITSUBISHI HEAVY INDUSTRIES | 1.51 | Non Ducted | Single Split System | Wall Hung | Air | Air | Thailand | 1.84 | 5.59 | 7.1 | N/A | 2.7111 | 8.174 | 3.015 | N/A | 2.02 | 8 | Calorimeter Room | 3.8388 | 4.0078 | Yes | - | N/A | 3 | 3 | N/A | N/A | N/A | N/A | N/A | 3.818 | 3.9881 | N/A | N/A | 3.1361 | 3.4761 | 3 | 3 | Calorimeter Room | Single | R32 | Australia,Fiji,New Zealand | 126585 | 2025-04-01 |  | Approved | Reverse Cycle | N/A | Yes | Class 9 | Yes | Yes | N/A | Yes | Yes | Yes | N/A | 3.8388 | Available | N/A | N/A | http://www.mhiaa.com.au/ | http://www.mhiaa.com.au/ | Yes |  | https://reg.energyrating.gov.au/static/common/images/star_ratings_2014/aircon_rating_3_3.png | AAC4445 | Yes | Variable output compressor | Inverter | No | - | 7100 | 1.84 | - | 655 | 3550 | No | - | - | - | 1681.76 | 7646.7 | No | 598.67 | 3823.35 | No | - | - | 8000 | 2.02 | 750 | 4000 | No | - | - | Yes | 3010 | 8100 | No | - | - | No | - | - | - | - | - | No | - | - | No | - | - | No | - | - | 55 | 65 | 5.274 | 5.044 | 5.348 | 6.296 | 5.873 | 5.725 | 372 | 587 | 1733 | 819 | 1036 | 2323 | 3.5 | 3.5 | 3.5 | 3.892 | 4.376 | 4.89 | 4.164 | 4.586 | 4.896 | 2690 | 1000 | 144 | 853 | 443 | 91 | 2 | 2.5 | 3 | No | - | - | - | - | N/A | N/A | N/A | 2.8138 | 3.8389 | 3.9418
[SEER Non Multi-Split <=65kW] GEMS (Air Conditioners up to 65kW) Determination 2019 | MEPS 2019 | AS/NZS 3823.1.1:2012 | SRC71ZRA-W / SRK71ZRA-WF1 | SRK71/DXK24ZRA-WF1 | N/A | MITSUBISHI HEAVY INDUSTRIES | N/A | Non Ducted | Single Split System | Wall Hung | Air | Air | Thailand | 1.84 | N/A | 7.1 | N/A | N/A | N/A | N/A | N/A | 2.02 | 8 | Calorimeter Room | 3.8367 | 4.0059 | N/A | - | N/A | N/A | N/A | N/A | N/A | N/A | N/A | N/A | N/A | N/A | N/A | N/A | N/A | N/A | N/A | N/A | N/A | Single | R32 | Australia,Fiji,New Zealand | 160949 | 2029-05-13 |  | Approved | Reverse Cycle | N/A | Yes | Class 9 | Yes | N/A | N/A | N/A | N/A | N/A | N/A | N/A | Available | N/A | N/A | http://www.mhiaa.com.au/ | http://www.mhiaa.com.au | N/A |  |  | AAC8233 | Yes | Variable output compressor | Inverter | No | - | 7100 | 1.84 | - | 670 | 3550 | No | - | - | - | 1681.76 | 7646.7 | Yes | 570 | 3820 | No | - | - | 8000 | 2.02 | 760 | 4000 | No | - | - | Yes | 3015 | 8100 | No | - | - | No | - | - | - | - | - | No | - | - | No | - | - | No | - | - | 55 | 65 | 5.453 | 5.206 | 5.585 | 7.071 | 6.396 | 6.136 | 358 | 566 | 1657 | 727 | 949 | 2165 | 3.5 | 3.5 | 4 | 3.866 | 4.338 | 4.828 | 4.127 | 4.536 | 4.832 | 2710 | 1011 | 148 | 862 | 449 | 94 | 2 | 2.5 | 3 | No | - | - | - | - | N/A | N/A | N/A | 3.6075 | 3.8333 | 3.9366
[SEER Non Multi-Split <=65kW] GEMS (Air Conditioners up to 65kW) Determination 2019 | MEPS 2019 | AS/NZS 3823.1.1:2012 | SRC71ZRA-W/SRK71ZRA-WF | SRK71/DXK24ZRA-WF | N/A | MITSUBISHI HEAVY INDUSTRIES | N/A | Non Ducted | Single Split System | Wall Hung | Air | Air | Thailand | 1.84 | N/A | 7.1 | N/A | N/A | N/A | N/A | N/A | 2.02 | 8 | Calorimeter Room | 3.8367 | 4.0059 | N/A | - | N/A | N/A | N/A | N/A | N/A | N/A | N/A | N/A | N/A | N/A | N/A | N/A | N/A | N/A | N/A | N/A | N/A | Single | R32 | Australia,Fiji,New Zealand | 156525 | 2028-09-06 |  | Approved | Reverse Cycle | N/A | Yes | Class 9 | Yes | N/A | N/A | N/A | N/A | N/A | N/A | N/A | Available | N/A | N/A | http://www.mhiaa.com.au/ | http://www.mhiaa.com.au/ | N/A |  |  | AAC7764 | Yes | Variable output compressor | Inverter | No | - | 7100 | 1.84 | - | 655 | 3550 | No | - | - | - | 1681.76 | 7646.7 | Yes | 580 | 3820 | No | - | - | 8000 | 2.02 | 760 | 4000 | No | - | - | Yes | 3015 | 8100 | No | - | - | No | - | - | - | - | - | No | - | - | No | - | - | No | - | - | 55 | 65 | 5.351 | 5.116 | 5.472 | 6.648 | 6.122 | 5.929 | 365 | 577 | 1691 | 774 | 992 | 2241 | 3.5 | 3.5 | 3.5 | 3.866 | 4.338 | 4.828 | 4.127 | 4.536 | 4.832 | 2710 | 1011 | 148 | 862 | 449 | 94 | 2 | 2.5 | 3 | No | - | - | - | - | N/A | N/A | N/A | 3.6075 | 3.8333 | 3.9366
[SEER Non Multi-Split <=65kW] GEMS (Air Conditioners up to 65kW) Determination 2019 | MEPS 2019 | AS/NZS 3823.1.1:2012 | SRC71ZTLA-W / SRK71ZTLA-W | SRK71/DXK24ZTLA-WF | N/A | MITSUBISHI HEAVY INDUSTRIES | N/A | Non Ducted | Single Split System | Wall Hung | Air | Air | Thailand | 2.27 | N/A | 7.1 | N/A | N/A | N/A | N/A | N/A | 2.3 | 8 | Calorimeter Room | 3.1572 | 3.5009 | N/A | 55.535 | N/A | N/A | N/A | N/A | N/A | N/A | N/A | N/A | N/A | N/A | N/A | N/A | N/A | N/A | N/A | N/A | N/A | Single | R32 | Australia,Fiji,New Zealand | 142681 | 2026-12-12 |  | Approved | Reverse Cycle | N/A | Yes | Class 9 | Yes | N/A | N/A | N/A | N/A | N/A | N/A | N/A | Available | N/A | N/A | http://www.mhiaa.com.au/ | http://www.mhiaa.com.au/ | N/A |  |  | AAC6392 | Yes | Variable output compressor | Inverter | No | - | 7100 | 2.27 | - | 675 | 3500 | No | - | - | - | 2074.78 | 7646.7 | Yes | 585 | 3810 | No | - | - | 8000 | 2.3 | 785 | 3940 | No | - | - | Yes | 2865 | 7420 | No | - | - | No | - | - | - | - | - | No | - | - | No | - | - | No | - | - | 63 | 67 | 5.025 | 4.688 | 5.029 | 6.571 | 5.883 | 5.567 | 388 | 630 | 1841 | 763 | 1032 | 2387 | 3.5 | 3 | 3.5 | 3.527 | 4.016 | 4.594 | 3.831 | 4.263 | 4.61 | 2970 | 1092 | 155 | 928 | 477 | 99 | 2 | 2.5 | 3 | No | - | - | - | - | N/A | N/A | N/A | 3.709 | 3.1106 | 3.4594
[SEER Non Multi-Split <=65kW] GEMS (Air Conditioners up to 65kW) Determination 2019 | MEPS 2019 | AS/NZS 3823.1.1:2012 | SRC71ZTLA-W / SRK71ZTLA-WF | SRK71/DXK24ZTLA-WF | N/A | MITSUBISHI HEAVY INDUSTRIES | N/A | Non Ducted | Single Split System | Wall Hung | Air | Air | Thailand | 2.27 | N/A | 7.1 | N/A | N/A | N/A | N/A | N/A | 2.3 | 8 | Calorimeter Room | 3.1572 | 3.5009 | N/A | 55.535 | N/A | N/A | N/A | N/A | N/A | N/A | N/A | N/A | N/A | N/A | N/A | N/A | N/A | N/A | N/A | N/A | N/A | Single | R32 | Australia,Fiji,New Zealand | 142681 | 2026-12-12 |  | Approved | Reverse Cycle | N/A | Yes | Class 9 | Yes | N/A | N/A | N/A | N/A | N/A | N/A | N/A | Available | N/A | N/A | http://www.mhiaa.com.au/ | http://www.mhiaa.com.au/ | N/A |  |  | AAC6392 | Yes | Variable output compressor | Inverter | No | - | 7100 | 2.27 | - | 675 | 3500 | No | - | - | - | 2074.78 | 7646.7 | Yes | 585 | 3810 | No | - | - | 8000 | 2.3 | 785 | 3940 | No | - | - | Yes | 2865 | 7420 | No | - | - | No | - | - | - | - | - | No | - | - | No | - | - | No | - | - | 63 | 67 | 5.025 | 4.688 | 5.029 | 6.571 | 5.883 | 5.567 | 388 | 630 | 1841 | 763 | 1032 | 2387 | 3.5 | 3 | 3.5 | 3.527 | 4.016 | 4.594 | 3.831 | 4.263 | 4.61 | 2970 | 1092 | 155 | 928 | 477 | 99 | 2 | 2.5 | 3 | No | - | - | - | - | N/A | N/A | N/A | 3.709 | 3.1106 | 3.4594
[SEER Non Multi-Split <=65kW] GEMS (Air Conditioners up to 65kW) Determination 2019 | MEPS 2019 | AS/NZS 3823.1.1:2012 | SRC80ZRA-W / SRK80ZRA-W | SRK/DXK_80/28_ZRA-W | N/A | MITSUBISHI HEAVY INDUSTRIES | 1.82 | Non Ducted | Single Split System | Wall Hung | Air | Air | Thailand | 2.22 | 6.18 | 8 | N/A | 2.7322 | 8.224 | 3.01 | N/A | 2.4 | 9 | Calorimeter Room | 3.6025 | 3.7657 | Yes | - | N/A | 3 | 3 | N/A | N/A | N/A | N/A | N/A | 3.5863 | 3.7501 | N/A | N/A | 2.6726 | 3.0002 | 2.5 | 3 | Calorimeter Room | Single | R32 | Australia,Fiji,New Zealand | 126586 | 2025-04-01 |  | Approved | Reverse Cycle | N/A | Yes | Class 9 | Yes | Yes | N/A | Yes | Yes | Yes | N/A | 3.6025 | Available | N/A | N/A | http://www.mhiaa.com.au/ | http://www.mhiaa.com.au/ | Yes |  | https://reg.energyrating.gov.au/static/common/images/star_ratings_2014/aircon_rating_2.5_3.png | AAC4449 | Yes | Variable output compressor | Inverter | No | - | 8000 | 2.22 | - | 735 | 4000 | No | - | - | - | 2029.08 | 8616 | No | 671.79 | 4308 | No | - | - | 9000 | 2.4 | 835 | 4500 | No | - | - | Yes | 3010 | 8200 | No | - | - | No | - | - | - | - | - | No | - | - | No | - | - | No | - | - | 58 | 68 | 5.199 | 4.928 | 5.22 | 6.254 | 5.801 | 5.611 | 425 | 678 | 2001 | 930 | 1182 | 2671 | 3.5 | 3 | 3.5 | 3.737 | 4.304 | 4.928 | 4.069 | 4.567 | 4.942 | 3152 | 1143 | 161 | 981 | 500 | 102 | 2 | 2.5 | 3 | No | - | - | - | - | N/A | N/A | N/A | 3.0028 | 3.5872 | 3.7342
[SEER Non Multi-Split <=65kW] GEMS (Air Conditioners up to 65kW) Determination 2019 | MEPS 2019 | AS/NZS 3823.1.1:2012 | SRC80ZRA-W / SRK80ZRA-WF1 | SRK80/DXK28ZRA-WF1 | N/A | MITSUBISHI HEAVY INDUSTRIES | N/A | Non Ducted | Single Split System | Wall Hung | Air | Air | Thailand | 2.22 | N/A | 8 | N/A | N/A | N/A | N/A | N/A | 2.4 | 9 | Calorimeter Room | 3.6009 | 3.7641 | N/A | - | N/A | N/A | N/A | N/A | N/A | N/A | N/A | N/A | N/A | N/A | N/A | N/A | N/A | N/A | N/A | N/A | N/A | Single | R32 | Australia,Fiji,New Zealand | 160993 | 2029-05-13 |  | Approved | Reverse Cycle | N/A | Yes | Class 9 | Yes | N/A | N/A | N/A | N/A | N/A | N/A | N/A | Available | N/A | N/A | http://www.mhiaa.com.au/ | http://www.mhiaa.com.au/ | N/A |  |  | AAC8227 | Yes | Variable output compressor | Inverter | No | - | 8000 | 2.22 | - | 765 | 4000 | No | - | - | - | 2029.08 | 8616 | Yes | 660 | 4310 | No | - | - | 9000 | 2.4 | 850 | 4500 | No | - | - | Yes | 3020 | 8200 | No | - | - | No | - | - | - | - | - | - | - | - | No | - | - | No | - | - | 58 | 68 | 5.277 | 5.002 | 5.342 | 6.754 | 6.119 | 5.854 | 418 | 666 | 1954 | 859 | 1119 | 2558 | 3.5 | 3.5 | 3.5 | 3.704 | 4.254 | 4.845 | 4.02 | 4.5 | 4.856 | 3181 | 1159 | 165 | 994 | 508 | 105 | 2 | 2.5 | 3 | No | - | - | - | - | N/A | N/A | N/A | 3.6075 | 3.5839 | 3.731
[SEER Non Multi-Split <=65kW] GEMS (Air Conditioners up to 65kW) Determination 2019 | MEPS 2019 | AS/NZS 3823.1.1:2012 | SRC80ZRA-W/SRK80ZRA-WF | SRK80/DXK28ZRA-WF | N/A | MITSUBISHI HEAVY INDUSTRIES | N/A | Non Ducted | Single Split System | Wall Hung | Air | Air | Thailand | 2.22 | N/A | 8 | N/A | N/A | N/A | N/A | N/A | 2.4 | 9 | Calorimeter Room | 3.6009 | 3.7641 | N/A | - | N/A | N/A | N/A | N/A | N/A | N/A | N/A | N/A | N/A | N/A | N/A | N/A | N/A | N/A | N/A | N/A | N/A | Single | R32 | Australia,Fiji,New Zealand | 156526 | 2028-09-03 |  | Approved | Reverse Cycle | N/A | Yes | Class 9 | Yes | N/A | N/A | N/A | N/A | N/A | N/A | N/A | Available | N/A | N/A | http://www.mhiaa.com.au/ | http://www.mhiaa.com.au/ | N/A |  |  | AAC7758 | Yes | Variable output compressor | Inverter | No | - | 8000 | 2.22 | - | 750 | 4000 | No | - | - | - | 2029.08 | 8616 | No | 685.5 | 4308 | No | - | - | 9000 | 2.4 | 850 | 4500 | No | - | - | Yes | 3020 | 8200 | No | - | - | No | - | - | - | - | - | No | - | - | No | - | - | No | - | - | 58 | 68 | 5.089 | 4.844 | 5.148 | 6.131 | 5.699 | 5.531 | 433 | 688 | 2027 | 947 | 1202 | 2708 | 3.5 | 3 | 3.5 | 3.704 | 4.254 | 4.845 | 4.02 | 4.5 | 4.856 | 3181 | 1159 | 165 | 994 | 508 | 105 | 2 | 2.5 | 3 | No | - | - | - | - | N/A | N/A | N/A | 3.6075 | 3.5839 | 3.731
[SEER Non Multi-Split <=65kW] GEMS (Air Conditioners up to 65kW) Determination 2019 | MEPS 2019 | AS/NZS 3823.1.1:2012 | SRC95ZRA-W / SRK95ZRA-W | SRK95/DXK33ZRA-W | N/A | MITSUBISHI HEAVY INDUSTRIES | 2.52 | Non Ducted | Single Split System | Wall Hung | Air | Air | Thailand | 2.56 | 6.98 | 9.5 | N/A | 2.9003 | 9.6 | 3.31 | N/A | 2.64 | 10.3 | Calorimeter Room | 3.6399 | 3.8683 | Yes | - | N/A | 3 | 3 | N/A | N/A | N/A | N/A | N/A | 3.6258 | 3.8537 | N/A | N/A | 2.7516 | 3.2074 | 2.5 | 3 | Calorimeter Room | Single | R32 | Australia,Fiji,New Zealand | 126587 | 2025-04-01 |  | Approved | Reverse Cycle | N/A | Yes | Class 9 | Yes | Yes | N/A | Yes | Yes | Yes | N/A | 3.6399 | Available | N/A | N/A | http://www.mhiaa.com.au/ | http://www.mhiaa.com.au | Yes |  | https://reg.energyrating.gov.au/static/common/images/star_ratings_2014/aircon_rating_2.5_3.png | AAC4444 | Yes | Variable output compressor | Inverter | No | - | 9500 | 2.56 | - | 920 | 4750 | No | - | - | - | 2339.84 | 10231.5 | No | 840.88 | 5115.75 | No | - | - | 10300 | 2.64 | 920 | 5150 | No | - | - | Yes | 3300 | 9600 | No | - | - | No | - | - | - | - | - | No | - | - | - | - | - | No | - | - | 61 | 69 | 5.086 | 4.858 | 5.126 | 6.032 | 5.625 | 5.479 | 518 | 818 | 2421 | 1146 | 1449 | 3249 | 3.5 | 3 | 3.5 | 3.929 | 4.49 | 5.119 | 4.261 | 4.755 | 5.133 | 3430 | 1254 | 176 | 1072 | 548 | 111 | 2 | 2.5 | 3.5 | No | - | - | - | - | N/A | N/A | N/A | 3.0369 | 3.6961 | 3.8864
[SEER Non Multi-Split <=65kW] GEMS (Air Conditioners up to 65kW) Determination 2019 | MEPS 2019 | AS/NZS 3823.1.1:2012 | SRC95ZRA-W / SRK95ZRA-WF1 | SRK95/DXK33ZRA-WF1 | N/A | MITSUBISHI HEAVY INDUSTRIES | N/A | Non Ducted | Single Split System | Wall Hung | Air | Air | Thailand | 2.56 | N/A | 9.5 | N/A | N/A | N/A | N/A | N/A | 2.64 | 10.3 | Calorimeter Room | 3.6385 | 3.8668 | N/A | - | N/A | N/A | N/A | N/A | N/A | N/A | N/A | N/A | N/A | N/A | N/A | N/A | N/A | N/A | N/A | N/A | N/A | Single | R32 | Australia,Fiji,New Zealand | 161020 | 2029-05-14 |  | Approved | Reverse Cycle | N/A | Yes | Class 9 | Yes | N/A | N/A | N/A | N/A | N/A | N/A | N/A | Available | N/A | N/A | http://www.mhiaa.com.au/ | http://www.mhiaa.com.au/ | N/A |  |  | AAC8238 | Yes | Variable output compressor | Inverter | No | - | 9500 | 2.56 | - | 920 | 4750 | No | - | - | - | 2339.84 | 10231.5 | Yes | 780 | 5115 | No | - | - | 10300 | 2.64 | 942 | 5150 | No | - | - | Yes | 3600 | 9600 | No | - | - | No | - | - | - | - | - | No | - | - | No | - | - | No | - | - | 61 | 69 | 5.406 | 5.128 | 5.455 | 6.987 | 6.289 | 5.998 | 486 | 773 | 2274 | 988 | 1295 | 2967 | 3.5 | 3.5 | 3.5 | 3.812 | 4.397 | 5.005 | 4.139 | 4.649 | 5.015 | 3536 | 1281 | 181 | 1104 | 562 | 115 | 2 | 2.5 | 3.5 | No | - | - | - | - | N/A | N/A | N/A | 3.3955 | 3.6944 | 3.8846
[SEER Non Multi-Split <=65kW] GEMS (Air Conditioners up to 65kW) Determination 2019 | MEPS 2019 | AS/NZS 3823.1.1:2012 | SRC95ZRA-W/SRK95ZRA-WF | SRK95/DXK33ZTLA-WF | N/A | MITSUBISHI HEAVY INDUSTRIES | N/A | Non Ducted | Single Split System | Wall Hung | Air | Air | Thailand | 2.56 | N/A | 9.5 | N/A | N/A | N/A | N/A | N/A | 2.64 | 10.3 | Calorimeter Room | 3.6385 | 3.8668 | N/A | - | N/A | N/A | N/A | N/A | N/A | N/A | N/A | N/A | N/A | N/A | N/A | N/A | N/A | N/A | N/A | N/A | N/A | Single | R32 | Australia,Fiji,New Zealand | 156527 | 2028-09-05 |  | Approved | Reverse Cycle | N/A | Yes | Class 9 | Yes | N/A | N/A | N/A | N/A | N/A | N/A | N/A | Available | N/A | N/A | http://www.mhiaa.com.au/ | http://www.mhiaa.com.au/ | N/A |  |  | AAC7763 | Yes | Variable output compressor | Inverter | No | - | 9500 | 2.56 | - | 920 | 4750 | No | - | - | - | 2339.84 | 10231.5 | Yes | 815 | 5115 | No | - | - | 10300 | 2.64 | 942 | 5150 | No | - | - | Yes | 3600 | 9600 | No | - | - | No | - | - | - | - | - | No | - | - | No | - | - | No | - | - | 61 | 69 | 5.203 | 4.959 | 5.256 | 6.395 | 5.883 | 5.683 | 505 | 800 | 2360 | 1080 | 1384 | 3131 | 3.5 | 3 | 3.5 | 3.812 | 4.397 | 5.005 | 4.139 | 4.649 | 5.015 | 3536 | 1281 | 181 | 1104 | 562 | 115 | 2 | 2.5 | 3.5 | No | - | - | - | - | N/A | N/A | N/A | 3.4175 | 3.6943 | 3.8845
[SEER Non Multi-Split <=65kW] GEMS (Air Conditioners up to 65kW) Determination 2019 | MEPS 2019 | AS/NZS 3823.1.1:2012 | SRK/DXK** ZMP/Z5 | SRK/DXK** ZMP/Z5 | N/A | MITSUBISHI HEAVY INDUSTRIES | N/A | Non Ducted | Single Split System | Wall Hung | Air | Air | Thailand | 0.42 | 1.69 | 1.7 | N/A | N/A | N/A | N/A | N/A | 0.465 | 2 | Calorimeter Room | 3.8851 | 4.4066 | Yes | - | N/A | 4.6 | 4.7 | N/A | N/A | N/A | N/A | N/A | 3.751 | 4.2674 | N/A | N/A | 3.002 | 4.0347 | 3 | 4 | Calorimeter Room | Single | R410A | Australia,Fiji,New Zealand | 126286 | 2025-04-01 |  | Approved | Reverse Cycle | N/A | No | Class 8 | No | Yes | N/A | N/A | N/A | N/A | N/A | 3.8851 | Available | N/A | N/A | http://www.mhiaa.com.au/ | http://www.mhiaa.com.au | Yes |  | https://reg.energyrating.gov.au/static/common/images/star_ratings_2014/aircon_rating_3_4.png | AAC4422 | Yes | Variable output compressor | Inverter | No | - | 1700 | 0.42 | - | 305 | 850 | No | - | - | - | 383.88 | 1830.9 | No | 278.77 | 915.45 | No | - | - | 2000 | 0.465 | 195 | 1000 | No | - | - | Yes | 1290 | 3100 | No | - | - | No | - | - | - | - | - | No | - | - | No | - | - | No | - | - | 59 | 54 | 2.91 | 3.02 | 3.494 | 3.446 | 3.358 | 3.654 | 153 | 225 | 625 | 351 | 426 | 863 | 1 | 1.5 | 1.5 | 4.133 | 4.413 | 4.725 | 4.28 | 4.524 | 4.717 | 643 | 259 | 48 | 216 | 121 | 32 | 2.5 | 2.5 | 3 | No | - | - | - | - | N/A | N/A | N/A | 4.9281 | 3.8932 | 4.1523
[SEER Non Multi-Split <=65kW] GEMS (Air Conditioners up to 65kW) Determination 2019 | MEPS 2019 | AS/NZS 3823.1.1:2012 | SRK/DXK_20/06ZSA-W | SRK/DXK_20/06ZSA-W | N/A | MITSUBISHI HEAVY INDUSTRIES | 0.1 | Non Ducted | Single Split System | Wall Hung | Air | Air | Thailand | 0.41 | 1.9 | 2 | N/A | 3.3157 | 3.203 | 0.966 | N/A | 0.56 | 2.7 | Calorimeter Room | 4.871 | 4.8887 | Yes | - | N/A | 3 | 3 | N/A | N/A | N/A | N/A | N/A | 4.7538 | 4.8013 | N/A | N/A | 5.0075 | 5.1026 | 5 | 5 | Calorimeter Room | Single | R32 | Australia,Fiji,New Zealand | 125423 | 2025-04-01 |  | Approved | Reverse Cycle | N/A | Yes | Class 8 | Yes | Yes | N/A | Yes | Yes | Yes | N/A | 4.871 | Available | N/A | N/A | http://www.mhiaa.com.au/ | http://www.mhiaa.com.au | Yes |  | https://reg.energyrating.gov.au/static/common/images/star_ratings_2014/aircon_rating_5_5.png | AAC4356 | Yes | Variable output compressor | Inverter | No | - | 2000 | 0.41 | - | 150 | 1000 | No | - | - | - | 374.74 | 2154 | No | 137.1 | 1077 | No | - | - | 2700 | 0.56 | 230 | 1350 | No | - | - | Yes | 970 | 3200 | No | - | - | No | - | - | - | - | - | No | - | - | No | - | - | No | - | - | 49 | 56 | 5.589 | 5.554 | 6.386 | 7.255 | 6.875 | 6.932 | 93 | 143 | 402 | 195 | 244 | 535 | 4 | 4 | 4.5 | 4.655 | 5.013 | 5.404 | 4.839 | 5.157 | 5.397 | 765 | 301 | 50 | 253 | 138 | 33 | 3 | 3.5 | 3.5 | No | - | - | - | - | N/A | N/A | N/A | 3.267 | 4.7501 | 4.7282
[SEER Non Multi-Split <=65kW] GEMS (Air Conditioners up to 65kW) Determination 2019 | MEPS 2019 | AS/NZS 3823.1.1:2012 | SRK/DXK_25/09ZSA-W | SRK/DXK_25/09ZSA-W | N/A | MITSUBISHI HEAVY INDUSTRIES | 0.17 | Non Ducted | Single Split System | Wall Hung | Air | Air | Thailand | 0.51 | 2.33 | 2.5 | N/A | 3.2356 | 3.996 | 1.235 | N/A | 0.65 | 3.2 | Calorimeter Room | 4.8255 | 5.0986 | Yes | - | N/A | 3 | 3 | N/A | N/A | N/A | N/A | N/A | 4.8843 | 4.9622 | N/A | N/A | 5.2687 | 5.4245 | 5 | 5 | Calorimeter Room | Single | R32 | Australia,Fiji,New Zealand | 125459 | 2025-04-01 |  | Approved | Reverse Cycle | N/A | Yes | Class 8 | Yes | Yes | N/A | Yes | Yes | Yes | N/A | 4.9822 | Available | N/A | N/A | http://www.mhiaa.com.au/ | http://www.mhiaa.com.au | Yes |  | https://reg.energyrating.gov.au/static/common/images/star_ratings_2014/aircon_rating_5_5.png | AAC4364 | Yes | Variable output compressor | Inverter | No | - | 2500 | 0.51 | - | 210 | 1250 | No | - | - | - | 466.14 | 2692.5 | No | 191.94 | 1346.25 | No | - | - | 3200 | 0.65 | 280 | 1600 | No | - | - | Yes | 1230 | 3950 | No | - | - | No | - | - | - | - | - | No | - | - | No | - | - | No | - | - | 53 | 58 | 5.383 | 5.361 | 6.041 | 6.737 | 6.407 | 6.486 | 123 | 188 | 534 | 264 | 329 | 717 | 3.5 | 3.5 | 4.5 | 4.637 | 4.957 | 5.271 | 4.78 | 5.061 | 5.258 | 909 | 360 | 60 | 302 | 165 | 39 | 3 | 3 | 3.5 | No | - | - | - | - | N/A | N/A | N/A | 3.4357 | 4.7928 | 4.8367
[SEER Non Multi-Split <=65kW] GEMS (Air Conditioners up to 65kW) Determination 2019 | MEPS 2019 | AS/NZS 3823.1.1:2012 | SRK/DXK_35/12ZSA-W | SRK/DXK_35/12ZSA-W | N/A | MITSUBISHI HEAVY INDUSTRIES | 0.59 | Non Ducted | Single Split System | Wall Hung | Air | Air | Thailand | 0.82 | 2.91 | 3.5 | N/A | 3.2543 | 4.019 | 1.235 | N/A | 0.81 | 3.7 | Calorimeter Room | 4.2355 | 4.7768 | Yes | - | N/A | 3 | 3 | N/A | N/A | N/A | N/A | N/A | 4.2578 | 4.6564 | N/A | N/A | 4.0155 | 4.8128 | 4 | 4.5 | Calorimeter Room | Single | R32 | Australia,Fiji,New Zealand | 125498 | 2025-04-01 |  | Approved | Reverse Cycle | N/A | Yes | Class 8 | Yes | Yes | N/A | Yes | Yes | Yes | N/A | 4.3108 | Available | N/A | N/A | http://www.mhiaa.com.au/ | http://www.mhiaa.com.au | N/A |  | https://reg.energyrating.gov.au/static/common/images/star_ratings_2014/aircon_rating_4_4.5.png | AAC4363 | Yes | Variable output compressor | Inverter | No | - | 3500 | 0.82 | - | 305 | 1750 | No | - | - | - | 749.48 | 3769.5 | No | 278.77 | 1884.75 | No | - | - | 3700 | 0.81 | 320 | 1850 | No | - | - | Yes | 1235 | 4000 | No | - | - | No | - | - | - | - | - | No | - | - | No | - | - | No | - | - | 57 | 62 | 5.344 | 5.203 | 5.681 | 6.552 | 6.16 | 6.099 | 177 | 276 | 800 | 384 | 483 | 1071 | 3.5 | 3.5 | 4 | 4.449 | 4.866 | 5.314 | 4.67 | 5.04 | 5.312 | 1093 | 421 | 66 | 356 | 190 | 43 | 2.5 | 3 | 3.5 | No | - | - | - | - | N/A | N/A | N/A | 3.1182 | 4.2141 | 4.5092
[SEER Non Multi-Split <=65kW] GEMS (Air Conditioners up to 65kW) Determination 2019 | MEPS 2019 | AS/NZS 3823.1.1:2012 | SRK/DXK_50/18ZSA-W | SRK/DXK_50/18ZSA-W | N/A | MITSUBISHI HEAVY INDUSTRIES | 1.36 | Non Ducted | Single Split System | Wall Hung | Air | Air | Thailand | 1.39 | 3.64 | 5 | N/A | 2.9198 | 5.203 | 1.782 | N/A | 1.49 | 5.8 | Calorimeter Room | 3.631 | 3.9005 | Yes | - | N/A | 4 | 4 | N/A | N/A | N/A | N/A | N/A | 3.5958 | 3.8654 | N/A | N/A | 2.6916 | 3.2308 | 2.5 | 3 | Calorimeter Room | Single | R32 | Australia,Fiji,New Zealand | 125494 | 2025-04-01 |  | Approved | Reverse Cycle | N/A | Yes | Class 9 | Yes | Yes | N/A | Yes | Yes | Yes | N/A | 3.631 | Available | N/A | N/A | http://www.mhiaa.com.au/ | http://www.mhiaa.com.au | Yes |  | https://reg.energyrating.gov.au/static/common/images/star_ratings_2014/aircon_rating_2.5_3.png | AAC4348 | Yes | Variable output compressor | Inverter | No | - | 5000 | 1.39 | - | 480 | 2500 | No | - | - | - | 1270.46 | 5385 | No | 438.72 | 2692.5 | No | - | - | 5800 | 1.49 | 530 | 2900 | No | - | - | Yes | 1780 | 5200 | No | - | - | No | - | - | - | - | - | No | - | - | - | - | - | No | - | - | 58 | 61 | 4.935 | 4.724 | 5.056 | 5.975 | 5.569 | 5.431 | 278 | 439 | 1289 | 606 | 767 | 1723 | 3 | 3 | 3.5 | 3.835 | 4.405 | 5.008 | 4.159 | 4.656 | 5.019 | 1982 | 723 | 105 | 621 | 318 | 67 | 2 | 2.5 | 3.5 | No | - | - | - | - | N/A | N/A | N/A | 2.973 | 3.5713 | 3.8665
[SEER Non Multi-Split <=65kW] GEMS (Air Conditioners up to 65kW) Determination 2019 | MEPS 2019 | AS/NZS 3823.1.1:2012 | SRK/DXK_63/21ZRA-W | SRK/DXK_63/21ZRA-W | N/A | MITSUBISHI HEAVY INDUSTRIES | 1.09 | Non Ducted | Single Split System | Wall Hung | Air | Air | Thailand | 1.58 | 5.21 | 6.3 | N/A | 3.0715 | 7.049 | 2.295 | N/A | 1.6 | 7.1 | Calorimeter Room | 3.9132 | 4.3646 | Yes | - | N/A | 3 | 3 | N/A | N/A | N/A | N/A | N/A | 3.8888 | 4.3378 | N/A | N/A | 3.2775 | 4.1756 | 3 | 4 | Calorimeter Room | Single | R32 | Australia,Fiji,New Zealand | 126583 | 2025-04-01 |  | Approved | Reverse Cycle | N/A | Yes | Class 9 | Yes | Yes | N/A | Yes | Yes | Yes | N/A | 3.9132 | Available | N/A | N/A | http://www.mhiaa.com.au/ | http://www.mhiaa.com.au | Yes |  | https://reg.energyrating.gov.au/static/common/images/star_ratings_2014/aircon_rating_3_4.png | AAC4446 | Yes | Variable output compressor | Inverter | No | - | 6300 | 1.58 | - | 565 | 3150 | No | - | - | - | 1444.12 | 6785.1 | No | 516.41 | 3392.55 | No | - | - | 7100 | 1.6 | 610 | 3550 | No | - | - | Yes | 2290 | 7000 | No | - | - | No | - | - | - | - | - | No | - | - | No | - | - | No | - | - | 57 | 64 | 5.392 | 5.168 | 5.502 | 6.461 | 6.032 | 5.892 | 322 | 507 | 1494 | 707 | 894 | 2002 | 3.5 | 3.5 | 4 | 4.265 | 4.812 | 5.342 | 4.551 | 5.023 | 5.344 | 2180 | 809 | 119 | 694 | 360 | 76 | 2.5 | 3 | 3.5 | No | - | - | - | - | N/A | N/A | N/A | 2.863 | 3.9631 | 4.4108
[SEER Non Multi-Split <=65kW] GEMS (Air Conditioners up to 65kW) Determination 2019 | MEPS 2019 | AS/NZS 3823.1.1:2012 | SRK/DXK_71/24ZRA-W | SRK/DXK_71/24ZRA-W | N/A | MITSUBISHI HEAVY INDUSTRIES | 1.51 | Non Ducted | Single Split System | Wall Hung | Air | Air | Thailand | 1.84 | 5.59 | 7.1 | N/A | 2.7111 | 8.174 | 3.015 | N/A | 2.02 | 8 | Calorimeter Room | 3.8388 | 4.0078 | Yes | - | N/A | 3 | 3 | N/A | N/A | N/A | N/A | N/A | 3.818 | 3.9881 | N/A | N/A | 3.1361 | 3.4761 | 3 | 3 | Calorimeter Room | Single | R32 | Australia,Fiji,New Zealand | 126585 | 2025-04-01 |  | Approved | Reverse Cycle | N/A | Yes | Class 9 | Yes | Yes | N/A | Yes | Yes | Yes | N/A | 3.8388 | Available | N/A | N/A | http://www.mhiaa.com.au/ | http://www.mhiaa.com.au/ | Yes |  | https://reg.energyrating.gov.au/static/common/images/star_ratings_2014/aircon_rating_3_3.png | AAC4445 | Yes | Variable output compressor | Inverter | No | - | 7100 | 1.84 | - | 655 | 3550 | No | - | - | - | 1681.76 | 7646.7 | No | 598.67 | 3823.35 | No | - | - | 8000 | 2.02 | 750 | 4000 | No | - | - | Yes | 3010 | 8100 | No | - | - | No | - | - | - | - | - | No | - | - | No | - | - | No | - | - | 55 | 65 | 5.274 | 5.044 | 5.348 | 6.296 | 5.873 | 5.725 | 372 | 587 | 1733 | 819 | 1036 | 2323 | 3.5 | 3.5 | 3.5 | 3.892 | 4.376 | 4.89 | 4.164 | 4.586 | 4.896 | 2690 | 1000 | 144 | 853 | 443 | 91 | 2 | 2.5 | 3 | No | - | - | - | - | N/A | N/A | N/A | 2.8138 | 3.8389 | 3.9418
[SEER Non Multi-Split <=65kW] GEMS (Air Conditioners up to 65kW) Determination 2019 | MEPS 2019 | AS/NZS 3823.1.1:2012 | SRK/DXK_80/28_ZRA-W | SRK/DXK_80/28_ZRA-W | N/A | MITSUBISHI HEAVY INDUSTRIES | 1.82 | Non Ducted | Single Split System | Wall Hung | Air | Air | Thailand | 2.22 | 6.18 | 8 | N/A | 2.7322 | 8.224 | 3.01 | N/A | 2.4 | 9 | Calorimeter Room | 3.6025 | 3.7657 | Yes | - | N/A | 3 | 3 | N/A | N/A | N/A | N/A | N/A | 3.5863 | 3.7501 | N/A | N/A | 2.6726 | 3.0002 | 2.5 | 3 | Calorimeter Room | Single | R32 | Australia,Fiji,New Zealand | 126586 | 2025-04-01 |  | Approved | Reverse Cycle | N/A | Yes | Class 9 | Yes | Yes | N/A | Yes | Yes | Yes | N/A | 3.6025 | Available | N/A | N/A | http://www.mhiaa.com.au/ | http://www.mhiaa.com.au/ | Yes |  | https://reg.energyrating.gov.au/static/common/images/star_ratings_2014/aircon_rating_2.5_3.png | AAC4449 | Yes | Variable output compressor | Inverter | No | - | 8000 | 2.22 | - | 735 | 4000 | No | - | - | - | 2029.08 | 8616 | No | 671.79 | 4308 | No | - | - | 9000 | 2.4 | 835 | 4500 | No | - | - | Yes | 3010 | 8200 | No | - | - | No | - | - | - | - | - | No | - | - | No | - | - | No | - | - | 58 | 68 | 5.199 | 4.928 | 5.22 | 6.254 | 5.801 | 5.611 | 425 | 678 | 2001 | 930 | 1182 | 2671 | 3.5 | 3 | 3.5 | 3.737 | 4.304 | 4.928 | 4.069 | 4.567 | 4.942 | 3152 | 1143 | 161 | 981 | 500 | 102 | 2 | 2.5 | 3 | No | - | - | - | - | N/A | N/A | N/A | 3.0028 | 3.5872 | 3.7342
[SEER Non Multi-Split <=65kW] GEMS (Air Conditioners up to 65kW) Determination 2019 | MEPS 2019 | AS/NZS 3823.1.1:2012 | SRK15/DXK05ZTLA-WF | SRK15/DXK05ZTLA-WF | N/A | MITSUBISHI HEAVY INDUSTRIES | N/A | Non Ducted | Single Split System | Wall Hung | Air | Air | Thailand | 0.35 | N/A | 1.5 | N/A | N/A | N/A | N/A | N/A | 0.42 | 2 | Calorimeter Room | 4.7278 | 5.0397 | N/A | - | N/A | N/A | N/A | N/A | N/A | N/A | N/A | N/A | N/A | N/A | N/A | N/A | N/A | N/A | N/A | N/A | N/A | Single | R32 | Australia,Fiji,New Zealand | 149961 | 2027-10-11 |  | Approved | Reverse Cycle | N/A | No | Class 8 | No | N/A | N/A | N/A | N/A | N/A | N/A | N/A | Available | N/A | N/A | http://www.mhiaa.com.au/ | http://www.mhiaa.com.au/ | N/A |  |  | AAC7089 | Yes | Variable output compressor | Inverter | No | - | 1500 | 0.35 | - | 200 | 750 | No | - | - | - | 319.9 | 1615.5 | No | 182.8 | 807.75 | No | - | - | 2000 | 0.42 | 180 | 1000 | No | - | - | Yes | 1215 | 3100 | No | - | - | No | - | - | - | - | - | No | - | - | No | - | - | No | - | - | 51 | 56 | 3.183 | 3.342 | 4.122 | 4.18 | 4.087 | 4.431 | 118 | 172 | 461 | 249 | 303 | 622 | 1.5 | 1.5 | 2.5 | 4.515 | 4.814 | 5.124 | 4.659 | 4.918 | 5.112 | 593 | 243 | 49 | 203 | 115 | 34 | 3 | 3 | 3.5 | No | - | - | - | - | N/A | N/A | N/A | 6.5 | 4.0326 | 4.5252
[SEER Non Multi-Split <=65kW] GEMS (Air Conditioners up to 65kW) Determination 2019 | MEPS 2019 | AS/NZS 3823.1.1:2012 | SRK20/DXK06ZSA-WF | SRK20/DXK06ZSA-WF | N/A | MITSUBISHI HEAVY INDUSTRIES | N/A | Non Ducted | Single Split System | Wall Hung | Air | Air | Thailand | 0.41 | N/A | 2 | N/A | N/A | N/A | N/A | N/A | 0.56 | 2.7 | Calorimeter Room | 4.8592 | 4.8799 | N/A | - | N/A | N/A | N/A | N/A | N/A | N/A | N/A | N/A | N/A | N/A | N/A | N/A | N/A | N/A | N/A | N/A | N/A | Single | R32 | Australia,Fiji,New Zealand | 156194 | 2028-08-27 |  | Approved | Reverse Cycle | N/A | Yes | Class 8 | Yes | N/A | N/A | N/A | N/A | N/A | N/A | N/A | Available | N/A | N/A | http://www.mhiaa.com.au/ | http://www.mhiaa.com.au/ | N/A |  |  | AAC7741 | Yes | Variable output compressor | Inverter | No | - | 2000 | 0.41 | - | 150 | 1000 | No | - | - | - | 374.74 | 2154 | Yes | 133 | 1075 | No | - | - | 2700 | 0.56 | 230 | 1350 | No | - | - | Yes | 970 | 3200 | No | - | - | No | - | - | - | - | - | No | - | - | No | - | - | No | - | - | 49 | 56 | 5.54 | 5.531 | 6.48 | 7.532 | 7.076 | 7.131 | 93 | 143 | 395 | 186 | 236 | 519 | 4 | 4 | 4.5 | 4.655 | 5.013 | 5.404 | 4.839 | 5.157 | 5.397 | 766 | 303 | 51 | 254 | 139 | 34 | 3 | 3.5 | 3.5 | No | - | - | - | - | N/A | N/A | N/A | 3.8013 | 4.7298 | 4.7133
[SEER Non Multi-Split <=65kW] GEMS (Air Conditioners up to 65kW) Determination 2019 | MEPS 2019 | AS/NZS 3823.1.1:2012 | SRK20/DXK06ZSA-WF1 | SRK20/DXK06ZSA-WF1 | N/A | MITSUBISHI HEAVY INDUSTRIES | N/A | Non Ducted | Single Split System | Wall Hung | Air | Air | Thailand | 0.41 | N/A | 2 | N/A | N/A | N/A | N/A | N/A | 0.56 | 2.7 | Calorimeter Room | 4.8592 | 4.8799 | N/A | - | N/A | N/A | N/A | N/A | N/A | N/A | N/A | N/A | N/A | N/A | N/A | N/A | N/A | N/A | N/A | N/A | N/A | Single | R32 | Australia,New Zealand | 161010 | 2029-05-14 |  | Approved | Reverse Cycle | N/A | Yes | Class 8 | Yes | N/A | N/A | N/A | N/A | N/A | N/A | N/A | Available | N/A | N/A | http://www.mhiaa.com.au/ | http://www.mhiaa.com.au/ | N/A |  |  | AAC8239 | Yes | Variable output compressor | Inverter | No | - | 2000 | 0.41 | - | 150 | 1000 | No | - | - | - | 374.74 | 2154 | Yes | 132 | 1075 | No | - | - | 2700 | 0.56 | 230 | 1350 | No | - | - | Yes | 970 | 3200 | No | - | - | No | - | - | - | - | - | No | - | - | No | - | - | No | - | - | 49 | 56 | 5.57 | 5.558 | 6.519 | 7.635 | 7.152 | 7.195 | 92 | 142 | 393 | 184 | 233 | 514 | 4 | 4 | 5 | 4.655 | 5.013 | 5.404 | 4.839 | 5.157 | 5.397 | 766 | 303 | 51 | 254 | 139 | 34 | 3 | 3.5 | 3.5 | No | - | - | - | - | N/A | N/A | N/A | 3.8013 | 4.7298 | 4.7133
[SEER Non Multi-Split <=65kW] GEMS (Air Conditioners up to 65kW) Determination 2019 | MEPS 2019 | AS/NZS 3823.1.1:2012 | SRK20/DXK07ZTLA-WF | SRK20/DXK07ZTLA-WF | N/A | MITSUBISHI HEAVY INDUSTRIES | N/A | Non Ducted | Single Split System | Wall Hung | Air | Air | Thailand | 0.51 | N/A | 2 | N/A | N/A | N/A | N/A | N/A | 0.64 | 2.7 | Calorimeter Room | 4.0255 | 4.3169 | N/A | - | N/A | N/A | N/A | N/A | N/A | N/A | N/A | N/A | N/A | N/A | N/A | N/A | N/A | N/A | N/A | N/A | N/A | Single | R32 | Australia,Fiji,New Zealand | 149968 | 2027-10-10 |  | Approved | Reverse Cycle | N/A | No | Class 8 | No | N/A | N/A | N/A | N/A | N/A | N/A | N/A | Available | N/A | N/A | http://www.mhiaa.com.au/ | http://www.mhiaa.com.au/ | N/A |  |  | AAC7085 | Yes | Variable output compressor | Inverter | No | - | 2000 | 0.51 | - | 185 | 1000 | No | - | - | - | 466.14 | 2154 | No | 169.09 | 1077 | No | - | - | 2700 | 0.64 | 240 | 1350 | No | - | - | Yes | 1230 | 3200 | No | - | - | No | - | - | - | - | - | No | - | - | No | - | - | No | - | - | 52 | 57 | 4.072 | 4.13 | 5.009 | 5.587 | 5.342 | 5.502 | 123 | 187 | 507 | 248 | 309 | 669 | 2.5 | 2.5 | 3.5 | 4.2 | 4.646 | 5.159 | 4.462 | 4.856 | 5.164 | 854 | 333 | 60 | 280 | 153 | 41 | 2.5 | 3 | 3.5 | No | - | - | - | - | N/A | N/A | N/A | 6.5 | 3.7596 | 4.0787
[SEER Non Multi-Split <=65kW] GEMS (Air Conditioners up to 65kW) Determination 2019 | MEPS 2019 | AS/NZS 3823.1.1:2012 | SRK25/DXK09ZSA-WF | SRK25/DXK09ZSA-WF | N/A | MITSUBISHI HEAVY INDUSTRIES | N/A | Non Ducted | Single Split System | Wall Hung | Air | Air | Thailand | 0.51 | N/A | 2.5 | N/A | N/A | N/A | N/A | N/A | 0.65 | 3.2 | Calorimeter Room | 4.816 | 5.0908 | N/A | - | N/A | N/A | N/A | N/A | N/A | N/A | N/A | N/A | N/A | N/A | N/A | N/A | N/A | N/A | N/A | N/A | N/A | Single | R32 | Australia,Fiji,New Zealand | 156204 | 2028-08-27 |  | Approved | Reverse Cycle | N/A | Yes | Class 8 | Yes | N/A | N/A | N/A | N/A | N/A | N/A | N/A | Available | N/A | N/A | http://www.mhiaa.com.au/ | http://www.mhiaa.com.au/ | N/A |  |  | AAC7742 | Yes | Variable output compressor | Inverter | No | - | 2500 | 0.51 | - | 210 | 1250 | No | - | - | - | 466.14 | 2692.5 | Yes | 185 | 1345 | No | - | - | 3200 | 0.65 | 280 | 1600 | No | - | - | Yes | 1230 | 3950 | No | - | - | No | - | - | - | - | - | No | - | - | - | - | - | No | - | - | 53 | 58 | 5.446 | 5.431 | 6.195 | 7.148 | 6.711 | 6.751 | 120 | 184 | 519 | 248 | 313 | 688 | 3.5 | 3.5 | 4.5 | 4.637 | 4.957 | 5.271 | 4.78 | 5.061 | 5.258 | 910 | 361 | 60 | 303 | 166 | 40 | 3 | 3 | 3.5 | No | - | - | - | - | N/A | N/A | N/A | 3.8013 | 4.7815 | 4.8276
[SEER Non Multi-Split <=65kW] GEMS (Air Conditioners up to 65kW) Determination 2019 | MEPS 2019 | AS/NZS 3823.1.1:2012 | SRK25/DXK09ZSA-WF1 | SRK25/DXK09ZSA-WF1 | N/A | MITSUBISHI HEAVY INDUSTRIES | N/A | Non Ducted | Single Split System | Wall Hung | Air | Air | Thailand | 0.51 | N/A | 2.5 | N/A | N/A | N/A | N/A | N/A | 0.65 | 3.2 | Calorimeter Room | 4.902 | 5.0908 | N/A | - | N/A | N/A | N/A | N/A | N/A | N/A | N/A | N/A | N/A | N/A | N/A | N/A | N/A | N/A | N/A | N/A | N/A | Single | R32 | Australia,New Zealand | 161026 | 2029-05-14 |  | Approved | Reverse Cycle | N/A | Yes | Class 8 | Yes | N/A | N/A | N/A | N/A | N/A | N/A | N/A | Available | N/A | N/A | http://www.mhiaa.com.au/ | http://www.mhiaa.com.au/ | N/A |  |  | AAC8237 | Yes | Variable output compressor | Inverter | No | - | 2500 | 0.51 | - | 215 | 1250 | No | - | - | - | 466.14 | 2692.5 | Yes | 175 | 1345 | No | - | - | 3200 | 0.65 | 280 | 1600 | No | - | - | Yes | 1230 | 3950 | No | - | - | No | - | - | - | - | - | No | - | - | No | - | - | No | - | - | 53 | 58 | 5.703 | 5.671 | 6.527 | 8.197 | 7.428 | 7.33 | 115 | 176 | 492 | 215 | 282 | 633 | 4 | 4 | 5 | 4.637 | 4.957 | 5.271 | 4.78 | 5.061 | 5.258 | 910 | 361 | 60 | 303 | 166 | 40 | 3 | 3 | 3.5 | No | - | - | - | - | N/A | N/A | N/A | 3.8013 | 4.7815 | 4.8276
[SEER Non Multi-Split <=65kW] GEMS (Air Conditioners up to 65kW) Determination 2019 | MEPS 2019 | AS/NZS 3823.1.1:2012 | SRK25/DXK09ZTLA-WF | SRK25/DXK09ZTLA-WF | N/A | MITSUBISHI HEAVY INDUSTRIES | N/A | Non Ducted | Single Split System | Wall Hung | Air | Air | Thailand | 0.58 | N/A | 2.5 | N/A | N/A | N/A | N/A | N/A | 0.66 | 3 | Calorimeter Room | 4.3299 | 4.7 | N/A | - | N/A | N/A | N/A | N/A | N/A | N/A | N/A | N/A | N/A | N/A | N/A | N/A | N/A | N/A | N/A | N/A | N/A | Single | R32 | Australia,Fiji,New Zealand | 149998 | 2027-10-10 |  | Approved | Reverse Cycle | N/A | No | Class 8 | No | N/A | N/A | N/A | N/A | N/A | N/A | N/A | Available | N/A | N/A | http://www.mhiaa.com.au/ | http://www.mhiaa.com.au/ | N/A |  |  | AAC7084 | Yes | Variable output compressor | Inverter | No | - | 2500 | 0.58 | - | 240 | 1250 | No | - | - | - | 530.12 | 2692.5 | Yes | 195 | 1350 | No | - | - | 3000 | 0.66 | 260 | 1500 | No | - | - | Yes | 1390 | 3800 | No | - | - | No | - | - | - | - | - | No | - | - | No | - | - | No | - | - | 55 | 58 | 4.915 | 4.914 | 5.768 | 7.236 | 6.568 | 6.519 | 131 | 201 | 555 | 242 | 317 | 709 | 3 | 3 | 4 | 4.449 | 4.851 | 5.302 | 4.674 | 5.028 | 5.301 | 892 | 350 | 60 | 294 | 160 | 40 | 2.5 | 3 | 3.5 | No | - | - | - | - | N/A | N/A | N/A | 5.2 | 4.1836 | 4.4275
[SEER Non Multi-Split <=65kW] GEMS (Air Conditioners up to 65kW) Determination 2019 | MEPS 2019 | AS/NZS 3823.1.1:2012 | SRK35/DXK12ZSA-WF | SRK35/DXK12ZSA-WF | N/A | MITSUBISHI HEAVY INDUSTRIES | N/A | Non Ducted | Single Split System | Wall Hung | Air | Air | Thailand | 0.82 | N/A | 3.5 | N/A | N/A | N/A | N/A | N/A | 0.81 | 3.7 | Calorimeter Room | 4.2303 | 4.7707 | N/A | - | N/A | N/A | N/A | N/A | N/A | N/A | N/A | N/A | N/A | N/A | N/A | N/A | N/A | N/A | N/A | N/A | N/A | Single | R32 | Australia,Fiji,New Zealand | 156224 | 2028-08-21 |  | Approved | Reverse Cycle | N/A | Yes | Class 8 | Yes | N/A | N/A | N/A | N/A | N/A | N/A | N/A | Available | N/A | N/A | http://www.mhiaa.com.au/ | http://www.mhiaa.com.au/ | N/A |  |  | AAC7725 | Yes | Variable output compressor | Inverter | No | - | 3500 | 0.82 | - | 310 | 1750 | No | - | - | - | 749.48 | 3769.5 | No | 283.34 | 1884.75 | No | - | - | 3700 | 0.81 | 320 | 1850 | No | - | - | Yes | 1235 | 4000 | No | - | - | No | - | - | - | - | - | No | - | - | No | - | - | No | - | - | 57 | 62 | 5.183 | 5.076 | 5.598 | 6.41 | 6.043 | 6.015 | 181 | 281 | 810 | 392 | 491 | 1085 | 3.5 | 3.5 | 4 | 4.449 | 4.866 | 5.314 | 4.67 | 5.04 | 5.312 | 1095 | 423 | 68 | 357 | 192 | 44 | 2.5 | 3 | 3.5 | No | - | - | - | - | N/A | N/A | N/A | 3.8013 | 4.2024 | 4.4966
[SEER Non Multi-Split <=65kW] GEMS (Air Conditioners up to 65kW) Determination 2019 | MEPS 2019 | AS/NZS 3823.1.1:2012 | SRK35/DXK12ZSA-WF1 | SRK35/DXK12ZSA-WF1 | N/A | MITSUBISHI HEAVY INDUSTRIES | N/A | Non Ducted | Single Split System | Wall Hung | Air | Air | Thailand | 0.82 | N/A | 3.5 | N/A | N/A | N/A | N/A | N/A | 0.81 | 3.7 | Calorimeter Room | 4.2576 | 4.7707 | N/A | - | N/A | N/A | N/A | N/A | N/A | N/A | N/A | N/A | N/A | N/A | N/A | N/A | N/A | N/A | N/A | N/A | N/A | Single | R32 | Australia,New Zealand | 161119 | 2029-05-13 |  | Approved | Reverse Cycle | N/A | Yes | Class 8 | Yes | N/A | N/A | N/A | N/A | N/A | N/A | N/A | Available | N/A | N/A | http://www.mhiaa.com.au/ | http://www.mhiaa.com.au/ | N/A |  |  | AAC8229 | Yes | Variable output compressor | Inverter | No | - | 3500 | 0.82 | - | 295 | 1750 | No | - | - | - | 749.48 | 3769.5 | Yes | 250 | 1885 | No | - | - | 3700 | 0.81 | 320 | 1850 | No | - | - | Yes | 1235 | 4000 | No | - | - | No | - | - | - | - | - | No | - | - | No | - | - | No | - | - | 57 | 62 | 5.676 | 5.503 | 6.132 | 7.7 | 6.998 | 6.801 | 165 | 259 | 738 | 325 | 423 | 958 | 4 | 4 | 4.5 | 4.449 | 4.866 | 5.314 | 4.67 | 5.04 | 5.312 | 1095 | 423 | 68 | 357 | 192 | 44 | 2.5 | 3 | 3.5 | No | - | - | - | - | N/A | N/A | N/A | 3.8013 | 4.2024 | 4.4966
[SEER Non Multi-Split <=65kW] GEMS (Air Conditioners up to 65kW) Determination 2019 | MEPS 2019 | AS/NZS 3823.1.1:2012 | SRK35/DXK12ZTLA-W | SRK35/DXK12ZTLA-W | N/A | MITSUBISHI HEAVY INDUSTRIES | N/A | Non Ducted | Single Split System | Wall Hung | Air | Air | Thailand | 0.9 | N/A | 3.3 | N/A | N/A | N/A | N/A | N/A | 0.9 | 3.8 | Calorimeter Room | 3.6826 | 4.3442 | N/A | 56 | N/A | N/A | N/A | N/A | N/A | N/A | N/A | N/A | N/A | N/A | N/A | N/A | N/A | N/A | N/A | N/A | N/A | Single | R32 | Australia,Fiji,New Zealand | 150152 | 2027-10-11 |  | Approved | Reverse Cycle | N/A | No | Class 8 | No | N/A | N/A | N/A | N/A | N/A | N/A | N/A | Available | N/A | N/A | http://www.mhiaa.com.au/ | http://www.mhiaa.com.au/ | N/A |  |  | AAC7093 | Yes | Variable output compressor | Inverter | No | - | 3300 | 0.9 | - | 320 | 1650 | No | - | - | - | 822.6 | 3554.1 | Yes | 270 | 1780 | No | - | - | 3800 | 0.9 | 330 | 1900 | No | - | - | Yes | 1370 | 3900 | No | - | - | No | - | - | - | - | - | No | - | - | No | - | - | No | - | - | 59 | 61 | 4.789 | 4.667 | 5.288 | 6.649 | 6.043 | 5.898 | 182 | 285 | 805 | 352 | 460 | 1040 | 3 | 3 | 3.5 | 4.175 | 4.705 | 5.276 | 4.475 | 4.94 | 5.284 | 1200 | 452 | 73 | 385 | 203 | 48 | 2.5 | 3 | 3.5 | No | - | - | - | - | N/A | N/A | N/A | 5.2 | 3.5964 | 4.1413
[SEER Non Multi-Split <=65kW] GEMS (Air Conditioners up to 65kW) Determination 2019 | MEPS 2019 | AS/NZS 3823.1.1:2012 | SRK50/DXK18ZSA-WF | SRK50/DXK18ZSA-WF | N/A | MITSUBISHI HEAVY INDUSTRIES | N/A | Non Ducted | Single Split System | Wall Hung | Air | Air | Thailand | 1.39 | N/A | 5 | N/A | N/A | N/A | N/A | N/A | 1.49 | 5.8 | Calorimeter Room | 3.6283 | 3.8979 | N/A | - | N/A | N/A | N/A | N/A | N/A | N/A | N/A | N/A | N/A | N/A | N/A | N/A | N/A | N/A | N/A | N/A | N/A | Single | R32 | Australia,Fiji,New Zealand | 156267 | 2028-08-27 |  | Approved | Reverse Cycle | N/A | Yes | Class 9 | Yes | N/A | N/A | N/A | N/A | N/A | N/A | N/A | Available | N/A | N/A | http://www.mhiaa.com.au/ | http://www.mhiaa.com.au/ | N/A |  |  | AAC7733 | Yes | Variable output compressor | Inverter | No | - | 5000 | 1.39 | - | 485 | 2500 | No | - | - | - | 1270.46 | 5385 | No | 443.29 | 2692.5 | No | - | - | 5800 | 1.49 | 530 | 2900 | No | - | - | Yes | 1780 | 5200 | No | - | - | No | - | - | - | - | - | No | - | - | No | - | - | No | - | - | 58 | 61 | 4.848 | 4.657 | 5.011 | 5.896 | 5.505 | 5.385 | 282 | 444 | 1299 | 613 | 775 | 1736 | 3 | 3 | 3.5 | 3.835 | 4.405 | 5.008 | 4.159 | 4.656 | 5.019 | 1983 | 724 | 106 | 622 | 319 | 68 | 2 | 2.5 | 3.5 | No | - | - | - | - | N/A | N/A | N/A | 3.5465 | 3.5664 | 3.8616
[SEER Non Multi-Split <=65kW] GEMS (Air Conditioners up to 65kW) Determination 2019 | MEPS 2019 | AS/NZS 3823.1.1:2012 | SRK50/DXK18ZSA-WF1 | SRK50/DXK18ZSA-WF1 | N/A | MITSUBISHI HEAVY INDUSTRIES | N/A | Non Ducted | Single Split System | Wall Hung | Air | Air | Thailand | 1.39 | N/A | 5 | N/A | N/A | N/A | N/A | N/A | 1.49 | 5.8 | Calorimeter Room | 3.6283 | 3.8979 | N/A | - | N/A | N/A | N/A | N/A | N/A | N/A | N/A | N/A | N/A | N/A | N/A | N/A | N/A | N/A | N/A | N/A | N/A | Single | R32 | Australia,New Zealand | 161344 | 2029-05-14 |  | Approved | Reverse Cycle | N/A | Yes | Class 9 | Yes | N/A | N/A | N/A | N/A | N/A | N/A | N/A | Available | N/A | N/A | http://www.mhiaa.com.au/ | http://www.mhiaa.com.au/ | N/A |  |  | AAC8236 | Yes | Variable output compressor | Inverter | No | - | 5000 | 1.39 | - | 485 | 2500 | No | - | - | - | 1270.46 | 5385 | Yes | 420 | 2690 | No | - | - | 5800 | 1.49 | 530 | 2900 | No | - | - | Yes | 1780 | 5200 | No | - | - | No | - | - | - | - | - | No | - | - | No | - | - | No | - | - | 58 | 61 | 5.066 | 4.843 | 5.237 | 6.532 | 5.953 | 5.738 | 269 | 427 | 1242 | 553 | 716 | 1629 | 3.5 | 3 | 3.5 | 3.835 | 4.405 | 5.008 | 4.159 | 4.656 | 5.019 | 1983 | 724 | 106 | 622 | 319 | 68 | 2 | 2.5 | 3.5 | No | - | - | - | - | N/A | N/A | N/A | 3.5465 | 3.5664 | 3.8616
[SEER Non Multi-Split <=65kW] GEMS (Air Conditioners up to 65kW) Determination 2019 | MEPS 2019 | AS/NZS 3823.1.1:2012 | SRK50/DXK18ZTLA-WF | SRK50/DXK18ZTLA-WF | N/A | MITSUBISHI HEAVY INDUSTRIES | N/A | Non Ducted | Single Split System | Wall Hung | Air | Air | Thailand | 1.59 | N/A | 5 | N/A | N/A | N/A | N/A | N/A | 1.62 | 5.8 | Calorimeter Room | 3.2029 | 3.653 | N/A | 56 | N/A | N/A | N/A | N/A | N/A | N/A | N/A | N/A | N/A | N/A | N/A | N/A | N/A | N/A | N/A | N/A | N/A | Single | R32 | Australia,Fiji,New Zealand | 150190 | 2027-10-11 |  | Approved | Reverse Cycle | N/A | Yes | Class 9 | Yes | N/A | N/A | N/A | N/A | N/A | N/A | N/A | Available | N/A | N/A | http://www.mhiaa.com.au/ | http://www.mhiaa.com.au/ | N/A |  |  | AAC7092 | Yes | Variable output compressor | Inverter | No | - | 5000 | 1.59 | - | 508 | 2500 | No | - | - | - | 1453.26 | 5385 | Yes | 435 | 2690 | No | - | - | 5800 | 1.62 | 540 | 2900 | No | - | - | Yes | 1655 | 4600 | No | - | - | No | - | - | - | - | - | No | - | - | No | - | - | No | - | - | 60 | 64 | 4.767 | 4.501 | 4.871 | 6.287 | 5.655 | 5.389 | 286 | 459 | 1336 | 574 | 754 | 1734 | 3 | 3 | 3 | 3.52 | 4.166 | 4.903 | 3.908 | 4.471 | 4.922 | 2160 | 766 | 108 | 662 | 332 | 69 | 2 | 2.5 | 3 | No | - | - | - | - | N/A | N/A | N/A | 3.7 | 3.1201 | 3.5528
[SEER Non Multi-Split <=65kW] GEMS (Air Conditioners up to 65kW) Determination 2019 | MEPS 2019 | AS/NZS 3823.1.1:2012 | SRK63/DXK21ZRA-WF | SRK63/DXK21ZRA-WF | N/A | MITSUBISHI HEAVY INDUSTRIES | N/A | Non Ducted | Single Split System | Wall Hung | Air | Air | Thailand | 1.58 | N/A | 6.3 | N/A | N/A | N/A | N/A | N/A | 1.6 | 7.1 | Calorimeter Room | 3.9108 | 4.362 | N/A | - | N/A | N/A | N/A | N/A | N/A | N/A | N/A | N/A | N/A | N/A | N/A | N/A | N/A | N/A | N/A | N/A | N/A | Single | R32 | Australia,Fiji,New Zealand | 156522 | 2028-09-03 |  | Approved | Reverse Cycle | N/A | Yes | Class 9 | Yes | N/A | N/A | N/A | N/A | N/A | N/A | N/A | Available | N/A | N/A | http://www.mhiaa.com.au/ | http://www.mhiaa.com.au/ | N/A |  |  | AAC7759 | Yes | Variable output compressor | Inverter | No | - | 6300 | 1.58 | - | 565 | 3150 | No | - | - | - | 1444.12 | 6785.1 | Yes | 510 | 3390 | No | - | - | 7100 | 1.6 | 620 | 3550 | No | - | - | Yes | 2290 | 7000 | No | - | - | No | - | - | - | - | - | No | - | - | No | - | - | No | - | - | 57 | 64 | 5.402 | 5.183 | 5.545 | 6.586 | 6.121 | 5.967 | 320 | 505 | 1481 | 693 | 880 | 1975 | 3.5 | 3.5 | 4 | 4.233 | 4.761 | 5.259 | 4.502 | 4.957 | 5.26 | 2198 | 819 | 122 | 702 | 365 | 78 | 2.5 | 3 | 3.5 | No | - | - | - | - | N/A | N/A | N/A | 3.3355 | 3.9591 | 4.4065
[SEER Non Multi-Split <=65kW] GEMS (Air Conditioners up to 65kW) Determination 2019 | MEPS 2019 | AS/NZS 3823.1.1:2012 | SRK63/DXK21ZRA-WF1 | SRK63/DXK21ZRA-WF1 | N/A | MITSUBISHI HEAVY INDUSTRIES | N/A | Non Ducted | Single Split System | Wall Hung | Air | Air | Thailand | 1.58 | N/A | 6.3 | N/A | N/A | N/A | N/A | N/A | 1.6 | 7.1 | Calorimeter Room | 3.9108 | 4.362 | N/A | - | N/A | N/A | N/A | N/A | N/A | N/A | N/A | N/A | N/A | N/A | N/A | N/A | N/A | N/A | N/A | N/A | N/A | Single | R32 | Australia,Fiji,New Zealand | 161031 | 2029-05-13 |  | Approved | Reverse Cycle | N/A | Yes | Class 9 | Yes | N/A | N/A | N/A | N/A | N/A | N/A | N/A | Available | N/A | N/A | http://www.mhiaa.com.au/ | http://www.mhiaa.com.au/ | N/A |  |  | AAC8228 | Yes | Variable output compressor | Inverter | No | - | 6300 | 1.58 | - | 565 | 3150 | No | - | - | - | 1444.12 | 6785.1 | Yes | 490 | 3390 | No | - | - | 7100 | 1.6 | 620 | 3550 | No | - | - | Yes | 2290 | 7000 | No | - | - | No | - | - | - | - | - | No | - | - | No | - | - | No | - | - | 57 | 64 | 5.588 | 5.34 | 5.733 | 7.12 | 6.496 | 6.262 | 309 | 489 | 1432 | 640 | 829 | 1882 | 4 | 3.5 | 4 | 4.233 | 4.761 | 5.259 | 4.502 | 4.957 | 5.26 | 2198 | 819 | 122 | 702 | 365 | 78 | 2.5 | 3 | 3.5 | No | - | - | - | - | N/A | N/A | N/A | 3.3355 | 3.9591 | 4.4065
[SEER Non Multi-Split <=65kW] GEMS (Air Conditioners up to 65kW) Determination 2019 | MEPS 2019 | AS/NZS 3823.1.1:2012 | SRK63/DXK21ZTLA-W | SRK63/DXK21ZTLA-W | N/A | MITSUBISHI HEAVY INDUSTRIES | N/A | Non Ducted | Single Split System | Wall Hung | Air | Air | Thailand | 1.84 | N/A | 6.3 | N/A | N/A | N/A | N/A | N/A | 2.01 | 7.1 | Calorimeter Room | 3.4427 | 3.6069 | N/A | - | N/A | N/A | N/A | N/A | N/A | N/A | N/A | N/A | N/A | N/A | N/A | N/A | N/A | N/A | N/A | N/A | N/A | Single | R32 | Australia,Fiji,New Zealand | 142679 | 2026-12-01 |  | Approved | Reverse Cycle | N/A | Yes | Class 9 | Yes | N/A | N/A | N/A | N/A | N/A | N/A | N/A | Available | N/A | N/A | http://www.mhiaa.com.au/ | http://www.mhiaa.com.au/ | N/A |  |  | AAC6374 | Yes | Variable output compressor | Inverter | No | - | 6300 | 1.84 | - | 590 | 3150 | No | - | - | - | 1681.76 | 6785.1 | Yes | 490 | 3410 | No | - | - | 7100 | 2.01 | 690 | 3550 | No | - | - | Yes | 2390 | 6600 | No | - | - | No | - | - | - | - | - | No | - | - | No | - | - | No | - | - | 60 | 64 | 5.39 | 5.057 | 5.469 | 7.361 | 6.496 | 6.128 | 320 | 516 | 1500 | 618 | 828 | 1923 | 3.5 | 3.5 | 3.5 | 3.637 | 4.118 | 4.702 | 3.94 | 4.367 | 4.717 | 2558 | 946 | 136 | 802 | 415 | 87 | 2 | 2.5 | 3 | No | - | - | - | - | N/A | N/A | N/A | 3.709 | 3.4007 | 3.5104
[SEER Non Multi-Split <=65kW] GEMS (Air Conditioners up to 65kW) Determination 2019 | MEPS 2019 | AS/NZS 3823.1.1:2012 | SRK71/DXK24ZRA-WF | SRK71/DXK24ZRA-WF | N/A | MITSUBISHI HEAVY INDUSTRIES | N/A | Non Ducted | Single Split System | Wall Hung | Air | Air | Thailand | 1.84 | N/A | 7.1 | N/A | N/A | N/A | N/A | N/A | 2.02 | 8 | Calorimeter Room | 3.8367 | 4.0059 | N/A | - | N/A | N/A | N/A | N/A | N/A | N/A | N/A | N/A | N/A | N/A | N/A | N/A | N/A | N/A | N/A | N/A | N/A | Single | R32 | Australia,Fiji,New Zealand | 156525 | 2028-09-06 |  | Approved | Reverse Cycle | N/A | Yes | Class 9 | Yes | N/A | N/A | N/A | N/A | N/A | N/A | N/A | Available | N/A | N/A | http://www.mhiaa.com.au/ | http://www.mhiaa.com.au/ | N/A |  |  | AAC7764 | Yes | Variable output compressor | Inverter | No | - | 7100 | 1.84 | - | 655 | 3550 | No | - | - | - | 1681.76 | 7646.7 | Yes | 580 | 3820 | No | - | - | 8000 | 2.02 | 760 | 4000 | No | - | - | Yes | 3015 | 8100 | No | - | - | No | - | - | - | - | - | No | - | - | No | - | - | No | - | - | 55 | 65 | 5.351 | 5.116 | 5.472 | 6.648 | 6.122 | 5.929 | 365 | 577 | 1691 | 774 | 992 | 2241 | 3.5 | 3.5 | 3.5 | 3.866 | 4.338 | 4.828 | 4.127 | 4.536 | 4.832 | 2710 | 1011 | 148 | 862 | 449 | 94 | 2 | 2.5 | 3 | No | - | - | - | - | N/A | N/A | N/A | 3.6075 | 3.8333 | 3.9366
[SEER Non Multi-Split <=65kW] GEMS (Air Conditioners up to 65kW) Determination 2019 | MEPS 2019 | AS/NZS 3823.1.1:2012 | SRK71/DXK24ZRA-WF1 | SRK71/DXK24ZRA-WF1 | N/A | MITSUBISHI HEAVY INDUSTRIES | N/A | Non Ducted | Single Split System | Wall Hung | Air | Air | Thailand | 1.84 | N/A | 7.1 | N/A | N/A | N/A | N/A | N/A | 2.02 | 8 | Calorimeter Room | 3.8367 | 4.0059 | N/A | - | N/A | N/A | N/A | N/A | N/A | N/A | N/A | N/A | N/A | N/A | N/A | N/A | N/A | N/A | N/A | N/A | N/A | Single | R32 | Australia,Fiji,New Zealand | 160949 | 2029-05-13 |  | Approved | Reverse Cycle | N/A | Yes | Class 9 | Yes | N/A | N/A | N/A | N/A | N/A | N/A | N/A | Available | N/A | N/A | http://www.mhiaa.com.au/ | http://www.mhiaa.com.au | N/A |  |  | AAC8233 | Yes | Variable output compressor | Inverter | No | - | 7100 | 1.84 | - | 670 | 3550 | No | - | - | - | 1681.76 | 7646.7 | Yes | 570 | 3820 | No | - | - | 8000 | 2.02 | 760 | 4000 | No | - | - | Yes | 3015 | 8100 | No | - | - | No | - | - | - | - | - | No | - | - | No | - | - | No | - | - | 55 | 65 | 5.453 | 5.206 | 5.585 | 7.071 | 6.396 | 6.136 | 358 | 566 | 1657 | 727 | 949 | 2165 | 3.5 | 3.5 | 4 | 3.866 | 4.338 | 4.828 | 4.127 | 4.536 | 4.832 | 2710 | 1011 | 148 | 862 | 449 | 94 | 2 | 2.5 | 3 | No | - | - | - | - | N/A | N/A | N/A | 3.6075 | 3.8333 | 3.9366
[SEER Non Multi-Split <=65kW] GEMS (Air Conditioners up to 65kW) Determination 2019 | MEPS 2019 | AS/NZS 3823.1.1:2012 | SRK71/DXK24ZTLA-WF | SRK71/DXK24ZTLA-WF | N/A | MITSUBISHI HEAVY INDUSTRIES | N/A | Non Ducted | Single Split System | Wall Hung | Air | Air | Thailand | 2.27 | N/A | 7.1 | N/A | N/A | N/A | N/A | N/A | 2.3 | 8 | Calorimeter Room | 3.1572 | 3.5009 | N/A | 55.535 | N/A | N/A | N/A | N/A | N/A | N/A | N/A | N/A | N/A | N/A | N/A | N/A | N/A | N/A | N/A | N/A | N/A | Single | R32 | Australia,Fiji,New Zealand | 142681 | 2026-12-12 |  | Approved | Reverse Cycle | N/A | Yes | Class 9 | Yes | N/A | N/A | N/A | N/A | N/A | N/A | N/A | Available | N/A | N/A | http://www.mhiaa.com.au/ | http://www.mhiaa.com.au/ | N/A |  |  | AAC6392 | Yes | Variable output compressor | Inverter | No | - | 7100 | 2.27 | - | 675 | 3500 | No | - | - | - | 2074.78 | 7646.7 | Yes | 585 | 3810 | No | - | - | 8000 | 2.3 | 785 | 3940 | No | - | - | Yes | 2865 | 7420 | No | - | - | No | - | - | - | - | - | No | - | - | No | - | - | No | - | - | 63 | 67 | 5.025 | 4.688 | 5.029 | 6.571 | 5.883 | 5.567 | 388 | 630 | 1841 | 763 | 1032 | 2387 | 3.5 | 3 | 3.5 | 3.527 | 4.016 | 4.594 | 3.831 | 4.263 | 4.61 | 2970 | 1092 | 155 | 928 | 477 | 99 | 2 | 2.5 | 3 | No | - | - | - | - | N/A | N/A | N/A | 3.709 | 3.1106 | 3.4594
[SEER Non Multi-Split <=65kW] GEMS (Air Conditioners up to 65kW) Determination 2019 | MEPS 2019 | AS/NZS 3823.1.1:2012 | SRK80/DXK28ZRA-WF | SRK80/DXK28ZRA-WF | N/A | MITSUBISHI HEAVY INDUSTRIES | N/A | Non Ducted | Single Split System | Wall Hung | Air | Air | Thailand | 2.22 | N/A | 8 | N/A | N/A | N/A | N/A | N/A | 2.4 | 9 | Calorimeter Room | 3.6009 | 3.7641 | N/A | - | N/A | N/A | N/A | N/A | N/A | N/A | N/A | N/A | N/A | N/A | N/A | N/A | N/A | N/A | N/A | N/A | N/A | Single | R32 | Australia,Fiji,New Zealand | 156526 | 2028-09-03 |  | Approved | Reverse Cycle | N/A | Yes | Class 9 | Yes | N/A | N/A | N/A | N/A | N/A | N/A | N/A | Available | N/A | N/A | http://www.mhiaa.com.au/ | http://www.mhiaa.com.au/ | N/A |  |  | AAC7758 | Yes | Variable output compressor | Inverter | No | - | 8000 | 2.22 | - | 750 | 4000 | No | - | - | - | 2029.08 | 8616 | No | 685.5 | 4308 | No | - | - | 9000 | 2.4 | 850 | 4500 | No | - | - | Yes | 3020 | 8200 | No | - | - | No | - | - | - | - | - | No | - | - | No | - | - | No | - | - | 58 | 68 | 5.089 | 4.844 | 5.148 | 6.131 | 5.699 | 5.531 | 433 | 688 | 2027 | 947 | 1202 | 2708 | 3.5 | 3 | 3.5 | 3.704 | 4.254 | 4.845 | 4.02 | 4.5 | 4.856 | 3181 | 1159 | 165 | 994 | 508 | 105 | 2 | 2.5 | 3 | No | - | - | - | - | N/A | N/A | N/A | 3.6075 | 3.5839 | 3.731
[SEER Non Multi-Split <=65kW] GEMS (Air Conditioners up to 65kW) Determination 2019 | MEPS 2019 | AS/NZS 3823.1.1:2012 | SRK80/DXK28ZRA-WF1 | SRK80/DXK28ZRA-WF1 | N/A | MITSUBISHI HEAVY INDUSTRIES | N/A | Non Ducted | Single Split System | Wall Hung | Air | Air | Thailand | 2.22 | N/A | 8 | N/A | N/A | N/A | N/A | N/A | 2.4 | 9 | Calorimeter Room | 3.6009 | 3.7641 | N/A | - | N/A | N/A | N/A | N/A | N/A | N/A | N/A | N/A | N/A | N/A | N/A | N/A | N/A | N/A | N/A | N/A | N/A | Single | R32 | Australia,Fiji,New Zealand | 160993 | 2029-05-13 |  | Approved | Reverse Cycle | N/A | Yes | Class 9 | Yes | N/A | N/A | N/A | N/A | N/A | N/A | N/A | Available | N/A | N/A | http://www.mhiaa.com.au/ | http://www.mhiaa.com.au/ | N/A |  |  | AAC8227 | Yes | Variable output compressor | Inverter | No | - | 8000 | 2.22 | - | 765 | 4000 | No | - | - | - | 2029.08 | 8616 | Yes | 660 | 4310 | No | - | - | 9000 | 2.4 | 850 | 4500 | No | - | - | Yes | 3020 | 8200 | No | - | - | No | - | - | - | - | - | - | - | - | No | - | - | No | - | - | 58 | 68 | 5.277 | 5.002 | 5.342 | 6.754 | 6.119 | 5.854 | 418 | 666 | 1954 | 859 | 1119 | 2558 | 3.5 | 3.5 | 3.5 | 3.704 | 4.254 | 4.845 | 4.02 | 4.5 | 4.856 | 3181 | 1159 | 165 | 994 | 508 | 105 | 2 | 2.5 | 3 | No | - | - | - | - | N/A | N/A | N/A | 3.6075 | 3.5839 | 3.731
[SEER Non Multi-Split <=65kW] GEMS (Air Conditioners up to 65kW) Determination 2019 | MEPS 2019 | AS/NZS 3823.1.1:2012 | SRK80/DXK28ZRA-WF1 | SRK80/DXK28ZRA-WF1 | N/A | MITSUBISHI HEAVY INDUSTRIES | N/A | Non Ducted | Single Split System | Wall Hung | Air | Air | Thailand | 2.22 | N/A | 8 | N/A | N/A | N/A | N/A | N/A | 2.4 | 9 | Calorimeter Room | 3.6009 | 3.7641 | N/A | - | N/A | N/A | N/A | N/A | N/A | N/A | N/A | N/A | N/A | N/A | N/A | N/A | N/A | N/A | N/A | N/A | N/A | Single | R32 | Australia,Fiji,New Zealand | 160993 | 2029-05-13 |  | Approved | Reverse Cycle | N/A | Yes | Class 9 | Yes | N/A | N/A | N/A | N/A | N/A | N/A | N/A | Available | N/A | N/A | http://www.mhiaa.com.au/ | http://www.mhiaa.com.au/ | N/A |  |  | AAC8227 | Yes | Variable output compressor | Inverter | No | - | 8000 | 2.22 | - | 765 | 4000 | No | - | - | - | 2029.08 | 8616 | Yes | 660 | 4310 | No | - | - | 9000 | 2.4 | 850 | 4500 | No | - | - | Yes | 3020 | 8200 | No | - | - | No | - | - | - | - | - | - | - | - | No | - | - | No | - | - | 58 | 68 | 5.277 | 5.002 | 5.342 | 6.754 | 6.119 | 5.854 | 418 | 666 | 1954 | 859 | 1119 | 2558 | 3.5 | 3.5 | 3.5 | 3.704 | 4.254 | 4.845 | 4.02 | 4.5 | 4.856 | 3181 | 1159 | 165 | 994 | 508 | 105 | 2 | 2.5 | 3 | No | - | - | - | - | N/A | N/A | N/A | 3.6075 | 3.5839 | 3.731
[SEER Non Multi-Split <=65kW] GEMS (Air Conditioners up to 65kW) Determination 2019 | MEPS 2019 | AS/NZS 3823.1.1:2012 | SRK95/DXK33ZRA-W | SRK95/DXK33ZRA-W | N/A | MITSUBISHI HEAVY INDUSTRIES | 2.52 | Non Ducted | Single Split System | Wall Hung | Air | Air | Thailand | 2.56 | 6.98 | 9.5 | N/A | 2.9003 | 9.6 | 3.31 | N/A | 2.64 | 10.3 | Calorimeter Room | 3.6399 | 3.8683 | Yes | - | N/A | 3 | 3 | N/A | N/A | N/A | N/A | N/A | 3.6258 | 3.8537 | N/A | N/A | 2.7516 | 3.2074 | 2.5 | 3 | Calorimeter Room | Single | R32 | Australia,Fiji,New Zealand | 126587 | 2025-04-01 |  | Approved | Reverse Cycle | N/A | Yes | Class 9 | Yes | Yes | N/A | Yes | Yes | Yes | N/A | 3.6399 | Available | N/A | N/A | http://www.mhiaa.com.au/ | http://www.mhiaa.com.au | Yes |  | https://reg.energyrating.gov.au/static/common/images/star_ratings_2014/aircon_rating_2.5_3.png | AAC4444 | Yes | Variable output compressor | Inverter | No | - | 9500 | 2.56 | - | 920 | 4750 | No | - | - | - | 2339.84 | 10231.5 | No | 840.88 | 5115.75 | No | - | - | 10300 | 2.64 | 920 | 5150 | No | - | - | Yes | 3300 | 9600 | No | - | - | No | - | - | - | - | - | No | - | - | - | - | - | No | - | - | 61 | 69 | 5.086 | 4.858 | 5.126 | 6.032 | 5.625 | 5.479 | 518 | 818 | 2421 | 1146 | 1449 | 3249 | 3.5 | 3 | 3.5 | 3.929 | 4.49 | 5.119 | 4.261 | 4.755 | 5.133 | 3430 | 1254 | 176 | 1072 | 548 | 111 | 2 | 2.5 | 3.5 | No | - | - | - | - | N/A | N/A | N/A | 3.0369 | 3.6961 | 3.8864
[SEER Non Multi-Split <=65kW] GEMS (Air Conditioners up to 65kW) Determination 2019 | MEPS 2019 | AS/NZS 3823.1.1:2012 | SRK95/DXK33ZRA-WF1 | SRK95/DXK33ZRA-WF1 | N/A | MITSUBISHI HEAVY INDUSTRIES | N/A | Non Ducted | Single Split System | Wall Hung | Air | Air | Thailand | 2.56 | N/A | 9.5 | N/A | N/A | N/A | N/A | N/A | 2.64 | 10.3 | Calorimeter Room | 3.6385 | 3.8668 | N/A | - | N/A | N/A | N/A | N/A | N/A | N/A | N/A | N/A | N/A | N/A | N/A | N/A | N/A | N/A | N/A | N/A | N/A | Single | R32 | Australia,Fiji,New Zealand | 161020 | 2029-05-14 |  | Approved | Reverse Cycle | N/A | Yes | Class 9 | Yes | N/A | N/A | N/A | N/A | N/A | N/A | N/A | Available | N/A | N/A | http://www.mhiaa.com.au/ | http://www.mhiaa.com.au/ | N/A |  |  | AAC8238 | Yes | Variable output compressor | Inverter | No | - | 9500 | 2.56 | - | 920 | 4750 | No | - | - | - | 2339.84 | 10231.5 | Yes | 780 | 5115 | No | - | - | 10300 | 2.64 | 942 | 5150 | No | - | - | Yes | 3600 | 9600 | No | - | - | No | - | - | - | - | - | No | - | - | No | - | - | No | - | - | 61 | 69 | 5.406 | 5.128 | 5.455 | 6.987 | 6.289 | 5.998 | 486 | 773 | 2274 | 988 | 1295 | 2967 | 3.5 | 3.5 | 3.5 | 3.812 | 4.397 | 5.005 | 4.139 | 4.649 | 5.015 | 3536 | 1281 | 181 | 1104 | 562 | 115 | 2 | 2.5 | 3.5 | No | - | - | - | - | N/A | N/A | N/A | 3.3955 | 3.6944 | 3.8846
[SEER Non Multi-Split <=65kW] GEMS (Air Conditioners up to 65kW) Determination 2019 | MEPS 2019 | AS/NZS 3823.1.1:2012 | SRK95/DXK33ZTLA-WF | SRK95/DXK33ZTLA-WF | N/A | MITSUBISHI HEAVY INDUSTRIES | N/A | Non Ducted | Single Split System | Wall Hung | Air | Air | Thailand | 2.56 | N/A | 9.5 | N/A | N/A | N/A | N/A | N/A | 2.64 | 10.3 | Calorimeter Room | 3.6385 | 3.8668 | N/A | - | N/A | N/A | N/A | N/A | N/A | N/A | N/A | N/A | N/A | N/A | N/A | N/A | N/A | N/A | N/A | N/A | N/A | Single | R32 | Australia,Fiji,New Zealand | 156527 | 2028-09-05 |  | Approved | Reverse Cycle | N/A | Yes | Class 9 | Yes | N/A | N/A | N/A | N/A | N/A | N/A | N/A | Available | N/A | N/A | http://www.mhiaa.com.au/ | http://www.mhiaa.com.au/ | N/A |  |  | AAC7763 | Yes | Variable output compressor | Inverter | No | - | 9500 | 2.56 | - | 920 | 4750 | No | - | - | - | 2339.84 | 10231.5 | Yes | 815 | 5115 | No | - | - | 10300 | 2.64 | 942 | 5150 | No | - | - | Yes | 3600 | 9600 | No | - | - | No | - | - | - | - | - | No | - | - | No | - | - | No | - | - | 61 | 69 | 5.203 | 4.959 | 5.256 | 6.395 | 5.883 | 5.683 | 505 | 800 | 2360 | 1080 | 1384 | 3131 | 3.5 | 3 | 3.5 | 3.812 | 4.397 | 5.005 | 4.139 | 4.649 | 5.015 | 3536 | 1281 | 181 | 1104 | 562 | 115 | 2 | 2.5 | 3.5 | No | - | - | - | - | N/A | N/A | N/A | 3.4175 | 3.6943 | 3.8845
[SEER Non Multi-Split <=65kW] GEMS (Air Conditioners up to 65kW) Determination 2019 | MEPS Oct 2011 | AS/NZS 3823.1.2:2012 | DXU55AVSAVF | FDUA / DXU***AVSAVF | N/A | MITSUBISHI HEAVY INDUSTRIES, LTD. | 4.12 | Ducted | Single Split System | - | Air | Air | China,Thailand | 4.83 | 11.88 | 16 | - | 2.8028 | 14.995 | 5.35 | - | 4.66 | 18 | Enthalpy Test Room | 3.1993 | 3.7449 | Yes | 60.4 | N/A | 32 | 32 | 3.8031 | 0 | N/A | N/A | N/A | 3.1297 | 3.662 | N/A | N/A | 0 | 0 | 0 | 0 | Enthalpy Test Room | Three | R410A | Australia,Fiji,New Zealand | 124302 | 2024-10-24 |  | Approved | Reverse Cycle | - | Yes | Class 11 | Yes | - | - | Yes | Yes | Yes | - | 3.1993 | Available | N/A | N/A | http://www.mhiaa.com.au/ | http://www.mhiaa.com.au/ | Yes |  |  | AAC4255 | N/A | Variable output compressor | Inverter | N/A | N/A | N/A | 4.83 | N/A | N/A | N/A | N/A | N/A | N/A | N/A | N/A | N/A | N/A | N/A | N/A | N/A | N/A | N/A | N/A | 4.66 | N/A | N/A | N/A | N/A | N/A | N/A | N/A | N/A | N/A | N/A | N/A | N/A | N/A | N/A | N/A | N/A | N/A | N/A | N/A | N/A | N/A | N/A | N/A | N/A | N/A | N/A | N/A | N/A | N/A | N/A | N/A | N/A | N/A | N/A | N/A | N/A | N/A | N/A | N/A | N/A | N/A | N/A | N/A | N/A | N/A | N/A | N/A | N/A | N/A | N/A | N/A | N/A | N/A | N/A | N/A | N/A | N/A | N/A | N/A | N/A | N/A | N/A | N/A | N/A | N/A | N/A | N/A | 3.2401 | 3.775
[SEER Multi-Split <=65kW] GEMS (Air Conditioners up to 65kW) Determination 2019 | N/A | AS/NZS 3823.3:2002 | FDC(L)615KXZE1 | FDC(L)615KXZE1 | N/A | MITSUBISHI HEAVY INDUSTRIES, LTD. | 2.42 | Non Ducted | Multiple split - VRF | N/A | Air | Air | Thailand | 16.86 | 59.08 | 61.5 | N/A | 0 | - | - | N/A | 16.98 | 69 | - | 4.1012 | 4.0364 | Yes | - | N/A | 147 | 147 | 0 | 0 | N/A | N/A | N/A | 3.9699 | 3.9226 | N/A | N/A | N/A | N/A | N/A | N/A | - | Three | R410A | Australia,Fiji,New Zealand | 127228 | 2025-03-05 |  | Approved | Reverse Cycle | N/A | No | Class 21 | No | N/A | No | - | - | - | - | 4.1012 | Available | N/A | N/A | http://www.mhiaa.com.au/ | http://www.mhiaa.com.au/ | Yes |  |  | AAC4576 | N/A | Variable output compressor,Multiple compressors | Inverter | N/A | N/A | N/A | 16.86 | N/A | N/A | N/A | N/A | N/A | N/A | N/A | N/A | N/A | N/A | N/A | N/A | N/A | N/A | N/A | N/A | 16.98 | N/A | N/A | N/A | N/A | N/A | N/A | N/A | N/A | N/A | N/A | N/A | N/A | N/A | N/A | N/A | N/A | N/A | N/A | N/A | N/A | N/A | N/A | N/A | N/A | N/A | N/A | N/A | N/A | N/A | N/A | N/A | N/A | N/A | N/A | N/A | N/A | N/A | N/A | N/A | N/A | N/A | N/A | N/A | N/A | N/A | N/A | N/A | N/A | N/A | N/A | N/A | N/A | N/A | N/A | N/A | N/A | N/A | N/A | N/A | N/A | N/A | N/A | N/A | N/A | N/A | N/A | N/A | 3.5433 | 3.9481
[SEER Multi-Split <=65kW] GEMS (Air Conditioners up to 65kW) Determination 2019 | N/A | AS/NZS 3823.1.4:2012 | FDC140KXES6 |  | N/A | MITSUBISHI HEAVY INDUSTRIES, LTD. | 0.55 | Non Ducted | Multiple split - VRF | N/A | Air | Air | Thailand | 4.32 | 13.45 | 14 | N/A | 0 | - | - | N/A | 4.46 | 16 | Enthalpy Test Room | 3.3858 | 3.9184 | No | - | N/A | 55.1 | 55.1 | 0 | 0 | N/A | N/A | N/A | 3.233 | 3.7397 | N/A | N/A | N/A | N/A | N/A | N/A | Enthalpy Test Room | Three | R410A | Australia,Fiji,New Zealand | 125549 | 2024-12-16 |  | Approved | Reverse Cycle | N/A | No | Class 20 | No | N/A | No | - | - | - | - | 3.3858 | Available | N/A | N/A | http://www.mhiaa.com.au/ | http://www.mhiaa.com.au/ | No |  |  | AAC4361 | N/A | - | - | N/A | N/A | N/A | 4.32 | N/A | N/A | N/A | N/A | N/A | N/A | N/A | N/A | N/A | N/A | N/A | N/A | N/A | N/A | N/A | N/A | 4.46 | N/A | N/A | N/A | N/A | N/A | N/A | N/A | N/A | N/A | N/A | N/A | N/A | N/A | N/A | N/A | N/A | N/A | N/A | N/A | N/A | N/A | N/A | N/A | N/A | N/A | N/A | N/A | N/A | N/A | N/A | N/A | N/A | N/A | N/A | N/A | N/A | N/A | N/A | N/A | N/A | N/A | N/A | N/A | N/A | N/A | N/A | N/A | N/A | N/A | N/A | N/A | N/A | N/A | N/A | N/A | N/A | N/A | N/A | N/A | N/A | N/A | N/A | N/A | N/A | N/A | N/A | N/A | 3.1068 | 3.4436
[SEER Multi-Split <=65kW] GEMS (Air Conditioners up to 65kW) Determination 2019 | N/A | AS/NZS 3823.1.4:2012 | FDC155KXES6 |  | N/A | MITSUBISHI HEAVY INDUSTRIES, LTD. | 0.61 | Non Ducted | Multiple split - VRF | N/A | Air | Air | Australia | 4.86 | 14.89 | 15.5 | N/A | 0 | - | - | N/A | 4.53 | 16.3 | Enthalpy Test Room | 3.0992 | 3.7878 | Yes | 55.5 | N/A | 55.1 | 55.1 | 3.955 | 0 | N/A | N/A | N/A | 2.9843 | 3.6232 | N/A | N/A | N/A | N/A | N/A | N/A | Enthalpy Test Room | Three | R410A | Australia,Fiji,New Zealand | 125548 | 2024-12-16 |  | Approved | Reverse Cycle | N/A | No | Class 20 | No | N/A | No | - | - | - | - | 3.0992 | Available | N/A | N/A | http://www.mhiaa.com.au/ | http://www.mhiaa.com.au/ | Yes |  |  | AAC4360 | N/A | Variable output compressor | Inverter | N/A | N/A | N/A | 4.86 | N/A | N/A | N/A | N/A | N/A | N/A | N/A | N/A | N/A | N/A | N/A | N/A | N/A | N/A | N/A | N/A | 4.53 | N/A | N/A | N/A | N/A | N/A | N/A | N/A | N/A | N/A | N/A | N/A | N/A | N/A | N/A | N/A | N/A | N/A | N/A | N/A | N/A | N/A | N/A | N/A | N/A | N/A | N/A | N/A | N/A | N/A | N/A | N/A | N/A | N/A | N/A | N/A | N/A | N/A | N/A | N/A | N/A | N/A | N/A | N/A | N/A | N/A | N/A | N/A | N/A | N/A | N/A | N/A | N/A | N/A | N/A | N/A | N/A | N/A | N/A | N/A | N/A | N/A | N/A | N/A | N/A | N/A | N/A | N/A | 3.0716 | 3.4561
[SEER Multi-Split <=65kW] GEMS (Air Conditioners up to 65kW) Determination 2019 | N/A | AS/NZS 3823.1.4:2012 | FDC224KXZPE1 |  | N/A | MITSUBISHI HEAVY INDUSTRIES, LTD. | 3.36 | Non Ducted | Multiple split - VRF | N/A | Air | Air | Thailand | 5.76 | 19.04 | 22.4 | N/A | 0 | - | - | N/A | 4.96 | 22.4 | Enthalpy Test Room | 3.808 | 4.5125 | Yes | - | N/A | 59 | 59 | 0 | 0 | N/A | N/A | N/A | 3.684 | 4.3372 | N/A | N/A | N/A | N/A | N/A | N/A | Enthalpy Test Room | Three | R410A | Australia,Fiji,New Zealand | 125552 | 2024-12-16 |  | Approved | Reverse Cycle | N/A | No | Class 20 | No | N/A | No | - | - | - | - | 3.808 | Available | N/A | N/A | http://www.mhiaa.com.au/ | http://www.mhiaa.com.au/ | Yes |  |  | AAC4362 | N/A | Variable output compressor | Inverter | N/A | N/A | N/A | 5.76 | N/A | N/A | N/A | N/A | N/A | N/A | N/A | N/A | N/A | N/A | N/A | N/A | N/A | N/A | N/A | N/A | 4.96 | N/A | N/A | N/A | N/A | N/A | N/A | N/A | N/A | N/A | N/A | N/A | N/A | N/A | N/A | N/A | N/A | N/A | N/A | N/A | N/A | N/A | N/A | N/A | N/A | N/A | N/A | N/A | N/A | N/A | N/A | N/A | N/A | N/A | N/A | N/A | N/A | N/A | N/A | N/A | N/A | N/A | N/A | N/A | N/A | N/A | N/A | N/A | N/A | N/A | N/A | N/A | N/A | N/A | N/A | N/A | N/A | N/A | N/A | N/A | N/A | N/A | N/A | N/A | N/A | N/A | N/A | N/A | 3.7588 | 4.3416
[SEER Multi-Split <=65kW] GEMS (Air Conditioners up to 65kW) Determination 2019 | N/A | AS/NZS 3823.1.4:2012 | FDC224KXZXE1 |  | N/A | MITSUBISHI HEAVY INDUSTRIES, LTD. | 3.14 | Non Ducted | Multiple split - VRF | N/A | Air | Air | Thailand | 5.14 | 19.26 | 22.4 | N/A | 0 | - | - | N/A | 5.72 | 25 | Enthalpy Test Room | 4.1194 | 4.6116 | Yes | - | N/A | 55 | 55 | 0 | 0 | N/A | N/A | N/A | 3.9772 | 4.4533 | N/A | N/A | N/A | N/A | N/A | N/A | Enthalpy Test Room | Three | R410A | Australia,Fiji,New Zealand | 127728 | 2025-06-02 |  | Approved | Reverse Cycle | N/A | No | Class 20 | No | N/A | No | - | - | - | - | 4.1194 | Available | N/A | N/A | http://www.mhiaa.com.au/ | http://www.mhiaa.com.au/ | Yes |  |  | AAC4674 | N/A | Variable output compressor | Inverter | N/A | N/A | N/A | 5.14 | N/A | N/A | N/A | N/A | N/A | N/A | N/A | N/A | N/A | N/A | N/A | N/A | N/A | N/A | N/A | N/A | 5.72 | N/A | N/A | N/A | N/A | N/A | N/A | N/A | N/A | N/A | N/A | N/A | N/A | N/A | N/A | N/A | N/A | N/A | N/A | N/A | N/A | N/A | N/A | N/A | N/A | N/A | N/A | N/A | N/A | N/A | N/A | N/A | N/A | N/A | N/A | N/A | N/A | N/A | N/A | N/A | N/A | N/A | N/A | N/A | N/A | N/A | N/A | N/A | N/A | N/A | N/A | N/A | N/A | N/A | N/A | N/A | N/A | N/A | N/A | N/A | N/A | N/A | N/A | N/A | N/A | N/A | N/A | N/A | 4.2059 | 4.2331
[SEER Multi-Split <=65kW] GEMS (Air Conditioners up to 65kW) Determination 2019 | N/A | AS/NZS 3823.1.4:2012 | FDC280KXZPE1 / FDT71KXE6F |  | N/A | MITSUBISHI HEAVY INDUSTRIES, LTD. | 3.56 | Non Ducted | Multiple split - VRF | N/A | Air | Air | Thailand | 8.19 | 24.44 | 28 | N/A | 0 | 0 | 0 | N/A | 6.79 | 28 | Enthalpy Test Room | 3.3615 | 4.061 | Yes | 0 | N/A | 59 | 59 | 0 | 0 | N/A | N/A | N/A | 3.2829 | 3.9467 | N/A | N/A | N/A | N/A | N/A | N/A | Enthalpy Test Room | Three | R410A | Australia,Fiji,New Zealand | 125551 | 2024-12-13 |  | Approved | Reverse Cycle | N/A | No | Class 20 | No | N/A | No | - | - | - | - | 3.3615 | Available | N/A | N/A | http://www.mhiaa.com.au/ | http://www.mhiaa.com.au/ | Yes |  |  | AAC4350 | N/A | Variable output compressor | Inverter | N/A | N/A | N/A | 8.19 | N/A | N/A | N/A | N/A | N/A | N/A | N/A | N/A | N/A | N/A | N/A | N/A | N/A | N/A | N/A | N/A | 6.79 | N/A | N/A | N/A | N/A | N/A | N/A | N/A | N/A | N/A | N/A | N/A | N/A | N/A | N/A | N/A | N/A | N/A | N/A | N/A | N/A | N/A | N/A | N/A | N/A | N/A | N/A | N/A | N/A | N/A | N/A | N/A | N/A | N/A | N/A | N/A | N/A | N/A | N/A | N/A | N/A | N/A | N/A | N/A | N/A | N/A | N/A | N/A | N/A | N/A | N/A | N/A | N/A | N/A | N/A | N/A | N/A | N/A | N/A | N/A | N/A | N/A | N/A | N/A | N/A | N/A | N/A | N/A | 3.3375 | 4.0061
[SEER Multi-Split <=65kW] GEMS (Air Conditioners up to 65kW) Determination 2019 | N/A | AS/NZS 3823.1.4:2012 | FDC280KXZXE1 |  | N/A | MITSUBISHI HEAVY INDUSTRIES, LTD. | 3.92 | Non Ducted | Multiple split - VRF | N/A | Air | Air | Thailand | 7.27 | 24.08 | 28 | N/A | 0 | - | - | N/A | 7.15 | 31.5 | Enthalpy Test Room | 3.7484 | 4.2891 | Yes | - | N/A | 59 | 59 | 0 | 0 | N/A | N/A | N/A | 3.6486 | 4.1715 | N/A | N/A | N/A | N/A | N/A | N/A | Enthalpy Test Room | Three | R410A | Australia,Fiji,New Zealand | 127727 | 2025-06-01 |  | Approved | Reverse Cycle | N/A | No | Class 20 | No | N/A | No | - | - | - | - | 3.7484 | Available | N/A | N/A | http://www.mhiaa.com.au/ | http://www.mhiaa.com.au/ | Yes |  |  | AAC4676 | N/A | Variable output compressor | Inverter | N/A | N/A | N/A | 7.27 | N/A | N/A | N/A | N/A | N/A | N/A | N/A | N/A | N/A | N/A | N/A | N/A | N/A | N/A | N/A | N/A | 7.15 | N/A | N/A | N/A | N/A | N/A | N/A | N/A | N/A | N/A | N/A | N/A | N/A | N/A | N/A | N/A | N/A | N/A | N/A | N/A | N/A | N/A | N/A | N/A | N/A | N/A | N/A | N/A | N/A | N/A | N/A | N/A | N/A | N/A | N/A | N/A | N/A | N/A | N/A | N/A | N/A | N/A | N/A | N/A | N/A | N/A | N/A | N/A | N/A | N/A | N/A | N/A | N/A | N/A | N/A | N/A | N/A | N/A | N/A | N/A | N/A | N/A | N/A | N/A | N/A | N/A | N/A | N/A | 3.7486 | 4.2861
[SEER Multi-Split <=65kW] GEMS (Air Conditioners up to 65kW) Determination 2019 | N/A | AS/NZS 3823.3:2002 | FDC335KXZXE1 |  | N/A | MITSUBISHI HEAVY INDUSTRIES, LTD. | 1.32 | Non Ducted | Multiple split - VRF | N/A | Air | Air | Thailand | 9.04 | 32.18 | 33.5 | N/A | 0 | - | - | N/A | 8.75 | 37.5 | - | 4.0723 | 4.2604 | Yes | - | N/A | 59 | 59 | 0 | 0 | N/A | N/A | N/A | 3.9771 | 4.1664 | N/A | N/A | N/A | N/A | N/A | N/A | - | Three | R410A | Australia,Fiji,New Zealand | 127729 | 2025-06-23 |  | Approved | Reverse Cycle | N/A | No | Class 20 | No | N/A | No | - | - | - | - | 4.0723 | Available | N/A | N/A | http://www.mhiaa.com.au/ | http://www.mhiaa.com.au/ | Yes |  |  | AAC4675 | N/A | Variable output compressor | Inverter | N/A | N/A | N/A | 9.04 | N/A | N/A | N/A | N/A | N/A | N/A | N/A | N/A | N/A | N/A | N/A | N/A | N/A | N/A | N/A | N/A | 8.75 | N/A | N/A | N/A | N/A | N/A | N/A | N/A | N/A | N/A | N/A | N/A | N/A | N/A | N/A | N/A | N/A | N/A | N/A | N/A | N/A | N/A | N/A | N/A | N/A | N/A | N/A | N/A | N/A | N/A | N/A | N/A | N/A | N/A | N/A | N/A | N/A | N/A | N/A | N/A | N/A | N/A | N/A | N/A | N/A | N/A | N/A | N/A | N/A | N/A | N/A | N/A | N/A | N/A | N/A | N/A | N/A | N/A | N/A | N/A | N/A | N/A | N/A | N/A | N/A | N/A | N/A | N/A | 3.6258 | 4.1902
[SEER Multi-Split <=65kW] GEMS (Air Conditioners up to 65kW) Determination 2019 | N/A | AS/NZS 3823.3:2002 | FDC615KXZE1 | FDC(L)615KXZE1 | N/A | MITSUBISHI HEAVY INDUSTRIES, LTD. | 2.42 | Non Ducted | Multiple split - VRF | N/A | Air | Air | Thailand | 16.86 | 59.08 | 61.5 | N/A | 0 | - | - | N/A | 16.98 | 69 | - | 4.1012 | 4.0364 | Yes | - | N/A | 147 | 147 | 0 | 0 | N/A | N/A | N/A | 3.9699 | 3.9226 | N/A | N/A | N/A | N/A | N/A | N/A | - | Three | R410A | Australia,Fiji,New Zealand | 127228 | 2025-03-05 |  | Approved | Reverse Cycle | N/A | No | Class 21 | No | N/A | No | - | - | - | - | 4.1012 | Available | N/A | N/A | http://www.mhiaa.com.au/ | http://www.mhiaa.com.au/ | Yes |  |  | AAC4576 | N/A | Variable output compressor,Multiple compressors | Inverter | N/A | N/A | N/A | 16.86 | N/A | N/A | N/A | N/A | N/A | N/A | N/A | N/A | N/A | N/A | N/A | N/A | N/A | N/A | N/A | N/A | 16.98 | N/A | N/A | N/A | N/A | N/A | N/A | N/A | N/A | N/A | N/A | N/A | N/A | N/A | N/A | N/A | N/A | N/A | N/A | N/A | N/A | N/A | N/A | N/A | N/A | N/A | N/A | N/A | N/A | N/A | N/A | N/A | N/A | N/A | N/A | N/A | N/A | N/A | N/A | N/A | N/A | N/A | N/A | N/A | N/A | N/A | N/A | N/A | N/A | N/A | N/A | N/A | N/A | N/A | N/A | N/A | N/A | N/A | N/A | N/A | N/A | N/A | N/A | N/A | N/A | N/A | N/A | N/A | 3.5433 | 3.9481
[SEER Multi-Split <=65kW] GEMS (Air Conditioners up to 65kW) Determination 2019 | N/A | AS/NZS 3823.3:2002 | FDCL615KXZE1 | FDC(L)615KXZE1 | N/A | MITSUBISHI HEAVY INDUSTRIES, LTD. | 2.42 | Non Ducted | Multiple split - VRF | N/A | Air | Air | Thailand | 16.86 | 59.08 | 61.5 | N/A | 0 | - | - | N/A | 16.98 | 69 | - | 4.1012 | 4.0364 | Yes | - | N/A | 147 | 147 | 0 | 0 | N/A | N/A | N/A | 3.9699 | 3.9226 | N/A | N/A | N/A | N/A | N/A | N/A | - | Three | R410A | Australia,Fiji,New Zealand | 127228 | 2025-03-05 |  | Approved | Reverse Cycle | N/A | No | Class 21 | No | N/A | No | - | - | - | - | 4.1012 | Available | N/A | N/A | http://www.mhiaa.com.au/ | http://www.mhiaa.com.au/ | Yes |  |  | AAC4576 | N/A | Variable output compressor,Multiple compressors | Inverter | N/A | N/A | N/A | 16.86 | N/A | N/A | N/A | N/A | N/A | N/A | N/A | N/A | N/A | N/A | N/A | N/A | N/A | N/A | N/A | N/A | 16.98 | N/A | N/A | N/A | N/A | N/A | N/A | N/A | N/A | N/A | N/A | N/A | N/A | N/A | N/A | N/A | N/A | N/A | N/A | N/A | N/A | N/A | N/A | N/A | N/A | N/A | N/A | N/A | N/A | N/A | N/A | N/A | N/A | N/A | N/A | N/A | N/A | N/A | N/A | N/A | N/A | N/A | N/A | N/A | N/A | N/A | N/A | N/A | N/A | N/A | N/A | N/A | N/A | N/A | N/A | N/A | N/A | N/A | N/A | N/A | N/A | N/A | N/A | N/A | N/A | N/A | N/A | N/A | 3.5433 | 3.9481
[SEER Non Multi-Split <=65kW] GEMS (Air Conditioners up to 65kW) Determination 2019 | MEPS Oct 2011 | AS/NZS 3823.1.2:2012 | FDUA / DXU***AVSAVF | FDUA / DXU***AVSAVF | N/A | MITSUBISHI HEAVY INDUSTRIES, LTD. | 4.12 | Ducted | Single Split System | - | Air | Air | China,Thailand | 4.83 | 11.88 | 16 | - | 2.8028 | 14.995 | 5.35 | - | 4.66 | 18 | Enthalpy Test Room | 3.1993 | 3.7449 | Yes | 60.4 | N/A | 32 | 32 | 3.8031 | 0 | N/A | N/A | N/A | 3.1297 | 3.662 | N/A | N/A | 0 | 0 | 0 | 0 | Enthalpy Test Room | Three | R410A | Australia,Fiji,New Zealand | 124302 | 2024-10-24 |  | Approved | Reverse Cycle | - | Yes | Class 11 | Yes | - | - | Yes | Yes | Yes | - | 3.1993 | Available | N/A | N/A | http://www.mhiaa.com.au/ | http://www.mhiaa.com.au/ | Yes |  |  | AAC4255 | N/A | Variable output compressor | Inverter | N/A | N/A | N/A | 4.83 | N/A | N/A | N/A | N/A | N/A | N/A | N/A | N/A | N/A | N/A | N/A | N/A | N/A | N/A | N/A | N/A | 4.66 | N/A | N/A | N/A | N/A | N/A | N/A | N/A | N/A | N/A | N/A | N/A | N/A | N/A | N/A | N/A | N/A | N/A | N/A | N/A | N/A | N/A | N/A | N/A | N/A | N/A | N/A | N/A | N/A | N/A | N/A | N/A | N/A | N/A | N/A | N/A | N/A | N/A | N/A | N/A | N/A | N/A | N/A | N/A | N/A | N/A | N/A | N/A | N/A | N/A | N/A | N/A | N/A | N/A | N/A | N/A | N/A | N/A | N/A | N/A | N/A | N/A | N/A | N/A | N/A | N/A | N/A | N/A | 3.2401 | 3.775
[SEER Non Multi-Split <=65kW] GEMS (Air Conditioners up to 65kW) Determination 2019 | MEPS Oct 2011 | AS/NZS 3823.1.2:2012 | FDUA140*VSXVF | FDUA140*VSXVF | N/A | MITSUBISHI HEAVY INDUSTRIES, LTD. | 2.42 | Ducted | Single Split System | - | Air | Air | Thailand | 4.44 | 11.58 | 14 | - | 2.9088 | 13.849 | 4.761 | - | 4.44 | 16 | Enthalpy Test Room | 3.2184 | 3.8084 | Yes | 57.1 | N/A | 31 | 32 | 3.9545 | 0 | N/A | N/A | N/A | 3.1427 | 3.7135 | N/A | N/A | 0 | 0 | 0 | 0 | Enthalpy Test Room | Three | R410A | Australia,Fiji,New Zealand | 124140 | 2024-09-29 |  | Approved | Reverse Cycle | - | Yes | Class 11 | Yes | - | No | Yes | Yes | Yes | - | 3.2184 | Available | N/A | N/A | http://www.mhiaa.com.au/ | http://www.mhiaa.com.au/ | Yes |  |  | AAC4253 | N/A | Variable output compressor | Inverter | N/A | N/A | N/A | 4.44 | N/A | N/A | N/A | N/A | N/A | N/A | N/A | N/A | N/A | N/A | N/A | N/A | N/A | N/A | N/A | N/A | 4.44 | N/A | N/A | N/A | N/A | N/A | N/A | N/A | N/A | N/A | N/A | N/A | N/A | N/A | N/A | N/A | N/A | N/A | N/A | N/A | N/A | N/A | N/A | N/A | N/A | N/A | N/A | N/A | N/A | N/A | N/A | N/A | N/A | N/A | N/A | N/A | N/A | N/A | N/A | N/A | N/A | N/A | N/A | N/A | N/A | N/A | N/A | N/A | N/A | N/A | N/A | N/A | N/A | N/A | N/A | N/A | N/A | N/A | N/A | N/A | N/A | N/A | N/A | N/A | N/A | N/A | N/A | N/A | 3.0805 | 3.5179
[SEER Non Multi-Split <=65kW] GEMS (Air Conditioners up to 65kW) Determination 2019 | MEPS Oct 2011 | AS/NZS 3823.1.2:2012 | FDUA140AVSXVF | FDUA140*VSXVF | N/A | MITSUBISHI HEAVY INDUSTRIES, LTD. | 2.42 | Ducted | Single Split System | - | Air | Air | Thailand | 4.44 | 11.58 | 14 | - | 2.9088 | 13.849 | 4.761 | - | 4.44 | 16 | Enthalpy Test Room | 3.2184 | 3.8084 | Yes | 57.1 | N/A | 31 | 32 | 3.9545 | 0 | N/A | N/A | N/A | 3.1427 | 3.7135 | N/A | N/A | 0 | 0 | 0 | 0 | Enthalpy Test Room | Three | R410A | Australia,Fiji,New Zealand | 124140 | 2024-09-29 |  | Approved | Reverse Cycle | - | Yes | Class 11 | Yes | - | No | Yes | Yes | Yes | - | 3.2184 | Available | N/A | N/A | http://www.mhiaa.com.au/ | http://www.mhiaa.com.au/ | Yes |  |  | AAC4253 | N/A | Variable output compressor | Inverter | N/A | N/A | N/A | 4.44 | N/A | N/A | N/A | N/A | N/A | N/A | N/A | N/A | N/A | N/A | N/A | N/A | N/A | N/A | N/A | N/A | 4.44 | N/A | N/A | N/A | N/A | N/A | N/A | N/A | N/A | N/A | N/A | N/A | N/A | N/A | N/A | N/A | N/A | N/A | N/A | N/A | N/A | N/A | N/A | N/A | N/A | N/A | N/A | N/A | N/A | N/A | N/A | N/A | N/A | N/A | N/A | N/A | N/A | N/A | N/A | N/A | N/A | N/A | N/A | N/A | N/A | N/A | N/A | N/A | N/A | N/A | N/A | N/A | N/A | N/A | N/A | N/A | N/A | N/A | N/A | N/A | N/A | N/A | N/A | N/A | N/A | N/A | N/A | N/A | 3.0805 | 3.5179
[SEER Non Multi-Split <=65kW] GEMS (Air Conditioners up to 65kW) Determination 2019 | MEPS Oct 2011 | AS/NZS 3823.1.2:2012 | FDUA140VSXVF | FDUA140*VSXVF | N/A | MITSUBISHI HEAVY INDUSTRIES, LTD. | 2.42 | Ducted | Single Split System | - | Air | Air | Thailand | 4.44 | 11.58 | 14 | - | 2.9088 | 13.849 | 4.761 | - | 4.44 | 16 | Enthalpy Test Room | 3.2184 | 3.8084 | Yes | 57.1 | N/A | 31 | 32 | 3.9545 | 0 | N/A | N/A | N/A | 3.1427 | 3.7135 | N/A | N/A | 0 | 0 | 0 | 0 | Enthalpy Test Room | Three | R410A | Australia,Fiji,New Zealand | 124140 | 2024-09-29 |  | Approved | Reverse Cycle | - | Yes | Class 11 | Yes | - | No | Yes | Yes | Yes | - | 3.2184 | Available | N/A | N/A | http://www.mhiaa.com.au/ | http://www.mhiaa.com.au/ | Yes |  |  | AAC4253 | N/A | Variable output compressor | Inverter | N/A | N/A | N/A | 4.44 | N/A | N/A | N/A | N/A | N/A | N/A | N/A | N/A | N/A | N/A | N/A | N/A | N/A | N/A | N/A | N/A | 4.44 | N/A | N/A | N/A | N/A | N/A | N/A | N/A | N/A | N/A | N/A | N/A | N/A | N/A | N/A | N/A | N/A | N/A | N/A | N/A | N/A | N/A | N/A | N/A | N/A | N/A | N/A | N/A | N/A | N/A | N/A | N/A | N/A | N/A | N/A | N/A | N/A | N/A | N/A | N/A | N/A | N/A | N/A | N/A | N/A | N/A | N/A | N/A | N/A | N/A | N/A | N/A | N/A | N/A | N/A | N/A | N/A | N/A | N/A | N/A | N/A | N/A | N/A | N/A | N/A | N/A | N/A | N/A | 3.0805 | 3.5179
[SEER Non Multi-Split <=65kW] GEMS (Air Conditioners up to 65kW) Determination 2019 | MEPS Oct 2011 | AS/NZS 3823.1.2:2012 | FDUA160AVSAVF | FDUA / DXU***AVSAVF | N/A | MITSUBISHI HEAVY INDUSTRIES, LTD. | 4.12 | Ducted | Single Split System | - | Air | Air | China,Thailand | 4.83 | 11.88 | 16 | - | 2.8028 | 14.995 | 5.35 | - | 4.66 | 18 | Enthalpy Test Room | 3.1993 | 3.7449 | Yes | 60.4 | N/A | 32 | 32 | 3.8031 | 0 | N/A | N/A | N/A | 3.1297 | 3.662 | N/A | N/A | 0 | 0 | 0 | 0 | Enthalpy Test Room | Three | R410A | Australia,Fiji,New Zealand | 124302 | 2024-10-24 |  | Approved | Reverse Cycle | - | Yes | Class 11 | Yes | - | - | Yes | Yes | Yes | - | 3.1993 | Available | N/A | N/A | http://www.mhiaa.com.au/ | http://www.mhiaa.com.au/ | Yes |  |  | AAC4255 | N/A | Variable output compressor | Inverter | N/A | N/A | N/A | 4.83 | N/A | N/A | N/A | N/A | N/A | N/A | N/A | N/A | N/A | N/A | N/A | N/A | N/A | N/A | N/A | N/A | 4.66 | N/A | N/A | N/A | N/A | N/A | N/A | N/A | N/A | N/A | N/A | N/A | N/A | N/A | N/A | N/A | N/A | N/A | N/A | N/A | N/A | N/A | N/A | N/A | N/A | N/A | N/A | N/A | N/A | N/A | N/A | N/A | N/A | N/A | N/A | N/A | N/A | N/A | N/A | N/A | N/A | N/A | N/A | N/A | N/A | N/A | N/A | N/A | N/A | N/A | N/A | N/A | N/A | N/A | N/A | N/A | N/A | N/A | N/A | N/A | N/A | N/A | N/A | N/A | N/A | N/A | N/A | N/A | 3.2401 | 3.775
[SEER Non Multi-Split <=65kW] GEMS (Air Conditioners up to 65kW) Determination 2019 | MEPS Oct 2011 | AS/NZS 3823.1.2:2012 | FDUA200AVSAVG |  | N/A | MITSUBISHI HEAVY INDUSTRIES, LTD. | 1.33 | Ducted | Single Split System | - | Air | Air | Thailand | 6.03 | 18.67 | 20 | - | 2.8668 | 22.335 | 7.791 | - | 5.5 | 22.4 | Enthalpy Test Room | 3.2478 | 4.0952 | Yes | - | N/A | 32 | 33 | 0 | 0 | N/A | N/A | N/A | 3.192 | 4.0143 | N/A | N/A | 0 | 0 | 0 | 0 | Enthalpy Test Room | Three | R410A | Australia,Fiji,New Zealand | 124301 | 2024-10-22 |  | Approved | Reverse Cycle | - | No | Class 11 | No | - | No | - | - | - | - | 3.2478 | Unavailable | N/A | N/A | http://www.mhiaa.com.au/ | http://www.mhiaa.com.au/ | Yes |  |  | AAC4254 | N/A | Variable output compressor | Inverter | N/A | N/A | N/A | 6.03 | N/A | N/A | N/A | N/A | N/A | N/A | N/A | N/A | N/A | N/A | N/A | N/A | N/A | N/A | N/A | N/A | 5.5 | N/A | N/A | N/A | N/A | N/A | N/A | N/A | N/A | N/A | N/A | N/A | N/A | N/A | N/A | N/A | N/A | N/A | N/A | N/A | N/A | N/A | N/A | N/A | N/A | N/A | N/A | N/A | N/A | N/A | N/A | N/A | N/A | N/A | N/A | N/A | N/A | N/A | N/A | N/A | N/A | N/A | N/A | N/A | N/A | N/A | N/A | N/A | N/A | N/A | N/A | N/A | N/A | N/A | N/A | N/A | N/A | N/A | N/A | N/A | N/A | N/A | N/A | N/A | N/A | N/A | N/A | N/A | 3.2583 | 3.9918
[SEER Non Multi-Split <=65kW] GEMS (Air Conditioners up to 65kW) Determination 2019 | MEPS Oct 2011 | AS/NZS 3823.1.1:2012 | SRR25ZM-S/SRC25ZMXA-S |  | N/A | MITSUBISHI HEAVY INDUSTRIES, LTD. | 0.35 | Non Ducted | Single Split System | Floor/Ceiling | Air | Air | Thailand | 0.57 | 2.15 | 2.5 | - | 0 | - | - | - | 0.75 | 3.4 | Calorimeter Room | 4.3282 | 4.5156 | Yes | - | N/A | 3.45 | 3.46 | 0 | 0 | N/A | N/A | N/A | 4.2427 | 4.448 | N/A | N/A | 3.9854 | 4.3961 | 3.5 | 4 | Calorimeter Room | Single | R410A | Australia,Fiji,New Zealand | 127994 | 2025-04-23 |  | Approved | Reverse Cycle | - | Yes | Class 3 | Yes | Yes | - | Yes | Yes | Yes | - | 4.3282 | Available | N/A | N/A | http://www.mhiaa.com.au/ | http://www.mhiaa.com.au/ | Yes |  | https://reg.energyrating.gov.au/static/common/images/star_ratings_2014/aircon_rating_3.5_4.png | AAC4814 | N/A | Variable output compressor | Inverter | N/A | N/A | N/A | 0.57 | N/A | N/A | N/A | N/A | N/A | N/A | N/A | N/A | N/A | N/A | N/A | N/A | N/A | N/A | N/A | N/A | 0.75 | N/A | N/A | N/A | N/A | N/A | N/A | N/A | N/A | N/A | N/A | N/A | N/A | N/A | N/A | N/A | N/A | N/A | N/A | N/A | N/A | N/A | N/A | N/A | N/A | N/A | N/A | N/A | N/A | N/A | N/A | N/A | N/A | N/A | N/A | N/A | N/A | N/A | N/A | N/A | N/A | N/A | N/A | N/A | N/A | N/A | N/A | N/A | N/A | N/A | N/A | N/A | N/A | N/A | N/A | N/A | N/A | N/A | N/A | N/A | N/A | N/A | N/A | N/A | N/A | N/A | N/A | N/A | 4.298 | 4.4637
[SEER Non Multi-Split <=65kW] GEMS (Air Conditioners up to 65kW) Determination 2019 | MEPS Oct 2011 | AS/NZS 3823.1.1:2012 | SRR35ZM-S / SRC35ZMXA-S |  | N/A | MITSUBISHI HEAVY INDUSTRIES, LTD. | 0.85 | Non Ducted | Single Split System | Floor/Ceiling | Air | Air | Thailand | 0.98 | 2.65 | 3.5 | - | 0 | - | - | - | 1.03 | 4.2 | Calorimeter Room | 3.5513 | 4.086 | Yes | 56.628 | N/A | 3 | 3 | 4.8224 | 5.329 | N/A | N/A | N/A | 3.5154 | 4.0463 | N/A | N/A | 2.5309 | 3.5927 | 2.5 | 3.5 | Calorimeter Room | Single | R410A | Australia,Fiji,New Zealand | 127995 | 2025-04-23 |  | Approved | Reverse Cycle | - | Yes | Class 3 | Yes | Yes | - | Yes | Yes | Yes | - | 3.5513 | Available | N/A | N/A | http://www.mhiaa.com.au/ | http://www.mhiaa.com.au/ | Yes |  | https://reg.energyrating.gov.au/static/common/images/star_ratings_2014/aircon_rating_2.5_3.5.png | AAC4815 | N/A | Variable output compressor | Inverter | N/A | N/A | N/A | 0.98 | N/A | N/A | N/A | N/A | N/A | N/A | N/A | N/A | N/A | N/A | N/A | N/A | N/A | N/A | N/A | N/A | 1.03 | N/A | N/A | N/A | N/A | N/A | N/A | N/A | N/A | N/A | N/A | N/A | N/A | N/A | N/A | N/A | N/A | N/A | N/A | N/A | N/A | N/A | N/A | N/A | N/A | N/A | N/A | N/A | N/A | N/A | N/A | N/A | N/A | N/A | N/A | N/A | N/A | N/A | N/A | N/A | N/A | N/A | N/A | N/A | N/A | N/A | N/A | N/A | N/A | N/A | N/A | N/A | N/A | N/A | N/A | N/A | N/A | N/A | N/A | N/A | N/A | N/A | N/A | N/A | N/A | N/A | N/A | N/A | 3.5349 | 4.0379
[Unitary Single-Duct] GEMS (Air Conditioners up to 65kW) Determination 2019 | MEPS 2019 | AS/NZS 3823.1.5:2015 | NCPAC05 | Nouveau 1.5kW PAC | N/A | Nouveau | N/A | Non Ducted | Portable | N/A | N/A | N/A | China | 0.575 | N/A | 1.5 | N/A | N/A | N/A | N/A | N/A | - | - | Calorimeter Room | 2.6175 | - | N/A | N/A | N/A | N/A | N/A | N/A | N/A | N/A | N/A | N/A | N/A | N/A | N/A | N/A | N/A | N/A | N/A | N/A | Calorimeter Room | Single | R290 | Australia,New Zealand | 156624 | 2028-09-13 |  | Approved | Cooling Only | N/A | N/A | Class 4 | N/A | N/A | N/A | N/A | N/A | N/A | N/A | N/A | Available | N/A | N/A |  |  | N/A |  |  | AAC7775 | No | N/A | N/A | N/A | N/A | 1500 | 0.575 | N/A | N/A | N/A | N/A | N/A | N/A | N/A | N/A | N/A | N/A | N/A | N/A | N/A | N/A | N/A | - | - | N/A | N/A | N/A | N/A | N/A | N/A | N/A | N/A | N/A | N/A | N/A | N/A | N/A | N/A | N/A | N/A | N/A | N/A | N/A | N/A | N/A | N/A | N/A | N/A | N/A | N/A | 64 | N/A | N/A | N/A | N/A | N/A | N/A | N/A | 313 | 483 | 1292 | N/A | N/A | N/A | 0 | 0 | 0 | N/A | N/A | N/A | N/A | N/A | N/A | - | - | - | N/A | N/A | N/A | - | - | - | N/A | No | - | - | - | - | - | - | N/A | 2.6087 | -
[Unitary Single-Duct] GEMS (Air Conditioners up to 65kW) Determination 2019 | MEPS 2019 | AS/NZS 3823.1.5:2015 | Nouveau 1.5kW PAC | Nouveau 1.5kW PAC | N/A | Nouveau | N/A | Non Ducted | Portable | N/A | N/A | N/A | China | 0.575 | N/A | 1.5 | N/A | N/A | N/A | N/A | N/A | - | - | Calorimeter Room | 2.6175 | - | N/A | N/A | N/A | N/A | N/A | N/A | N/A | N/A | N/A | N/A | N/A | N/A | N/A | N/A | N/A | N/A | N/A | N/A | Calorimeter Room | Single | R290 | Australia,New Zealand | 156624 | 2028-09-13 |  | Approved | Cooling Only | N/A | N/A | Class 4 | N/A | N/A | N/A | N/A | N/A | N/A | N/A | N/A | Available | N/A | N/A |  |  | N/A |  |  | AAC7775 | No | N/A | N/A | N/A | N/A | 1500 | 0.575 | N/A | N/A | N/A | N/A | N/A | N/A | N/A | N/A | N/A | N/A | N/A | N/A | N/A | N/A | N/A | - | - | N/A | N/A | N/A | N/A | N/A | N/A | N/A | N/A | N/A | N/A | N/A | N/A | N/A | N/A | N/A | N/A | N/A | N/A | N/A | N/A | N/A | N/A | N/A | N/A | N/A | N/A | 64 | N/A | N/A | N/A | N/A | N/A | N/A | N/A | 313 | 483 | 1292 | N/A | N/A | N/A | 0 | 0 | 0 | N/A | N/A | N/A | N/A | N/A | N/A | - | - | - | N/A | N/A | N/A | - | - | - | N/A | No | - | - | - | - | - | - | N/A | 2.6087 | -
[Unitary Single-Duct] GEMS (Air Conditioners up to 65kW) Determination 2019 | MEPS 2019 | AS/NZS 3823.1.5:2015 | PAC1120 | Nouveau 1.5kW PAC | N/A | Nouveau | N/A | Non Ducted | Portable | N/A | N/A | N/A | China | 0.575 | N/A | 1.5 | N/A | N/A | N/A | N/A | N/A | - | - | Calorimeter Room | 2.6175 | - | N/A | N/A | N/A | N/A | N/A | N/A | N/A | N/A | N/A | N/A | N/A | N/A | N/A | N/A | N/A | N/A | N/A | N/A | Calorimeter Room | Single | R290 | Australia,New Zealand | 156624 | 2028-09-13 |  | Approved | Cooling Only | N/A | N/A | Class 4 | N/A | N/A | N/A | N/A | N/A | N/A | N/A | N/A | Available | N/A | N/A |  |  | N/A |  |  | AAC7775 | No | N/A | N/A | N/A | N/A | 1500 | 0.575 | N/A | N/A | N/A | N/A | N/A | N/A | N/A | N/A | N/A | N/A | N/A | N/A | N/A | N/A | N/A | - | - | N/A | N/A | N/A | N/A | N/A | N/A | N/A | N/A | N/A | N/A | N/A | N/A | N/A | N/A | N/A | N/A | N/A | N/A | N/A | N/A | N/A | N/A | N/A | N/A | N/A | N/A | 64 | N/A | N/A | N/A | N/A | N/A | N/A | N/A | 313 | 483 | 1292 | N/A | N/A | N/A | 0 | 0 | 0 | N/A | N/A | N/A | N/A | N/A | N/A | - | - | - | N/A | N/A | N/A | - | - | - | N/A | No | - | - | - | - | - | - | N/A | 2.6087 | -
[Unitary Single-Duct] GEMS (Air Conditioners up to 65kW) Determination 2019 | MEPS 2019 | AS/NZS 3823.1.5:2015 | 2038 |  | N/A | Olimpia Splendid | N/A | Non Ducted | Portable | N/A | N/A | N/A | China | 1.33 | N/A | 3.5 | N/A | N/A | N/A | N/A | N/A | 0 | 0 | Calorimeter Room | 2.7587 | 0 | N/A | N/A | N/A | N/A | N/A | N/A | N/A | N/A | N/A | N/A | N/A | N/A | N/A | N/A | N/A | N/A | N/A | N/A | Calorimeter Room | Single | R290 | Australia,New Zealand | 130886 | 2025-07-22 |  | Approved | Cooling Only | N/A | N/A | Class 4 | N/A | N/A | N/A | N/A | N/A | N/A | N/A | N/A | Available | N/A | N/A |  |  | N/A |  |  | AAC5040 | No | N/A | N/A | N/A | N/A | 3500 | 1.33 | N/A | N/A | N/A | N/A | N/A | N/A | N/A | N/A | N/A | N/A | N/A | N/A | N/A | N/A | N/A | 0 | 0 | N/A | N/A | N/A | N/A | N/A | N/A | N/A | N/A | N/A | N/A | N/A | N/A | N/A | N/A | N/A | N/A | N/A | N/A | N/A | N/A | N/A | N/A | N/A | N/A | N/A | N/A | 63 | N/A | N/A | N/A | N/A | N/A | N/A | N/A | 725 | 1117 | 2989 | N/A | N/A | N/A | 0 | 0 | 0 | N/A | N/A | N/A | N/A | N/A | N/A | 0 | 0 | 0 | N/A | N/A | N/A | 0 | 0 | 0 | N/A | No | 0 | 0 | 0 | 0 | 0 | 0 | N/A | 2.6316 | 0
[Unitary Single-Duct] GEMS (Air Conditioners up to 65kW) Determination 2019 | MEPS 2019 | AS/NZS 3823.1.5:2015 | 2076 |  | N/A | Olimpia Splendid | N/A | Non Ducted | Portable | N/A | N/A | N/A | China | 0.92 | N/A | 2.4 | N/A | N/A | N/A | N/A | N/A | 0 | 0 | Calorimeter Room | 2.6184 | 0 | N/A | N/A | N/A | N/A | N/A | N/A | N/A | N/A | N/A | N/A | N/A | N/A | N/A | N/A | N/A | N/A | N/A | N/A | Calorimeter Room | Single | R290 | Australia,New Zealand | 130887 | 2025-07-22 |  | Approved | Cooling Only | N/A | N/A | Class 4 | N/A | N/A | N/A | N/A | N/A | N/A | N/A | N/A | Available | N/A | N/A |  |  | N/A |  |  | AAC5036 | No | N/A | N/A | N/A | N/A | 2400 | 0.92 | N/A | N/A | N/A | N/A | N/A | N/A | N/A | N/A | N/A | N/A | N/A | N/A | N/A | N/A | N/A | 0 | 0 | N/A | N/A | N/A | N/A | N/A | N/A | N/A | N/A | N/A | N/A | N/A | N/A | N/A | N/A | N/A | N/A | N/A | N/A | N/A | N/A | N/A | N/A | N/A | N/A | N/A | N/A | 63 | N/A | N/A | N/A | N/A | N/A | N/A | N/A | 501 | 773 | 2067 | N/A | N/A | N/A | 0 | 0 | 0 | N/A | N/A | N/A | N/A | N/A | N/A | 0 | 0 | 0 | N/A | N/A | N/A | 0 | 0 | 0 | N/A | No | 0 | 0 | 0 | 0 | 0 | 0 | N/A | 2.6087 | 0
[Unitary Single-Duct] GEMS (Air Conditioners up to 65kW) Determination 2019 | MEPS 2019 | AS/NZS 3823.1.5:2015 | 2082 |  | N/A | Olimpia Splendid | N/A | Non Ducted | Portable | N/A | N/A | N/A | China | 0.95 | N/A | 2.93 | N/A | N/A | N/A | N/A | N/A | 0 | 0 | Calorimeter Room | 3.0664 | 0 | N/A | N/A | N/A | N/A | N/A | N/A | N/A | N/A | N/A | N/A | N/A | N/A | N/A | N/A | N/A | N/A | N/A | N/A | Calorimeter Room | Single | R290 | Australia,New Zealand | 130833 | 2025-07-20 |  | Approved | Cooling Only | N/A | N/A | Class 4 | N/A | N/A | N/A | N/A | N/A | N/A | N/A | N/A | Available | N/A | N/A |  |  | N/A |  |  | AAC5033 | No | N/A | N/A | N/A | N/A | 2930 | 0.95 | N/A | N/A | N/A | N/A | N/A | N/A | N/A | N/A | N/A | N/A | N/A | N/A | N/A | N/A | N/A | 0 | 0 | N/A | N/A | N/A | N/A | N/A | N/A | N/A | N/A | N/A | N/A | N/A | N/A | N/A | N/A | N/A | N/A | N/A | N/A | N/A | N/A | N/A | N/A | N/A | N/A | N/A | N/A | 62 | N/A | N/A | N/A | N/A | N/A | N/A | N/A | 518 | 798 | 2135 | N/A | N/A | N/A | 0 | 0 | 0 | N/A | N/A | N/A | N/A | N/A | N/A | 0 | 0 | 0 | N/A | N/A | N/A | 0 | 0 | 0 | N/A | No | 0 | 0 | 0 | 0 | 0 | 0 | N/A | 3.0842 | 0
[Unitary Single-Duct] GEMS (Air Conditioners up to 65kW) Determination 2019 | MEPS 2019 | AS/NZS 3823.1.5:2015 | 2083 |  | N/A | Olimpia Splendid | N/A | Non Ducted | Portable | N/A | N/A | N/A | China | 1.34 | N/A | 3.5 | N/A | N/A | N/A | N/A | N/A | 1.05 | 2.93 | Calorimeter Room | 2.6856 | 2.8403 | N/A | N/A | N/A | N/A | N/A | N/A | N/A | N/A | N/A | N/A | N/A | N/A | N/A | N/A | N/A | N/A | N/A | N/A | Calorimeter Room | Single | R290 | Australia,New Zealand | 130832 | 2025-07-27 |  | Approved | Reverse Cycle | N/A | N/A | Class 4 | N/A | N/A | N/A | N/A | N/A | N/A | N/A | N/A | Available | N/A | N/A |  |  | N/A |  |  | AAC5043 | No | N/A | N/A | N/A | N/A | 3500 | 1.34 | N/A | N/A | N/A | N/A | N/A | N/A | N/A | N/A | N/A | N/A | N/A | N/A | N/A | N/A | N/A | 2930 | 1.05 | N/A | N/A | N/A | N/A | N/A | N/A | N/A | N/A | N/A | N/A | N/A | N/A | N/A | N/A | N/A | N/A | N/A | N/A | N/A | N/A | N/A | N/A | N/A | N/A | N/A | N/A | 64 | N/A | N/A | N/A | N/A | N/A | N/A | N/A | 730 | 1126 | 3011 | N/A | N/A | N/A | 0 | 0 | 0 | N/A | N/A | N/A | N/A | N/A | N/A | 2793 | 1356 | 291 | N/A | N/A | N/A | 0 | 0 | 0 | N/A | No | 0 | 0 | 0 | 0 | 0 | 0 | N/A | 2.6119 | 2.7905
[Unitary Single-Duct] GEMS (Air Conditioners up to 65kW) Determination 2019 | MEPS 2019 | AS/NZS 3823.1.5:2015 | 2096 |  | N/A | Olimpia Splendid | N/A | Non Ducted | Portable | N/A | N/A | N/A | China | 1.346 | N/A | 3.5 | N/A | N/A | N/A | N/A | N/A | 0 | 0 | Calorimeter Room | 2.6488 | 0 | N/A | N/A | N/A | N/A | N/A | N/A | N/A | N/A | N/A | N/A | N/A | N/A | N/A | N/A | N/A | N/A | N/A | N/A | Calorimeter Room | Single | R290 | Australia,New Zealand | 131692 | 2025-08-17 |  | Approved | Cooling Only | N/A | N/A | Class 4 | N/A | N/A | N/A | N/A | N/A | N/A | N/A | N/A | Available | N/A | N/A |  |  | N/A |  |  | AAC5164 | No | N/A | N/A | N/A | N/A | 3500 | 1.346 | N/A | N/A | N/A | N/A | N/A | N/A | N/A | N/A | N/A | N/A | N/A | N/A | N/A | N/A | N/A | 0 | 0 | N/A | N/A | N/A | N/A | N/A | N/A | N/A | N/A | N/A | N/A | N/A | N/A | N/A | N/A | N/A | N/A | N/A | N/A | N/A | N/A | N/A | N/A | N/A | N/A | N/A | N/A | 64.8 | N/A | N/A | N/A | N/A | N/A | N/A | N/A | 734 | 1131 | 3024 | N/A | N/A | N/A | 0 | 0 | 0 | N/A | N/A | N/A | N/A | N/A | N/A | 0 | 0 | 0 | N/A | N/A | N/A | 0 | 0 | 0 | N/A | No | 0 | 0 | 0 | 0 | 0 | 0 | N/A | 2.6003 | 0
[Unitary Single-Duct] GEMS (Air Conditioners up to 65kW) Determination 2019 | MEPS 2019 | AS/NZS 3823.1.5:2015 | 2097 |  | N/A | Olimpia Splendid | N/A | Non Ducted | Portable | N/A | N/A | N/A | China | 1.542 | N/A | 4.1 | N/A | N/A | N/A | N/A | N/A | 0 | 0 | Calorimeter Room | 2.8018 | 0 | N/A | N/A | N/A | N/A | N/A | N/A | N/A | N/A | N/A | N/A | N/A | N/A | N/A | N/A | N/A | N/A | N/A | N/A | Calorimeter Room | Single | R32 | Australia,New Zealand | 131693 | 2025-08-25 |  | Approved | Cooling Only | N/A | N/A | Class 4 | N/A | N/A | N/A | N/A | N/A | N/A | N/A | N/A | Available | N/A | N/A |  |  | N/A |  |  | AAC5183 | No | N/A | N/A | N/A | N/A | 4100 | 1.542 | N/A | N/A | N/A | N/A | N/A | N/A | N/A | N/A | N/A | N/A | N/A | N/A | N/A | N/A | N/A | 0 | 0 | N/A | N/A | N/A | N/A | N/A | N/A | N/A | N/A | N/A | N/A | N/A | N/A | N/A | N/A | N/A | N/A | N/A | N/A | N/A | N/A | N/A | N/A | N/A | N/A | N/A | N/A | 64.8 | N/A | N/A | N/A | N/A | N/A | N/A | N/A | 840 | 1295 | 3465 | N/A | N/A | N/A | 0 | 0 | 0 | N/A | N/A | N/A | N/A | N/A | N/A | 0 | 0 | 0 | N/A | N/A | N/A | 0 | 0 | 0 | N/A | No | 0 | 0 | 0 | 0 | 0 | 0 | N/A | 2.6589 | 0
[Unitary Single-Duct] GEMS (Air Conditioners up to 65kW) Determination 2019 | MEPS 2019 | AS/NZS 3823.1.5:2015 | 2098 |  | N/A | Olimpia Splendid | N/A | Non Ducted | Portable | N/A | N/A | N/A | China | 1.75 | N/A | 4.68 | N/A | N/A | N/A | N/A | N/A | 0 | 0 | Calorimeter Room | 2.8314 | 0 | N/A | N/A | N/A | N/A | N/A | N/A | N/A | N/A | N/A | N/A | N/A | N/A | N/A | N/A | N/A | N/A | N/A | N/A | Calorimeter Room | Single | R32 | Australia,New Zealand | 130834 | 2025-07-22 |  | Approved | Cooling Only | N/A | N/A | Class 4 | N/A | N/A | N/A | N/A | N/A | N/A | N/A | N/A | Available | N/A | N/A | http://www.jhs8.com/ |  | N/A |  |  | AAC5038 | No | N/A | N/A | N/A | N/A | 4680 | 1.75 | N/A | N/A | N/A | N/A | N/A | N/A | N/A | N/A | N/A | N/A | N/A | N/A | N/A | N/A | N/A | 0 | 0 | N/A | N/A | N/A | N/A | N/A | N/A | N/A | N/A | N/A | N/A | N/A | N/A | N/A | N/A | N/A | N/A | N/A | N/A | N/A | N/A | N/A | N/A | N/A | N/A | N/A | N/A | 63.5 | N/A | N/A | N/A | N/A | N/A | N/A | N/A | 954 | 1470 | 3932 | N/A | N/A | N/A | 0 | 0 | 0 | N/A | N/A | N/A | N/A | N/A | N/A | 0 | 0 | 0 | N/A | N/A | N/A | 0 | 0 | 0 | N/A | No | 0 | 0 | 0 | 0 | 0 | 0 | N/A | 2.6743 | 0
[Unitary Single-Duct] GEMS (Air Conditioners up to 65kW) Determination 2019 | MEPS 2019 | AS/NZS 3823.1.5:2015 | 2156 |  | N/A | Olimpia Splendid | N/A | Non Ducted | Portable | N/A | N/A | N/A | China | 0.92 | N/A | 2.4 | N/A | N/A | N/A | N/A | N/A | - | - | Calorimeter Room | 2.6188 | - | N/A | N/A | N/A | N/A | N/A | N/A | N/A | N/A | N/A | N/A | N/A | N/A | N/A | N/A | N/A | N/A | N/A | N/A | Calorimeter Room | Single | R290 | Australia,New Zealand | 141085 | 2026-08-26 |  | Approved | Cooling Only | N/A | N/A | Class 4 | N/A | N/A | N/A | N/A | N/A | N/A | N/A | N/A | Available | N/A | N/A |  |  | N/A |  |  | AAC6231 | No | N/A | N/A | N/A | N/A | 2400 | 0.92 | N/A | N/A | N/A | N/A | N/A | N/A | N/A | N/A | N/A | N/A | N/A | N/A | N/A | N/A | N/A | - | - | N/A | N/A | N/A | N/A | N/A | N/A | N/A | N/A | N/A | N/A | N/A | N/A | N/A | N/A | N/A | N/A | N/A | N/A | N/A | N/A | N/A | N/A | N/A | N/A | N/A | N/A | 62.6 | N/A | N/A | N/A | N/A | N/A | N/A | N/A | 501 | 773 | 2067 | N/A | N/A | N/A | 0 | 0 | 0 | N/A | N/A | N/A | N/A | N/A | N/A | - | - | - | N/A | N/A | N/A | - | - | - | N/A | No | - | - | - | - | - | - | N/A | 2.6087 | -
[Unitary Single-Duct] GEMS (Air Conditioners up to 65kW) Determination 2019 | MEPS 2019 | AS/NZS 3823.1.5:2015 | 2404 |  | N/A | Olimpia Splendid | N/A | Non Ducted | Portable | N/A | N/A | N/A | China | 1.29 | N/A | 3.5 | N/A | N/A | N/A | N/A | N/A | 1.02 | 2.93 | Calorimeter Room | 2.7512 | 3.1187 | N/A | N/A | N/A | N/A | N/A | N/A | N/A | N/A | N/A | N/A | N/A | N/A | N/A | N/A | N/A | N/A | N/A | N/A | Calorimeter Room | Single | R290 | Australia,New Zealand | 149488 | 2027-08-30 |  | Approved | Reverse Cycle | N/A | N/A | Class 4 | N/A | N/A | N/A | N/A | N/A | N/A | N/A | N/A | Available | N/A | N/A |  |  | N/A |  |  | AAC6918 | No | N/A | N/A | N/A | N/A | 3500 | 1.29 | N/A | N/A | N/A | N/A | N/A | N/A | N/A | N/A | N/A | N/A | N/A | N/A | N/A | N/A | N/A | 2930 | 1.02 | N/A | N/A | N/A | N/A | N/A | N/A | N/A | N/A | N/A | N/A | N/A | N/A | N/A | N/A | N/A | N/A | N/A | N/A | N/A | N/A | N/A | N/A | N/A | N/A | N/A | N/A | 61.2 | N/A | N/A | N/A | N/A | N/A | N/A | N/A | 703 | 1084 | 2899 | N/A | N/A | N/A | 0 | 0 | 0 | N/A | N/A | N/A | N/A | N/A | N/A | 2713 | 1317 | 283 | N/A | N/A | N/A | 0 | 0 | 0 | N/A | - | - | - | - | - | - | - | N/A | 2.7132 | 2.8725
[Unitary Single-Duct] GEMS (Air Conditioners up to 65kW) Determination 2019 | MEPS 2019 | AS/NZS 3823.1.5:2015 | 2405 |  | N/A | Olimpia Splendid | N/A | Non Ducted | Portable | N/A | N/A | N/A | China | 1.315 | N/A | 3.5 | N/A | N/A | N/A | N/A | N/A | - | - | Calorimeter Room | 2.7153 | - | N/A | N/A | N/A | N/A | N/A | N/A | N/A | N/A | N/A | N/A | N/A | N/A | N/A | N/A | N/A | N/A | N/A | N/A | Calorimeter Room | Single | R290 | Australia | 149460 | 2027-08-29 |  | Approved | Cooling Only | N/A | N/A | Class 4 | N/A | N/A | N/A | N/A | N/A | N/A | N/A | N/A | Available | N/A | N/A |  |  | N/A |  |  | AAC6907 | No | N/A | N/A | N/A | N/A | 3500 | 1.315 | N/A | N/A | N/A | N/A | N/A | N/A | N/A | N/A | N/A | N/A | N/A | N/A | N/A | N/A | N/A | - | - | N/A | N/A | N/A | N/A | N/A | N/A | N/A | N/A | N/A | N/A | N/A | N/A | N/A | N/A | N/A | N/A | N/A | N/A | N/A | N/A | N/A | N/A | N/A | N/A | N/A | N/A | 61.6 | N/A | N/A | N/A | N/A | N/A | N/A | N/A | 717 | 1105 | 2955 | N/A | N/A | N/A | 0 | 0 | 0 | N/A | N/A | N/A | N/A | N/A | N/A | - | - | - | N/A | N/A | N/A | - | - | - | N/A | No | - | - | - | - | - | - | N/A | 2.6616 | -
[Unitary Single-Duct] GEMS (Air Conditioners up to 65kW) Determination 2019 | MEPS 2019 | AS/NZS 3823.1.5:2015 | 2411 |  | N/A | Olimpia Splendid | N/A | Non Ducted | Portable | N/A | N/A | N/A | China | 1 | N/A | 2.6 | N/A | N/A | N/A | N/A | N/A | - | - | Calorimeter Room | 2.6582 | - | N/A | N/A | N/A | N/A | N/A | N/A | N/A | N/A | N/A | N/A | N/A | N/A | N/A | N/A | N/A | N/A | N/A | N/A | Calorimeter Room | Single | R290 | Australia,New Zealand | 155182 | 2028-06-25 |  | Approved | Cooling Only | N/A | N/A | Class 4 | N/A | N/A | N/A | N/A | N/A | N/A | N/A | N/A | Available | N/A | N/A |  |  | N/A |  |  | AAC7585 | No | N/A | N/A | N/A | N/A | 2600 | 1 | N/A | N/A | N/A | N/A | N/A | N/A | N/A | N/A | N/A | N/A | N/A | N/A | N/A | N/A | N/A | - | - | N/A | N/A | N/A | N/A | N/A | N/A | N/A | N/A | N/A | N/A | N/A | N/A | N/A | N/A | N/A | N/A | N/A | N/A | N/A | N/A | N/A | N/A | N/A | N/A | N/A | N/A | 62.1 | N/A | N/A | N/A | N/A | N/A | N/A | N/A | 545 | 840 | 2247 | N/A | N/A | N/A | 0 | 0 | 0 | N/A | N/A | N/A | N/A | N/A | N/A | - | - | - | N/A | N/A | N/A | - | - | - | N/A | No | - | - | - | - | - | - | N/A | 2.6 | -
[Unitary Single-Duct] GEMS (Air Conditioners up to 65kW) Determination 2019 | MEPS 2019 | AS/NZS 3823.1.5:2015 | 2449 |  | N/A | Olimpia Splendid | N/A | Non Ducted | Portable | N/A | N/A | N/A | China | 2.026 | N/A | 5.27 | N/A | N/A | N/A | N/A | N/A | - | - | Calorimeter Room | 2.6027 | - | N/A | N/A | N/A | N/A | N/A | N/A | N/A | N/A | N/A | N/A | N/A | N/A | N/A | N/A | N/A | N/A | N/A | N/A | Calorimeter Room | Single | R290 | Australia,New Zealand | 155471 | 2028-07-22 |  | Approved | Cooling Only | N/A | N/A | Class 4 | N/A | N/A | N/A | N/A | N/A | N/A | N/A | N/A | Available | N/A | N/A | http://www.jhs8.com/ |  | N/A |  |  | AAC7641 | No | N/A | N/A | N/A | N/A | 5270 | 2.026 | N/A | N/A | N/A | N/A | N/A | N/A | N/A | N/A | N/A | N/A | N/A | N/A | N/A | N/A | N/A | - | - | N/A | N/A | N/A | N/A | N/A | N/A | N/A | N/A | N/A | N/A | N/A | N/A | N/A | N/A | N/A | N/A | N/A | N/A | N/A | N/A | N/A | N/A | N/A | N/A | N/A | N/A | 64.9 | N/A | N/A | N/A | N/A | N/A | N/A | N/A | 1104 | 1702 | 4552 | N/A | N/A | N/A | 0 | 0 | 0 | N/A | N/A | N/A | N/A | N/A | N/A | - | - | - | N/A | N/A | N/A | - | - | - | N/A | No | - | - | - | - | - | - | N/A | 2.6012 | -
[SEER Non Multi-Split <=65kW] GEMS (Air Conditioners up to 65kW) Determination 2019 | MEPS 2019 | AS/NZS 3823.1.1:2012 | 02011 Unico Pro Inverter 12 HP AUNZ |  | N/A | Olimpia Splendid | N/A | Non Ducted | Unitary double duct wall mounted | - | Air | Air | Italy | 0.645 | N/A | 2.12 | N/A | N/A | N/A | N/A | N/A | 0.62 | 2 | Calorimeter Room | 3.274 | 3.219 | N/A | - | N/A | N/A | N/A | N/A | N/A | N/A | N/A | N/A | N/A | N/A | N/A | N/A | N/A | N/A | N/A | N/A | N/A | Single | R410A | Australia,New Zealand | 124557 | 2025-04-01 |  | Approved | Reverse Cycle | N/A | No | Class 1 | No | N/A | N/A | N/A | N/A | N/A | N/A | N/A | Available | N/A | N/A |  |  | N/A |  |  | AAC4483 | Yes | Variable output compressor | Inverter | No | - | 2120 | 0.645 | - | 364 | 1009 | No | - | - | - | 589.53 | 2283.24 | Yes | 269 | 1080 | No | - | - | 2000 | 0.62 | 318 | 1012 | No | - | - | Yes | 599 | 1670 | No | - | - | No | - | - | - | - | - | No | - | - | No | - | - | No | - | - | 57 | - | 3.902 | 3.831 | 4.079 | 5.755 | 4.884 | 4.641 | 151 | 232 | 679 | 268 | 373 | 856 | 2 | 2 | 2.5 | 2.731 | 2.899 | 2.952 | 2.751 | 2.885 | 2.932 | 958 | 376 | 59 | 322 | 175 | 37 | 1 | 1 | 1 | - | - | - | - | - | N/A | N/A | N/A | 0.67 | 3.2753 | 3.2141
[Unitary Single-Duct] GEMS (Air Conditioners up to 65kW) Determination 2019 | MEPS 2019 | AS/NZS 3823.1.5:2015 | ELITE 12 |  | N/A | Olimpia Splendid | N/A | Non Ducted | Portable | N/A | N/A | N/A | China | 1.345 | N/A | 3.5 | N/A | N/A | N/A | N/A | N/A | - | - | Calorimeter Room | 2.6583 | - | N/A | N/A | N/A | N/A | N/A | N/A | N/A | N/A | N/A | N/A | N/A | N/A | N/A | N/A | N/A | N/A | N/A | N/A | Calorimeter Room | Single | R290 | Australia,New Zealand | 163163 | 2029-07-10 |  | Approved | Cooling Only | N/A | N/A | Class 4 | N/A | N/A | N/A | N/A | N/A | N/A | N/A | N/A | Available | N/A | N/A |  |  | N/A |  |  | AAC8346 | No | N/A | N/A | N/A | N/A | 3500 | 1.345 | N/A | N/A | N/A | N/A | N/A | N/A | N/A | N/A | N/A | N/A | N/A | N/A | N/A | N/A | N/A | - | - | N/A | N/A | N/A | N/A | N/A | N/A | N/A | N/A | N/A | N/A | N/A | N/A | N/A | N/A | N/A | N/A | N/A | N/A | N/A | N/A | N/A | N/A | N/A | N/A | N/A | N/A | 63.9 | N/A | N/A | N/A | N/A | N/A | N/A | N/A | 733 | 1130 | 3022 | N/A | N/A | N/A | 0 | 0 | 0 | N/A | N/A | N/A | N/A | N/A | N/A | - | - | - | N/A | N/A | N/A | - | - | - | N/A | No | - | - | - | - | - | - | N/A | 2.6022 | -
[Unitary Single-Duct] GEMS (Air Conditioners up to 65kW) Determination 2019 | MEPS 2019 | AS/NZS 3823.1.5:2015 | Elite 16 |  | N/A | Olimpia Splendid | N/A | Non Ducted | Portable | N/A | N/A | N/A | China | 1.74 | N/A | 4.6 | N/A | N/A | N/A | N/A | N/A | - | - | Calorimeter Room | 2.78 | - | N/A | N/A | N/A | N/A | N/A | N/A | N/A | N/A | N/A | N/A | N/A | N/A | N/A | N/A | N/A | N/A | N/A | N/A | Calorimeter Room | Single | R290 | Australia,New Zealand | 163165 | 2029-07-10 |  | Approved | Cooling Only | N/A | N/A | Class 4 | N/A | N/A | N/A | N/A | N/A | N/A | N/A | N/A | Available | N/A | N/A |  |  | N/A |  |  | AAC8347 | No | N/A | N/A | N/A | N/A | 4600 | 1.74 | N/A | N/A | N/A | N/A | N/A | N/A | N/A | N/A | N/A | N/A | N/A | N/A | N/A | N/A | N/A | - | - | N/A | N/A | N/A | N/A | N/A | N/A | N/A | N/A | N/A | N/A | N/A | N/A | N/A | N/A | N/A | N/A | N/A | N/A | N/A | N/A | N/A | N/A | N/A | N/A | N/A | N/A | 64.8 | N/A | N/A | N/A | N/A | N/A | N/A | N/A | 948 | 1462 | 3910 | N/A | N/A | N/A | 0 | 0 | 0 | N/A | N/A | N/A | N/A | N/A | N/A | - | - | - | N/A | N/A | N/A | - | - | - | N/A | No | - | - | - | - | - | - | N/A | 2.6437 | -
[SEER Non Multi-Split <=65kW] GEMS (Air Conditioners up to 65kW) Determination 2019 | MEPS 2019 | AS/NZS 3823.1.1:2012 | OS-CEAUH09EI / OS-SEAUH09EI |  | N/A | Olimpia Splendid | N/A | Non Ducted | Single Split System | Wall Hung | Air | Air | China | 0.53 | N/A | 2.48 | N/A | N/A | N/A | N/A | N/A | 0.705 | 3.24 | Calorimeter Room | 4.8253 | 4.5615 | N/A | - | N/A | N/A | N/A | N/A | N/A | N/A | N/A | N/A | N/A | N/A | N/A | N/A | N/A | N/A | N/A | N/A | N/A | Single | R32 | Australia,New Zealand | 140491 | 2026-08-11 |  | Approved | Reverse Cycle | N/A | Yes | Class 8 | Yes | N/A | N/A | N/A | N/A | N/A | N/A | N/A | Available | N/A | N/A |  |  | N/A |  |  | AAC6202 | Yes | Variable output compressor | Inverter | No | - | 2480 | 0.53 | - | 250 | 1230 | Yes | 217 | 1100 | - | 484.42 | 2670.96 | Yes | 180 | 1270 | - | 155 | 1080 | 3240 | 0.705 | 280 | 1570 | Yes | 225 | 1250 | Yes | 940 | 2470 | No | - | - | No | - | - | - | - | - | No | - | - | No | - | - | No | - | - | 58.1 | 62.7 | 6.26 | 6.063 | 6.539 | 9.871 | 8.142 | 7.594 | 109 | 170 | 495 | 182 | 260 | 611 | 4.5 | 4.5 | 5 | 3.576 | 4.403 | 5.294 | 3.93 | 4.762 | 5.276 | 1185 | 402 | 54 | 366 | 172 | 34 | 2 | 2.5 | 3.5 | No | - | - | - | - | N/A | N/A | N/A | 1 | 4.6496 | 4.5738
[SEER Non Multi-Split <=65kW] GEMS (Air Conditioners up to 65kW) Determination 2019 | MEPS 2019 | AS/NZS 3823.1.1:2012 | OS-CEAUH12EI / OS-SEAUH12EI |  | N/A | Olimpia Splendid | N/A | Non Ducted | Single Split System | Wall Hung | Air | Air | China | 0.81 | N/A | 3.45 | N/A | N/A | N/A | N/A | N/A | 1.01 | 4.02 | Calorimeter Room | 4.3053 | 4.1184 | N/A | - | N/A | N/A | N/A | N/A | N/A | N/A | N/A | N/A | N/A | N/A | N/A | N/A | N/A | N/A | N/A | N/A | N/A | Single | R32 | Australia,New Zealand | 140673 | 2026-08-18 |  | Approved | Reverse Cycle | N/A | Yes | Class 8 | Yes | N/A | N/A | N/A | N/A | N/A | N/A | N/A | Available | N/A | N/A |  |  | N/A |  |  | AAC6215 | Yes | Variable output compressor | Inverter | No | - | 3450 | 0.81 | - | 355 | 1800 | Yes | 195 | 950 | - | 740.34 | 3715.65 | Yes | 245 | 1740 | - | 145 | 1080 | 4020 | 1.01 | 375 | 1995 | Yes | 240 | 1210 | Yes | 1150 | 3525 | No | - | - | No | - | - | - | - | - | No | - | - | No | - | - | No | - | - | 58.44 | 62.18 | 6.32 | 6.039 | 6.428 | 10.222 | 8.345 | 7.569 | 151 | 239 | 701 | 245 | 354 | 854 | 4.5 | 4.5 | 4.5 | 3.839 | 4.396 | 4.989 | 4.148 | 4.607 | 4.955 | 1370 | 499 | 70 | 429 | 220 | 45 | 2 | 2.5 | 3 | No | - | - | - | - | N/A | N/A | N/A | 1 | 4.2416 | 3.9669
[SEER Non Multi-Split <=65kW] GEMS (Air Conditioners up to 65kW) Determination 2019 | MEPS 2019 | AS/NZS 3823.1.1:2012 | OS-CEAUH18EI / OS-SEAUH18EI |  | N/A | Olimpia Splendid | N/A | Non Ducted | Single Split System | - | Air | Air | China | 1.22 | N/A | 5.14 | N/A | N/A | N/A | N/A | N/A | 1.4 | 5.95 | Calorimeter Room | 4.1699 | 4.1965 | N/A | - | N/A | N/A | N/A | N/A | N/A | N/A | N/A | N/A | N/A | N/A | N/A | N/A | N/A | N/A | N/A | N/A | N/A | Single | R32 | Australia,New Zealand | 140790 | 2026-08-11 |  | Approved | Reverse Cycle | N/A | Yes | Class 9 | Yes | N/A | N/A | N/A | N/A | N/A | N/A | N/A | Available | N/A | N/A |  |  | N/A |  |  | AAC6203 | Yes | Variable output compressor | Inverter | No | - | 5140 | 1.22 | - | 485 | 2535 | Yes | 455 | 2265 | - | 1115.08 | 5535.78 | Yes | 455 | 2970 | - | 355 | 2585 | 5950 | 1.4 | 520 | 2800 | Yes | 280 | 1435 | Yes | 1510 | 4730 | No | - | - | No | - | - | - | - | - | No | - | - | No | - | - | No | - | - | 63.95 | 64.21 | 6.078 | 5.83 | 6.045 | 8.583 | 7.511 | 6.708 | 236 | 371 | 1113 | 437 | 589 | 1438 | 4.5 | 4 | 4.5 | 3.785 | 4.462 | 5.151 | 4.166 | 4.729 | 5.138 | 2054 | 726 | 98 | 631 | 316 | 62 | 2 | 2.5 | 3.5 | No | - | - | - | - | N/A | N/A | N/A | 0.5 | 4.2073 | 4.2449
[SEER Non Multi-Split <=65kW] GEMS (Air Conditioners up to 65kW) Determination 2019 | MEPS 2019 | AS/NZS 3823.1.1:2012 | OS-CEAUH24EI / OS-SEAUH24EI |  | N/A | Olimpia Splendid | N/A | Non Ducted | Single Split System | Wall Hung | Air | Air | China | 1.94 | N/A | 7.07 | N/A | N/A | N/A | N/A | N/A | 2.1 | 7.94 | Calorimeter Room | 3.61 | 3.7919 | N/A | - | N/A | N/A | N/A | N/A | N/A | N/A | N/A | N/A | N/A | N/A | N/A | N/A | N/A | N/A | N/A | N/A | N/A | Single | R32 | Australia,New Zealand | 140847 | 2026-08-18 |  | Approved | Reverse Cycle | N/A | Yes | Class 9 | Yes | N/A | N/A | N/A | N/A | N/A | N/A | N/A | Available | N/A | N/A |  |  | N/A |  |  | AAC6219 | Yes | Variable output compressor | Inverter | No | - | 7070 | 1.94 | - | 780 | 3600 | Yes | 700 | 3000 | - | 1773.16 | 7614.39 | Yes | 620 | 3690 | - | 490 | 3120 | 7940 | 2.1 | 765 | 4020 | Yes | 445 | 2425 | Yes | 2370 | 5320 | No | - | - | No | - | - | - | - | - | No | - | - | No | - | - | No | - | - | 66.43 | 65.56 | 5.419 | 5.18 | 5.383 | 8.546 | 7.077 | 6.112 | 364 | 574 | 1719 | 603 | 859 | 2170 | 3.5 | 3.5 | 3.5 | 2.848 | 3.545 | 5.204 | 3.338 | 4.267 | 5.231 | 3643 | 1219 | 131 | 1051 | 468 | 82 | 1 | 2 | 3.5 | No | - | - | - | - | N/A | N/A | N/A | 1 | 3.638 | 3.7749
[Unitary Single-Duct] GEMS (Air Conditioners up to 65kW) Determination 2019 | MEPS 2019 | AS/NZS 3823.1.5:2015 | OAPC* | OAPC* | N/A | Omega Altise | N/A | Non Ducted | Portable | N/A | N/A | N/A | China | 1.005 | N/A | 2.637 | N/A | N/A | N/A | N/A | N/A | - | - | Calorimeter Room | 2.6327 | - | N/A | N/A | N/A | N/A | N/A | N/A | N/A | N/A | N/A | N/A | N/A | N/A | N/A | N/A | N/A | N/A | N/A | N/A | Calorimeter Room | Single | R290 | Australia,New Zealand | 139877 | 2026-07-07 |  | Approved | Cooling Only | N/A | N/A | Class 4 | N/A | N/A | N/A | N/A | N/A | N/A | N/A | N/A | Available | N/A | N/A |  | http://www.omegaaltise.com.au/ | N/A |  |  | AAC6160 | No | N/A | N/A | N/A | N/A | 2637 | 1.005 | N/A | N/A | N/A | N/A | N/A | N/A | N/A | N/A | N/A | N/A | N/A | N/A | N/A | N/A | N/A | - | - | N/A | N/A | N/A | N/A | N/A | N/A | N/A | N/A | N/A | N/A | N/A | N/A | N/A | N/A | N/A | N/A | N/A | N/A | N/A | N/A | N/A | N/A | N/A | N/A | N/A | N/A | 63.5 | N/A | N/A | N/A | N/A | N/A | N/A | N/A | 548 | 844 | 2258 | N/A | N/A | N/A | 0 | 0 | 0 | N/A | N/A | N/A | N/A | N/A | N/A | - | - | - | N/A | N/A | N/A | - | - | - | N/A | No | - | - | - | - | - | - | N/A | 2.6239 | -
[Unitary Single-Duct] GEMS (Air Conditioners up to 65kW) Determination 2019 | MEPS 2019 | AS/NZS 3823.1.5:2015 | OAPC* | OAPC* | N/A | Omega Altise | N/A | Non Ducted | Portable | N/A | N/A | N/A | China | 1.335 | N/A | 3.517 | N/A | N/A | N/A | N/A | N/A | 1.12 | 2.872 | Calorimeter Room | 2.6414 | 2.5716 | N/A | N/A | N/A | N/A | N/A | N/A | N/A | N/A | N/A | N/A | N/A | N/A | N/A | N/A | N/A | N/A | N/A | N/A | Calorimeter Room | Single | R290 | Australia,New Zealand | 139911 | 2026-07-09 |  | Approved | Reverse Cycle | N/A | N/A | Class 4 | N/A | N/A | N/A | N/A | N/A | N/A | N/A | N/A | Available | N/A | N/A |  | http://www.omegaaltise.com.au/ | N/A |  |  | AAC6162 | No | N/A | N/A | N/A | N/A | 3517 | 1.335 | N/A | N/A | N/A | N/A | N/A | N/A | N/A | N/A | N/A | N/A | N/A | N/A | N/A | N/A | N/A | 2872 | 1.12 | N/A | N/A | N/A | N/A | N/A | N/A | N/A | N/A | N/A | N/A | N/A | N/A | N/A | N/A | N/A | N/A | N/A | N/A | N/A | N/A | N/A | N/A | N/A | N/A | N/A | N/A | 64.4 | N/A | N/A | N/A | N/A | N/A | N/A | N/A | 728 | 1121 | 3000 | N/A | N/A | N/A | 0 | 0 | 0 | N/A | N/A | N/A | N/A | N/A | N/A | 2979 | 1446 | 310 | N/A | N/A | N/A | 0 | 0 | 0 | N/A | No | - | - | - | - | - | - | N/A | 2.6345 | 2.5643
[Unitary Single-Duct] GEMS (Air Conditioners up to 65kW) Determination 2019 | MEPS 2019 | AS/NZS 3823.1.5:2015 | OAPC* | OAPC* | N/A | Omega Altise | N/A | Non Ducted | Portable | N/A | N/A | N/A | China | 1.56 | N/A | 4.1 | N/A | N/A | N/A | N/A | N/A | - | - | Calorimeter Room | 2.6382 | - | N/A | N/A | N/A | N/A | N/A | N/A | N/A | N/A | N/A | N/A | N/A | N/A | N/A | N/A | N/A | N/A | N/A | N/A | Calorimeter Room | Single | R290 | Australia,New Zealand | 139921 | 2026-07-09 |  | Approved | Cooling Only | N/A | N/A | Class 4 | N/A | N/A | N/A | N/A | N/A | N/A | N/A | N/A | Available | N/A | N/A |  | http://www.omegaaltise.com.au/ | N/A |  |  | AAC6163 | No | N/A | N/A | N/A | N/A | 4100 | 1.56 | N/A | N/A | N/A | N/A | N/A | N/A | N/A | N/A | N/A | N/A | N/A | N/A | N/A | N/A | N/A | - | - | N/A | N/A | N/A | N/A | N/A | N/A | N/A | N/A | N/A | N/A | N/A | N/A | N/A | N/A | N/A | N/A | N/A | N/A | N/A | N/A | N/A | N/A | N/A | N/A | N/A | N/A | 64.5 | N/A | N/A | N/A | N/A | N/A | N/A | N/A | 850 | 1310 | 3505 | N/A | N/A | N/A | 0 | 0 | 0 | N/A | N/A | N/A | N/A | N/A | N/A | - | - | - | N/A | N/A | N/A | - | - | - | N/A | No | - | - | - | - | - | - | N/A | 2.6282 | -
[Unitary Single-Duct] GEMS (Air Conditioners up to 65kW) Determination 2019 | MEPS 2019 | AS/NZS 3823.1.5:2015 | OAPC10 |  | N/A | Omega Altise | N/A | Non Ducted | Portable | N/A | N/A | N/A | China | 1.01 | N/A | 2.64 | N/A | N/A | N/A | N/A | N/A | 0 | 0 | Calorimeter Room | 2.664 | 0 | N/A | N/A | N/A | N/A | N/A | N/A | N/A | N/A | N/A | N/A | N/A | N/A | N/A | N/A | N/A | N/A | N/A | N/A | Calorimeter Room | Single | R290 | Australia,New Zealand | 129619 | 2025-06-12 |  | Approved | Cooling Only | N/A | N/A | Class 4 | N/A | N/A | N/A | N/A | N/A | N/A | N/A | N/A | Available | N/A | N/A | http://www.globalposi.com | http://www.omegaaltise.com.au/ | N/A |  |  | AAC4902 | No | N/A | N/A | N/A | N/A | 2640 | 1.01 | N/A | N/A | N/A | N/A | N/A | N/A | N/A | N/A | N/A | N/A | N/A | N/A | N/A | N/A | N/A | 0 | 0 | N/A | N/A | N/A | N/A | N/A | N/A | N/A | N/A | N/A | N/A | N/A | N/A | N/A | N/A | N/A | N/A | N/A | N/A | N/A | N/A | N/A | N/A | N/A | N/A | N/A | N/A | 60.2 | N/A | N/A | N/A | N/A | N/A | N/A | N/A | 550 | 848 | 2269 | N/A | N/A | N/A | 0 | 0 | 0 | N/A | N/A | N/A | N/A | N/A | N/A | 0 | 0 | 0 | N/A | N/A | N/A | 0 | 0 | 0 | N/A | No | 0 | 0 | 0 | 0 | 0 | 0 | N/A | 2.6139 | 0
[Unitary Single-Duct] GEMS (Air Conditioners up to 65kW) Determination 2019 | MEPS 2019 | AS/NZS 3823.1.5:2015 | OAPC127 |  | N/A | Omega Altise | N/A | Non Ducted | Portable | N/A | N/A | N/A | China | 1.345 | N/A | 3.5 | N/A | N/A | N/A | N/A | N/A | 0 | 0 | Calorimeter Room | 2.6502 | 0 | N/A | N/A | N/A | N/A | N/A | N/A | N/A | N/A | N/A | N/A | N/A | N/A | N/A | N/A | N/A | N/A | N/A | N/A | Calorimeter Room | Single | R410A | Australia | 125176 | 2024-12-02 |  | Approved | Cooling Only | N/A | N/A | Class 4 | N/A | N/A | N/A | N/A | N/A | N/A | N/A | N/A | Available | N/A | N/A |  | http://www.omegaaltise.com.au/ | N/A |  |  | AAC4330 | No | N/A | N/A | N/A | N/A | 3500 | 1.345 | N/A | N/A | N/A | N/A | N/A | N/A | N/A | N/A | N/A | N/A | N/A | N/A | N/A | N/A | N/A | 0 | 0 | N/A | N/A | N/A | N/A | N/A | N/A | N/A | N/A | N/A | N/A | N/A | N/A | N/A | N/A | N/A | N/A | N/A | N/A | N/A | N/A | N/A | N/A | N/A | N/A | N/A | N/A | 64.6 | N/A | N/A | N/A | N/A | N/A | N/A | N/A | 733 | 1130 | 3022 | N/A | N/A | N/A | 0 | 0 | 0 | N/A | N/A | N/A | N/A | N/A | N/A | 0 | 0 | 0 | N/A | N/A | N/A | 0 | 0 | 0 | N/A | No | 0 | 0 | 0 | 0 | 0 | 0 | N/A | 2.6022 | 0
[Unitary Single-Duct] GEMS (Air Conditioners up to 65kW) Determination 2019 | MEPS 2019 | AS/NZS 3823.1.5:2015 | OAPC12R |  | N/A | Omega Altise | N/A | Non Ducted | Portable | N/A | N/A | N/A | China | 1.345 | N/A | 3.52 | N/A | N/A | N/A | N/A | N/A | 0.95 | 2.63 | Calorimeter Room | 2.6581 | 2.9966 | N/A | N/A | N/A | N/A | N/A | N/A | N/A | N/A | N/A | N/A | N/A | N/A | N/A | N/A | N/A | N/A | N/A | N/A | Calorimeter Room | Single | R290 | Australia | 131805 | 2025-08-25 |  | Approved | Reverse Cycle | N/A | N/A | Class 4 | N/A | N/A | N/A | N/A | N/A | N/A | N/A | N/A | Available | N/A | N/A | http://www.amcorstyle.com/ | http://www.omegaaltise.com.au/ | N/A |  |  | AAC5184 | No | N/A | N/A | N/A | N/A | 3520 | 1.345 | N/A | N/A | N/A | N/A | N/A | N/A | N/A | N/A | N/A | N/A | N/A | N/A | N/A | N/A | N/A | 2630 | 0.95 | N/A | N/A | N/A | N/A | N/A | N/A | N/A | N/A | N/A | N/A | N/A | N/A | N/A | N/A | N/A | N/A | N/A | N/A | N/A | N/A | N/A | N/A | N/A | N/A | N/A | N/A | 59 | N/A | N/A | N/A | N/A | N/A | N/A | N/A | 733 | 1130 | 3022 | N/A | N/A | N/A | 0 | 0 | 0 | N/A | N/A | N/A | N/A | N/A | N/A | 2527 | 1226 | 263 | N/A | N/A | N/A | 0 | 0 | 0 | N/A | No | 0 | 0 | 0 | 0 | 0 | 0 | N/A | 2.6171 | 2.7684
[Unitary Single-Duct] GEMS (Air Conditioners up to 65kW) Determination 2019 | MEPS 2019 | AS/NZS 3823.1.5:2015 | OAPC12RW | OAPC* | N/A | Omega Altise | N/A | Non Ducted | Portable | N/A | N/A | N/A | China | 1.335 | N/A | 3.517 | N/A | N/A | N/A | N/A | N/A | 1.12 | 2.872 | Calorimeter Room | 2.6414 | 2.5716 | N/A | N/A | N/A | N/A | N/A | N/A | N/A | N/A | N/A | N/A | N/A | N/A | N/A | N/A | N/A | N/A | N/A | N/A | Calorimeter Room | Single | R290 | Australia,New Zealand | 139911 | 2026-07-09 |  | Approved | Reverse Cycle | N/A | N/A | Class 4 | N/A | N/A | N/A | N/A | N/A | N/A | N/A | N/A | Available | N/A | N/A |  | http://www.omegaaltise.com.au/ | N/A |  |  | AAC6162 | No | N/A | N/A | N/A | N/A | 3517 | 1.335 | N/A | N/A | N/A | N/A | N/A | N/A | N/A | N/A | N/A | N/A | N/A | N/A | N/A | N/A | N/A | 2872 | 1.12 | N/A | N/A | N/A | N/A | N/A | N/A | N/A | N/A | N/A | N/A | N/A | N/A | N/A | N/A | N/A | N/A | N/A | N/A | N/A | N/A | N/A | N/A | N/A | N/A | N/A | N/A | 64.4 | N/A | N/A | N/A | N/A | N/A | N/A | N/A | 728 | 1121 | 3000 | N/A | N/A | N/A | 0 | 0 | 0 | N/A | N/A | N/A | N/A | N/A | N/A | 2979 | 1446 | 310 | N/A | N/A | N/A | 0 | 0 | 0 | N/A | No | - | - | - | - | - | - | N/A | 2.6345 | 2.5643
[Unitary Single-Duct] GEMS (Air Conditioners up to 65kW) Determination 2019 | MEPS 2019 | AS/NZS 3823.1.5:2015 | OAPC12W |  | N/A | Omega Altise | N/A | Non Ducted | Portable | N/A | N/A | N/A | China | 1.335 | N/A | 3.517 | N/A | N/A | N/A | N/A | N/A | - | - | Calorimeter Room | 2.6414 | - | N/A | N/A | N/A | N/A | N/A | N/A | N/A | N/A | N/A | N/A | N/A | N/A | N/A | N/A | N/A | N/A | N/A | N/A | Calorimeter Room | Single | R290 | Australia,New Zealand | 139916 | 2026-07-19 |  | Approved | Cooling Only | N/A | N/A | Class 4 | N/A | N/A | N/A | N/A | N/A | N/A | N/A | N/A | Available | N/A | N/A |  | http://www.omegaaltise.com.au/ | N/A |  |  | AAC6171 | No | N/A | N/A | N/A | N/A | 3517 | 1.335 | N/A | N/A | N/A | N/A | N/A | N/A | N/A | N/A | N/A | N/A | N/A | N/A | N/A | N/A | N/A | - | - | N/A | N/A | N/A | N/A | N/A | N/A | N/A | N/A | N/A | N/A | N/A | N/A | N/A | N/A | N/A | N/A | N/A | N/A | N/A | N/A | N/A | N/A | N/A | N/A | N/A | N/A | 64.4 | N/A | N/A | N/A | N/A | N/A | N/A | N/A | 728 | 1121 | 3000 | N/A | N/A | N/A | 0 | 0 | 0 | N/A | N/A | N/A | N/A | N/A | N/A | - | - | - | N/A | N/A | N/A | - | - | - | N/A | No | - | - | - | - | - | - | N/A | 2.6345 | -
[Unitary Single-Duct] GEMS (Air Conditioners up to 65kW) Determination 2019 | MEPS 2019 | AS/NZS 3823.1.5:2015 | OAPC147 |  | N/A | Omega Altise | N/A | Non Ducted | Portable | N/A | N/A | N/A | China | 1.538 | N/A | 4.1 | N/A | N/A | N/A | N/A | N/A | 0 | 0 | Calorimeter Room | 2.6294 | 0 | N/A | N/A | N/A | N/A | N/A | N/A | N/A | N/A | N/A | N/A | N/A | N/A | N/A | N/A | N/A | N/A | N/A | N/A | Calorimeter Room | Single | R410A | Australia | 125178 | 2024-12-02 |  | Approved | Cooling Only | N/A | N/A | Class 4 | N/A | N/A | N/A | N/A | N/A | N/A | N/A | N/A | Available | N/A | N/A |  | http://www.omegaaltise.com.au/ | N/A |  |  | AAC4329 | No | N/A | N/A | N/A | N/A | 4100 | 1.538 | N/A | N/A | N/A | N/A | N/A | N/A | N/A | N/A | N/A | N/A | N/A | N/A | N/A | N/A | N/A | 0 | 0 | N/A | N/A | N/A | N/A | N/A | N/A | N/A | N/A | N/A | N/A | N/A | N/A | N/A | N/A | N/A | N/A | N/A | N/A | N/A | N/A | N/A | N/A | N/A | N/A | N/A | N/A | 64.7 | N/A | N/A | N/A | N/A | N/A | N/A | N/A | 838 | 1292 | 3456 | N/A | N/A | N/A | 0 | 0 | 0 | N/A | N/A | N/A | N/A | N/A | N/A | 0 | 0 | 0 | N/A | N/A | N/A | 0 | 0 | 0 | N/A | No | 0 | 0 | 0 | 0 | 0 | 0 | N/A | 2.6658 | 0
[Unitary Single-Duct] GEMS (Air Conditioners up to 65kW) Determination 2019 | MEPS 2019 | AS/NZS 3823.1.5:2015 | OAPC14W | OAPC* | N/A | Omega Altise | N/A | Non Ducted | Portable | N/A | N/A | N/A | China | 1.56 | N/A | 4.1 | N/A | N/A | N/A | N/A | N/A | - | - | Calorimeter Room | 2.6382 | - | N/A | N/A | N/A | N/A | N/A | N/A | N/A | N/A | N/A | N/A | N/A | N/A | N/A | N/A | N/A | N/A | N/A | N/A | Calorimeter Room | Single | R290 | Australia,New Zealand | 139921 | 2026-07-09 |  | Approved | Cooling Only | N/A | N/A | Class 4 | N/A | N/A | N/A | N/A | N/A | N/A | N/A | N/A | Available | N/A | N/A |  | http://www.omegaaltise.com.au/ | N/A |  |  | AAC6163 | No | N/A | N/A | N/A | N/A | 4100 | 1.56 | N/A | N/A | N/A | N/A | N/A | N/A | N/A | N/A | N/A | N/A | N/A | N/A | N/A | N/A | N/A | - | - | N/A | N/A | N/A | N/A | N/A | N/A | N/A | N/A | N/A | N/A | N/A | N/A | N/A | N/A | N/A | N/A | N/A | N/A | N/A | N/A | N/A | N/A | N/A | N/A | N/A | N/A | 64.5 | N/A | N/A | N/A | N/A | N/A | N/A | N/A | 850 | 1310 | 3505 | N/A | N/A | N/A | 0 | 0 | 0 | N/A | N/A | N/A | N/A | N/A | N/A | - | - | - | N/A | N/A | N/A | - | - | - | N/A | No | - | - | - | - | - | - | N/A | 2.6282 | -
[Unitary Single-Duct] GEMS (Air Conditioners up to 65kW) Determination 2019 | MEPS 2019 | AS/NZS 3823.1.5:2015 | OAPC26W | OAPC* | N/A | Omega Altise | N/A | Non Ducted | Portable | N/A | N/A | N/A | China | 1.005 | N/A | 2.637 | N/A | N/A | N/A | N/A | N/A | - | - | Calorimeter Room | 2.6327 | - | N/A | N/A | N/A | N/A | N/A | N/A | N/A | N/A | N/A | N/A | N/A | N/A | N/A | N/A | N/A | N/A | N/A | N/A | Calorimeter Room | Single | R290 | Australia,New Zealand | 139877 | 2026-07-07 |  | Approved | Cooling Only | N/A | N/A | Class 4 | N/A | N/A | N/A | N/A | N/A | N/A | N/A | N/A | Available | N/A | N/A |  | http://www.omegaaltise.com.au/ | N/A |  |  | AAC6160 | No | N/A | N/A | N/A | N/A | 2637 | 1.005 | N/A | N/A | N/A | N/A | N/A | N/A | N/A | N/A | N/A | N/A | N/A | N/A | N/A | N/A | N/A | - | - | N/A | N/A | N/A | N/A | N/A | N/A | N/A | N/A | N/A | N/A | N/A | N/A | N/A | N/A | N/A | N/A | N/A | N/A | N/A | N/A | N/A | N/A | N/A | N/A | N/A | N/A | 63.5 | N/A | N/A | N/A | N/A | N/A | N/A | N/A | 548 | 844 | 2258 | N/A | N/A | N/A | 0 | 0 | 0 | N/A | N/A | N/A | N/A | N/A | N/A | - | - | - | N/A | N/A | N/A | - | - | - | N/A | No | - | - | - | - | - | - | N/A | 2.6239 | -
[Unitary Single-Duct] GEMS (Air Conditioners up to 65kW) Determination 2019 | MEPS 2019 | AS/NZS 3823.1.5:2015 | OAPC29 |  | N/A | Omega Altise | N/A | Non Ducted | Portable | N/A | N/A | N/A | China | 1.01 | N/A | 2.64 | N/A | N/A | N/A | N/A | N/A | 0 | 0 | Calorimeter Room | 2.664 | 0 | N/A | N/A | N/A | N/A | N/A | N/A | N/A | N/A | N/A | N/A | N/A | N/A | N/A | N/A | N/A | N/A | N/A | N/A | Calorimeter Room | Single | R290 | Australia | 130347 | 2025-07-01 |  | Approved | Cooling Only | N/A | N/A | Class 4 | N/A | N/A | N/A | N/A | N/A | N/A | N/A | N/A | Available | N/A | N/A | http://www.amcorstyle.com/ | http://www.omegaaltise.com.au/ | N/A |  |  | AAC4963 | No | N/A | N/A | N/A | N/A | 2640 | 1.01 | N/A | N/A | N/A | N/A | N/A | N/A | N/A | N/A | N/A | N/A | N/A | N/A | N/A | N/A | N/A | 0 | 0 | N/A | N/A | N/A | N/A | N/A | N/A | N/A | N/A | N/A | N/A | N/A | N/A | N/A | N/A | N/A | N/A | N/A | N/A | N/A | N/A | N/A | N/A | N/A | N/A | N/A | N/A | 60.2 | N/A | N/A | N/A | N/A | N/A | N/A | N/A | 550 | 848 | 2269 | N/A | N/A | N/A | 0 | 0 | 0 | N/A | N/A | N/A | N/A | N/A | N/A | 0 | 0 | 0 | N/A | N/A | N/A | 0 | 0 | 0 | N/A | No | 0 | 0 | 0 | 0 | 0 | 0 | N/A | 2.6139 | 0
[Unitary Single-Duct] GEMS (Air Conditioners up to 65kW) Determination 2019 | MEPS 2019 | AS/NZS 3823.1.5:2015 | OAPC36RW | OAPC* | N/A | Omega Altise | N/A | Non Ducted | Portable | N/A | N/A | N/A | China | 1.335 | N/A | 3.517 | N/A | N/A | N/A | N/A | N/A | 1.12 | 2.872 | Calorimeter Room | 2.6414 | 2.5716 | N/A | N/A | N/A | N/A | N/A | N/A | N/A | N/A | N/A | N/A | N/A | N/A | N/A | N/A | N/A | N/A | N/A | N/A | Calorimeter Room | Single | R290 | Australia,New Zealand | 139911 | 2026-07-09 |  | Approved | Reverse Cycle | N/A | N/A | Class 4 | N/A | N/A | N/A | N/A | N/A | N/A | N/A | N/A | Available | N/A | N/A |  | http://www.omegaaltise.com.au/ | N/A |  |  | AAC6162 | No | N/A | N/A | N/A | N/A | 3517 | 1.335 | N/A | N/A | N/A | N/A | N/A | N/A | N/A | N/A | N/A | N/A | N/A | N/A | N/A | N/A | N/A | 2872 | 1.12 | N/A | N/A | N/A | N/A | N/A | N/A | N/A | N/A | N/A | N/A | N/A | N/A | N/A | N/A | N/A | N/A | N/A | N/A | N/A | N/A | N/A | N/A | N/A | N/A | N/A | N/A | 64.4 | N/A | N/A | N/A | N/A | N/A | N/A | N/A | 728 | 1121 | 3000 | N/A | N/A | N/A | 0 | 0 | 0 | N/A | N/A | N/A | N/A | N/A | N/A | 2979 | 1446 | 310 | N/A | N/A | N/A | 0 | 0 | 0 | N/A | No | - | - | - | - | - | - | N/A | 2.6345 | 2.5643
[Unitary Single-Duct] GEMS (Air Conditioners up to 65kW) Determination 2019 | MEPS 2019 | AS/NZS 3823.1.5:2015 | OAPC41W | OAPC* | N/A | Omega Altise | N/A | Non Ducted | Portable | N/A | N/A | N/A | China | 1.56 | N/A | 4.1 | N/A | N/A | N/A | N/A | N/A | - | - | Calorimeter Room | 2.6382 | - | N/A | N/A | N/A | N/A | N/A | N/A | N/A | N/A | N/A | N/A | N/A | N/A | N/A | N/A | N/A | N/A | N/A | N/A | Calorimeter Room | Single | R290 | Australia,New Zealand | 139921 | 2026-07-09 |  | Approved | Cooling Only | N/A | N/A | Class 4 | N/A | N/A | N/A | N/A | N/A | N/A | N/A | N/A | Available | N/A | N/A |  | http://www.omegaaltise.com.au/ | N/A |  |  | AAC6163 | No | N/A | N/A | N/A | N/A | 4100 | 1.56 | N/A | N/A | N/A | N/A | N/A | N/A | N/A | N/A | N/A | N/A | N/A | N/A | N/A | N/A | N/A | - | - | N/A | N/A | N/A | N/A | N/A | N/A | N/A | N/A | N/A | N/A | N/A | N/A | N/A | N/A | N/A | N/A | N/A | N/A | N/A | N/A | N/A | N/A | N/A | N/A | N/A | N/A | 64.5 | N/A | N/A | N/A | N/A | N/A | N/A | N/A | 850 | 1310 | 3505 | N/A | N/A | N/A | 0 | 0 | 0 | N/A | N/A | N/A | N/A | N/A | N/A | - | - | - | N/A | N/A | N/A | - | - | - | N/A | No | - | - | - | - | - | - | N/A | 2.6282 | -
[Unitary Single-Duct] GEMS (Air Conditioners up to 65kW) Determination 2019 | MEPS 2019 | AS/NZS 3823.1.5:2015 | OAPC9W | OAPC* | N/A | Omega Altise | N/A | Non Ducted | Portable | N/A | N/A | N/A | China | 1.005 | N/A | 2.637 | N/A | N/A | N/A | N/A | N/A | - | - | Calorimeter Room | 2.6327 | - | N/A | N/A | N/A | N/A | N/A | N/A | N/A | N/A | N/A | N/A | N/A | N/A | N/A | N/A | N/A | N/A | N/A | N/A | Calorimeter Room | Single | R290 | Australia,New Zealand | 139877 | 2026-07-07 |  | Approved | Cooling Only | N/A | N/A | Class 4 | N/A | N/A | N/A | N/A | N/A | N/A | N/A | N/A | Available | N/A | N/A |  | http://www.omegaaltise.com.au/ | N/A |  |  | AAC6160 | No | N/A | N/A | N/A | N/A | 2637 | 1.005 | N/A | N/A | N/A | N/A | N/A | N/A | N/A | N/A | N/A | N/A | N/A | N/A | N/A | N/A | N/A | - | - | N/A | N/A | N/A | N/A | N/A | N/A | N/A | N/A | N/A | N/A | N/A | N/A | N/A | N/A | N/A | N/A | N/A | N/A | N/A | N/A | N/A | N/A | N/A | N/A | N/A | N/A | 63.5 | N/A | N/A | N/A | N/A | N/A | N/A | N/A | 548 | 844 | 2258 | N/A | N/A | N/A | 0 | 0 | 0 | N/A | N/A | N/A | N/A | N/A | N/A | - | - | - | N/A | N/A | N/A | - | - | - | N/A | No | - | - | - | - | - | - | N/A | 2.6239 | -
[Unitary Single-Duct] GEMS (Air Conditioners up to 65kW) Determination 2019 | MEPS 2019 | AS/NZS 3823.1.5:2015 | A007C-07C | A007x-07C | N/A | ONIX | N/A | Non Ducted | Portable | N/A | N/A | N/A | China | 0.7 | N/A | 1.9 | N/A | N/A | N/A | N/A | N/A | 0 | 0 | Calorimeter Room | 2.8292 | 0 | N/A | N/A | N/A | N/A | N/A | N/A | N/A | N/A | N/A | N/A | N/A | N/A | N/A | N/A | N/A | N/A | N/A | N/A | Calorimeter Room | Single | R290 | Australia,New Zealand | 130900 | 2025-07-28 |  | Approved | Cooling Only | N/A | N/A | Class 4 | N/A | N/A | N/A | N/A | N/A | N/A | N/A | N/A | Available | N/A | N/A |  |  | N/A |  |  | AAC5047 | No | N/A | N/A | N/A | N/A | 1900 | 0.7 | N/A | N/A | N/A | N/A | N/A | N/A | N/A | N/A | N/A | N/A | N/A | N/A | N/A | N/A | N/A | 0 | 0 | N/A | N/A | N/A | N/A | N/A | N/A | N/A | N/A | N/A | N/A | N/A | N/A | N/A | N/A | N/A | N/A | N/A | N/A | N/A | N/A | N/A | N/A | N/A | N/A | N/A | N/A | 66 | N/A | N/A | N/A | N/A | N/A | N/A | N/A | 382 | 588 | 1573 | N/A | N/A | N/A | 0 | 0 | 0 | N/A | N/A | N/A | N/A | N/A | N/A | 0 | 0 | 0 | N/A | N/A | N/A | 0 | 0 | 0 | N/A | No | 0 | 0 | 0 | 0 | 0 | 0 | N/A | 2.7143 | 0
[Unitary Single-Duct] GEMS (Air Conditioners up to 65kW) Determination 2019 | MEPS 2019 | AS/NZS 3823.1.5:2015 | A007x-07C | A007x-07C | N/A | ONIX | N/A | Non Ducted | Portable | N/A | N/A | N/A | China | 0.7 | N/A | 1.9 | N/A | N/A | N/A | N/A | N/A | 0 | 0 | Calorimeter Room | 2.8292 | 0 | N/A | N/A | N/A | N/A | N/A | N/A | N/A | N/A | N/A | N/A | N/A | N/A | N/A | N/A | N/A | N/A | N/A | N/A | Calorimeter Room | Single | R290 | Australia,New Zealand | 130900 | 2025-07-28 |  | Approved | Cooling Only | N/A | N/A | Class 4 | N/A | N/A | N/A | N/A | N/A | N/A | N/A | N/A | Available | N/A | N/A |  |  | N/A |  |  | AAC5047 | No | N/A | N/A | N/A | N/A | 1900 | 0.7 | N/A | N/A | N/A | N/A | N/A | N/A | N/A | N/A | N/A | N/A | N/A | N/A | N/A | N/A | N/A | 0 | 0 | N/A | N/A | N/A | N/A | N/A | N/A | N/A | N/A | N/A | N/A | N/A | N/A | N/A | N/A | N/A | N/A | N/A | N/A | N/A | N/A | N/A | N/A | N/A | N/A | N/A | N/A | 66 | N/A | N/A | N/A | N/A | N/A | N/A | N/A | 382 | 588 | 1573 | N/A | N/A | N/A | 0 | 0 | 0 | N/A | N/A | N/A | N/A | N/A | N/A | 0 | 0 | 0 | N/A | N/A | N/A | 0 | 0 | 0 | N/A | No | 0 | 0 | 0 | 0 | 0 | 0 | N/A | 2.7143 | 0
[Unitary Single-Duct] GEMS (Air Conditioners up to 65kW) Determination 2019 | MEPS 2019 | AS/NZS 3823.1.5:2015 | A013*-10C | A013*-10C | N/A | ONIX | N/A | Non Ducted | Portable | N/A | N/A | N/A | China | 1.08 | N/A | 2.7 | N/A | N/A | N/A | N/A | N/A | 0 | 0 | Calorimeter Room | 2.5732 | 0 | N/A | N/A | N/A | N/A | N/A | N/A | N/A | N/A | N/A | N/A | N/A | N/A | N/A | N/A | N/A | N/A | N/A | N/A | Calorimeter Room | Single | R290 | Australia,New Zealand | 130588 | 2025-07-17 |  | Approved | Cooling Only | N/A | N/A | Class 4 | N/A | N/A | N/A | N/A | N/A | N/A | N/A | N/A | Available | N/A | N/A |  |  | N/A |  |  | AAC5024 | No | N/A | N/A | N/A | N/A | 2700 | 1.08 | N/A | N/A | N/A | N/A | N/A | N/A | N/A | N/A | N/A | N/A | N/A | N/A | N/A | N/A | N/A | 0 | 0 | N/A | N/A | N/A | N/A | N/A | N/A | N/A | N/A | N/A | N/A | N/A | N/A | N/A | N/A | N/A | N/A | N/A | N/A | N/A | N/A | N/A | N/A | N/A | N/A | N/A | N/A | 65 | N/A | N/A | N/A | N/A | N/A | N/A | N/A | 589 | 907 | 2427 | N/A | N/A | N/A | 0 | 0 | 0 | N/A | N/A | N/A | N/A | N/A | N/A | 0 | 0 | 0 | N/A | N/A | N/A | 0 | 0 | 0 | N/A | No | 0 | 0 | 0 | 0 | 0 | 0 | N/A | 2.5 | 0
[Unitary Single-Duct] GEMS (Air Conditioners up to 65kW) Determination 2019 | MEPS 2019 | AS/NZS 3823.1.5:2015 | A013A-10C | A013*-10C | N/A | ONIX | N/A | Non Ducted | Portable | N/A | N/A | N/A | China | 1.08 | N/A | 2.7 | N/A | N/A | N/A | N/A | N/A | 0 | 0 | Calorimeter Room | 2.5732 | 0 | N/A | N/A | N/A | N/A | N/A | N/A | N/A | N/A | N/A | N/A | N/A | N/A | N/A | N/A | N/A | N/A | N/A | N/A | Calorimeter Room | Single | R290 | Australia,New Zealand | 130588 | 2025-07-17 |  | Approved | Cooling Only | N/A | N/A | Class 4 | N/A | N/A | N/A | N/A | N/A | N/A | N/A | N/A | Available | N/A | N/A |  |  | N/A |  |  | AAC5024 | No | N/A | N/A | N/A | N/A | 2700 | 1.08 | N/A | N/A | N/A | N/A | N/A | N/A | N/A | N/A | N/A | N/A | N/A | N/A | N/A | N/A | N/A | 0 | 0 | N/A | N/A | N/A | N/A | N/A | N/A | N/A | N/A | N/A | N/A | N/A | N/A | N/A | N/A | N/A | N/A | N/A | N/A | N/A | N/A | N/A | N/A | N/A | N/A | N/A | N/A | 65 | N/A | N/A | N/A | N/A | N/A | N/A | N/A | 589 | 907 | 2427 | N/A | N/A | N/A | 0 | 0 | 0 | N/A | N/A | N/A | N/A | N/A | N/A | 0 | 0 | 0 | N/A | N/A | N/A | 0 | 0 | 0 | N/A | No | 0 | 0 | 0 | 0 | 0 | 0 | N/A | 2.5 | 0
[Unitary Single-Duct] GEMS (Air Conditioners up to 65kW) Determination 2019 | MEPS 2019 | AS/NZS 3823.1.5:2015 | ON-19KWPA | A007x-07C | N/A | ONIX | N/A | Non Ducted | Portable | N/A | N/A | N/A | China | 0.7 | N/A | 1.9 | N/A | N/A | N/A | N/A | N/A | 0 | 0 | Calorimeter Room | 2.8292 | 0 | N/A | N/A | N/A | N/A | N/A | N/A | N/A | N/A | N/A | N/A | N/A | N/A | N/A | N/A | N/A | N/A | N/A | N/A | Calorimeter Room | Single | R290 | Australia,New Zealand | 130900 | 2025-07-28 |  | Approved | Cooling Only | N/A | N/A | Class 4 | N/A | N/A | N/A | N/A | N/A | N/A | N/A | N/A | Available | N/A | N/A |  |  | N/A |  |  | AAC5047 | No | N/A | N/A | N/A | N/A | 1900 | 0.7 | N/A | N/A | N/A | N/A | N/A | N/A | N/A | N/A | N/A | N/A | N/A | N/A | N/A | N/A | N/A | 0 | 0 | N/A | N/A | N/A | N/A | N/A | N/A | N/A | N/A | N/A | N/A | N/A | N/A | N/A | N/A | N/A | N/A | N/A | N/A | N/A | N/A | N/A | N/A | N/A | N/A | N/A | N/A | 66 | N/A | N/A | N/A | N/A | N/A | N/A | N/A | 382 | 588 | 1573 | N/A | N/A | N/A | 0 | 0 | 0 | N/A | N/A | N/A | N/A | N/A | N/A | 0 | 0 | 0 | N/A | N/A | N/A | 0 | 0 | 0 | N/A | No | 0 | 0 | 0 | 0 | 0 | 0 | N/A | 2.7143 | 0
[Unitary Single-Duct] GEMS (Air Conditioners up to 65kW) Determination 2019 | MEPS 2019 | AS/NZS 3823.1.5:2015 | ON-20KWPA2 |  | N/A | ONIX | N/A | Non Ducted | Portable | N/A | N/A | N/A | China | 0.75 | N/A | 2 | N/A | N/A | N/A | N/A | N/A | - | - | Calorimeter Room | 2.6418 | - | N/A | N/A | N/A | N/A | N/A | N/A | N/A | N/A | N/A | N/A | N/A | N/A | N/A | N/A | N/A | N/A | N/A | N/A | Calorimeter Room | Single | R290 | Australia,Fiji,New Zealand | 147848 | 2027-06-30 |  | Approved | Cooling Only | N/A | N/A | Class 4 | N/A | N/A | N/A | N/A | N/A | N/A | N/A | N/A | Available | N/A | N/A |  |  | N/A |  |  | AAC6795 | No | N/A | N/A | N/A | N/A | 2000 | 0.75 | N/A | N/A | N/A | N/A | N/A | N/A | N/A | N/A | N/A | N/A | N/A | N/A | N/A | N/A | N/A | - | - | N/A | N/A | N/A | N/A | N/A | N/A | N/A | N/A | N/A | N/A | N/A | N/A | N/A | N/A | N/A | N/A | N/A | N/A | N/A | N/A | N/A | N/A | N/A | N/A | N/A | N/A | 63.7 | N/A | N/A | N/A | N/A | N/A | N/A | N/A | 409 | 630 | 1685 | N/A | N/A | N/A | 0 | 0 | 0 | N/A | N/A | N/A | N/A | N/A | N/A | - | - | - | N/A | N/A | N/A | - | - | - | N/A | No | - | - | - | - | - | - | N/A | 2.6667 | -
[Unitary Single-Duct] GEMS (Air Conditioners up to 65kW) Determination 2019 | MEPS 2019 | AS/NZS 3823.1.5:2015 | ON-20KWPAW |  | N/A | ONIX | N/A | Non Ducted | Portable | N/A | N/A | N/A | China | 0.75 | N/A | 2 | N/A | N/A | N/A | N/A | N/A | - | - | Calorimeter Room | 2.6341 | - | N/A | N/A | N/A | N/A | N/A | N/A | N/A | N/A | N/A | N/A | N/A | N/A | N/A | N/A | N/A | N/A | N/A | N/A | Calorimeter Room | Single | R290 | Australia,Fiji,New Zealand | 161862 | 2029-05-23 |  | Approved | Cooling Only | N/A | N/A | Class 4 | N/A | N/A | N/A | N/A | N/A | N/A | N/A | N/A | Available | N/A | N/A |  |  | N/A |  |  | AAC8264 | No | N/A | N/A | N/A | N/A | 2000 | 0.75 | N/A | N/A | N/A | N/A | N/A | N/A | N/A | N/A | N/A | N/A | N/A | N/A | N/A | N/A | N/A | - | - | N/A | N/A | N/A | N/A | N/A | N/A | N/A | N/A | N/A | N/A | N/A | N/A | N/A | N/A | N/A | N/A | N/A | N/A | N/A | N/A | N/A | N/A | N/A | N/A | N/A | N/A | 63.7 | N/A | N/A | N/A | N/A | N/A | N/A | N/A | 409 | 630 | 1685 | N/A | N/A | N/A | 0 | 0 | 0 | N/A | N/A | N/A | N/A | N/A | N/A | - | - | - | N/A | N/A | N/A | - | - | - | N/A | No | - | - | - | - | - | - | N/A | 2.6667 | -
[Unitary Single-Duct] GEMS (Air Conditioners up to 65kW) Determination 2019 | MEPS 2019 | AS/NZS 3823.1.5:2015 | ON-27KWP3 |  | N/A | ONIX | N/A | Non Ducted | Portable | N/A | N/A | N/A | China | 1 | N/A | 2.7 | N/A | N/A | N/A | N/A | N/A | - | - | Calorimeter Room | 2.6968 | - | N/A | N/A | N/A | N/A | N/A | N/A | N/A | N/A | N/A | N/A | N/A | N/A | N/A | N/A | N/A | N/A | N/A | N/A | Calorimeter Room | Single | R290 | Australia,New Zealand | 138649 | 2026-06-02 |  | Approved | Cooling Only | N/A | N/A | Class 4 | N/A | N/A | N/A | N/A | N/A | N/A | N/A | N/A | Available | N/A | N/A |  |  | N/A |  |  | AAC6044 | No | N/A | N/A | N/A | N/A | 2700 | 1 | N/A | N/A | N/A | N/A | N/A | N/A | N/A | N/A | N/A | N/A | N/A | N/A | N/A | N/A | N/A | - | - | N/A | N/A | N/A | N/A | N/A | N/A | N/A | N/A | N/A | N/A | N/A | N/A | N/A | N/A | N/A | N/A | N/A | N/A | N/A | N/A | N/A | N/A | N/A | N/A | N/A | N/A | 67 | N/A | N/A | N/A | N/A | N/A | N/A | N/A | 545 | 840 | 2247 | N/A | N/A | N/A | 0 | 0 | 0 | N/A | N/A | N/A | N/A | N/A | N/A | - | - | - | N/A | N/A | N/A | - | - | - | N/A | No | - | - | - | - | - | - | N/A | 2.7 | -
[Unitary Single-Duct] GEMS (Air Conditioners up to 65kW) Determination 2019 | MEPS 2019 | AS/NZS 3823.1.5:2015 | ON-27KWPA | A013*-10C | N/A | ONIX | N/A | Non Ducted | Portable | N/A | N/A | N/A | China | 1.08 | N/A | 2.7 | N/A | N/A | N/A | N/A | N/A | 0 | 0 | Calorimeter Room | 2.5732 | 0 | N/A | N/A | N/A | N/A | N/A | N/A | N/A | N/A | N/A | N/A | N/A | N/A | N/A | N/A | N/A | N/A | N/A | N/A | Calorimeter Room | Single | R290 | Australia,New Zealand | 130588 | 2025-07-17 |  | Approved | Cooling Only | N/A | N/A | Class 4 | N/A | N/A | N/A | N/A | N/A | N/A | N/A | N/A | Available | N/A | N/A |  |  | N/A |  |  | AAC5024 | No | N/A | N/A | N/A | N/A | 2700 | 1.08 | N/A | N/A | N/A | N/A | N/A | N/A | N/A | N/A | N/A | N/A | N/A | N/A | N/A | N/A | N/A | 0 | 0 | N/A | N/A | N/A | N/A | N/A | N/A | N/A | N/A | N/A | N/A | N/A | N/A | N/A | N/A | N/A | N/A | N/A | N/A | N/A | N/A | N/A | N/A | N/A | N/A | N/A | N/A | 65 | N/A | N/A | N/A | N/A | N/A | N/A | N/A | 589 | 907 | 2427 | N/A | N/A | N/A | 0 | 0 | 0 | N/A | N/A | N/A | N/A | N/A | N/A | 0 | 0 | 0 | N/A | N/A | N/A | 0 | 0 | 0 | N/A | No | 0 | 0 | 0 | 0 | 0 | 0 | N/A | 2.5 | 0
[Unitary Single-Duct] GEMS (Air Conditioners up to 65kW) Determination 2019 | MEPS 2019 | AS/NZS 3823.1.5:2015 | ON-27KWPA2 |  | N/A | ONIX | N/A | Non Ducted | Portable | N/A | N/A | N/A | China | 0.95 | N/A | 2.63 | N/A | N/A | N/A | N/A | N/A | - | - | Calorimeter Room | 2.6697 | - | N/A | N/A | N/A | N/A | N/A | N/A | N/A | N/A | N/A | N/A | N/A | N/A | N/A | N/A | N/A | N/A | N/A | N/A | Calorimeter Room | Single | R290 | Australia,Fiji,New Zealand | 147669 | 2027-06-23 |  | Approved | Cooling Only | N/A | N/A | Class 4 | N/A | N/A | N/A | N/A | N/A | N/A | N/A | N/A | Available | N/A | N/A |  |  | N/A |  |  | AAC6786 | No | N/A | N/A | N/A | N/A | 2630 | 0.95 | N/A | N/A | N/A | N/A | N/A | N/A | N/A | N/A | N/A | N/A | N/A | N/A | N/A | N/A | N/A | - | - | N/A | N/A | N/A | N/A | N/A | N/A | N/A | N/A | N/A | N/A | N/A | N/A | N/A | N/A | N/A | N/A | N/A | N/A | N/A | N/A | N/A | N/A | N/A | N/A | N/A | N/A | 64.2 | N/A | N/A | N/A | N/A | N/A | N/A | N/A | 518 | 798 | 2135 | N/A | N/A | N/A | 0 | 0 | 0 | N/A | N/A | N/A | N/A | N/A | N/A | - | - | - | N/A | N/A | N/A | - | - | - | N/A | No | - | - | - | - | - | - | N/A | 2.7684 | -
[SEER Non Multi-Split <=65kW] GEMS (Air Conditioners up to 65kW) Determination 2019 | MEPS 2019 | AS/NZS 3823.1.1:2012 | CU-*Z25AKR / CS-*Z25AKRW | CU-*Z25AKR / CS-*Z25AKRW | N/A | Panasonic | N/A | Non Ducted | Single Split System | Wall Hung | Air | Air | Malaysia | 0.58 | N/A | 2.5 | N/A | N/A | N/A | N/A | N/A | 0.65 | 3 | Calorimeter Room | 4.1386 | 4.4146 | N/A | - | N/A | N/A | N/A | N/A | N/A | N/A | N/A | N/A | N/A | N/A | N/A | N/A | N/A | N/A | N/A | N/A | N/A | Single | R32 | Australia,New Zealand | 160665 | 2029-05-02 |  | Approved | Reverse Cycle | N/A | Yes | Class 8 | Yes | N/A | N/A | N/A | N/A | N/A | N/A | N/A | Available | N/A | N/A | http://papamy.panasonic.com.my/ | http://www.panasonic.com.au/ | N/A |  |  | AAC8202 | Yes | Variable output compressor | Inverter | No | - | 2500 | 0.58 | - | 230 | 1250 | Yes | 200 | 950 | - | 530.12 | 2692.5 | Yes | 175 | 1330 | - | 155 | 1080 | 3000 | 0.65 | 275 | 1500 | No | - | - | Yes | 980 | 3050 | No | - | - | No | - | - | - | - | - | No | - | - | No | - | - | No | - | - | 56 | 63 | 5.845 | 5.657 | 6.338 | 8.831 | 7.62 | 7.293 | 115 | 180 | 511 | 202 | 278 | 639 | 4 | 4 | 4.5 | 4.24 | 4.678 | 5.028 | 4.428 | 4.798 | 5.018 | 929 | 355 | 56 | 304 | 162 | 36 | 2.5 | 3 | 3.5 | No | - | - | - | - | N/A | N/A | N/A | 2.5 | 4.2484 | 4.5562
[SEER Non Multi-Split <=65kW] GEMS (Air Conditioners up to 65kW) Determination 2019 | MEPS 2019 | AS/NZS 3823.1.1:2012 | CU-*Z25XKR / CS-*Z25XKRW | CU-*Z25XKR / CS-*Z25XKRW | N/A | Panasonic | N/A | Non Ducted | Single Split System | Wall Hung | Air | Air | Malaysia | 0.57 | N/A | 2.5 | N/A | N/A | N/A | N/A | N/A | 0.64 | 3 | Calorimeter Room | 4.1672 | 4.4473 | N/A | - | N/A | N/A | N/A | N/A | N/A | N/A | N/A | N/A | N/A | N/A | N/A | N/A | N/A | N/A | N/A | N/A | N/A | Single | R32 | Australia,New Zealand | 138955 | 2026-07-01 |  | Approved | Reverse Cycle | N/A | Yes | Class 8 | Yes | N/A | N/A | N/A | N/A | N/A | N/A | N/A | Available | N/A | N/A | http://papamy.panasonic.com.my/ | http://www.panasonic.com.au/ | N/A |  |  | AAC6135 | Yes | Variable output compressor | Inverter | No | - | 2500 | 0.57 | - | 230 | 1250 | Yes | 220 | 950 | - | 520.98 | 2692.5 | Yes | 175 | 1330 | - | 160 | 1120 | 3000 | 0.64 | 270 | 1500 | No | - | - | Yes | 1200 | 3050 | No | - | - | No | - | - | - | - | - | No | - | - | No | - | - | No | - | - | 56 | 63 | 5.944 | 5.773 | 6.46 | 9.704 | 8.125 | 7.532 | 113 | 176 | 501 | 183 | 260 | 618 | 4 | 4 | 4.5 | 4.13 | 4.718 | 5.121 | 4.373 | 4.858 | 5.11 | 954 | 352 | 55 | 308 | 160 | 36 | 2.5 | 3 | 3.5 | No | - | - | - | - | N/A | N/A | N/A | 2.5 | 4.3219 | 4.6264
[SEER Non Multi-Split <=65kW] GEMS (Air Conditioners up to 65kW) Determination 2019 | MEPS 2019 | AS/NZS 3823.1.1:2012 | CU-*Z35AKR / CS-*Z35AKRW | CU-*Z35AKR / CS-*Z35AKRW | N/A | Panasonic | N/A | Non Ducted | Single Split System | Wall Hung | Air | Air | Malaysia | 0.82 | N/A | 3.5 | N/A | N/A | N/A | N/A | N/A | 0.87 | 4 | Calorimeter Room | 4.1566 | 4.5341 | N/A | - | N/A | N/A | N/A | N/A | N/A | N/A | N/A | N/A | N/A | N/A | N/A | N/A | N/A | N/A | N/A | N/A | N/A | Single | R32 | Australia,New Zealand | 160643 | 2029-05-08 |  | Approved | Reverse Cycle | N/A | Yes | Class 8 | Yes | N/A | N/A | N/A | N/A | N/A | N/A | N/A | Available | N/A | N/A | http://papamy.panasonic.com.my/ | http://www.panasonic.com.au/ | N/A |  |  | AAC8209 | Yes | Variable output compressor | Inverter | No | - | 3500 | 0.82 | - | 295 | 1750 | Yes | 210 | 1000 | - | 749.48 | 3769.5 | Yes | 235 | 1800 | - | 155 | 1210 | 4000 | 0.87 | 340 | 2000 | No | - | - | Yes | 1370 | 3900 | No | - | - | No | - | - | - | - | - | No | - | - | No | - | - | No | - | - | 60 | 64 | 6.235 | 6.002 | 6.493 | 9.883 | 8.403 | 7.421 | 152 | 240 | 700 | 254 | 354 | 880 | 4.5 | 4.5 | 4.5 | 4.251 | 4.875 | 5.405 | 4.551 | 5.08 | 5.404 | 1234 | 452 | 68 | 393 | 202 | 44 | 2.5 | 3 | 3.5 | No | - | - | - | - | N/A | N/A | N/A | 2.5 | 4.2248 | 4.5535
[SEER Non Multi-Split <=65kW] GEMS (Air Conditioners up to 65kW) Determination 2019 | MEPS 2019 | AS/NZS 3823.1.1:2012 | CU-*Z35XKR / CS-*Z35XKRW | CU-*Z35XKR / CS-*Z35XKRW | N/A | Panasonic | N/A | Non Ducted | Single Split System | Wall Hung | Air | Air | Malaysia | 0.8 | N/A | 3.5 | N/A | N/A | N/A | N/A | N/A | 0.86 | 4 | Calorimeter Room | 4.2068 | 4.4988 | N/A | - | N/A | N/A | N/A | N/A | N/A | N/A | N/A | N/A | N/A | N/A | N/A | N/A | N/A | N/A | N/A | N/A | N/A | Single | R32 | Australia,New Zealand | 138970 | 2026-07-01 |  | Approved | Reverse Cycle | N/A | Yes | Class 8 | Yes | N/A | N/A | N/A | N/A | N/A | N/A | N/A | Available | N/A | N/A | http://papamy.panasonic.com.my/ | http://www.panasonic.com.au/ | N/A |  |  | AAC6139 | Yes | Variable output compressor | Inverter | No | - | 3500 | 0.8 | - | 295 | 1750 | Yes | 220 | 1000 | - | 731.2 | 3769.5 | Yes | 240 | 1850 | - | 165 | 1150 | 4000 | 0.86 | 340 | 2000 | No | - | - | Yes | 1350 | 3850 | No | - | - | No | - | - | - | - | - | No | - | - | No | - | - | No | - | - | 60 | 64 | 6.183 | 5.952 | 6.485 | 9.397 | 8.051 | 7.364 | 153 | 242 | 701 | 267 | 369 | 887 | 4.5 | 4 | 4.5 | 4.245 | 4.886 | 5.407 | 4.545 | 5.085 | 5.405 | 1236 | 451 | 68 | 393 | 202 | 44 | 2.5 | 3 | 3.5 | No | - | - | - | - | N/A | N/A | N/A | 2.5 | 4.3293 | 4.6059
[SEER Non Multi-Split <=65kW] GEMS (Air Conditioners up to 65kW) Determination 2019 | MEPS 2019 | AS/NZS 3823.1.1:2012 | CU-*Z42AKR / CS-*Z42AKRW | CU-*Z42AKR / CS-*Z42AKRW | N/A | Panasonic | N/A | Non Ducted | Single Split System | Wall Hung | Air | Air | Malaysia | 1.18 | N/A | 4.2 | N/A | N/A | N/A | N/A | N/A | 1.3 | 5 | Calorimeter Room | 3.4245 | 3.8196 | N/A | - | N/A | N/A | N/A | N/A | N/A | N/A | N/A | N/A | N/A | N/A | N/A | N/A | N/A | N/A | N/A | N/A | N/A | Single | R32 | Australia,New Zealand | 160646 | 2029-05-02 |  | Approved | Reverse Cycle | N/A | Yes | Class 9 | Yes | N/A | N/A | N/A | N/A | N/A | N/A | N/A | Available | N/A | N/A | http://papamy.panasonic.com.my/ | http://www.panasonic.com.au/ | N/A |  |  | AAC8200 | Yes | Variable output compressor | Inverter | No | - | 4200 | 1.18 | - | 400 | 2100 | Yes | 220 | 1150 | - | 1078.52 | 4523.4 | Yes | 340 | 2200 | - | 175 | 1300 | 5000 | 1.3 | 450 | 2500 | No | - | - | Yes | 1700 | 4400 | No | - | - | No | - | - | - | - | - | No | - | - | No | - | - | No | - | - | 60 | 64 | 5.393 | 5.152 | 5.46 | 7.832 | 6.887 | 6.078 | 213 | 338 | 1002 | 387 | 520 | 1292 | 3.5 | 3.5 | 3.5 | 3.719 | 4.384 | 5.079 | 4.092 | 4.673 | 5.094 | 1761 | 626 | 89 | 544 | 273 | 57 | 2 | 2.5 | 3.5 | No | - | - | - | - | N/A | N/A | N/A | 2.5 | 3.534 | 3.8213
[SEER Non Multi-Split <=65kW] GEMS (Air Conditioners up to 65kW) Determination 2019 | MEPS 2019 | AS/NZS 3823.1.1:2012 | CU-*Z42XKR / CS-*Z42XKRW | CU-*Z42XKR / CS-*Z42XKRW | N/A | Panasonic | N/A | Non Ducted | Single Split System | Wall Hung | Air | Air | Malaysia | 1.18 | N/A | 4.2 | N/A | N/A | N/A | N/A | N/A | 1.36 | 5.1 | Calorimeter Room | 3.6036 | 3.6865 | N/A | - | N/A | N/A | N/A | N/A | N/A | N/A | N/A | N/A | N/A | N/A | N/A | N/A | N/A | N/A | N/A | N/A | N/A | Single | R32 | Australia,New Zealand | 138952 | 2026-07-07 |  | Approved | Reverse Cycle | N/A | Yes | Class 9 | Yes | N/A | N/A | N/A | N/A | N/A | N/A | N/A | Available | N/A | N/A | http://papamy.panasonic.com.my/ | http://www.panasonic.com.au/ | N/A |  |  | AAC6158 | Yes | Variable output compressor | Inverter | No | - | 4200 | 1.18 | - | 400 | 2100 | Yes | 240 | 1150 | - | 1078.52 | 4523.4 | Yes | 340 | 2200 | - | 190 | 1350 | 5100 | 1.36 | 490 | 2550 | No | - | - | Yes | 1700 | 4400 | No | - | - | No | - | - | - | - | - | No | - | - | No | - | - | No | - | - | 60 | 64 | 5.378 | 5.137 | 5.449 | 7.85 | 6.875 | 6.079 | 214 | 339 | 1004 | 386 | 521 | 1292 | 3.5 | 3.5 | 3.5 | 3.562 | 4.161 | 4.766 | 3.892 | 4.408 | 4.775 | 1875 | 672 | 96 | 583 | 295 | 61 | 2 | 2.5 | 3 | No | - | - | - | - | N/A | N/A | N/A | 2.5 | 3.534 | 3.7268
[SEER Non Multi-Split <=65kW] GEMS (Air Conditioners up to 65kW) Determination 2019 | MEPS 2019 | AS/NZS 3823.1.1:2012 | CU-*Z50*KR / CS-*Z50*KRW | CU-*Z50*KR / CS-*Z50*KRW | N/A | Panasonic | N/A | Non Ducted | Single Split System | Wall Hung | Air | Air | Malaysia | 1.51 | N/A | 5 | N/A | N/A | N/A | N/A | N/A | 1.72 | 6 | Calorimeter Room | 3.3068 | 3.3755 | N/A | 55.86 | N/A | N/A | N/A | N/A | N/A | N/A | N/A | N/A | N/A | N/A | N/A | N/A | N/A | N/A | N/A | N/A | N/A | Single | R32 | Australia,New Zealand | 138961 | 2026-07-01 |  | Approved | Reverse Cycle | N/A | Yes | Class 9 | Yes | N/A | N/A | N/A | N/A | N/A | N/A | N/A | Available | N/A | N/A | http://papamy.panasonic.com.my/ | http://www.panasonic.com.au/ | N/A |  |  | AAC6134 | Yes | Variable output compressor | Inverter | No | - | 5000 | 1.51 | - | 500 | 2500 | Yes | 240 | 1150 | - | 1380.14 | 5385 | Yes | 420 | 2700 | - | 165 | 1240 | 6000 | 1.72 | 590 | 3000 | No | - | - | Yes | 2200 | 5500 | No | - | - | No | - | - | - | - | - | No | - | - | No | - | - | No | - | - | 60 | 63 | 5.473 | 5.173 | 5.446 | 9.539 | 7.633 | 6.285 | 251 | 402 | 1197 | 378 | 559 | 1489 | 3.5 | 3.5 | 3.5 | 3.511 | 4.042 | 4.647 | 3.831 | 4.298 | 4.662 | 2237 | 813 | 115 | 696 | 355 | 73 | 2 | 2.5 | 3 | No | - | - | - | - | N/A | N/A | N/A | 2.5 | 3.2928 | 3.4713
[SEER Non Multi-Split <=65kW] GEMS (Air Conditioners up to 65kW) Determination 2019 | MEPS 2019 | AS/NZS 3823.1.1:2012 | CU-*Z60XKR / CS-*Z60XKRW | CU-*Z60XKR / CS-*Z60XKRW | N/A | Panasonic | N/A | Non Ducted | Single Split System | Wall Hung | Air | Air | Malaysia | 1.85 | N/A | 6 | N/A | N/A | N/A | N/A | N/A | 1.89 | 6.5 | Calorimeter Room | 3.4721 | 3.5794 | N/A | - | N/A | N/A | N/A | N/A | N/A | N/A | N/A | N/A | N/A | N/A | N/A | N/A | N/A | N/A | N/A | N/A | N/A | Single | R32 | Australia,New Zealand | 138975 | 2026-07-02 |  | Approved | Reverse Cycle | N/A | Yes | Class 9 | Yes | N/A | N/A | N/A | N/A | N/A | N/A | N/A | Available | N/A | N/A | http://papamy.panasonic.com.my/ | http://www.panasonic.com.au/ | N/A |  |  | AAC6140 | Yes | Variable output compressor | Inverter | No | - | 6000 | 1.85 | - | 560 | 3000 | Yes | 350 | 1250 | - | 1690.9 | 6462 | Yes | 470 | 3200 | - | 250 | 1450 | 6500 | 1.89 | 545 | 3250 | No | - | - | Yes | 1800 | 5700 | No | - | - | No | - | - | - | - | - | No | - | - | No | - | - | No | - | - | 63 | 64 | 5.463 | 5.089 | 5.402 | 8.758 | 7.153 | 6.192 | 303 | 491 | 1449 | 496 | 718 | 1814 | 3.5 | 3.5 | 3.5 | 3.907 | 4.522 | 5.414 | 4.346 | 4.92 | 5.453 | 2178 | 787 | 107 | 665 | 336 | 68 | 2 | 3 | 3.5 | No | - | - | - | - | N/A | N/A | N/A | 2.5 | 3.2285 | 3.4238
[SEER Non Multi-Split <=65kW] GEMS (Air Conditioners up to 65kW) Determination 2019 | MEPS 2019 | AS/NZS 3823.1.1:2012 | CU-*Z71*KR* / CS-*Z71*KR* | CU-*Z71*KR* / CS-*Z71*KR* | N/A | Panasonic | N/A | Non Ducted | Single Split System | Wall Hung | Air | Air | Malaysia | 1.93 | N/A | 7.1 | N/A | N/A | N/A | N/A | N/A | 1.88 | 8 | Calorimeter Room | 3.8298 | 4.2428 | N/A | - | N/A | N/A | N/A | N/A | N/A | N/A | N/A | N/A | N/A | N/A | N/A | N/A | N/A | N/A | N/A | N/A | N/A | Single | R32 | Australia,New Zealand | 148285 | 2027-08-09 |  | Approved | Reverse Cycle | N/A | Yes | Class 9 | Yes | N/A | N/A | N/A | N/A | N/A | N/A | N/A | Available | N/A | N/A | http://papamy.panasonic.com.my/ | http://www.panasonic.com.au/ | N/A |  |  | AAC6856 | Yes | Variable output compressor | Inverter | No | - | 7100 | 1.93 | - | 660 | 3550 | No | - | - | - | 1764.02 | 7646.7 | Yes | 520 | 3800 | No | - | - | 8000 | 1.88 | 700 | 4000 | No | - | - | Yes | 2500 | 7700 | No | - | - | No | - | - | - | - | - | No | - | - | No | - | - | No | - | - | 65 | 68 | 5.884 | 5.506 | 5.9 | 8.395 | 7.21 | 6.702 | 333 | 538 | 1571 | 614 | 843 | 1984 | 4 | 4 | 4 | 4.152 | 4.691 | 5.24 | 4.446 | 4.914 | 5.246 | 2521 | 933 | 134 | 798 | 413 | 85 | 2.5 | 3 | 3.5 | No | - | - | - | - | N/A | N/A | N/A | 2.5 | 3.6627 | 4.2363
[SEER Non Multi-Split <=65kW] GEMS (Air Conditioners up to 65kW) Determination 2019 | MEPS 2019 | AS/NZS 3823.1.1:2012 | CU-*Z71XKR / CS-*Z71XKRW | CU-*Z71XKR / CS-*Z71XKRW | N/A | Panasonic | N/A | Non Ducted | Single Split System | Wall Hung | Air | Air | Malaysia | 2.06 | N/A | 7.1 | N/A | N/A | N/A | N/A | N/A | 2.09 | 8 | Calorimeter Room | 3.4807 | 3.8488 | N/A | - | N/A | N/A | N/A | N/A | N/A | N/A | N/A | N/A | N/A | N/A | N/A | N/A | N/A | N/A | N/A | N/A | N/A | Single | R32 | Australia,New Zealand | 139577 | 2026-07-22 |  | Approved | Reverse Cycle | N/A | Yes | Class 9 | Yes | N/A | N/A | N/A | N/A | N/A | N/A | N/A | Available | N/A | N/A | http://papamy.panasonic.com.my/ | http://www.panasonic.com.au/ | N/A |  |  | AAC6176 | Yes | Variable output compressor | Inverter | No | - | 7100 | 2.06 | - | 680 | 3550 | Yes | 450 | 1700 | - | 1882.84 | 7646.7 | Yes | 560 | 3650 | - | 340 | 2030 | 8000 | 2.09 | 710 | 4000 | No | - | - | Yes | 2700 | 7300 | No | - | - | No | - | - | - | - | - | No | - | - | No | - | - | No | - | - | 65 | 68 | 5.399 | 5.096 | 5.369 | 7.992 | 6.825 | 6.039 | 364 | 582 | 1727 | 645 | 891 | 2202 | 3.5 | 3.5 | 3.5 | 3.828 | 4.453 | 5.147 | 4.195 | 4.747 | 5.164 | 2735 | 982 | 137 | 846 | 427 | 86 | 2 | 2.5 | 3.5 | No | - | - | - | - | N/A | N/A | N/A | 2.5 | 3.4325 | 3.8123
[SEER Non Multi-Split <=65kW] GEMS (Air Conditioners up to 65kW) Determination 2019 | MEPS 2019 | AS/NZS 3823.1.1:2012 | CU-*Z80XKR / CS-*Z80XKR | CU-*Z80XKR / CS-*Z80XKR | N/A | Panasonic | N/A | Non Ducted | Single Split System | Wall Hung | Air | Air | Malaysia | 2.44 | N/A | 8 | N/A | N/A | N/A | N/A | N/A | 2.46 | 9 | Calorimeter Room | 3.325 | 3.8041 | N/A | 53.8 | N/A | N/A | N/A | N/A | N/A | N/A | N/A | N/A | N/A | N/A | N/A | N/A | N/A | N/A | N/A | N/A | N/A | Single | R32 | Australia,New Zealand | 139558 | 2026-07-20 |  | Approved | Reverse Cycle | N/A | Yes | Class 9 | Yes | N/A | N/A | N/A | N/A | N/A | N/A | N/A | Available | N/A | N/A | http://papamy.panasonic.com.my/ | http://www.panasonic.com.au/ | N/A |  |  | AAC6173 | Yes | Variable output compressor | Inverter | No | - | 8000 | 2.44 | - | 790 | 4000 | Yes | 460 | 2300 | - | 2230.16 | 8616 | Yes | 670 | 4300 | - | 370 | 2680 | 9000 | 2.46 | 850 | 4500 | Yes | 440 | 2200 | Yes | 2700 | 8100 | No | - | - | No | - | - | - | - | - | No | - | - | No | - | - | No | - | - | 67 | 69 | 5.343 | 5.027 | 5.304 | 7.776 | 6.751 | 5.952 | 413 | 663 | 1968 | 745 | 1014 | 2516 | 3.5 | 3.5 | 3.5 | 3.782 | 4.312 | 5.016 | 4.139 | 4.601 | 5.007 | 3115 | 1143 | 159 | 966 | 497 | 101 | 2 | 2.5 | 3.5 | No | - | - | - | - | N/A | N/A | N/A | 3.5 | 3.2629 | 3.641
[SEER Non Multi-Split <=65kW] GEMS (Air Conditioners up to 65kW) Determination 2019 | MEPS 2019 | AS/NZS 3823.1.1:2012 | CU-*Z80YKR / CS-*Z80YKR | CU-*Z80YKR / CS-*Z80YKR | N/A | Panasonic | N/A | Non Ducted | Single Split System | Wall Hung | Air | Air | Malaysia | 2.39 | N/A | 8 | N/A | N/A | N/A | N/A | N/A | 2.34 | 9 | Calorimeter Room | 3.4273 | 3.7986 | N/A | - | N/A | N/A | N/A | N/A | N/A | N/A | N/A | N/A | N/A | N/A | N/A | N/A | N/A | N/A | N/A | N/A | N/A | Single | R32 | Australia,New Zealand | 148247 | 2027-08-08 |  | Approved | Reverse Cycle | N/A | Yes | Class 9 | Yes | N/A | N/A | N/A | N/A | N/A | N/A | N/A | Available | N/A | N/A | http://papamy.panasonic.com.my/ | http://www.panasonic.com.au/ | N/A |  |  | AAC6852 | Yes | Variable output compressor | Inverter | No | - | 8000 | 2.39 | - | 760 | 4000 | Yes | 460 | 2300 | - | 2184.46 | 8616 | Yes | 640 | 4300 | - | 390 | 2680 | 9000 | 2.34 | 820 | 4500 | Yes | 430 | 2200 | Yes | 2750 | 8200 | No | - | - | No | - | - | - | - | - | No | - | - | No | - | - | No | - | - | 67 | 69 | 5.494 | 5.128 | 5.417 | 7.526 | 6.622 | 6.043 | 403 | 652 | 1929 | 772 | 1036 | 2481 | 3.5 | 3.5 | 3.5 | 3.899 | 4.465 | 5.166 | 4.256 | 4.739 | 5.145 | 3019 | 1101 | 152 | 938 | 481 | 97 | 2 | 2.5 | 3.5 | No | - | - | - | - | N/A | N/A | N/A | 2.5 | 3.3355 | 3.8323
[SEER Non Multi-Split <=65kW] GEMS (Air Conditioners up to 65kW) Determination 2019 | MEPS 2019 | AS/NZS 3823.1.1:2012 | CU-*Z95AKR / CS-*Z95AKR | CU-*Z95AKR / CS-*Z95AKR | N/A | Panasonic | N/A | Non Ducted | Single Split System | Wall Hung | Air | Air | Malaysia | 2.84 | N/A | 9.5 | N/A | N/A | N/A | N/A | N/A | 2.78 | 10.3 | Calorimeter Room | 3.3079 | 3.6946 | N/A | 55.516 | N/A | N/A | N/A | N/A | N/A | N/A | N/A | N/A | N/A | N/A | N/A | N/A | N/A | N/A | N/A | N/A | N/A | Single | R32 | Australia,New Zealand | 160133 | 2029-04-15 |  | Approved | Reverse Cycle | N/A | Yes | Class 9 | Yes | N/A | N/A | N/A | N/A | N/A | N/A | N/A | Available | N/A | N/A | http://papamy.panasonic.com.my/ | http://www.panasonic.com.au/ | N/A |  |  | AAC8179 | Yes | Variable output compressor | Inverter | No | - | 9500 | 2.84 | - | 1050 | 4750 | Yes | 500 | 2800 | - | 2595.76 | 10231.5 | Yes | 880 | 5000 | - | 400 | 2900 | 10300 | 2.78 | 1095 | 5150 | Yes | 440 | 2400 | Yes | 3000 | 8750 | No | - | - | No | - | - | - | - | - | No | - | - | No | - | - | No | - | - | 69 | 69 | 5.022 | 4.805 | 5.007 | 7.101 | 6.281 | 5.541 | 523 | 826 | 2478 | 971 | 1296 | 3212 | 3.5 | 3 | 3.5 | 3.602 | 4.157 | 4.997 | 4.078 | 4.668 | 5.143 | 3742 | 1355 | 182 | 1121 | 560 | 112 | 2 | 2.5 | 3 | No | - | - | - | - | N/A | N/A | N/A | 3.5 | 3.3312 | 3.6893
[SEER Non Multi-Split <=65kW] GEMS (Air Conditioners up to 65kW) Determination 2019 | MEPS 2019 | AS/NZS 3823.1.1:2012 | CU/CS-U80TKR-series | CU/CS-U80TKR-series | N/A | Panasonic | N/A | Non Ducted | Single Split System | Wall Hung | Air | - | Malaysia | 2.46 | N/A | 8 | N/A | N/A | N/A | N/A | N/A | - | - | Calorimeter Room | 3.2585 | - | N/A | 55.1 | N/A | N/A | N/A | N/A | N/A | N/A | N/A | N/A | N/A | N/A | N/A | N/A | N/A | N/A | N/A | N/A | N/A | Single | R32 | Australia,New Zealand | 129088 | 2025-05-22 |  | Approved | Cooling Only | N/A | Yes | Class 9 | Yes | N/A | N/A | Yes | Yes | Yes | N/A | N/A | Available | N/A | N/A | http://papamy.panasonic.com.my/ | http://www.panasonic.com.au/ | N/A |  |  | AAC4855 | Yes | Variable output compressor | Inverter | No | - | 8000 | 2.46 | - | 890 | 4000 | Yes | 430 | 2100 | - | 2248.44 | 8616 | No | 813.46 | 4308 | - | 360 | 2300 | - | - | - | - | - | - | - | - | - | - | - | - | - | - | - | - | - | - | - | - | - | - | - | - | - | - | - | - | 68 | 69 | 4.681 | 4.503 | 4.684 | 6.312 | 5.71 | 5.09 | 472 | 741 | 2229 | 920 | 1200 | 2944 | 3 | 3 | 3 | - | - | - | - | - | - | - | - | - | - | - | - | - | - | - | No | - | - | - | - | N/A | N/A | N/A | 3.477 | 3.2366 | -
[SEER Multi-Split <=65kW] GEMS (Air Conditioners up to 65kW) Determination 2019 | MEPS 2019 | AS/NZS 3823.1.4:2012 | CU-2Z52VBR |  | N/A | Panasonic | N/A | Non Ducted | fixed | N/A | Air | Air | Malaysia | 1.35 | N/A | 5.2 | N/A | N/A | N/A | N/A | N/A | 1.43 | 6.1 | Calorimeter Room | 3.8492 | 4.3006 | N/A | - | N/A | N/A | N/A | N/A | N/A | N/A | N/A | N/A | N/A | N/A | N/A | N/A | N/A | N/A | N/A | N/A | N/A | Single | R32 | Australia,New Zealand | 154589 | 2029-01-29 |  | Approved | Reverse Cycle | N/A | Yes | Class 19 | Yes | N/A | N/A | N/A | N/A | N/A | N/A | N/A | Available | N/A | N/A | http://papamy.panasonic.com.my/ | http://www.panasonic.com.au/ | N/A |  |  | AAC8024 | Yes | Variable output compressor | Inverter | No | - | 5200 | 1.35 | - | 460 | 2600 | No | - | - | - | 1233.9 | 5600.4 | No | 420.44 | 2800.2 | No | - | - | 6100 | 1.43 | 510 | 3050 | Yes | 210 | 1100 | Yes | 1450 | 4600 | No | - | - | No | - | - | - | - | - | No | - | - | No | - | - | No | - | - | N/A | 66 | 5.167 | 4.977 | 5.414 | 6.379 | 5.958 | 5.838 | 273 | 429 | 1248 | 587 | 743 | 1663 | 3.5 | 3 | 3.5 | 3.806 | 4.626 | 5.555 | 4.142 | 4.981 | 5.52 | 2103 | 728 | 103 | 658 | 316 | 67 | 2 | 3 | 4 | N/A | N/A | N/A | N/A | N/A | N/A | N/A | N/A | 4.46 | 3.8093 | 4.2212
[SEER Multi-Split <=65kW] GEMS (Air Conditioners up to 65kW) Determination 2019 | MEPS 2019 | AS/NZS 3823.1.4:2012 | CU-3Z54VBR |  | N/A | Panasonic | N/A | Non Ducted | fixed | N/A | Air | Air | Malaysia | 1.12 | N/A | 5.4 | N/A | N/A | N/A | N/A | N/A | 1.54 | 7 | Calorimeter Room | 4.6891 | 4.4731 | N/A | - | N/A | N/A | N/A | N/A | N/A | N/A | N/A | N/A | N/A | N/A | N/A | N/A | N/A | N/A | N/A | N/A | N/A | Single | R32 | Australia,New Zealand | 154590 | 2029-01-27 |  | Approved | Reverse Cycle | N/A | Yes | Class 19 | Yes | N/A | N/A | N/A | N/A | N/A | N/A | N/A | Available | N/A | N/A | http://papamy.panasonic.com.my/ | http://www.panasonic.com.au/ | N/A |  |  | AAC8023 | Yes | Variable output compressor | Inverter | No | - | 5400 | 1.12 | - | 460 | 2700 | No | - | - | - | 1023.68 | 5815.8 | No | 420.44 | 2907.9 | No | - | - | 7000 | 1.54 | 630 | 3500 | Yes | 320 | 1600 | Yes | 2110 | 6300 | No | - | - | No | - | - | - | - | - | No | - | - | No | - | - | No | - | - | N/A | 62 | 5.613 | 5.521 | 6.04 | 6.809 | 6.443 | 6.449 | 260 | 401 | 1160 | 570 | 712 | 1563 | 4 | 4 | 4.5 | 4.056 | 4.68 | 5.188 | 4.338 | 4.824 | 5.129 | 2264 | 825 | 125 | 721 | 373 | 81 | 2.5 | 3 | 3.5 | N/A | N/A | N/A | N/A | N/A | N/A | N/A | N/A | 4.7 | 4.754 | 4.499
[SEER Multi-Split <=65kW] GEMS (Air Conditioners up to 65kW) Determination 2019 | MEPS 2019 | AS/NZS 3823.1.4:2012 | CU-4Z71VBR |  | N/A | Panasonic | N/A | Non Ducted | fixed | N/A | Air | Air | Malaysia | 1.66 | N/A | 7.1 | N/A | N/A | N/A | N/A | N/A | 1.95 | 8.5 | Calorimeter Room | 4.3077 | 4.3248 | N/A | - | N/A | N/A | N/A | N/A | N/A | N/A | N/A | N/A | N/A | N/A | N/A | N/A | N/A | N/A | N/A | N/A | N/A | Single | R32 | Australia,New Zealand | 154591 | 2029-01-31 |  | Approved | Reverse Cycle | N/A | Yes | Class 19 | Yes | N/A | N/A | N/A | N/A | N/A | N/A | N/A | Available | N/A | N/A | http://papamy.panasonic.com.my/ | http://www.panasonic.com.au/ | N/A |  |  | AAC8029 | Yes | Variable output compressor | Inverter | No | - | 7100 | 1.66 | - | 600 | 3550 | No | - | - | - | 1517.24 | 7646.7 | No | 548.4 | 3823.35 | No | - | - | 8500 | 1.95 | 760 | 4250 | Yes | 500 | 3000 | Yes | 1980 | 6400 | No | - | - | No | - | - | - | - | - | No | - | - | No | - | - | No | - | - | N/A | 63 | 5.591 | 5.399 | 5.826 | 6.791 | 6.36 | 6.25 | 346 | 543 | 1585 | 755 | 952 | 2123 | 4 | 3.5 | 4 | 3.802 | 4.606 | 5.619 | 4.189 | 5.071 | 5.659 | 2930 | 1015 | 139 | 904 | 429 | 88 | 2 | 3 | 4 | N/A | N/A | N/A | N/A | N/A | N/A | N/A | N/A | 4.7 | 4.2366 | 4.3238
[SEER Multi-Split <=65kW] GEMS (Air Conditioners up to 65kW) Determination 2019 | MEPS 2019 | AS/NZS 3823.1.4:2012 | CU-4Z80VBR |  | N/A | Panasonic | N/A | Non Ducted | fixed | N/A | Air | Air | Malaysia | 1.98 | N/A | 8 | N/A | N/A | N/A | N/A | N/A | 2.03 | 9.4 | Calorimeter Room | 3.9209 | 4.5756 | N/A | - | N/A | N/A | N/A | N/A | N/A | N/A | N/A | N/A | N/A | N/A | N/A | N/A | N/A | N/A | N/A | N/A | N/A | Single | R32 | Australia,New Zealand | 154592 | 2029-01-31 |  | Approved | Reverse Cycle | N/A | Yes | Class 19 | Yes | N/A | N/A | N/A | N/A | N/A | N/A | N/A | Available | N/A | N/A | http://papamy.panasonic.com.my/ | http://www.panasonic.com.au/ | N/A |  |  | AAC8030 | Yes | Variable output compressor | Inverter | No | - | 8000 | 1.98 | - | 660 | 4000 | No | - | - | - | 1809.72 | 8616 | No | 603.24 | 4308 | No | - | - | 9400 | 2.03 | 800 | 4700 | Yes | 500 | 3000 | Yes | 2600 | 8100 | No | - | - | No | - | - | - | - | - | No | - | - | No | - | - | No | - | - | N/A | 67 | 5.592 | 5.352 | 5.777 | 6.862 | 6.389 | 6.228 | 390 | 617 | 1802 | 842 | 1068 | 2401 | 4 | 3.5 | 4 | 4.19 | 4.961 | 5.764 | 4.626 | 5.299 | 5.768 | 2941 | 1043 | 150 | 907 | 455 | 96 | 2.5 | 3 | 4 | N/A | N/A | N/A | N/A | N/A | N/A | N/A | N/A | 5.3 | 4.0042 | 4.59
[SEER Multi-Split <=65kW] GEMS (Air Conditioners up to 65kW) Determination 2019 | MEPS 2019 | AS/NZS 3823.1.4:2012 | CU-5Z100VBR |  | N/A | Panasonic | N/A | Non Ducted | fixed | N/A | Air | Air | Malaysia | 2.6 | N/A | 10 | N/A | N/A | N/A | N/A | N/A | 2.76 | 12 | Calorimeter Room | 3.8156 | 4.2685 | N/A | - | N/A | N/A | N/A | N/A | N/A | N/A | N/A | N/A | N/A | N/A | N/A | N/A | N/A | N/A | N/A | N/A | N/A | Single | R32 | Australia,New Zealand | 154593 | 2029-01-31 |  | Approved | Reverse Cycle | N/A | Yes | Class 20 | Yes | N/A | N/A | N/A | N/A | N/A | N/A | N/A | Available | N/A | N/A | http://papamy.panasonic.com.my/ | http://www.panasonic.com.au/ | N/A |  |  | AAC8031 | Yes | Variable output compressor | Inverter | No | - | 10000 | 2.6 | - | 900 | 5000 | No | - | - | - | 2376.4 | 10770 | No | 822.6 | 5385 | No | - | - | 12000 | 2.76 | 1090 | 6000 | Yes | 580 | 3400 | Yes | 3290 | 9800 | No | - | - | No | - | - | - | - | - | No | - | - | No | - | - | No | - | - | N/A | 69 | 5.283 | 5.055 | 5.402 | 6.383 | 5.95 | 5.8 | 520 | 821 | 2413 | 1135 | 1437 | 3226 | 3.5 | 3.5 | 3.5 | 3.907 | 4.673 | 5.572 | 4.399 | 5.1 | 5.621 | 4022 | 1409 | 194 | 1214 | 600 | 123 | 2 | 3 | 4 | N/A | N/A | N/A | N/A | N/A | N/A | N/A | N/A | 5.3 | 3.8198 | 4.3198
[SEER Non Multi-Split <=65kW] GEMS (Air Conditioners up to 65kW) Determination 2019 | MEPS 2019 | AS/NZS 3823.1.1:2012 | CU-HZ25YKR / CS-HZ25YKR |  | N/A | Panasonic | N/A | Non Ducted | Single Split System | Wall Hung | Air | Air | Malaysia | 0.49 | N/A | 2.5 | N/A | N/A | N/A | N/A | N/A | 0.62 | 3.2 | Calorimeter Room | 5.1359 | 5.0258 | N/A | - | N/A | N/A | N/A | N/A | N/A | N/A | N/A | N/A | N/A | N/A | N/A | N/A | N/A | N/A | N/A | N/A | N/A | Single | R32 | Australia,New Zealand | 148105 | 2027-08-08 |  | Approved | Reverse Cycle | N/A | Yes | Class 8 | Yes | N/A | N/A | N/A | N/A | N/A | N/A | N/A | Available | N/A | N/A | http://papamy.panasonic.com.my/ | http://www.panasonic.com.au/ | N/A |  |  | AAC6854 | Yes | Variable output compressor | Inverter | No | - | 2500 | 0.49 | - | 205 | 1250 | No | - | - | - | 447.86 | 2692.5 | Yes | 160 | 1380 | No | - | - | 3200 | 0.62 | 265 | 1600 | No | - | - | Yes | 1000 | 3300 | No | - | - | No | - | - | - | - | - | No | - | - | No | - | - | No | - | - | 56 | 63 | 6.636 | 6.48 | 7.313 | 9.963 | 8.709 | 8.365 | 100 | 156 | 442 | 178 | 242 | 556 | 5 | 4.5 | 5.5 | 4.676 | 5.189 | 5.568 | 4.884 | 5.315 | 5.555 | 899 | 342 | 54 | 294 | 156 | 35 | 3 | 3.5 | 4 | No | - | - | - | - | N/A | N/A | N/A | 2.5 | 5.0155 | 5.0919
[SEER Non Multi-Split <=65kW] GEMS (Air Conditioners up to 65kW) Determination 2019 | MEPS 2019 | AS/NZS 3823.1.1:2012 | CU-HZ35YKR / CS-HZ35YKR |  | N/A | Panasonic | N/A | Non Ducted | Single Split System | Wall Hung | Air | Air | Malaysia | 0.78 | N/A | 3.5 | N/A | N/A | N/A | N/A | N/A | 0.87 | 4.1 | Calorimeter Room | 4.3964 | 4.7512 | N/A | - | N/A | N/A | N/A | N/A | N/A | N/A | N/A | N/A | N/A | N/A | N/A | N/A | N/A | N/A | N/A | N/A | N/A | Single | R32 | Australia,New Zealand | 148137 | 2027-08-08 |  | Approved | Reverse Cycle | N/A | Yes | Class 8 | Yes | N/A | N/A | N/A | N/A | N/A | N/A | N/A | Available | N/A | N/A | http://papamy.panasonic.com.my/ | http://www.panasonic.com.au/ | N/A |  |  | AAC6853 | Yes | Variable output compressor | Inverter | No | - | 3500 | 0.78 | - | 275 | 1750 | Yes | 190 | 1000 | - | 712.92 | 3769.5 | Yes | 220 | 1850 | - | 135 | 1200 | 4100 | 0.87 | 315 | 2050 | No | - | - | Yes | 1400 | 4100 | No | - | - | No | - | - | - | - | - | No | - | - | No | - | - | No | - | - | 60 | 64 | 6.8 | 6.525 | 7.091 | 11.426 | 9.49 | 8.206 | 139 | 220 | 641 | 219 | 313 | 796 | 5 | 5 | 5.5 | 4.553 | 5.265 | 5.961 | 4.931 | 5.55 | 5.972 | 1181 | 430 | 64 | 372 | 190 | 41 | 3 | 3.5 | 4 | No | - | - | - | - | N/A | N/A | N/A | 2.5 | 4.4391 | 4.6673
[SEER Non Multi-Split <=65kW] GEMS (Air Conditioners up to 65kW) Determination 2019 | MEPS 2019 | AS/NZS 3823.1.1:2012 | CU-HZ50YKR / CS-HZ50YKR |  | N/A | Panasonic | N/A | Non Ducted | Single Split System | Wall Hung | Air | Air | Malaysia | 1.23 | N/A | 5 | N/A | N/A | N/A | N/A | N/A | 1.34 | 6 | Calorimeter Room | 3.9992 | 4.3457 | N/A | - | N/A | N/A | N/A | N/A | N/A | N/A | N/A | N/A | N/A | N/A | N/A | N/A | N/A | N/A | N/A | N/A | N/A | Single | R32 | Australia,New Zealand | 148146 | 2027-08-07 |  | Approved | Reverse Cycle | N/A | Yes | Class 9 | Yes | N/A | N/A | N/A | N/A | N/A | N/A | N/A | Available | N/A | N/A | http://papamy.panasonic.com.my/ | http://www.panasonic.com.au/ | N/A |  |  | AAC6851 | Yes | Variable output compressor | Inverter | No | - | 5000 | 1.23 | - | 420 | 2500 | Yes | 250 | 1250 | - | 1124.22 | 5385 | Yes | 345 | 2700 | - | 170 | 1380 | 6000 | 1.34 | 520 | 3000 | Yes | 195 | 1050 | Yes | 1800 | 5700 | No | - | - | No | - | - | - | - | - | No | - | - | No | - | - | No | - | - | 63 | 63 | 6.532 | 6.193 | 6.602 | 11.476 | 9.145 | 7.671 | 209 | 334 | 986 | 314 | 466 | 1219 | 5 | 4.5 | 5 | 4.287 | 4.884 | 5.538 | 4.652 | 5.181 | 5.558 | 1833 | 674 | 97 | 574 | 295 | 62 | 2.5 | 3 | 4 | No | - | - | - | - | N/A | N/A | N/A | 2.5 | 4.0373 | 4.4496
[SEER Non Multi-Split <=65kW] GEMS (Air Conditioners up to 65kW) Determination 2019 | MEPS 2019 | AS/NZS 3823.1.1:2012 | CU-HZ71YKR / CS-HZ71YKR | CU-*Z71*KR* / CS-*Z71*KR* | N/A | Panasonic | N/A | Non Ducted | Single Split System | Wall Hung | Air | Air | Malaysia | 1.93 | N/A | 7.1 | N/A | N/A | N/A | N/A | N/A | 1.88 | 8 | Calorimeter Room | 3.8298 | 4.2428 | N/A | - | N/A | N/A | N/A | N/A | N/A | N/A | N/A | N/A | N/A | N/A | N/A | N/A | N/A | N/A | N/A | N/A | N/A | Single | R32 | Australia,New Zealand | 148285 | 2027-08-09 |  | Approved | Reverse Cycle | N/A | Yes | Class 9 | Yes | N/A | N/A | N/A | N/A | N/A | N/A | N/A | Available | N/A | N/A | http://papamy.panasonic.com.my/ | http://www.panasonic.com.au/ | N/A |  |  | AAC6856 | Yes | Variable output compressor | Inverter | No | - | 7100 | 1.93 | - | 660 | 3550 | No | - | - | - | 1764.02 | 7646.7 | Yes | 520 | 3800 | No | - | - | 8000 | 1.88 | 700 | 4000 | No | - | - | Yes | 2500 | 7700 | No | - | - | No | - | - | - | - | - | No | - | - | No | - | - | No | - | - | 65 | 68 | 5.884 | 5.506 | 5.9 | 8.395 | 7.21 | 6.702 | 333 | 538 | 1571 | 614 | 843 | 1984 | 4 | 4 | 4 | 4.152 | 4.691 | 5.24 | 4.446 | 4.914 | 5.246 | 2521 | 933 | 134 | 798 | 413 | 85 | 2.5 | 3 | 3.5 | No | - | - | - | - | N/A | N/A | N/A | 2.5 | 3.6627 | 4.2363
[SEER Non Multi-Split <=65kW] GEMS (Air Conditioners up to 65kW) Determination 2019 | MEPS 2019 | AS/NZS 3823.1.1:2012 | CU-HZ80YKR / CS-HZ80YKR | CU-*Z80YKR / CS-*Z80YKR | N/A | Panasonic | N/A | Non Ducted | Single Split System | Wall Hung | Air | Air | Malaysia | 2.39 | N/A | 8 | N/A | N/A | N/A | N/A | N/A | 2.34 | 9 | Calorimeter Room | 3.4273 | 3.7986 | N/A | - | N/A | N/A | N/A | N/A | N/A | N/A | N/A | N/A | N/A | N/A | N/A | N/A | N/A | N/A | N/A | N/A | N/A | Single | R32 | Australia,New Zealand | 148247 | 2027-08-08 |  | Approved | Reverse Cycle | N/A | Yes | Class 9 | Yes | N/A | N/A | N/A | N/A | N/A | N/A | N/A | Available | N/A | N/A | http://papamy.panasonic.com.my/ | http://www.panasonic.com.au/ | N/A |  |  | AAC6852 | Yes | Variable output compressor | Inverter | No | - | 8000 | 2.39 | - | 760 | 4000 | Yes | 460 | 2300 | - | 2184.46 | 8616 | Yes | 640 | 4300 | - | 390 | 2680 | 9000 | 2.34 | 820 | 4500 | Yes | 430 | 2200 | Yes | 2750 | 8200 | No | - | - | No | - | - | - | - | - | No | - | - | No | - | - | No | - | - | 67 | 69 | 5.494 | 5.128 | 5.417 | 7.526 | 6.622 | 6.043 | 403 | 652 | 1929 | 772 | 1036 | 2481 | 3.5 | 3.5 | 3.5 | 3.899 | 4.465 | 5.166 | 4.256 | 4.739 | 5.145 | 3019 | 1101 | 152 | 938 | 481 | 97 | 2 | 2.5 | 3.5 | No | - | - | - | - | N/A | N/A | N/A | 2.5 | 3.3355 | 3.8323
[SEER Non Multi-Split <=65kW] GEMS (Air Conditioners up to 65kW) Determination 2019 | MEPS 2019 | AS/NZS 3823.1.1:2012 | CU-RZ25AKR / CS-RZ25AKRW | CU-*Z25AKR / CS-*Z25AKRW | N/A | Panasonic | N/A | Non Ducted | Single Split System | Wall Hung | Air | Air | Malaysia | 0.58 | N/A | 2.5 | N/A | N/A | N/A | N/A | N/A | 0.65 | 3 | Calorimeter Room | 4.1386 | 4.4146 | N/A | - | N/A | N/A | N/A | N/A | N/A | N/A | N/A | N/A | N/A | N/A | N/A | N/A | N/A | N/A | N/A | N/A | N/A | Single | R32 | Australia,New Zealand | 160665 | 2029-05-02 |  | Approved | Reverse Cycle | N/A | Yes | Class 8 | Yes | N/A | N/A | N/A | N/A | N/A | N/A | N/A | Available | N/A | N/A | http://papamy.panasonic.com.my/ | http://www.panasonic.com.au/ | N/A |  |  | AAC8202 | Yes | Variable output compressor | Inverter | No | - | 2500 | 0.58 | - | 230 | 1250 | Yes | 200 | 950 | - | 530.12 | 2692.5 | Yes | 175 | 1330 | - | 155 | 1080 | 3000 | 0.65 | 275 | 1500 | No | - | - | Yes | 980 | 3050 | No | - | - | No | - | - | - | - | - | No | - | - | No | - | - | No | - | - | 56 | 63 | 5.845 | 5.657 | 6.338 | 8.831 | 7.62 | 7.293 | 115 | 180 | 511 | 202 | 278 | 639 | 4 | 4 | 4.5 | 4.24 | 4.678 | 5.028 | 4.428 | 4.798 | 5.018 | 929 | 355 | 56 | 304 | 162 | 36 | 2.5 | 3 | 3.5 | No | - | - | - | - | N/A | N/A | N/A | 2.5 | 4.2484 | 4.5562
[SEER Non Multi-Split <=65kW] GEMS (Air Conditioners up to 65kW) Determination 2019 | MEPS 2019 | AS/NZS 3823.1.1:2012 | CU-RZ25WKR / CS-RZ25WKRW |  | N/A | Panasonic | N/A | Non Ducted | Single Split System | Wall Hung | Air | Air | Malaysia | 0.57 | N/A | 2.5 | N/A | N/A | N/A | N/A | N/A | 0.64 | 3 | Calorimeter Room | 4.2584 | 4.5046 | N/A | - | N/A | N/A | N/A | N/A | N/A | N/A | N/A | N/A | N/A | N/A | N/A | N/A | N/A | N/A | N/A | N/A | N/A | Single | R32 | Australia,New Zealand | 130069 | 2025-07-09 |  | Approved | Reverse Cycle | N/A | Yes | Class 8 | Yes | N/A | N/A | N/A | N/A | N/A | N/A | N/A | Available | N/A | N/A | http://papamy.panasonic.com.my/ | http://www.panasonic.com.au/ | N/A |  |  | AAC5001 | Yes | Variable output compressor | Inverter | No | - | 2500 | 0.57 | - | 220 | 1250 | Yes | 210 | 950 | - | 520.98 | 2692.5 | Yes | 160 | 1290 | - | 160 | 1100 | 3000 | 0.64 | 260 | 1500 | No | - | - | Yes | 720 | 2500 | No | - | - | No | - | - | - | - | - | No | - | - | No | - | - | No | - | - | 56 | 63 | 5.644 | 5.523 | 6.455 | 9.039 | 7.725 | 7.586 | 116 | 181 | 498 | 194 | 271 | 611 | 4 | 4 | 4.5 | 4.124 | 4.795 | 5.309 | 4.427 | 4.986 | 5.304 | 959 | 350 | 57 | 307 | 159 | 38 | 2.5 | 3 | 3.5 | No | - | - | - | - | N/A | N/A | N/A | 3.956 | 4.2854 | 4.5916
[SEER Non Multi-Split <=65kW] GEMS (Air Conditioners up to 65kW) Determination 2019 | MEPS 2019 | AS/NZS 3823.1.1:2012 | CU-RZ25XKR / CS-RZ25XKRW | CU-*Z25XKR / CS-*Z25XKRW | N/A | Panasonic | N/A | Non Ducted | Single Split System | Wall Hung | Air | Air | Malaysia | 0.57 | N/A | 2.5 | N/A | N/A | N/A | N/A | N/A | 0.64 | 3 | Calorimeter Room | 4.1672 | 4.4473 | N/A | - | N/A | N/A | N/A | N/A | N/A | N/A | N/A | N/A | N/A | N/A | N/A | N/A | N/A | N/A | N/A | N/A | N/A | Single | R32 | Australia,New Zealand | 138955 | 2026-07-01 |  | Approved | Reverse Cycle | N/A | Yes | Class 8 | Yes | N/A | N/A | N/A | N/A | N/A | N/A | N/A | Available | N/A | N/A | http://papamy.panasonic.com.my/ | http://www.panasonic.com.au/ | N/A |  |  | AAC6135 | Yes | Variable output compressor | Inverter | No | - | 2500 | 0.57 | - | 230 | 1250 | Yes | 220 | 950 | - | 520.98 | 2692.5 | Yes | 175 | 1330 | - | 160 | 1120 | 3000 | 0.64 | 270 | 1500 | No | - | - | Yes | 1200 | 3050 | No | - | - | No | - | - | - | - | - | No | - | - | No | - | - | No | - | - | 56 | 63 | 5.944 | 5.773 | 6.46 | 9.704 | 8.125 | 7.532 | 113 | 176 | 501 | 183 | 260 | 618 | 4 | 4 | 4.5 | 4.13 | 4.718 | 5.121 | 4.373 | 4.858 | 5.11 | 954 | 352 | 55 | 308 | 160 | 36 | 2.5 | 3 | 3.5 | No | - | - | - | - | N/A | N/A | N/A | 2.5 | 4.3219 | 4.6264
[SEER Non Multi-Split <=65kW] GEMS (Air Conditioners up to 65kW) Determination 2019 | MEPS 2019 | AS/NZS 3823.1.1:2012 | CU-RZ35AKR / CS-RZ35AKRW | CU-*Z35AKR / CS-*Z35AKRW | N/A | Panasonic | N/A | Non Ducted | Single Split System | Wall Hung | Air | Air | Malaysia | 0.82 | N/A | 3.5 | N/A | N/A | N/A | N/A | N/A | 0.87 | 4 | Calorimeter Room | 4.1566 | 4.5341 | N/A | - | N/A | N/A | N/A | N/A | N/A | N/A | N/A | N/A | N/A | N/A | N/A | N/A | N/A | N/A | N/A | N/A | N/A | Single | R32 | Australia,New Zealand | 160643 | 2029-05-08 |  | Approved | Reverse Cycle | N/A | Yes | Class 8 | Yes | N/A | N/A | N/A | N/A | N/A | N/A | N/A | Available | N/A | N/A | http://papamy.panasonic.com.my/ | http://www.panasonic.com.au/ | N/A |  |  | AAC8209 | Yes | Variable output compressor | Inverter | No | - | 3500 | 0.82 | - | 295 | 1750 | Yes | 210 | 1000 | - | 749.48 | 3769.5 | Yes | 235 | 1800 | - | 155 | 1210 | 4000 | 0.87 | 340 | 2000 | No | - | - | Yes | 1370 | 3900 | No | - | - | No | - | - | - | - | - | No | - | - | No | - | - | No | - | - | 60 | 64 | 6.235 | 6.002 | 6.493 | 9.883 | 8.403 | 7.421 | 152 | 240 | 700 | 254 | 354 | 880 | 4.5 | 4.5 | 4.5 | 4.251 | 4.875 | 5.405 | 4.551 | 5.08 | 5.404 | 1234 | 452 | 68 | 393 | 202 | 44 | 2.5 | 3 | 3.5 | No | - | - | - | - | N/A | N/A | N/A | 2.5 | 4.2248 | 4.5535
[SEER Non Multi-Split <=65kW] GEMS (Air Conditioners up to 65kW) Determination 2019 | MEPS 2019 | AS/NZS 3823.1.1:2012 | CU-RZ35WKR / CS-RZ35WKRW |  | N/A | Panasonic | N/A | Non Ducted | Single Split System | Wall Hung | Air | Air | Malaysia | 0.8 | N/A | 3.5 | N/A | N/A | N/A | N/A | N/A | 0.8 | 3.7 | Calorimeter Room | 4.1827 | 4.6201 | N/A | - | N/A | N/A | N/A | N/A | N/A | N/A | N/A | N/A | N/A | N/A | N/A | N/A | N/A | N/A | N/A | N/A | N/A | Single | R32 | Australia,New Zealand | 130070 | 2025-07-09 |  | Approved | Reverse Cycle | N/A | Yes | Class 8 | Yes | N/A | N/A | N/A | N/A | N/A | N/A | N/A | Available | N/A | N/A | http://papamy.panasonic.com.my/ | http://www.panasonic.com.au/ | N/A |  |  | AAC4998 | Yes | Variable output compressor | Inverter | No | - | 3500 | 0.8 | - | 295 | 1750 | Yes | 210 | 1000 | - | 731.2 | 3769.5 | Yes | 235 | 1800 | - | 160 | 1170 | 3700 | 0.8 | 300 | 1850 | No | - | - | Yes | 1100 | 3400 | No | - | - | No | - | - | - | - | - | No | - | - | No | - | - | No | - | - | 60 | 64 | 5.876 | 5.733 | 6.393 | 9.091 | 7.9 | 7.285 | 158 | 247 | 707 | 273 | 373 | 894 | 4 | 4 | 4.5 | 4.323 | 5.026 | 5.656 | 4.675 | 5.278 | 5.662 | 1127 | 410 | 65 | 357 | 184 | 42 | 2.5 | 3.5 | 4 | No | - | - | - | - | N/A | N/A | N/A | 4.01 | 4.3021 | 4.5479
[SEER Non Multi-Split <=65kW] GEMS (Air Conditioners up to 65kW) Determination 2019 | MEPS 2019 | AS/NZS 3823.1.1:2012 | CU-RZ35XKR / CS-RZ35XKRW | CU-*Z35XKR / CS-*Z35XKRW | N/A | Panasonic | N/A | Non Ducted | Single Split System | Wall Hung | Air | Air | Malaysia | 0.8 | N/A | 3.5 | N/A | N/A | N/A | N/A | N/A | 0.86 | 4 | Calorimeter Room | 4.2068 | 4.4988 | N/A | - | N/A | N/A | N/A | N/A | N/A | N/A | N/A | N/A | N/A | N/A | N/A | N/A | N/A | N/A | N/A | N/A | N/A | Single | R32 | Australia,New Zealand | 138970 | 2026-07-01 |  | Approved | Reverse Cycle | N/A | Yes | Class 8 | Yes | N/A | N/A | N/A | N/A | N/A | N/A | N/A | Available | N/A | N/A | http://papamy.panasonic.com.my/ | http://www.panasonic.com.au/ | N/A |  |  | AAC6139 | Yes | Variable output compressor | Inverter | No | - | 3500 | 0.8 | - | 295 | 1750 | Yes | 220 | 1000 | - | 731.2 | 3769.5 | Yes | 240 | 1850 | - | 165 | 1150 | 4000 | 0.86 | 340 | 2000 | No | - | - | Yes | 1350 | 3850 | No | - | - | No | - | - | - | - | - | No | - | - | No | - | - | No | - | - | 60 | 64 | 6.183 | 5.952 | 6.485 | 9.397 | 8.051 | 7.364 | 153 | 242 | 701 | 267 | 369 | 887 | 4.5 | 4 | 4.5 | 4.245 | 4.886 | 5.407 | 4.545 | 5.085 | 5.405 | 1236 | 451 | 68 | 393 | 202 | 44 | 2.5 | 3 | 3.5 | No | - | - | - | - | N/A | N/A | N/A | 2.5 | 4.3293 | 4.6059
[SEER Non Multi-Split <=65kW] GEMS (Air Conditioners up to 65kW) Determination 2019 | MEPS 2019 | AS/NZS 3823.1.1:2012 | CU-RZ42AKR / CS-RZ42AKRW | CU-*Z42AKR / CS-*Z42AKRW | N/A | Panasonic | N/A | Non Ducted | Single Split System | Wall Hung | Air | Air | Malaysia | 1.18 | N/A | 4.2 | N/A | N/A | N/A | N/A | N/A | 1.3 | 5 | Calorimeter Room | 3.4245 | 3.8196 | N/A | - | N/A | N/A | N/A | N/A | N/A | N/A | N/A | N/A | N/A | N/A | N/A | N/A | N/A | N/A | N/A | N/A | N/A | Single | R32 | Australia,New Zealand | 160646 | 2029-05-02 |  | Approved | Reverse Cycle | N/A | Yes | Class 9 | Yes | N/A | N/A | N/A | N/A | N/A | N/A | N/A | Available | N/A | N/A | http://papamy.panasonic.com.my/ | http://www.panasonic.com.au/ | N/A |  |  | AAC8200 | Yes | Variable output compressor | Inverter | No | - | 4200 | 1.18 | - | 400 | 2100 | Yes | 220 | 1150 | - | 1078.52 | 4523.4 | Yes | 340 | 2200 | - | 175 | 1300 | 5000 | 1.3 | 450 | 2500 | No | - | - | Yes | 1700 | 4400 | No | - | - | No | - | - | - | - | - | No | - | - | No | - | - | No | - | - | 60 | 64 | 5.393 | 5.152 | 5.46 | 7.832 | 6.887 | 6.078 | 213 | 338 | 1002 | 387 | 520 | 1292 | 3.5 | 3.5 | 3.5 | 3.719 | 4.384 | 5.079 | 4.092 | 4.673 | 5.094 | 1761 | 626 | 89 | 544 | 273 | 57 | 2 | 2.5 | 3.5 | No | - | - | - | - | N/A | N/A | N/A | 2.5 | 3.534 | 3.8213
[SEER Non Multi-Split <=65kW] GEMS (Air Conditioners up to 65kW) Determination 2019 | MEPS 2019 | AS/NZS 3823.1.1:2012 | CU-RZ42WKR / CS-RZ42WKRW |  | N/A | Panasonic | N/A | Non Ducted | Single Split System | Wall Hung | Air | Air | Malaysia | 1.18 | N/A | 4.2 | N/A | N/A | N/A | N/A | N/A | 1.36 | 5.1 | Calorimeter Room | 3.4882 | 3.7097 | N/A | - | N/A | N/A | N/A | N/A | N/A | N/A | N/A | N/A | N/A | N/A | N/A | N/A | N/A | N/A | N/A | N/A | N/A | Single | R32 | Australia,New Zealand | 130071 | 2025-07-09 |  | Approved | Reverse Cycle | N/A | Yes | Class 9 | Yes | N/A | N/A | N/A | N/A | N/A | N/A | N/A | Available | N/A | N/A | http://papamy.panasonic.com.my/ | http://www.panasonic.com.au/ | N/A |  |  | AAC5002 | Yes | Variable output compressor | Inverter | No | - | 4200 | 1.18 | - | 450 | 2100 | Yes | 230 | 1150 | - | 1078.52 | 4523.4 | Yes | 365 | 2300 | - | 190 | 1280 | 5100 | 1.36 | 490 | 2550 | No | - | - | Yes | 1700 | 4400 | No | - | - | No | - | - | - | - | - | No | - | - | No | - | - | No | - | - | 60 | 64 | 5.078 | 4.892 | 5.349 | 7.31 | 6.475 | 6.028 | 223 | 352 | 1019 | 412 | 551 | 1300 | 3.5 | 3 | 3.5 | 3.562 | 4.161 | 4.766 | 3.892 | 4.408 | 4.775 | 1878 | 676 | 100 | 586 | 298 | 64 | 2 | 2.5 | 3 | No | - | - | - | - | N/A | N/A | N/A | 3.962 | 3.5194 | 3.7134
[SEER Non Multi-Split <=65kW] GEMS (Air Conditioners up to 65kW) Determination 2019 | MEPS 2019 | AS/NZS 3823.1.1:2012 | CU-RZ42XKR / CS-RZ42XKRW | CU-*Z42XKR / CS-*Z42XKRW | N/A | Panasonic | N/A | Non Ducted | Single Split System | Wall Hung | Air | Air | Malaysia | 1.18 | N/A | 4.2 | N/A | N/A | N/A | N/A | N/A | 1.36 | 5.1 | Calorimeter Room | 3.6036 | 3.6865 | N/A | - | N/A | N/A | N/A | N/A | N/A | N/A | N/A | N/A | N/A | N/A | N/A | N/A | N/A | N/A | N/A | N/A | N/A | Single | R32 | Australia,New Zealand | 138952 | 2026-07-07 |  | Approved | Reverse Cycle | N/A | Yes | Class 9 | Yes | N/A | N/A | N/A | N/A | N/A | N/A | N/A | Available | N/A | N/A | http://papamy.panasonic.com.my/ | http://www.panasonic.com.au/ | N/A |  |  | AAC6158 | Yes | Variable output compressor | Inverter | No | - | 4200 | 1.18 | - | 400 | 2100 | Yes | 240 | 1150 | - | 1078.52 | 4523.4 | Yes | 340 | 2200 | - | 190 | 1350 | 5100 | 1.36 | 490 | 2550 | No | - | - | Yes | 1700 | 4400 | No | - | - | No | - | - | - | - | - | No | - | - | No | - | - | No | - | - | 60 | 64 | 5.378 | 5.137 | 5.449 | 7.85 | 6.875 | 6.079 | 214 | 339 | 1004 | 386 | 521 | 1292 | 3.5 | 3.5 | 3.5 | 3.562 | 4.161 | 4.766 | 3.892 | 4.408 | 4.775 | 1875 | 672 | 96 | 583 | 295 | 61 | 2 | 2.5 | 3 | No | - | - | - | - | N/A | N/A | N/A | 2.5 | 3.534 | 3.7268
[SEER Non Multi-Split <=65kW] GEMS (Air Conditioners up to 65kW) Determination 2019 | MEPS 2019 | AS/NZS 3823.1.1:2012 | CU-RZ50AKR / CS-RZ50AKRW | CU-*Z50*KR / CS-*Z50*KRW | N/A | Panasonic | N/A | Non Ducted | Single Split System | Wall Hung | Air | Air | Malaysia | 1.51 | N/A | 5 | N/A | N/A | N/A | N/A | N/A | 1.72 | 6 | Calorimeter Room | 3.3068 | 3.3755 | N/A | 55.86 | N/A | N/A | N/A | N/A | N/A | N/A | N/A | N/A | N/A | N/A | N/A | N/A | N/A | N/A | N/A | N/A | N/A | Single | R32 | Australia,New Zealand | 138961 | 2026-07-01 |  | Approved | Reverse Cycle | N/A | Yes | Class 9 | Yes | N/A | N/A | N/A | N/A | N/A | N/A | N/A | Available | N/A | N/A | http://papamy.panasonic.com.my/ | http://www.panasonic.com.au/ | N/A |  |  | AAC6134 | Yes | Variable output compressor | Inverter | No | - | 5000 | 1.51 | - | 500 | 2500 | Yes | 240 | 1150 | - | 1380.14 | 5385 | Yes | 420 | 2700 | - | 165 | 1240 | 6000 | 1.72 | 590 | 3000 | No | - | - | Yes | 2200 | 5500 | No | - | - | No | - | - | - | - | - | No | - | - | No | - | - | No | - | - | 60 | 63 | 5.473 | 5.173 | 5.446 | 9.539 | 7.633 | 6.285 | 251 | 402 | 1197 | 378 | 559 | 1489 | 3.5 | 3.5 | 3.5 | 3.511 | 4.042 | 4.647 | 3.831 | 4.298 | 4.662 | 2237 | 813 | 115 | 696 | 355 | 73 | 2 | 2.5 | 3 | No | - | - | - | - | N/A | N/A | N/A | 2.5 | 3.2928 | 3.4713
[SEER Non Multi-Split <=65kW] GEMS (Air Conditioners up to 65kW) Determination 2019 | MEPS 2019 | AS/NZS 3823.1.1:2012 | CU-RZ50VKR-1 / CS-RZ50VKRW* | CU-RZ50VKR-1 / CS-RZ50VKRW* | N/A | Panasonic | N/A | Non Ducted | Single Split System | Wall Hung | Air | Air | Malaysia | 1.47 | N/A | 5 | N/A | N/A | N/A | N/A | N/A | 1.51 | 5.8 | Calorimeter Room | 3.281 | 3.8367 | N/A | - | N/A | N/A | N/A | N/A | N/A | N/A | N/A | N/A | N/A | N/A | N/A | N/A | N/A | N/A | N/A | N/A | N/A | Single | R32 | Australia,New Zealand | 129082 | 2025-05-22 |  | Approved | Reverse Cycle | N/A | Yes | Class 9 | Yes | N/A | N/A | Yes | Yes | Yes | N/A | N/A | Available | N/A | N/A | http://papamy.panasonic.com.my/ | http://www.panasonic.com.au/ | N/A |  |  | AAC4854 | Yes | Variable output compressor | Inverter | No | - | 5000 | 1.47 | - | 410 | 2500 | Yes | 280 | 980 | - | 1343.58 | 5385 | No | 374.74 | 2692.5 | - | 230 | 1500 | 5800 | 1.51 | 505 | 2900 | Yes | 255 | 980 | Yes | 1500 | 4500 | No | - | - | No | - | - | - | - | - | No | - | - | No | - | - | No | - | - | 60 | 63 | 5.524 | 5.188 | 5.573 | 8.051 | 7.019 | 6.235 | 246 | 398 | 1167 | 447 | 606 | 1498 | 4 | 3.5 | 4 | 3.592 | 4.232 | 4.756 | 3.689 | 4.189 | 4.514 | 2116 | 754 | 111 | 700 | 354 | 75 | 2 | 2.5 | 3 | No | - | - | - | - | N/A | N/A | N/A | 3.525 | 3.374 | 3.811
[SEER Non Multi-Split <=65kW] GEMS (Air Conditioners up to 65kW) Determination 2019 | MEPS 2019 | AS/NZS 3823.1.1:2012 | CU-RZ50VKR-1 / CS-RZ50VKRW-1 | CU-RZ50VKR-1 / CS-RZ50VKRW* | N/A | Panasonic | N/A | Non Ducted | Single Split System | Wall Hung | Air | Air | Malaysia | 1.47 | N/A | 5 | N/A | N/A | N/A | N/A | N/A | 1.51 | 5.8 | Calorimeter Room | 3.281 | 3.8367 | N/A | - | N/A | N/A | N/A | N/A | N/A | N/A | N/A | N/A | N/A | N/A | N/A | N/A | N/A | N/A | N/A | N/A | N/A | Single | R32 | Australia,New Zealand | 129082 | 2025-05-22 |  | Approved | Reverse Cycle | N/A | Yes | Class 9 | Yes | N/A | N/A | Yes | Yes | Yes | N/A | N/A | Available | N/A | N/A | http://papamy.panasonic.com.my/ | http://www.panasonic.com.au/ | N/A |  |  | AAC4854 | Yes | Variable output compressor | Inverter | No | - | 5000 | 1.47 | - | 410 | 2500 | Yes | 280 | 980 | - | 1343.58 | 5385 | No | 374.74 | 2692.5 | - | 230 | 1500 | 5800 | 1.51 | 505 | 2900 | Yes | 255 | 980 | Yes | 1500 | 4500 | No | - | - | No | - | - | - | - | - | No | - | - | No | - | - | No | - | - | 60 | 63 | 5.524 | 5.188 | 5.573 | 8.051 | 7.019 | 6.235 | 246 | 398 | 1167 | 447 | 606 | 1498 | 4 | 3.5 | 4 | 3.592 | 4.232 | 4.756 | 3.689 | 4.189 | 4.514 | 2116 | 754 | 111 | 700 | 354 | 75 | 2 | 2.5 | 3 | No | - | - | - | - | N/A | N/A | N/A | 3.525 | 3.374 | 3.811
[SEER Non Multi-Split <=65kW] GEMS (Air Conditioners up to 65kW) Determination 2019 | MEPS 2019 | AS/NZS 3823.1.1:2012 | CU-RZ50VKR-1 / CS-RZ50VKRW1M | CU-RZ50VKR-1 / CS-RZ50VKRW* | N/A | Panasonic | N/A | Non Ducted | Single Split System | Wall Hung | Air | Air | Malaysia | 1.47 | N/A | 5 | N/A | N/A | N/A | N/A | N/A | 1.51 | 5.8 | Calorimeter Room | 3.281 | 3.8367 | N/A | - | N/A | N/A | N/A | N/A | N/A | N/A | N/A | N/A | N/A | N/A | N/A | N/A | N/A | N/A | N/A | N/A | N/A | Single | R32 | Australia,New Zealand | 129082 | 2025-05-22 |  | Approved | Reverse Cycle | N/A | Yes | Class 9 | Yes | N/A | N/A | Yes | Yes | Yes | N/A | N/A | Available | N/A | N/A | http://papamy.panasonic.com.my/ | http://www.panasonic.com.au/ | N/A |  |  | AAC4854 | Yes | Variable output compressor | Inverter | No | - | 5000 | 1.47 | - | 410 | 2500 | Yes | 280 | 980 | - | 1343.58 | 5385 | No | 374.74 | 2692.5 | - | 230 | 1500 | 5800 | 1.51 | 505 | 2900 | Yes | 255 | 980 | Yes | 1500 | 4500 | No | - | - | No | - | - | - | - | - | No | - | - | No | - | - | No | - | - | 60 | 63 | 5.524 | 5.188 | 5.573 | 8.051 | 7.019 | 6.235 | 246 | 398 | 1167 | 447 | 606 | 1498 | 4 | 3.5 | 4 | 3.592 | 4.232 | 4.756 | 3.689 | 4.189 | 4.514 | 2116 | 754 | 111 | 700 | 354 | 75 | 2 | 2.5 | 3 | No | - | - | - | - | N/A | N/A | N/A | 3.525 | 3.374 | 3.811
[SEER Non Multi-Split <=65kW] GEMS (Air Conditioners up to 65kW) Determination 2019 | MEPS 2019 | AS/NZS 3823.1.1:2012 | CU-RZ50WKR / CS-RZ50WKRW |  | N/A | Panasonic | N/A | Non Ducted | Single Split System | Wall Hung | Air | Air | Malaysia | 1.51 | N/A | 5 | N/A | N/A | N/A | N/A | N/A | 1.7 | 5.8 | Calorimeter Room | 3.2953 | 3.3713 | N/A | 55.14 | N/A | N/A | N/A | N/A | N/A | N/A | N/A | N/A | N/A | N/A | N/A | N/A | N/A | N/A | N/A | N/A | N/A | Single | R32 | Australia,New Zealand | 130110 | 2025-07-09 |  | Approved | Reverse Cycle | N/A | Yes | Class 9 | Yes | N/A | N/A | N/A | N/A | N/A | N/A | N/A | Available | N/A | N/A | http://papamy.panasonic.com.my/ | http://www.panasonic.com.au/ | N/A |  |  | AAC4999 | Yes | Variable output compressor | Inverter | No | - | 5000 | 1.51 | - | 510 | 2500 | Yes | 230 | 1150 | - | 1380.14 | 5385 | Yes | 415 | 2700 | - | 165 | 1240 | 5800 | 1.7 | 560 | 2900 | No | - | - | Yes | 2100 | 5400 | No | - | - | No | - | - | - | - | - | No | - | - | No | - | - | No | - | - | 60 | 63 | 5.298 | 5.035 | 5.421 | 8.888 | 7.324 | 6.263 | 256 | 409 | 1199 | 403 | 580 | 1491 | 3.5 | 3.5 | 3.5 | 3.56 | 4.077 | 4.726 | 3.894 | 4.357 | 4.745 | 2137 | 783 | 113 | 665 | 342 | 72 | 2 | 2.5 | 3 | No | - | - | - | - | N/A | N/A | N/A | 4.019 | 3.2817 | 3.3847
[SEER Non Multi-Split <=65kW] GEMS (Air Conditioners up to 65kW) Determination 2019 | MEPS 2019 | AS/NZS 3823.1.1:2012 | CU-RZ50XKR / CS-RZ50XKRW | CU-*Z50*KR / CS-*Z50*KRW | N/A | Panasonic | N/A | Non Ducted | Single Split System | Wall Hung | Air | Air | Malaysia | 1.51 | N/A | 5 | N/A | N/A | N/A | N/A | N/A | 1.72 | 6 | Calorimeter Room | 3.3068 | 3.3755 | N/A | 55.86 | N/A | N/A | N/A | N/A | N/A | N/A | N/A | N/A | N/A | N/A | N/A | N/A | N/A | N/A | N/A | N/A | N/A | Single | R32 | Australia,New Zealand | 138961 | 2026-07-01 |  | Approved | Reverse Cycle | N/A | Yes | Class 9 | Yes | N/A | N/A | N/A | N/A | N/A | N/A | N/A | Available | N/A | N/A | http://papamy.panasonic.com.my/ | http://www.panasonic.com.au/ | N/A |  |  | AAC6134 | Yes | Variable output compressor | Inverter | No | - | 5000 | 1.51 | - | 500 | 2500 | Yes | 240 | 1150 | - | 1380.14 | 5385 | Yes | 420 | 2700 | - | 165 | 1240 | 6000 | 1.72 | 590 | 3000 | No | - | - | Yes | 2200 | 5500 | No | - | - | No | - | - | - | - | - | No | - | - | No | - | - | No | - | - | 60 | 63 | 5.473 | 5.173 | 5.446 | 9.539 | 7.633 | 6.285 | 251 | 402 | 1197 | 378 | 559 | 1489 | 3.5 | 3.5 | 3.5 | 3.511 | 4.042 | 4.647 | 3.831 | 4.298 | 4.662 | 2237 | 813 | 115 | 696 | 355 | 73 | 2 | 2.5 | 3 | No | - | - | - | - | N/A | N/A | N/A | 2.5 | 3.2928 | 3.4713
[SEER Non Multi-Split <=65kW] GEMS (Air Conditioners up to 65kW) Determination 2019 | MEPS 2019 | AS/NZS 3823.1.1:2012 | CU-RZ60AKR / CS-RZ60AKRW | CU-*Z60XKR / CS-*Z60XKRW | N/A | Panasonic | N/A | Non Ducted | Single Split System | Wall Hung | Air | Air | Malaysia | 1.85 | N/A | 6 | N/A | N/A | N/A | N/A | N/A | 1.89 | 6.5 | Calorimeter Room | 3.4721 | 3.5794 | N/A | - | N/A | N/A | N/A | N/A | N/A | N/A | N/A | N/A | N/A | N/A | N/A | N/A | N/A | N/A | N/A | N/A | N/A | Single | R32 | Australia,New Zealand | 138975 | 2026-07-02 |  | Approved | Reverse Cycle | N/A | Yes | Class 9 | Yes | N/A | N/A | N/A | N/A | N/A | N/A | N/A | Available | N/A | N/A | http://papamy.panasonic.com.my/ | http://www.panasonic.com.au/ | N/A |  |  | AAC6140 | Yes | Variable output compressor | Inverter | No | - | 6000 | 1.85 | - | 560 | 3000 | Yes | 350 | 1250 | - | 1690.9 | 6462 | Yes | 470 | 3200 | - | 250 | 1450 | 6500 | 1.89 | 545 | 3250 | No | - | - | Yes | 1800 | 5700 | No | - | - | No | - | - | - | - | - | No | - | - | No | - | - | No | - | - | 63 | 64 | 5.463 | 5.089 | 5.402 | 8.758 | 7.153 | 6.192 | 303 | 491 | 1449 | 496 | 718 | 1814 | 3.5 | 3.5 | 3.5 | 3.907 | 4.522 | 5.414 | 4.346 | 4.92 | 5.453 | 2178 | 787 | 107 | 665 | 336 | 68 | 2 | 3 | 3.5 | No | - | - | - | - | N/A | N/A | N/A | 2.5 | 3.2285 | 3.4238
[SEER Non Multi-Split <=65kW] GEMS (Air Conditioners up to 65kW) Determination 2019 | MEPS 2019 | AS/NZS 3823.1.1:2012 | CU-RZ60VKR / CS-RZ60VKRW | CU-RZ60VKR / CS-RZ60VKRW series | N/A | Panasonic | 0.85 | Non Ducted | Single Split System | Wall Hung | Air | Air | Malaysia | 1.85 | 5.15 | 6 | N/A | 2.9584 | 4.905 | 1.658 | N/A | 1.89 | 6.5 | Calorimeter Room | 3.2417 | 3.3139 | Yes | 55.58 | N/A | 3.525 | 3.525 | 4.5685 | 5.1296 | N/A | N/A | N/A | 3.2202 | 3.2932 | N/A | N/A | 1.9404 | 2.0863 | 1.5 | 2 | Calorimeter Room | Single | R32 | Australia,New Zealand | 126839 | 2025-04-01 |  | Approved | Reverse Cycle | N/A | Yes | Class 9 | Yes | Yes | N/A | Yes | Yes | Yes | N/A | 3.2417 | Available | N/A | N/A | http://papamy.panasonic.com.my/ | http://www.panasonic.com.au/ | Yes |  | https://reg.energyrating.gov.au/static/common/images/star_ratings_2014/aircon_rating_1.5_2.png | AAC4853 | Yes | Variable output compressor | Inverter | No | - | 6000 | 1.85 | - | 560 | 3000 | Yes | 280 | 980 | - | 1690.9 | 6462 | No | 511.84 | 3231 | - | 240 | 1540 | 6500 | 1.89 | 555 | 3250 | Yes | 255 | 980 | Yes | 1660 | 4900 | No | - | - | No | - | - | - | - | - | No | - | - | No | - | - | No | - | - | 62 | 64 | 5.147 | 4.866 | 5.144 | 7.352 | 6.491 | 5.702 | 319 | 511 | 1520 | 590 | 789 | 1969 | 3.5 | 3 | 3.5 | 3.506 | 4.167 | 4.843 | 3.653 | 4.203 | 4.608 | 2429 | 856 | 121 | 792 | 394 | 81 | 2 | 2.5 | 3 | No | - | - | - | - | N/A | N/A | N/A | 3.525 | 3.2225 | 3.4176
[SEER Non Multi-Split <=65kW] GEMS (Air Conditioners up to 65kW) Determination 2019 | MEPS 2019 | AS/NZS 3823.1.1:2012 | CU-RZ60VKR / CS-RZ60VKRW series | CU-RZ60VKR / CS-RZ60VKRW series | N/A | Panasonic | 0.85 | Non Ducted | Single Split System | Wall Hung | Air | Air | Malaysia | 1.85 | 5.15 | 6 | N/A | 2.9584 | 4.905 | 1.658 | N/A | 1.89 | 6.5 | Calorimeter Room | 3.2417 | 3.3139 | Yes | 55.58 | N/A | 3.525 | 3.525 | 4.5685 | 5.1296 | N/A | N/A | N/A | 3.2202 | 3.2932 | N/A | N/A | 1.9404 | 2.0863 | 1.5 | 2 | Calorimeter Room | Single | R32 | Australia,New Zealand | 126839 | 2025-04-01 |  | Approved | Reverse Cycle | N/A | Yes | Class 9 | Yes | Yes | N/A | Yes | Yes | Yes | N/A | 3.2417 | Available | N/A | N/A | http://papamy.panasonic.com.my/ | http://www.panasonic.com.au/ | Yes |  | https://reg.energyrating.gov.au/static/common/images/star_ratings_2014/aircon_rating_1.5_2.png | AAC4853 | Yes | Variable output compressor | Inverter | No | - | 6000 | 1.85 | - | 560 | 3000 | Yes | 280 | 980 | - | 1690.9 | 6462 | No | 511.84 | 3231 | - | 240 | 1540 | 6500 | 1.89 | 555 | 3250 | Yes | 255 | 980 | Yes | 1660 | 4900 | No | - | - | No | - | - | - | - | - | No | - | - | No | - | - | No | - | - | 62 | 64 | 5.147 | 4.866 | 5.144 | 7.352 | 6.491 | 5.702 | 319 | 511 | 1520 | 590 | 789 | 1969 | 3.5 | 3 | 3.5 | 3.506 | 4.167 | 4.843 | 3.653 | 4.203 | 4.608 | 2429 | 856 | 121 | 792 | 394 | 81 | 2 | 2.5 | 3 | No | - | - | - | - | N/A | N/A | N/A | 3.525 | 3.2225 | 3.4176
[SEER Non Multi-Split <=65kW] GEMS (Air Conditioners up to 65kW) Determination 2019 | MEPS 2019 | AS/NZS 3823.1.1:2012 | CU-RZ60VKR / CS-RZ60VKRW-M | CU-RZ60VKR / CS-RZ60VKRW series | N/A | Panasonic | 0.85 | Non Ducted | Single Split System | Wall Hung | Air | Air | Malaysia | 1.85 | 5.15 | 6 | N/A | 2.9584 | 4.905 | 1.658 | N/A | 1.89 | 6.5 | Calorimeter Room | 3.2417 | 3.3139 | Yes | 55.58 | N/A | 3.525 | 3.525 | 4.5685 | 5.1296 | N/A | N/A | N/A | 3.2202 | 3.2932 | N/A | N/A | 1.9404 | 2.0863 | 1.5 | 2 | Calorimeter Room | Single | R32 | Australia,New Zealand | 126839 | 2025-04-01 |  | Approved | Reverse Cycle | N/A | Yes | Class 9 | Yes | Yes | N/A | Yes | Yes | Yes | N/A | 3.2417 | Available | N/A | N/A | http://papamy.panasonic.com.my/ | http://www.panasonic.com.au/ | Yes |  | https://reg.energyrating.gov.au/static/common/images/star_ratings_2014/aircon_rating_1.5_2.png | AAC4853 | Yes | Variable output compressor | Inverter | No | - | 6000 | 1.85 | - | 560 | 3000 | Yes | 280 | 980 | - | 1690.9 | 6462 | No | 511.84 | 3231 | - | 240 | 1540 | 6500 | 1.89 | 555 | 3250 | Yes | 255 | 980 | Yes | 1660 | 4900 | No | - | - | No | - | - | - | - | - | No | - | - | No | - | - | No | - | - | 62 | 64 | 5.147 | 4.866 | 5.144 | 7.352 | 6.491 | 5.702 | 319 | 511 | 1520 | 590 | 789 | 1969 | 3.5 | 3 | 3.5 | 3.506 | 4.167 | 4.843 | 3.653 | 4.203 | 4.608 | 2429 | 856 | 121 | 792 | 394 | 81 | 2 | 2.5 | 3 | No | - | - | - | - | N/A | N/A | N/A | 3.525 | 3.2225 | 3.4176
[SEER Non Multi-Split <=65kW] GEMS (Air Conditioners up to 65kW) Determination 2019 | MEPS 2019 | AS/NZS 3823.1.1:2012 | CU-RZ60XKR / CS-RZ60XKRW | CU-*Z60XKR / CS-*Z60XKRW | N/A | Panasonic | N/A | Non Ducted | Single Split System | Wall Hung | Air | Air | Malaysia | 1.85 | N/A | 6 | N/A | N/A | N/A | N/A | N/A | 1.89 | 6.5 | Calorimeter Room | 3.4721 | 3.5794 | N/A | - | N/A | N/A | N/A | N/A | N/A | N/A | N/A | N/A | N/A | N/A | N/A | N/A | N/A | N/A | N/A | N/A | N/A | Single | R32 | Australia,New Zealand | 138975 | 2026-07-02 |  | Approved | Reverse Cycle | N/A | Yes | Class 9 | Yes | N/A | N/A | N/A | N/A | N/A | N/A | N/A | Available | N/A | N/A | http://papamy.panasonic.com.my/ | http://www.panasonic.com.au/ | N/A |  |  | AAC6140 | Yes | Variable output compressor | Inverter | No | - | 6000 | 1.85 | - | 560 | 3000 | Yes | 350 | 1250 | - | 1690.9 | 6462 | Yes | 470 | 3200 | - | 250 | 1450 | 6500 | 1.89 | 545 | 3250 | No | - | - | Yes | 1800 | 5700 | No | - | - | No | - | - | - | - | - | No | - | - | No | - | - | No | - | - | 63 | 64 | 5.463 | 5.089 | 5.402 | 8.758 | 7.153 | 6.192 | 303 | 491 | 1449 | 496 | 718 | 1814 | 3.5 | 3.5 | 3.5 | 3.907 | 4.522 | 5.414 | 4.346 | 4.92 | 5.453 | 2178 | 787 | 107 | 665 | 336 | 68 | 2 | 3 | 3.5 | No | - | - | - | - | N/A | N/A | N/A | 2.5 | 3.2285 | 3.4238
[SEER Non Multi-Split <=65kW] GEMS (Air Conditioners up to 65kW) Determination 2019 | MEPS 2019 | AS/NZS 3823.1.1:2012 | CU-RZ71AKR / CS-RZ71AKRW | CU-*Z71XKR / CS-*Z71XKRW | N/A | Panasonic | N/A | Non Ducted | Single Split System | Wall Hung | Air | Air | Malaysia | 2.06 | N/A | 7.1 | N/A | N/A | N/A | N/A | N/A | 2.09 | 8 | Calorimeter Room | 3.4807 | 3.8488 | N/A | - | N/A | N/A | N/A | N/A | N/A | N/A | N/A | N/A | N/A | N/A | N/A | N/A | N/A | N/A | N/A | N/A | N/A | Single | R32 | Australia,New Zealand | 139577 | 2026-07-22 |  | Approved | Reverse Cycle | N/A | Yes | Class 9 | Yes | N/A | N/A | N/A | N/A | N/A | N/A | N/A | Available | N/A | N/A | http://papamy.panasonic.com.my/ | http://www.panasonic.com.au/ | N/A |  |  | AAC6176 | Yes | Variable output compressor | Inverter | No | - | 7100 | 2.06 | - | 680 | 3550 | Yes | 450 | 1700 | - | 1882.84 | 7646.7 | Yes | 560 | 3650 | - | 340 | 2030 | 8000 | 2.09 | 710 | 4000 | No | - | - | Yes | 2700 | 7300 | No | - | - | No | - | - | - | - | - | No | - | - | No | - | - | No | - | - | 65 | 68 | 5.399 | 5.096 | 5.369 | 7.992 | 6.825 | 6.039 | 364 | 582 | 1727 | 645 | 891 | 2202 | 3.5 | 3.5 | 3.5 | 3.828 | 4.453 | 5.147 | 4.195 | 4.747 | 5.164 | 2735 | 982 | 137 | 846 | 427 | 86 | 2 | 2.5 | 3.5 | No | - | - | - | - | N/A | N/A | N/A | 2.5 | 3.4325 | 3.8123
[SEER Non Multi-Split <=65kW] GEMS (Air Conditioners up to 65kW) Determination 2019 | MEPS 2019 | AS/NZS 3823.1.1:2012 | CU-RZ71VKR / CS-RZ71VKRW | CU-RZ71VKR / CS-RZ71VKRW series | N/A | Panasonic | 1.31 | Non Ducted | Single Split System | Wall Hung | Air | Air | Malaysia | 2.19 | 5.79 | 7.1 | N/A | 2.7801 | 6.055 | 2.178 | N/A | 2.06 | 7.5 | Calorimeter Room | 3.2385 | 3.5254 | Yes | 55.68 | N/A | 3.525 | 3.525 | 4.0461 | 4.9015 | N/A | N/A | N/A | 3.2203 | 3.505 | N/A | N/A | 1.9406 | 2.51 | 1.5 | 2.5 | Calorimeter Room | Single | R32 | Australia,New Zealand | 127455 | 2025-04-01 |  | Approved | Reverse Cycle | N/A | Yes | Class 9 | Yes | Yes | N/A | Yes | Yes | Yes | N/A | 3.2385 | Available | N/A | N/A | http://papamy.panasonic.com.my/ | http://www.panasonic.com.au/ | Yes |  | https://reg.energyrating.gov.au/static/common/images/star_ratings_2014/aircon_rating_1.5_2.5.png | AAC4848 | Yes | Variable output compressor | Inverter | No | - | 7100 | 2.19 | - | 750 | 3550 | Yes | 450 | 1700 | - | 2001.66 | 7646.7 | No | 685.5 | 3823.35 | - | 370 | 2230 | 7500 | 2.06 | 705 | 3750 | Yes | 400 | 1700 | Yes | 2180 | 6050 | No | - | - | No | - | - | - | - | - | No | - | - | No | - | - | No | - | - | 65 | 66 | 4.807 | 4.602 | 4.819 | 6.785 | 6.021 | 5.303 | 407 | 642 | 1922 | 758 | 1009 | 2507 | 3 | 3 | 3 | 3.502 | 4.093 | 4.642 | 3.766 | 4.182 | 4.52 | 2804 | 1004 | 144 | 885 | 456 | 94 | 2 | 2.5 | 3 | No | - | - | - | - | N/A | N/A | N/A | 3.525 | 3.2245 | 3.6198
[SEER Non Multi-Split <=65kW] GEMS (Air Conditioners up to 65kW) Determination 2019 | MEPS 2019 | AS/NZS 3823.1.1:2012 | CU-RZ71VKR / CS-RZ71VKRW series | CU-RZ71VKR / CS-RZ71VKRW series | N/A | Panasonic | 1.31 | Non Ducted | Single Split System | Wall Hung | Air | Air | Malaysia | 2.19 | 5.79 | 7.1 | N/A | 2.7801 | 6.055 | 2.178 | N/A | 2.06 | 7.5 | Calorimeter Room | 3.2385 | 3.5254 | Yes | 55.68 | N/A | 3.525 | 3.525 | 4.0461 | 4.9015 | N/A | N/A | N/A | 3.2203 | 3.505 | N/A | N/A | 1.9406 | 2.51 | 1.5 | 2.5 | Calorimeter Room | Single | R32 | Australia,New Zealand | 127455 | 2025-04-01 |  | Approved | Reverse Cycle | N/A | Yes | Class 9 | Yes | Yes | N/A | Yes | Yes | Yes | N/A | 3.2385 | Available | N/A | N/A | http://papamy.panasonic.com.my/ | http://www.panasonic.com.au/ | Yes |  | https://reg.energyrating.gov.au/static/common/images/star_ratings_2014/aircon_rating_1.5_2.5.png | AAC4848 | Yes | Variable output compressor | Inverter | No | - | 7100 | 2.19 | - | 750 | 3550 | Yes | 450 | 1700 | - | 2001.66 | 7646.7 | No | 685.5 | 3823.35 | - | 370 | 2230 | 7500 | 2.06 | 705 | 3750 | Yes | 400 | 1700 | Yes | 2180 | 6050 | No | - | - | No | - | - | - | - | - | No | - | - | No | - | - | No | - | - | 65 | 66 | 4.807 | 4.602 | 4.819 | 6.785 | 6.021 | 5.303 | 407 | 642 | 1922 | 758 | 1009 | 2507 | 3 | 3 | 3 | 3.502 | 4.093 | 4.642 | 3.766 | 4.182 | 4.52 | 2804 | 1004 | 144 | 885 | 456 | 94 | 2 | 2.5 | 3 | No | - | - | - | - | N/A | N/A | N/A | 3.525 | 3.2245 | 3.6198
[SEER Non Multi-Split <=65kW] GEMS (Air Conditioners up to 65kW) Determination 2019 | MEPS 2019 | AS/NZS 3823.1.1:2012 | CU-RZ71VKR / CS-RZ71VKRW-M | CU-RZ71VKR / CS-RZ71VKRW series | N/A | Panasonic | 1.31 | Non Ducted | Single Split System | Wall Hung | Air | Air | Malaysia | 2.19 | 5.79 | 7.1 | N/A | 2.7801 | 6.055 | 2.178 | N/A | 2.06 | 7.5 | Calorimeter Room | 3.2385 | 3.5254 | Yes | 55.68 | N/A | 3.525 | 3.525 | 4.0461 | 4.9015 | N/A | N/A | N/A | 3.2203 | 3.505 | N/A | N/A | 1.9406 | 2.51 | 1.5 | 2.5 | Calorimeter Room | Single | R32 | Australia,New Zealand | 127455 | 2025-04-01 |  | Approved | Reverse Cycle | N/A | Yes | Class 9 | Yes | Yes | N/A | Yes | Yes | Yes | N/A | 3.2385 | Available | N/A | N/A | http://papamy.panasonic.com.my/ | http://www.panasonic.com.au/ | Yes |  | https://reg.energyrating.gov.au/static/common/images/star_ratings_2014/aircon_rating_1.5_2.5.png | AAC4848 | Yes | Variable output compressor | Inverter | No | - | 7100 | 2.19 | - | 750 | 3550 | Yes | 450 | 1700 | - | 2001.66 | 7646.7 | No | 685.5 | 3823.35 | - | 370 | 2230 | 7500 | 2.06 | 705 | 3750 | Yes | 400 | 1700 | Yes | 2180 | 6050 | No | - | - | No | - | - | - | - | - | No | - | - | No | - | - | No | - | - | 65 | 66 | 4.807 | 4.602 | 4.819 | 6.785 | 6.021 | 5.303 | 407 | 642 | 1922 | 758 | 1009 | 2507 | 3 | 3 | 3 | 3.502 | 4.093 | 4.642 | 3.766 | 4.182 | 4.52 | 2804 | 1004 | 144 | 885 | 456 | 94 | 2 | 2.5 | 3 | No | - | - | - | - | N/A | N/A | N/A | 3.525 | 3.2245 | 3.6198
[SEER Non Multi-Split <=65kW] GEMS (Air Conditioners up to 65kW) Determination 2019 | MEPS 2019 | AS/NZS 3823.1.1:2012 | CU-RZ71XKR / CS-RZ71XKRW | CU-*Z71XKR / CS-*Z71XKRW | N/A | Panasonic | N/A | Non Ducted | Single Split System | Wall Hung | Air | Air | Malaysia | 2.06 | N/A | 7.1 | N/A | N/A | N/A | N/A | N/A | 2.09 | 8 | Calorimeter Room | 3.4807 | 3.8488 | N/A | - | N/A | N/A | N/A | N/A | N/A | N/A | N/A | N/A | N/A | N/A | N/A | N/A | N/A | N/A | N/A | N/A | N/A | Single | R32 | Australia,New Zealand | 139577 | 2026-07-22 |  | Approved | Reverse Cycle | N/A | Yes | Class 9 | Yes | N/A | N/A | N/A | N/A | N/A | N/A | N/A | Available | N/A | N/A | http://papamy.panasonic.com.my/ | http://www.panasonic.com.au/ | N/A |  |  | AAC6176 | Yes | Variable output compressor | Inverter | No | - | 7100 | 2.06 | - | 680 | 3550 | Yes | 450 | 1700 | - | 1882.84 | 7646.7 | Yes | 560 | 3650 | - | 340 | 2030 | 8000 | 2.09 | 710 | 4000 | No | - | - | Yes | 2700 | 7300 | No | - | - | No | - | - | - | - | - | No | - | - | No | - | - | No | - | - | 65 | 68 | 5.399 | 5.096 | 5.369 | 7.992 | 6.825 | 6.039 | 364 | 582 | 1727 | 645 | 891 | 2202 | 3.5 | 3.5 | 3.5 | 3.828 | 4.453 | 5.147 | 4.195 | 4.747 | 5.164 | 2735 | 982 | 137 | 846 | 427 | 86 | 2 | 2.5 | 3.5 | No | - | - | - | - | N/A | N/A | N/A | 2.5 | 3.4325 | 3.8123
[SEER Non Multi-Split <=65kW] GEMS (Air Conditioners up to 65kW) Determination 2019 | MEPS 2019 | AS/NZS 3823.1.1:2012 | CU-RZ80VKR / CS-RZ80VKR | CU-RZ80VKR / CS-RZ80VKR* | N/A | Panasonic | 1.86 | Non Ducted | Single Split System | Wall Hung | Air | Air | Malaysia | 2.48 | 6.14 | 8 | N/A | 2.7735 | 7.408 | 2.671 | N/A | 2.66 | 9 | Calorimeter Room | 3.2395 | 3.2724 | Yes | 55.44 | N/A | 3.46 | 3.46 | 4.2603 | 4.423 | N/A | N/A | N/A | 3.2237 | 3.258 | N/A | N/A | 1.9473 | 2.016 | 1.5 | 2 | Calorimeter Room | Single | R32 | Australia,New Zealand | 127462 | 2025-04-01 |  | Approved | Reverse Cycle | N/A | Yes | Class 9 | Yes | Yes | N/A | Yes | Yes | Yes | N/A | 3.2395 | Available | N/A | N/A | http://papamy.panasonic.com.my/ | http://www.panasonic.com.au/ | Yes |  | https://reg.energyrating.gov.au/static/common/images/star_ratings_2014/aircon_rating_1.5_2.png | AAC4846 | Yes | Variable output compressor | Inverter | No | - | 8000 | 2.48 | - | 880 | 4000 | Yes | 460 | 2300 | - | 2266.72 | 8616 | No | 804.32 | 4308 | - | 390 | 2300 | 9000 | 2.66 | 925 | 4500 | Yes | 500 | 2200 | Yes | 2670 | 7400 | No | - | - | No | - | - | - | - | - | No | - | - | No | - | - | No | - | - | 67 | 69 | 4.597 | 4.404 | 4.61 | 5.856 | 5.372 | 4.971 | 481 | 758 | 2266 | 992 | 1276 | 3014 | 3 | 2.5 | 3 | 3.384 | 3.898 | 4.504 | 3.69 | 4.11 | 4.466 | 3481 | 1263 | 176 | 1083 | 555 | 113 | 1.5 | 2 | 3 | No | - | - | - | - | N/A | N/A | N/A | 3.46 | 3.2107 | 3.3686
[SEER Non Multi-Split <=65kW] GEMS (Air Conditioners up to 65kW) Determination 2019 | MEPS 2019 | AS/NZS 3823.1.1:2012 | CU-RZ80VKR / CS-RZ80VKR* | CU-RZ80VKR / CS-RZ80VKR* | N/A | Panasonic | 1.86 | Non Ducted | Single Split System | Wall Hung | Air | Air | Malaysia | 2.48 | 6.14 | 8 | N/A | 2.7735 | 7.408 | 2.671 | N/A | 2.66 | 9 | Calorimeter Room | 3.2395 | 3.2724 | Yes | 55.44 | N/A | 3.46 | 3.46 | 4.2603 | 4.423 | N/A | N/A | N/A | 3.2237 | 3.258 | N/A | N/A | 1.9473 | 2.016 | 1.5 | 2 | Calorimeter Room | Single | R32 | Australia,New Zealand | 127462 | 2025-04-01 |  | Approved | Reverse Cycle | N/A | Yes | Class 9 | Yes | Yes | N/A | Yes | Yes | Yes | N/A | 3.2395 | Available | N/A | N/A | http://papamy.panasonic.com.my/ | http://www.panasonic.com.au/ | Yes |  | https://reg.energyrating.gov.au/static/common/images/star_ratings_2014/aircon_rating_1.5_2.png | AAC4846 | Yes | Variable output compressor | Inverter | No | - | 8000 | 2.48 | - | 880 | 4000 | Yes | 460 | 2300 | - | 2266.72 | 8616 | No | 804.32 | 4308 | - | 390 | 2300 | 9000 | 2.66 | 925 | 4500 | Yes | 500 | 2200 | Yes | 2670 | 7400 | No | - | - | No | - | - | - | - | - | No | - | - | No | - | - | No | - | - | 67 | 69 | 4.597 | 4.404 | 4.61 | 5.856 | 5.372 | 4.971 | 481 | 758 | 2266 | 992 | 1276 | 3014 | 3 | 2.5 | 3 | 3.384 | 3.898 | 4.504 | 3.69 | 4.11 | 4.466 | 3481 | 1263 | 176 | 1083 | 555 | 113 | 1.5 | 2 | 3 | No | - | - | - | - | N/A | N/A | N/A | 3.46 | 3.2107 | 3.3686
[SEER Non Multi-Split <=65kW] GEMS (Air Conditioners up to 65kW) Determination 2019 | MEPS 2019 | AS/NZS 3823.1.1:2012 | CU-RZ80VKR / CS-RZ80VKR-M | CU-RZ80VKR / CS-RZ80VKR* | N/A | Panasonic | 1.86 | Non Ducted | Single Split System | Wall Hung | Air | Air | Malaysia | 2.48 | 6.14 | 8 | N/A | 2.7735 | 7.408 | 2.671 | N/A | 2.66 | 9 | Calorimeter Room | 3.2395 | 3.2724 | Yes | 55.44 | N/A | 3.46 | 3.46 | 4.2603 | 4.423 | N/A | N/A | N/A | 3.2237 | 3.258 | N/A | N/A | 1.9473 | 2.016 | 1.5 | 2 | Calorimeter Room | Single | R32 | Australia,New Zealand | 127462 | 2025-04-01 |  | Approved | Reverse Cycle | N/A | Yes | Class 9 | Yes | Yes | N/A | Yes | Yes | Yes | N/A | 3.2395 | Available | N/A | N/A | http://papamy.panasonic.com.my/ | http://www.panasonic.com.au/ | Yes |  | https://reg.energyrating.gov.au/static/common/images/star_ratings_2014/aircon_rating_1.5_2.png | AAC4846 | Yes | Variable output compressor | Inverter | No | - | 8000 | 2.48 | - | 880 | 4000 | Yes | 460 | 2300 | - | 2266.72 | 8616 | No | 804.32 | 4308 | - | 390 | 2300 | 9000 | 2.66 | 925 | 4500 | Yes | 500 | 2200 | Yes | 2670 | 7400 | No | - | - | No | - | - | - | - | - | No | - | - | No | - | - | No | - | - | 67 | 69 | 4.597 | 4.404 | 4.61 | 5.856 | 5.372 | 4.971 | 481 | 758 | 2266 | 992 | 1276 | 3014 | 3 | 2.5 | 3 | 3.384 | 3.898 | 4.504 | 3.69 | 4.11 | 4.466 | 3481 | 1263 | 176 | 1083 | 555 | 113 | 1.5 | 2 | 3 | No | - | - | - | - | N/A | N/A | N/A | 3.46 | 3.2107 | 3.3686
[SEER Non Multi-Split <=65kW] GEMS (Air Conditioners up to 65kW) Determination 2019 | MEPS 2019 | AS/NZS 3823.1.1:2012 | CU-RZ80XKR / CS-RZ80XKR | CU-*Z80XKR / CS-*Z80XKR | N/A | Panasonic | N/A | Non Ducted | Single Split System | Wall Hung | Air | Air | Malaysia | 2.44 | N/A | 8 | N/A | N/A | N/A | N/A | N/A | 2.46 | 9 | Calorimeter Room | 3.325 | 3.8041 | N/A | 53.8 | N/A | N/A | N/A | N/A | N/A | N/A | N/A | N/A | N/A | N/A | N/A | N/A | N/A | N/A | N/A | N/A | N/A | Single | R32 | Australia,New Zealand | 139558 | 2026-07-20 |  | Approved | Reverse Cycle | N/A | Yes | Class 9 | Yes | N/A | N/A | N/A | N/A | N/A | N/A | N/A | Available | N/A | N/A | http://papamy.panasonic.com.my/ | http://www.panasonic.com.au/ | N/A |  |  | AAC6173 | Yes | Variable output compressor | Inverter | No | - | 8000 | 2.44 | - | 790 | 4000 | Yes | 460 | 2300 | - | 2230.16 | 8616 | Yes | 670 | 4300 | - | 370 | 2680 | 9000 | 2.46 | 850 | 4500 | Yes | 440 | 2200 | Yes | 2700 | 8100 | No | - | - | No | - | - | - | - | - | No | - | - | No | - | - | No | - | - | 67 | 69 | 5.343 | 5.027 | 5.304 | 7.776 | 6.751 | 5.952 | 413 | 663 | 1968 | 745 | 1014 | 2516 | 3.5 | 3.5 | 3.5 | 3.782 | 4.312 | 5.016 | 4.139 | 4.601 | 5.007 | 3115 | 1143 | 159 | 966 | 497 | 101 | 2 | 2.5 | 3.5 | No | - | - | - | - | N/A | N/A | N/A | 3.5 | 3.2629 | 3.641
[SEER Non Multi-Split <=65kW] GEMS (Air Conditioners up to 65kW) Determination 2019 | MEPS 2019 | AS/NZS 3823.1.1:2012 | CU-RZ80YKR / CS-RZ80YKR | CU-*Z80YKR / CS-*Z80YKR | N/A | Panasonic | N/A | Non Ducted | Single Split System | Wall Hung | Air | Air | Malaysia | 2.39 | N/A | 8 | N/A | N/A | N/A | N/A | N/A | 2.34 | 9 | Calorimeter Room | 3.4273 | 3.7986 | N/A | - | N/A | N/A | N/A | N/A | N/A | N/A | N/A | N/A | N/A | N/A | N/A | N/A | N/A | N/A | N/A | N/A | N/A | Single | R32 | Australia,New Zealand | 148247 | 2027-08-08 |  | Approved | Reverse Cycle | N/A | Yes | Class 9 | Yes | N/A | N/A | N/A | N/A | N/A | N/A | N/A | Available | N/A | N/A | http://papamy.panasonic.com.my/ | http://www.panasonic.com.au/ | N/A |  |  | AAC6852 | Yes | Variable output compressor | Inverter | No | - | 8000 | 2.39 | - | 760 | 4000 | Yes | 460 | 2300 | - | 2184.46 | 8616 | Yes | 640 | 4300 | - | 390 | 2680 | 9000 | 2.34 | 820 | 4500 | Yes | 430 | 2200 | Yes | 2750 | 8200 | No | - | - | No | - | - | - | - | - | No | - | - | No | - | - | No | - | - | 67 | 69 | 5.494 | 5.128 | 5.417 | 7.526 | 6.622 | 6.043 | 403 | 652 | 1929 | 772 | 1036 | 2481 | 3.5 | 3.5 | 3.5 | 3.899 | 4.465 | 5.166 | 4.256 | 4.739 | 5.145 | 3019 | 1101 | 152 | 938 | 481 | 97 | 2 | 2.5 | 3.5 | No | - | - | - | - | N/A | N/A | N/A | 2.5 | 3.3355 | 3.8323
[SEER Non Multi-Split <=65kW] GEMS (Air Conditioners up to 65kW) Determination 2019 | MEPS 2019 | AS/NZS 3823.1.1:2012 | CU-RZ95AKR / CS-RZ95AKR | CU-*Z95AKR / CS-*Z95AKR | N/A | Panasonic | N/A | Non Ducted | Single Split System | Wall Hung | Air | Air | Malaysia | 2.84 | N/A | 9.5 | N/A | N/A | N/A | N/A | N/A | 2.78 | 10.3 | Calorimeter Room | 3.3079 | 3.6946 | N/A | 55.516 | N/A | N/A | N/A | N/A | N/A | N/A | N/A | N/A | N/A | N/A | N/A | N/A | N/A | N/A | N/A | N/A | N/A | Single | R32 | Australia,New Zealand | 160133 | 2029-04-15 |  | Approved | Reverse Cycle | N/A | Yes | Class 9 | Yes | N/A | N/A | N/A | N/A | N/A | N/A | N/A | Available | N/A | N/A | http://papamy.panasonic.com.my/ | http://www.panasonic.com.au/ | N/A |  |  | AAC8179 | Yes | Variable output compressor | Inverter | No | - | 9500 | 2.84 | - | 1050 | 4750 | Yes | 500 | 2800 | - | 2595.76 | 10231.5 | Yes | 880 | 5000 | - | 400 | 2900 | 10300 | 2.78 | 1095 | 5150 | Yes | 440 | 2400 | Yes | 3000 | 8750 | No | - | - | No | - | - | - | - | - | No | - | - | No | - | - | No | - | - | 69 | 69 | 5.022 | 4.805 | 5.007 | 7.101 | 6.281 | 5.541 | 523 | 826 | 2478 | 971 | 1296 | 3212 | 3.5 | 3 | 3.5 | 3.602 | 4.157 | 4.997 | 4.078 | 4.668 | 5.143 | 3742 | 1355 | 182 | 1121 | 560 | 112 | 2 | 2.5 | 3 | No | - | - | - | - | N/A | N/A | N/A | 3.5 | 3.3312 | 3.6893
[SEER Non Multi-Split <=65kW] GEMS (Air Conditioners up to 65kW) Determination 2019 | MEPS 2019 | AS/NZS 3823.1.1:2012 | CU-U25AKR / CS-U25AKR |  | N/A | Panasonic | N/A | Non Ducted | Single Split System | Wall Hung | Air | - | Malaysia | 0.6 | N/A | 2.5 | N/A | N/A | N/A | N/A | N/A | - | - | Calorimeter Room | 4.05 | - | N/A | - | N/A | N/A | N/A | N/A | N/A | N/A | N/A | N/A | N/A | N/A | N/A | N/A | N/A | N/A | N/A | N/A | N/A | Single | R32 | Australia,New Zealand | 160738 | 2029-05-06 |  | Approved | Cooling Only | N/A | Yes | Class 8 | Yes | N/A | N/A | N/A | N/A | N/A | N/A | N/A | Available | N/A | N/A | http://papamy.panasonic.com.my/ | http://www.panasonic.com.au/ | N/A |  |  | AAC8207 | Yes | Variable output compressor | Inverter | No | - | 2500 | 0.6 | - | 255 | 1250 | Yes | 170 | 800 | - | 548.4 | 2692.5 | Yes | 210 | 1400 | - | 140 | 1000 | - | - | - | - | - | - | - | - | - | - | - | - | - | - | - | - | - | - | - | - | - | - | - | - | - | - | - | - | 58 | 62 | 5.496 | 5.378 | 5.924 | 8.078 | 7.174 | 6.686 | 122 | 190 | 547 | 221 | 295 | 697 | 3.5 | 3.5 | 4 | - | - | - | - | - | - | - | - | - | - | - | - | - | - | - | No | - | - | - | - | N/A | N/A | N/A | 2.5 | 4.1088 | -
[SEER Non Multi-Split <=65kW] GEMS (Air Conditioners up to 65kW) Determination 2019 | MEPS 2019 | AS/NZS 3823.1.1:2012 | CU-U25WKR / CS-U25WKR |  | N/A | Panasonic | N/A | Non Ducted | Single Split System | Wall Hung | Air | - | Malaysia | 0.6 | N/A | 2.5 | N/A | N/A | N/A | N/A | N/A | - | - | Calorimeter Room | 4.1873 | - | N/A | - | N/A | N/A | N/A | N/A | N/A | N/A | N/A | N/A | N/A | N/A | N/A | N/A | N/A | N/A | N/A | N/A | N/A | Single | R32 | Australia,New Zealand | 129950 | 2025-07-09 |  | Approved | Cooling Only | N/A | Yes | Class 8 | Yes | N/A | N/A | N/A | N/A | N/A | N/A | N/A | Available | N/A | N/A | http://papamy.panasonic.com.my/ | http://www.panasonic.com.au/ | N/A |  |  | AAC4996 | Yes | Variable output compressor | Inverter | No | - | 2500 | 0.6 | - | 255 | 1250 | Yes | 200 | 900 | - | 548.4 | 2692.5 | Yes | 210 | 1400 | - | 150 | 990 | - | - | - | - | - | - | - | - | - | - | - | - | - | - | - | - | - | - | - | - | - | - | - | - | - | - | - | - | 58 | 62 | 5.125 | 5.078 | 5.79 | 8.072 | 7.04 | 6.623 | 128 | 197 | 556 | 218 | 298 | 701 | 3.5 | 3.5 | 4 | - | - | - | - | - | - | - | - | - | - | - | - | - | - | - | No | - | - | - | - | N/A | N/A | N/A | 3.956 | 4.0758 | -
[SEER Non Multi-Split <=65kW] GEMS (Air Conditioners up to 65kW) Determination 2019 | MEPS 2019 | AS/NZS 3823.1.1:2012 | CU-U35AKR / CS-U35AKR |  | N/A | Panasonic | N/A | Non Ducted | Single Split System | Wall Hung | Air | - | Malaysia | 0.88 | N/A | 3.5 | N/A | N/A | N/A | N/A | N/A | - | - | Calorimeter Room | 3.8864 | - | N/A | 57.429 | N/A | N/A | N/A | N/A | N/A | N/A | N/A | N/A | N/A | N/A | N/A | N/A | N/A | N/A | N/A | N/A | N/A | Single | R32 | Australia,New Zealand | 160739 | 2029-05-02 |  | Approved | Cooling Only | N/A | Yes | Class 8 | Yes | N/A | N/A | N/A | N/A | N/A | N/A | N/A | Available | N/A | N/A | http://papamy.panasonic.com.my/ | http://www.panasonic.com.au/ | N/A |  |  | AAC8203 | Yes | Variable output compressor | Inverter | No | - | 3500 | 0.88 | - | 360 | 1750 | Yes | 210 | 900 | - | 804.32 | 3769.5 | Yes | 310 | 1950 | - | 155 | 1100 | - | - | - | - | - | - | - | - | - | - | - | - | - | - | - | - | - | - | - | - | - | - | - | - | - | - | - | - | 59 | 64 | 5.53 | 5.391 | 5.764 | 8.808 | 7.54 | 6.545 | 172 | 268 | 790 | 285 | 395 | 999 | 4 | 3.5 | 4 | - | - | - | - | - | - | - | - | - | - | - | - | - | - | - | No | - | - | - | - | N/A | N/A | N/A | 2.5 | 3.9394 | -
[SEER Non Multi-Split <=65kW] GEMS (Air Conditioners up to 65kW) Determination 2019 | MEPS 2019 | AS/NZS 3823.1.1:2012 | CU-U35WKR / CS-U35WKR |  | N/A | Panasonic | N/A | Non Ducted | Single Split System | Wall Hung | Air | - | Malaysia | 0.87 | N/A | 3.5 | N/A | N/A | N/A | N/A | N/A | - | - | Calorimeter Room | 3.8926 | - | N/A | 56.83 | N/A | N/A | N/A | N/A | N/A | N/A | N/A | N/A | N/A | N/A | N/A | N/A | N/A | N/A | N/A | N/A | N/A | Single | R32 | Australia,New Zealand | 130067 | 2025-07-09 |  | Approved | Cooling Only | N/A | Yes | Class 8 | Yes | N/A | N/A | N/A | N/A | N/A | N/A | N/A | Available | N/A | N/A | http://papamy.panasonic.com.my/ | http://www.panasonic.com.au/ | N/A |  |  | AAC5000 | Yes | Variable output compressor | Inverter | No | - | 3500 | 0.87 | - | 360 | 1750 | Yes | 220 | 900 | - | 795.18 | 3769.5 | Yes | 280 | 1800 | - | 165 | 1060 | - | - | - | - | - | - | - | - | - | - | - | - | - | - | - | - | - | - | - | - | - | - | - | - | - | - | - | - | 59 | 64 | 5.246 | 5.148 | 5.681 | 8.245 | 7.113 | 6.491 | 179 | 277 | 798 | 302 | 416 | 1004 | 3.5 | 3.5 | 4 | - | - | - | - | - | - | - | - | - | - | - | - | - | - | - | No | - | - | - | - | N/A | N/A | N/A | 3.943 | 3.9623 | -
[SEER Non Multi-Split <=65kW] GEMS (Air Conditioners up to 65kW) Determination 2019 | MEPS 2019 | AS/NZS 3823.1.1:2012 | CU-U50*KR / CS-U50*KR | CU-U50*KR / CS-U50*KR | N/A | Panasonic | N/A | Non Ducted | Single Split System | Wall Hung | Air | - | Malaysia | 1.36 | N/A | 5 | N/A | N/A | N/A | N/A | N/A | - | - | Calorimeter Room | 3.6065 | - | N/A | - | N/A | N/A | N/A | N/A | N/A | N/A | N/A | N/A | N/A | N/A | N/A | N/A | N/A | N/A | N/A | N/A | N/A | Single | R32 | Australia,New Zealand | 130068 | 2025-07-09 |  | Approved | Cooling Only | N/A | Yes | Class 9 | Yes | N/A | N/A | N/A | N/A | N/A | N/A | N/A | Available | N/A | N/A | http://papamy.panasonic.com.my/ | http://www.panasonic.com.au/ | N/A |  |  | AAC4997 | Yes | Variable output compressor | Inverter | No | - | 5000 | 1.36 | - | 470 | 2500 | Yes | 200 | 1150 | - | 1243.04 | 5385 | Yes | 375 | 2500 | - | 150 | 1300 | - | - | - | - | - | - | - | - | - | - | - | - | - | - | - | - | - | - | - | - | - | - | - | - | - | - | - | - | 63 | 63 | 5.505 | 5.303 | 5.653 | 8.679 | 7.466 | 6.395 | 246 | 388 | 1149 | 413 | 569 | 1460 | 4 | 3.5 | 4 | - | - | - | - | - | - | - | - | - | - | - | - | - | - | - | No | - | - | - | - | N/A | N/A | N/A | 4.01 | 3.6402 | -
[SEER Non Multi-Split <=65kW] GEMS (Air Conditioners up to 65kW) Determination 2019 | MEPS 2019 | AS/NZS 3823.1.1:2012 | CU-U50AKR / CS-U50AKR | CU-U50*KR / CS-U50*KR | N/A | Panasonic | N/A | Non Ducted | Single Split System | Wall Hung | Air | - | Malaysia | 1.36 | N/A | 5 | N/A | N/A | N/A | N/A | N/A | - | - | Calorimeter Room | 3.6065 | - | N/A | - | N/A | N/A | N/A | N/A | N/A | N/A | N/A | N/A | N/A | N/A | N/A | N/A | N/A | N/A | N/A | N/A | N/A | Single | R32 | Australia,New Zealand | 130068 | 2025-07-09 |  | Approved | Cooling Only | N/A | Yes | Class 9 | Yes | N/A | N/A | N/A | N/A | N/A | N/A | N/A | Available | N/A | N/A | http://papamy.panasonic.com.my/ | http://www.panasonic.com.au/ | N/A |  |  | AAC4997 | Yes | Variable output compressor | Inverter | No | - | 5000 | 1.36 | - | 470 | 2500 | Yes | 200 | 1150 | - | 1243.04 | 5385 | Yes | 375 | 2500 | - | 150 | 1300 | - | - | - | - | - | - | - | - | - | - | - | - | - | - | - | - | - | - | - | - | - | - | - | - | - | - | - | - | 63 | 63 | 5.505 | 5.303 | 5.653 | 8.679 | 7.466 | 6.395 | 246 | 388 | 1149 | 413 | 569 | 1460 | 4 | 3.5 | 4 | - | - | - | - | - | - | - | - | - | - | - | - | - | - | - | No | - | - | - | - | N/A | N/A | N/A | 4.01 | 3.6402 | -
[SEER Non Multi-Split <=65kW] GEMS (Air Conditioners up to 65kW) Determination 2019 | MEPS 2019 | AS/NZS 3823.1.1:2012 | CU-U50WKR / CS-U50WKR | CU-U50*KR / CS-U50*KR | N/A | Panasonic | N/A | Non Ducted | Single Split System | Wall Hung | Air | - | Malaysia | 1.36 | N/A | 5 | N/A | N/A | N/A | N/A | N/A | - | - | Calorimeter Room | 3.6065 | - | N/A | - | N/A | N/A | N/A | N/A | N/A | N/A | N/A | N/A | N/A | N/A | N/A | N/A | N/A | N/A | N/A | N/A | N/A | Single | R32 | Australia,New Zealand | 130068 | 2025-07-09 |  | Approved | Cooling Only | N/A | Yes | Class 9 | Yes | N/A | N/A | N/A | N/A | N/A | N/A | N/A | Available | N/A | N/A | http://papamy.panasonic.com.my/ | http://www.panasonic.com.au/ | N/A |  |  | AAC4997 | Yes | Variable output compressor | Inverter | No | - | 5000 | 1.36 | - | 470 | 2500 | Yes | 200 | 1150 | - | 1243.04 | 5385 | Yes | 375 | 2500 | - | 150 | 1300 | - | - | - | - | - | - | - | - | - | - | - | - | - | - | - | - | - | - | - | - | - | - | - | - | - | - | - | - | 63 | 63 | 5.505 | 5.303 | 5.653 | 8.679 | 7.466 | 6.395 | 246 | 388 | 1149 | 413 | 569 | 1460 | 4 | 3.5 | 4 | - | - | - | - | - | - | - | - | - | - | - | - | - | - | - | No | - | - | - | - | N/A | N/A | N/A | 4.01 | 3.6402 | -
[SEER Non Multi-Split <=65kW] GEMS (Air Conditioners up to 65kW) Determination 2019 | MEPS 2019 | AS/NZS 3823.1.1:2012 | CU-U71*KR / CS-U71*KR | CU-U71*KR / CS-U71*KR | N/A | Panasonic | N/A | Non Ducted | Single Split System | Wall Hung | Air | - | Malaysia | 2.15 | N/A | 7.1 | N/A | N/A | N/A | N/A | N/A | - | - | Calorimeter Room | 3.3558 | - | N/A | - | N/A | N/A | N/A | N/A | N/A | N/A | N/A | N/A | N/A | N/A | N/A | N/A | N/A | N/A | N/A | N/A | N/A | Single | R32 | Australia | 139581 | 2026-07-22 |  | Approved | Cooling Only | N/A | Yes | Class 9 | Yes | N/A | N/A | N/A | N/A | N/A | N/A | N/A | Available | N/A | N/A | http://papamy.panasonic.com.my/ | http://www.panasonic.com.au/ | N/A |  |  | AAC6177 | Yes | Variable output compressor | Inverter | No | - | 7100 | 2.15 | - | 800 | 3550 | Yes | 470 | 2000 | - | 1965.1 | 7646.7 | Yes | 650 | 3820 | - | 380 | 2200 | - | - | - | - | - | - | - | - | - | - | - | - | - | - | - | - | - | - | - | - | - | - | - | - | - | - | - | - | 65 | 68 | 4.978 | 4.717 | 5 | 6.918 | 6.056 | 5.596 | 395 | 629 | 1855 | 746 | 1005 | 2377 | 3 | 3 | 3.5 | - | - | - | - | - | - | - | - | - | - | - | - | - | - | - | No | - | - | - | - | N/A | N/A | N/A | 2.5 | 3.2894 | -
[SEER Non Multi-Split <=65kW] GEMS (Air Conditioners up to 65kW) Determination 2019 | MEPS 2019 | AS/NZS 3823.1.1:2012 | CU-U71AKR / CS-U71AKR | CU-U71*KR / CS-U71*KR | N/A | Panasonic | N/A | Non Ducted | Single Split System | Wall Hung | Air | - | Malaysia | 2.15 | N/A | 7.1 | N/A | N/A | N/A | N/A | N/A | - | - | Calorimeter Room | 3.3558 | - | N/A | - | N/A | N/A | N/A | N/A | N/A | N/A | N/A | N/A | N/A | N/A | N/A | N/A | N/A | N/A | N/A | N/A | N/A | Single | R32 | Australia | 139581 | 2026-07-22 |  | Approved | Cooling Only | N/A | Yes | Class 9 | Yes | N/A | N/A | N/A | N/A | N/A | N/A | N/A | Available | N/A | N/A | http://papamy.panasonic.com.my/ | http://www.panasonic.com.au/ | N/A |  |  | AAC6177 | Yes | Variable output compressor | Inverter | No | - | 7100 | 2.15 | - | 800 | 3550 | Yes | 470 | 2000 | - | 1965.1 | 7646.7 | Yes | 650 | 3820 | - | 380 | 2200 | - | - | - | - | - | - | - | - | - | - | - | - | - | - | - | - | - | - | - | - | - | - | - | - | - | - | - | - | 65 | 68 | 4.978 | 4.717 | 5 | 6.918 | 6.056 | 5.596 | 395 | 629 | 1855 | 746 | 1005 | 2377 | 3 | 3 | 3.5 | - | - | - | - | - | - | - | - | - | - | - | - | - | - | - | No | - | - | - | - | N/A | N/A | N/A | 2.5 | 3.2894 | -
[SEER Non Multi-Split <=65kW] GEMS (Air Conditioners up to 65kW) Determination 2019 | MEPS 2019 | AS/NZS 3823.1.1:2012 | CU-U71TKR / CS-U71TKR | CU-U71TKR / CS-U71TKR series | N/A | Panasonic | N/A | Non Ducted | Single Split System | Wall Hung | Air | - | Malaysia | 2.15 | N/A | 7.1 | N/A | N/A | N/A | N/A | N/A | - | - | Calorimeter Room | 3.3215 | - | N/A | 55 | N/A | N/A | N/A | N/A | N/A | N/A | N/A | N/A | N/A | N/A | N/A | N/A | N/A | N/A | N/A | N/A | N/A | Single | R32 | Australia,New Zealand | 129093 | 2025-05-22 |  | Approved | Cooling Only | N/A | Yes | Class 9 | Yes | N/A | N/A | Yes | Yes | Yes | N/A | N/A | Available | N/A | N/A | http://papamy.panasonic.com.my/ | http://www.panasonic.com.au/ | N/A |  |  | AAC4858 | Yes | Variable output compressor | Inverter | No | - | 7100 | 2.15 | - | 770 | 3550 | Yes | 470 | 2000 | - | 1965.1 | 7646.7 | No | 703.78 | 3823.35 | - | 400 | 2330 | - | - | - | - | - | - | - | - | - | - | - | - | - | - | - | - | - | - | - | - | - | - | - | - | - | - | - | - | 65 | 68 | 4.686 | 4.503 | 4.726 | 6.231 | 5.643 | 5.14 | 418 | 657 | 1960 | 826 | 1077 | 2586 | 3 | 3 | 3 | - | - | - | - | - | - | - | - | - | - | - | - | - | - | - | No | - | - | - | - | N/A | N/A | N/A | 3.477 | 3.2844 | -
[SEER Non Multi-Split <=65kW] GEMS (Air Conditioners up to 65kW) Determination 2019 | MEPS 2019 | AS/NZS 3823.1.1:2012 | CU-U71TKR / CS-U71TKR series | CU-U71TKR / CS-U71TKR series | N/A | Panasonic | N/A | Non Ducted | Single Split System | Wall Hung | Air | - | Malaysia | 2.15 | N/A | 7.1 | N/A | N/A | N/A | N/A | N/A | - | - | Calorimeter Room | 3.3215 | - | N/A | 55 | N/A | N/A | N/A | N/A | N/A | N/A | N/A | N/A | N/A | N/A | N/A | N/A | N/A | N/A | N/A | N/A | N/A | Single | R32 | Australia,New Zealand | 129093 | 2025-05-22 |  | Approved | Cooling Only | N/A | Yes | Class 9 | Yes | N/A | N/A | Yes | Yes | Yes | N/A | N/A | Available | N/A | N/A | http://papamy.panasonic.com.my/ | http://www.panasonic.com.au/ | N/A |  |  | AAC4858 | Yes | Variable output compressor | Inverter | No | - | 7100 | 2.15 | - | 770 | 3550 | Yes | 470 | 2000 | - | 1965.1 | 7646.7 | No | 703.78 | 3823.35 | - | 400 | 2330 | - | - | - | - | - | - | - | - | - | - | - | - | - | - | - | - | - | - | - | - | - | - | - | - | - | - | - | - | 65 | 68 | 4.686 | 4.503 | 4.726 | 6.231 | 5.643 | 5.14 | 418 | 657 | 1960 | 826 | 1077 | 2586 | 3 | 3 | 3 | - | - | - | - | - | - | - | - | - | - | - | - | - | - | - | No | - | - | - | - | N/A | N/A | N/A | 3.477 | 3.2844 | -
[SEER Non Multi-Split <=65kW] GEMS (Air Conditioners up to 65kW) Determination 2019 | MEPS 2019 | AS/NZS 3823.1.1:2012 | CU-U71TKR / CS-U71TKR-M | CU-U71TKR / CS-U71TKR series | N/A | Panasonic | N/A | Non Ducted | Single Split System | Wall Hung | Air | - | Malaysia | 2.15 | N/A | 7.1 | N/A | N/A | N/A | N/A | N/A | - | - | Calorimeter Room | 3.3215 | - | N/A | 55 | N/A | N/A | N/A | N/A | N/A | N/A | N/A | N/A | N/A | N/A | N/A | N/A | N/A | N/A | N/A | N/A | N/A | Single | R32 | Australia,New Zealand | 129093 | 2025-05-22 |  | Approved | Cooling Only | N/A | Yes | Class 9 | Yes | N/A | N/A | Yes | Yes | Yes | N/A | N/A | Available | N/A | N/A | http://papamy.panasonic.com.my/ | http://www.panasonic.com.au/ | N/A |  |  | AAC4858 | Yes | Variable output compressor | Inverter | No | - | 7100 | 2.15 | - | 770 | 3550 | Yes | 470 | 2000 | - | 1965.1 | 7646.7 | No | 703.78 | 3823.35 | - | 400 | 2330 | - | - | - | - | - | - | - | - | - | - | - | - | - | - | - | - | - | - | - | - | - | - | - | - | - | - | - | - | 65 | 68 | 4.686 | 4.503 | 4.726 | 6.231 | 5.643 | 5.14 | 418 | 657 | 1960 | 826 | 1077 | 2586 | 3 | 3 | 3 | - | - | - | - | - | - | - | - | - | - | - | - | - | - | - | No | - | - | - | - | N/A | N/A | N/A | 3.477 | 3.2844 | -
[SEER Non Multi-Split <=65kW] GEMS (Air Conditioners up to 65kW) Determination 2019 | MEPS 2019 | AS/NZS 3823.1.1:2012 | CU-U71XKR / CS-U71XKR | CU-U71*KR / CS-U71*KR | N/A | Panasonic | N/A | Non Ducted | Single Split System | Wall Hung | Air | - | Malaysia | 2.15 | N/A | 7.1 | N/A | N/A | N/A | N/A | N/A | - | - | Calorimeter Room | 3.3558 | - | N/A | - | N/A | N/A | N/A | N/A | N/A | N/A | N/A | N/A | N/A | N/A | N/A | N/A | N/A | N/A | N/A | N/A | N/A | Single | R32 | Australia | 139581 | 2026-07-22 |  | Approved | Cooling Only | N/A | Yes | Class 9 | Yes | N/A | N/A | N/A | N/A | N/A | N/A | N/A | Available | N/A | N/A | http://papamy.panasonic.com.my/ | http://www.panasonic.com.au/ | N/A |  |  | AAC6177 | Yes | Variable output compressor | Inverter | No | - | 7100 | 2.15 | - | 800 | 3550 | Yes | 470 | 2000 | - | 1965.1 | 7646.7 | Yes | 650 | 3820 | - | 380 | 2200 | - | - | - | - | - | - | - | - | - | - | - | - | - | - | - | - | - | - | - | - | - | - | - | - | - | - | - | - | 65 | 68 | 4.978 | 4.717 | 5 | 6.918 | 6.056 | 5.596 | 395 | 629 | 1855 | 746 | 1005 | 2377 | 3 | 3 | 3.5 | - | - | - | - | - | - | - | - | - | - | - | - | - | - | - | No | - | - | - | - | N/A | N/A | N/A | 2.5 | 3.2894 | -
[SEER Non Multi-Split <=65kW] GEMS (Air Conditioners up to 65kW) Determination 2019 | MEPS 2019 | AS/NZS 3823.1.1:2012 | CU-U80AKR / CS-U80AKR | CU-U80XKR / CS-U80XKR | N/A | Panasonic | N/A | Non Ducted | Single Split System | Wall Hung | Air | - | Malaysia | 2.46 | N/A | 8 | N/A | N/A | N/A | N/A | N/A | - | - | Calorimeter Room | 3.2625 | - | N/A | 55.9 | N/A | N/A | N/A | N/A | N/A | N/A | N/A | N/A | N/A | N/A | N/A | N/A | N/A | N/A | N/A | N/A | N/A | Single | R32 | Australia | 139586 | 2026-07-20 |  | Approved | Cooling Only | N/A | Yes | Class 9 | Yes | N/A | N/A | N/A | N/A | N/A | N/A | N/A | Available | N/A | N/A | http://papamy.panasonic.com.my/ | http://www.panasonic.com.au/ | N/A |  |  | AAC6175 | Yes | Variable output compressor | Inverter | No | - | 8000 | 2.46 | - | 850 | 4000 | Yes | 430 | 2100 | - | 2248.44 | 8616 | Yes | 745 | 4250 | - | 375 | 2450 | - | - | - | - | - | - | - | - | - | - | - | - | - | - | - | - | - | - | - | - | - | - | - | - | - | - | - | - | 68 | 69 | 4.932 | 4.689 | 4.884 | 6.583 | 5.932 | 5.34 | 450 | 714 | 2140 | 884 | 1157 | 2807 | 3 | 3 | 3 | - | - | - | - | - | - | - | - | - | - | - | - | - | - | - | No | - | - | - | - | N/A | N/A | N/A | 2.5 | 3.2409 | -
[SEER Non Multi-Split <=65kW] GEMS (Air Conditioners up to 65kW) Determination 2019 | MEPS 2019 | AS/NZS 3823.1.1:2012 | CU-U80TKR / CS-U80TKR | CU/CS-U80TKR-series | N/A | Panasonic | N/A | Non Ducted | Single Split System | Wall Hung | Air | - | Malaysia | 2.46 | N/A | 8 | N/A | N/A | N/A | N/A | N/A | - | - | Calorimeter Room | 3.2585 | - | N/A | 55.1 | N/A | N/A | N/A | N/A | N/A | N/A | N/A | N/A | N/A | N/A | N/A | N/A | N/A | N/A | N/A | N/A | N/A | Single | R32 | Australia,New Zealand | 129088 | 2025-05-22 |  | Approved | Cooling Only | N/A | Yes | Class 9 | Yes | N/A | N/A | Yes | Yes | Yes | N/A | N/A | Available | N/A | N/A | http://papamy.panasonic.com.my/ | http://www.panasonic.com.au/ | N/A |  |  | AAC4855 | Yes | Variable output compressor | Inverter | No | - | 8000 | 2.46 | - | 890 | 4000 | Yes | 430 | 2100 | - | 2248.44 | 8616 | No | 813.46 | 4308 | - | 360 | 2300 | - | - | - | - | - | - | - | - | - | - | - | - | - | - | - | - | - | - | - | - | - | - | - | - | - | - | - | - | 68 | 69 | 4.681 | 4.503 | 4.684 | 6.312 | 5.71 | 5.09 | 472 | 741 | 2229 | 920 | 1200 | 2944 | 3 | 3 | 3 | - | - | - | - | - | - | - | - | - | - | - | - | - | - | - | No | - | - | - | - | N/A | N/A | N/A | 3.477 | 3.2366 | -
[SEER Non Multi-Split <=65kW] GEMS (Air Conditioners up to 65kW) Determination 2019 | MEPS 2019 | AS/NZS 3823.1.1:2012 | CU-U80TKR / CS-U80TKR-M | CU/CS-U80TKR-series | N/A | Panasonic | N/A | Non Ducted | Single Split System | Wall Hung | Air | - | Malaysia | 2.46 | N/A | 8 | N/A | N/A | N/A | N/A | N/A | - | - | Calorimeter Room | 3.2585 | - | N/A | 55.1 | N/A | N/A | N/A | N/A | N/A | N/A | N/A | N/A | N/A | N/A | N/A | N/A | N/A | N/A | N/A | N/A | N/A | Single | R32 | Australia,New Zealand | 129088 | 2025-05-22 |  | Approved | Cooling Only | N/A | Yes | Class 9 | Yes | N/A | N/A | Yes | Yes | Yes | N/A | N/A | Available | N/A | N/A | http://papamy.panasonic.com.my/ | http://www.panasonic.com.au/ | N/A |  |  | AAC4855 | Yes | Variable output compressor | Inverter | No | - | 8000 | 2.46 | - | 890 | 4000 | Yes | 430 | 2100 | - | 2248.44 | 8616 | No | 813.46 | 4308 | - | 360 | 2300 | - | - | - | - | - | - | - | - | - | - | - | - | - | - | - | - | - | - | - | - | - | - | - | - | - | - | - | - | 68 | 69 | 4.681 | 4.503 | 4.684 | 6.312 | 5.71 | 5.09 | 472 | 741 | 2229 | 920 | 1200 | 2944 | 3 | 3 | 3 | - | - | - | - | - | - | - | - | - | - | - | - | - | - | - | No | - | - | - | - | N/A | N/A | N/A | 3.477 | 3.2366 | -
[SEER Non Multi-Split <=65kW] GEMS (Air Conditioners up to 65kW) Determination 2019 | MEPS 2019 | AS/NZS 3823.1.1:2012 | CU-U80XKR / CS-U80XKR | CU-U80XKR / CS-U80XKR | N/A | Panasonic | N/A | Non Ducted | Single Split System | Wall Hung | Air | - | Malaysia | 2.46 | N/A | 8 | N/A | N/A | N/A | N/A | N/A | - | - | Calorimeter Room | 3.2625 | - | N/A | 55.9 | N/A | N/A | N/A | N/A | N/A | N/A | N/A | N/A | N/A | N/A | N/A | N/A | N/A | N/A | N/A | N/A | N/A | Single | R32 | Australia | 139586 | 2026-07-20 |  | Approved | Cooling Only | N/A | Yes | Class 9 | Yes | N/A | N/A | N/A | N/A | N/A | N/A | N/A | Available | N/A | N/A | http://papamy.panasonic.com.my/ | http://www.panasonic.com.au/ | N/A |  |  | AAC6175 | Yes | Variable output compressor | Inverter | No | - | 8000 | 2.46 | - | 850 | 4000 | Yes | 430 | 2100 | - | 2248.44 | 8616 | Yes | 745 | 4250 | - | 375 | 2450 | - | - | - | - | - | - | - | - | - | - | - | - | - | - | - | - | - | - | - | - | - | - | - | - | - | - | - | - | 68 | 69 | 4.932 | 4.689 | 4.884 | 6.583 | 5.932 | 5.34 | 450 | 714 | 2140 | 884 | 1157 | 2807 | 3 | 3 | 3 | - | - | - | - | - | - | - | - | - | - | - | - | - | - | - | No | - | - | - | - | N/A | N/A | N/A | 2.5 | 3.2409 | -
[SEER Non Multi-Split <=65kW] GEMS (Air Conditioners up to 65kW) Determination 2019 | MEPS 2019 | AS/NZS 3823.1.1:2012 | CU-Z20AKR / CS-Z20AKRW |  | N/A | Panasonic | N/A | Non Ducted | Single Split System | Wall Hung | Air | Air | Malaysia | 0.45 | N/A | 2.05 | N/A | N/A | N/A | N/A | N/A | 0.6 | 2.8 | Calorimeter Room | 4.6256 | 4.4334 | N/A | - | N/A | N/A | N/A | N/A | N/A | N/A | N/A | N/A | N/A | N/A | N/A | N/A | N/A | N/A | N/A | N/A | N/A | Single | R32 | Australia,New Zealand | 160524 | 2029-05-02 |  | Approved | Reverse Cycle | N/A | Yes | Class 8 | Yes | N/A | N/A | N/A | N/A | N/A | N/A | N/A | Available | N/A | N/A | http://papamy.panasonic.com.my/ | http://www.panasonic.com.au/ | N/A |  |  | AAC8201 | Yes | Variable output compressor | Inverter | No | - | 2050 | 0.45 | - | 230 | 1025 | Yes | 200 | 950 | - | 411.3 | 2207.85 | Yes | 170 | 1150 | - | 155 | 1050 | 2800 | 0.6 | 250 | 1400 | No | - | - | Yes | 950 | 2850 | No | - | - | No | - | - | - | - | - | No | - | - | No | - | - | No | - | - | 54 | 61 | 5.438 | 5.384 | 6.107 | 8.232 | 7.194 | 7.018 | 100 | 154 | 434 | 177 | 240 | 543 | 3.5 | 3.5 | 4.5 | 4.28 | 4.769 | 5.159 | 4.495 | 4.907 | 5.15 | 860 | 325 | 52 | 280 | 148 | 34 | 2.5 | 3 | 3.5 | No | - | - | - | - | N/A | N/A | N/A | 2.5 | 4.4716 | 4.6019
[SEER Non Multi-Split <=65kW] GEMS (Air Conditioners up to 65kW) Determination 2019 | MEPS 2019 | AS/NZS 3823.1.1:2012 | CU-Z20VKR / CS-Z20VKR |  | N/A | Panasonic | 0.02 | Non Ducted | Single Split System | Wall Hung | Air | Air | Malaysia | 0.41 | 2.03 | 2.05 | N/A | 3.1034 | 2.852 | 0.919 | N/A | 0.55 | 2.7 | Calorimeter Room | 4.925 | 4.878 | Yes | - | N/A | 4.03 | 4.03 | N/A | N/A | N/A | N/A | N/A | 4.7628 | 4.7565 | N/A | N/A | 5.0256 | 5.013 | 5 | 5 | Calorimeter Room | Single | R32 | Australia,New Zealand | 126072 | 2025-04-01 |  | Approved | Reverse Cycle | N/A | Yes | Class 8 | Yes | Yes | N/A | Yes | Yes | Yes | N/A | 4.925 | Available | N/A | N/A | http://papamy.panasonic.com.my/ | http://www.panasonic.com.au/ | Yes |  | https://reg.energyrating.gov.au/static/common/images/star_ratings_2014/aircon_rating_5_5.png | AAC4421 | Yes | Variable output compressor | Inverter | No | - | 2050 | 0.41 | - | 200 | 1025 | Yes | 175 | 900 | - | 374.74 | 2207.85 | No | 182.8 | 1103.925 | - | 150 | 1000 | 2700 | 0.55 | 250 | 1350 | Yes | 170 | 850 | Yes | 920 | 2850 | No | - | - | No | - | - | - | - | - | No | - | - | No | - | - | No | - | - | 54 | 60 | 4.852 | 4.97 | 5.714 | 6.651 | 6.265 | 6.181 | 110 | 164 | 460 | 217 | 274 | 614 | 3 | 3 | 4 | 4.351 | 4.75 | 5.01 | 4.467 | 4.763 | 4.934 | 819 | 319 | 55 | 275 | 150 | 37 | 2.5 | 3 | 3.5 | No | - | - | - | - | N/A | N/A | N/A | 4.03 | 4.8392 | 4.7904
[SEER Non Multi-Split <=65kW] GEMS (Air Conditioners up to 65kW) Determination 2019 | MEPS 2019 | AS/NZS 3823.1.1:2012 | CU-Z20XKR / CS-Z20XKRW |  | N/A | Panasonic | N/A | Non Ducted | Single Split System | Wall Hung | Air | Air | Malaysia | 0.45 | N/A | 2.05 | N/A | N/A | N/A | N/A | N/A | 0.6 | 2.8 | Calorimeter Room | 4.5171 | 4.5243 | N/A | - | N/A | N/A | N/A | N/A | N/A | N/A | N/A | N/A | N/A | N/A | N/A | N/A | N/A | N/A | N/A | N/A | N/A | Single | R32 | Australia,New Zealand | 138954 | 2026-07-01 |  | Approved | Reverse Cycle | N/A | Yes | Class 8 | Yes | N/A | N/A | N/A | N/A | N/A | N/A | N/A | Available | N/A | N/A | http://papamy.panasonic.com.my/ | http://www.panasonic.com.au/ | N/A |  |  | AAC6138 | Yes | Variable output compressor | Inverter | No | - | 2050 | 0.45 | - | 240 | 1025 | Yes | 220 | 950 | - | 411.3 | 2207.85 | Yes | 180 | 1250 | - | 170 | 1100 | 2800 | 0.6 | 250 | 1400 | No | - | - | Yes | 1020 | 2850 | No | - | - | No | - | - | - | - | - | No | - | - | No | - | - | No | - | - | 54 | 61 | 5.398 | 5.336 | 6.094 | 8.188 | 7.127 | 7.009 | 101 | 156 | 435 | 178 | 243 | 544 | 3.5 | 3.5 | 4.5 | 4.222 | 4.755 | 5.159 | 4.453 | 4.899 | 5.15 | 872 | 326 | 52 | 282 | 148 | 34 | 2.5 | 3 | 3.5 | No | - | - | - | - | N/A | N/A | N/A | 2.5 | 4.4716 | 4.6019
[SEER Non Multi-Split <=65kW] GEMS (Air Conditioners up to 65kW) Determination 2019 | MEPS 2019 | AS/NZS 3823.1.1:2012 | CU-Z25AKR / CS-Z25AKRW | CU-*Z25AKR / CS-*Z25AKRW | N/A | Panasonic | N/A | Non Ducted | Single Split System | Wall Hung | Air | Air | Malaysia | 0.58 | N/A | 2.5 | N/A | N/A | N/A | N/A | N/A | 0.65 | 3 | Calorimeter Room | 4.1386 | 4.4146 | N/A | - | N/A | N/A | N/A | N/A | N/A | N/A | N/A | N/A | N/A | N/A | N/A | N/A | N/A | N/A | N/A | N/A | N/A | Single | R32 | Australia,New Zealand | 160665 | 2029-05-02 |  | Approved | Reverse Cycle | N/A | Yes | Class 8 | Yes | N/A | N/A | N/A | N/A | N/A | N/A | N/A | Available | N/A | N/A | http://papamy.panasonic.com.my/ | http://www.panasonic.com.au/ | N/A |  |  | AAC8202 | Yes | Variable output compressor | Inverter | No | - | 2500 | 0.58 | - | 230 | 1250 | Yes | 200 | 950 | - | 530.12 | 2692.5 | Yes | 175 | 1330 | - | 155 | 1080 | 3000 | 0.65 | 275 | 1500 | No | - | - | Yes | 980 | 3050 | No | - | - | No | - | - | - | - | - | No | - | - | No | - | - | No | - | - | 56 | 63 | 5.845 | 5.657 | 6.338 | 8.831 | 7.62 | 7.293 | 115 | 180 | 511 | 202 | 278 | 639 | 4 | 4 | 4.5 | 4.24 | 4.678 | 5.028 | 4.428 | 4.798 | 5.018 | 929 | 355 | 56 | 304 | 162 | 36 | 2.5 | 3 | 3.5 | No | - | - | - | - | N/A | N/A | N/A | 2.5 | 4.2484 | 4.5562
[SEER Non Multi-Split <=65kW] GEMS (Air Conditioners up to 65kW) Determination 2019 | MEPS 2019 | AS/NZS 3823.1.1:2012 | CU-Z25AKR-1 / CS-Z25AKRW-1 |  | N/A | Panasonic | N/A | Non Ducted | Single Split System | Wall Hung | Air | Air | Malaysia | 0.58 | N/A | 2.5 | N/A | N/A | N/A | N/A | N/A | 0.73 | 3.2 | Calorimeter Room | 4.1386 | 4.2986 | N/A | - | N/A | N/A | N/A | N/A | N/A | N/A | N/A | N/A | N/A | N/A | N/A | N/A | N/A | N/A | N/A | N/A | N/A | Single | R32 | Australia,New Zealand | 160711 | 2029-05-06 |  | Approved | Reverse Cycle | N/A | Yes | Class 8 | Yes | N/A | N/A | N/A | N/A | N/A | N/A | N/A | Available | N/A | N/A | http://papamy.panasonic.com.my/ | http://www.panasonic.com.au/ | N/A |  |  | AAC8206 | Yes | Variable output compressor | Inverter | No | - | 2500 | 0.58 | - | 230 | 1250 | Yes | 200 | 950 | - | 530.12 | 2692.5 | Yes | 175 | 1330 | - | 155 | 1080 | 3200 | 0.73 | 290 | 1600 | No | - | - | Yes | 980 | 3050 | No | - | - | No | - | - | - | - | - | No | - | - | No | - | - | No | - | - | 56 | 63 | 5.845 | 5.657 | 6.338 | 8.831 | 7.62 | 7.293 | 115 | 180 | 511 | 202 | 278 | 639 | 4 | 4 | 4.5 | 4.113 | 4.623 | 5.073 | 4.361 | 4.795 | 5.07 | 1021 | 383 | 59 | 329 | 172 | 38 | 2.5 | 3 | 3.5 | No | - | - | - | - | N/A | N/A | N/A | 2.5 | 4.2484 | 4.3334
[SEER Non Multi-Split <=65kW] GEMS (Air Conditioners up to 65kW) Determination 2019 | MEPS 2019 | AS/NZS 3823.1.2:2012 | CU-Z25UBRA / CS-Z25UD3RAW |  | N/A | Panasonic | N/A | Ducted | Single Split System | - | Air | Air | Malaysia | 0.58 | N/A | 2.6 | N/A | N/A | N/A | N/A | N/A | 0.78 | 3.3 | Enthalpy Test Room | 4.4097 | 4.1678 | N/A | - | N/A | N/A | N/A | N/A | N/A | N/A | N/A | N/A | N/A | N/A | N/A | N/A | N/A | N/A | N/A | N/A | N/A | Single | R32 | Australia,New Zealand | 152163 | 2028-03-05 |  | Approved | Reverse Cycle | N/A | Yes | Class 10 | Yes | N/A | N/A | N/A | N/A | N/A | N/A | N/A | Available | N/A | N/A | http://papamy.panasonic.com.my/ | http://www.panasonic.com.au/ | N/A |  |  | AAC7340 | Yes | Variable output compressor | Inverter | No | - | 2600 | 0.58 | - | 275 | 1300 | No | - | - | - | 530.12 | 2800.2 | No | 251.35 | 1400.1 | No | - | - | 3300 | 0.78 | 330 | 1650 | No | - | - | Yes | 1060 | 3300 | No | - | - | No | - | - | - | - | - | No | - | - | No | - | - | No | - | - | - | - | 4.341 | 4.396 | 5.033 | 5.42 | 5.203 | 5.377 | 157 | 236 | 664 | 340 | 420 | 897 | 2.5 | 2.5 | 3.5 | 3.942 | 4.3 | 4.609 | 4.1 | 4.406 | 4.6 | 1104 | 430 | 73 | 365 | 198 | 48 | 2 | 2.5 | 3 | No | - | - | - | - | N/A | N/A | N/A | 5.1 | 4.3534 | 4.1393
[SEER Non Multi-Split <=65kW] GEMS (Air Conditioners up to 65kW) Determination 2019 | MEPS 2019 | AS/NZS 3823.1.1:2012 | CU-Z25UBRA / CS-Z25UFRAW |  | N/A | Panasonic | 0.15 | Non Ducted | Single Split System | Floor Mounted | Air | Air | Malaysia | 0.5 | 2.35 | 2.5 | N/A | 3.3862 | 3.332 | 0.984 | N/A | 0.74 | 3.4 | Calorimeter Room | 4.9284 | 4.7012 | Yes | - | N/A | 3.843 | 3.843 | N/A | N/A | N/A | N/A | N/A | 4.8009 | 4.6183 | N/A | N/A | 5.1018 | 4.7365 | 5 | 4.5 | Calorimeter Room | Single | R32 | Australia,New Zealand | 125353 | 2025-04-01 |  | Approved | Reverse Cycle | N/A | Yes | Class 8 | Yes | Yes | N/A | Yes | Yes | Yes | N/A | 4.9284 | Available | N/A | N/A | http://papamy.panasonic.com.my/ | http://panasonic.co.nz/ | Yes |  | https://reg.energyrating.gov.au/static/common/images/star_ratings_2014/aircon_rating_5_4.5.png | AAC4430 | Yes | Variable output compressor | Inverter | No | - | 2500 | 0.5 | - | 245 | 1250 | Yes | 240 | 850 | - | 457 | 2692.5 | No | 223.93 | 1346.25 | - | 200 | 1150 | 3400 | 0.74 | 330 | 1700 | Yes | 240 | 850 | Yes | 980 | 3300 | No | - | - | No | - | - | - | - | - | No | - | - | No | - | - | No | - | - | 54 | 61 | 4.979 | 5.05 | 5.706 | 6.974 | 6.408 | 6.228 | 132 | 199 | 565 | 254 | 328 | 746 | 3 | 3.5 | 4 | 3.946 | 4.215 | 4.126 | 3.786 | 3.858 | 3.899 | 1134 | 448 | 79 | 404 | 229 | 54 | 2 | 2.5 | 2.5 | No | - | - | - | - | N/A | N/A | N/A | 3.843 | 4.8734 | 4.5153
[SEER Non Multi-Split <=65kW] GEMS (Air Conditioners up to 65kW) Determination 2019 | MEPS 2019 | AS/NZS 3823.1.1:2012 | CU-Z25VKR / CS-Z25VKR |  | N/A | Panasonic | 0.02 | Non Ducted | Single Split System | Wall Hung | Air | Air | Malaysia | 0.5 | 2.48 | 2.5 | N/A | 3.1922 | 3.505 | 1.098 | N/A | 0.62 | 3.2 | Calorimeter Room | 4.888 | 5.1163 | Yes | - | N/A | 3.847 | 3.847 | N/A | N/A | N/A | N/A | N/A | 4.7619 | 5.0081 | N/A | N/A | 5.0238 | 5.5162 | 5 | 5.5 | Calorimeter Room | Single | R32 | Australia,New Zealand | 124755 | 2025-04-01 |  | Approved | Reverse Cycle | N/A | Yes | Class 8 | Yes | Yes | N/A | Yes | Yes | Yes | N/A | 4.888 | Available | N/A | N/A | http://papamy.panasonic.com.my/ | http://www.panasonic.com.au/ | Yes |  | https://reg.energyrating.gov.au/static/common/images/star_ratings_2014/aircon_rating_5_5.5.png | AAC4425 | Yes | Variable output compressor | Inverter | No | - | 2500 | 0.5 | - | 240 | 1250 | Yes | 180 | 900 | - | 457 | 2692.5 | No | 219.36 | 1346.25 | - | 145 | 1000 | 3200 | 0.62 | 295 | 1600 | Yes | 170 | 900 | Yes | 1100 | 3500 | No | - | - | No | - | - | - | - | - | No | - | - | No | - | - | No | - | - | 59 | 62 | 5.177 | 5.264 | 5.901 | 7.371 | 6.799 | 6.431 | 127 | 190 | 546 | 240 | 309 | 722 | 3.5 | 3.5 | 4 | 4.554 | 4.942 | 5.26 | 4.716 | 5.03 | 5.217 | 926 | 362 | 61 | 307 | 167 | 40 | 3 | 3 | 3.5 | No | - | - | - | - | N/A | N/A | N/A | 3.847 | 4.8733 | 5.0553
[SEER Non Multi-Split <=65kW] GEMS (Air Conditioners up to 65kW) Determination 2019 | MEPS 2019 | AS/NZS 3823.1.1:2012 | CU-Z25XKR / CS-Z25XKRW | CU-*Z25XKR / CS-*Z25XKRW | N/A | Panasonic | N/A | Non Ducted | Single Split System | Wall Hung | Air | Air | Malaysia | 0.57 | N/A | 2.5 | N/A | N/A | N/A | N/A | N/A | 0.64 | 3 | Calorimeter Room | 4.1672 | 4.4473 | N/A | - | N/A | N/A | N/A | N/A | N/A | N/A | N/A | N/A | N/A | N/A | N/A | N/A | N/A | N/A | N/A | N/A | N/A | Single | R32 | Australia,New Zealand | 138955 | 2026-07-01 |  | Approved | Reverse Cycle | N/A | Yes | Class 8 | Yes | N/A | N/A | N/A | N/A | N/A | N/A | N/A | Available | N/A | N/A | http://papamy.panasonic.com.my/ | http://www.panasonic.com.au/ | N/A |  |  | AAC6135 | Yes | Variable output compressor | Inverter | No | - | 2500 | 0.57 | - | 230 | 1250 | Yes | 220 | 950 | - | 520.98 | 2692.5 | Yes | 175 | 1330 | - | 160 | 1120 | 3000 | 0.64 | 270 | 1500 | No | - | - | Yes | 1200 | 3050 | No | - | - | No | - | - | - | - | - | No | - | - | No | - | - | No | - | - | 56 | 63 | 5.944 | 5.773 | 6.46 | 9.704 | 8.125 | 7.532 | 113 | 176 | 501 | 183 | 260 | 618 | 4 | 4 | 4.5 | 4.13 | 4.718 | 5.121 | 4.373 | 4.858 | 5.11 | 954 | 352 | 55 | 308 | 160 | 36 | 2.5 | 3 | 3.5 | No | - | - | - | - | N/A | N/A | N/A | 2.5 | 4.3219 | 4.6264
[SEER Non Multi-Split <=65kW] GEMS (Air Conditioners up to 65kW) Determination 2019 | MEPS 2019 | AS/NZS 3823.1.1:2012 | CU-Z25XKR-1 / CS-Z25XKRW-1 |  | N/A | Panasonic | N/A | Non Ducted | Single Split System | Wall Hung | Air | Air | Malaysia | 0.57 | N/A | 2.5 | N/A | N/A | N/A | N/A | N/A | 0.73 | 3.2 | Calorimeter Room | 4.1672 | 4.2834 | N/A | - | N/A | N/A | N/A | N/A | N/A | N/A | N/A | N/A | N/A | N/A | N/A | N/A | N/A | N/A | N/A | N/A | N/A | Single | R32 | New Zealand | 138967 | 2026-07-02 |  | Approved | Reverse Cycle | N/A | Yes | Class 8 | Yes | N/A | N/A | N/A | N/A | N/A | N/A | N/A | Available | N/A | N/A | http://papamy.panasonic.com.my/ | http://www.panasonic.com.au/ | N/A |  |  | AAC6141 | Yes | Variable output compressor | Inverter | No | - | 2500 | 0.57 | - | 230 | 1250 | Yes | 220 | 950 | - | 520.98 | 2692.5 | Yes | 175 | 1330 | - | 160 | 1120 | 3200 | 0.73 | 300 | 1600 | No | - | - | Yes | 1200 | 3050 | No | - | - | No | - | - | - | - | - | No | - | - | No | - | - | No | - | - | 56 | 63 | 5.944 | 5.773 | 6.46 | 9.704 | 8.125 | 7.532 | 113 | 176 | 501 | 183 | 260 | 618 | 4 | 4 | 4.5 | 3.879 | 4.473 | 4.91 | 4.141 | 4.633 | 4.904 | 1083 | 395 | 61 | 346 | 178 | 39 | 2 | 2.5 | 3 | No | - | - | - | - | N/A | N/A | N/A | 2.5 | 4.3219 | 4.3334
[SEER Non Multi-Split <=65kW] GEMS (Air Conditioners up to 65kW) Determination 2019 | MEPS 2019 | AS/NZS 3823.1.1:2012 | CU-Z35AKR / CS-Z35AKRW | CU-*Z35AKR / CS-*Z35AKRW | N/A | Panasonic | N/A | Non Ducted | Single Split System | Wall Hung | Air | Air | Malaysia | 0.82 | N/A | 3.5 | N/A | N/A | N/A | N/A | N/A | 0.87 | 4 | Calorimeter Room | 4.1566 | 4.5341 | N/A | - | N/A | N/A | N/A | N/A | N/A | N/A | N/A | N/A | N/A | N/A | N/A | N/A | N/A | N/A | N/A | N/A | N/A | Single | R32 | Australia,New Zealand | 160643 | 2029-05-08 |  | Approved | Reverse Cycle | N/A | Yes | Class 8 | Yes | N/A | N/A | N/A | N/A | N/A | N/A | N/A | Available | N/A | N/A | http://papamy.panasonic.com.my/ | http://www.panasonic.com.au/ | N/A |  |  | AAC8209 | Yes | Variable output compressor | Inverter | No | - | 3500 | 0.82 | - | 295 | 1750 | Yes | 210 | 1000 | - | 749.48 | 3769.5 | Yes | 235 | 1800 | - | 155 | 1210 | 4000 | 0.87 | 340 | 2000 | No | - | - | Yes | 1370 | 3900 | No | - | - | No | - | - | - | - | - | No | - | - | No | - | - | No | - | - | 60 | 64 | 6.235 | 6.002 | 6.493 | 9.883 | 8.403 | 7.421 | 152 | 240 | 700 | 254 | 354 | 880 | 4.5 | 4.5 | 4.5 | 4.251 | 4.875 | 5.405 | 4.551 | 5.08 | 5.404 | 1234 | 452 | 68 | 393 | 202 | 44 | 2.5 | 3 | 3.5 | No | - | - | - | - | N/A | N/A | N/A | 2.5 | 4.2248 | 4.5535
[SEER Non Multi-Split <=65kW] GEMS (Air Conditioners up to 65kW) Determination 2019 | MEPS 2019 | AS/NZS 3823.1.2:2012 | CU-Z35UBRA / CS-Z35UD3RAW |  | N/A | Panasonic | N/A | Ducted | Single Split System | - | Air | Air | Malaysia | 0.96 | N/A | 3.7 | N/A | N/A | N/A | N/A | N/A | 1.03 | 4.2 | Enthalpy Test Room | 3.8388 | 4.08 | N/A | - | N/A | N/A | N/A | N/A | N/A | N/A | N/A | N/A | N/A | N/A | N/A | N/A | N/A | N/A | N/A | N/A | N/A | Single | R32 | Australia,New Zealand | 152162 | 2028-03-05 |  | Approved | Reverse Cycle | N/A | Yes | Class 10 | Yes | N/A | N/A | N/A | N/A | N/A | N/A | N/A | Available | N/A | N/A | http://papamy.panasonic.com.my/ | http://www.panasonic.com.au/ | N/A |  |  | AAC7339 | Yes | Variable output compressor | Inverter | No | - | 3700 | 0.96 | - | 360 | 1850 | No | - | - | - | 877.44 | 3984.9 | No | 329.04 | 1992.45 | No | - | - | 4200 | 1.03 | 415 | 2100 | No | - | - | Yes | 1200 | 3700 | No | - | - | No | - | - | - | - | - | No | - | - | No | - | - | No | - | - | - | - | 4.628 | 4.546 | 5.057 | 5.783 | 5.458 | 5.446 | 213 | 330 | 946 | 457 | 574 | 1265 | 3 | 3 | 3.5 | 3.759 | 4.246 | 4.655 | 3.991 | 4.4 | 4.651 | 1470 | 551 | 88 | 475 | 250 | 58 | 2 | 2.5 | 3 | No | - | - | - | - | N/A | N/A | N/A | 5.1 | 3.7862 | 4.0105
[SEER Non Multi-Split <=65kW] GEMS (Air Conditioners up to 65kW) Determination 2019 | MEPS 2019 | AS/NZS 3823.1.1:2012 | CU-Z35UBRA / CS-Z35UFRAW |  | N/A | Panasonic | 0.73 | Non Ducted | Single Split System | Floor Mounted | Air | Air | Malaysia | 0.86 | 2.77 | 3.5 | N/A | 3.192 | 3.907 | 1.224 | N/A | 1.06 | 4.3 | Calorimeter Room | 4.181 | 4.172 | Yes | - | N/A | 3.843 | 3.843 | N/A | N/A | N/A | N/A | N/A | 4.1161 | 4.1205 | N/A | N/A | 3.7322 | 3.7411 | 3.5 | 3.5 | Calorimeter Room | Single | R32 | Australia,New Zealand | 125356 | 2025-04-01 |  | Approved | Reverse Cycle | N/A | Yes | Class 8 | Yes | Yes | N/A | Yes | Yes | Yes | N/A | 4.181 | Available | N/A | N/A | http://papamy.panasonic.com.my/ | http://panasonic.co.nz/ | Yes |  | https://reg.energyrating.gov.au/static/common/images/star_ratings_2014/aircon_rating_3.5_3.5.png | AAC4431 | Yes | Variable output compressor | Inverter | No | - | 3500 | 0.86 | - | 340 | 1750 | Yes | 240 | 850 | - | 786.04 | 3769.5 | No | 310.76 | 1884.75 | - | 200 | 1250 | 4300 | 1.06 | 375 | 2150 | Yes | 240 | 850 | Yes | 1200 | 3700 | No | - | - | No | - | - | - | - | - | No | - | - | No | - | - | No | - | - | 55 | 63 | 5.076 | 5.015 | 5.462 | 7.317 | 6.601 | 6.013 | 185 | 285 | 830 | 342 | 449 | 1085 | 3.5 | 3.5 | 3.5 | 3.787 | 4.293 | 4.495 | 3.802 | 4.006 | 4.186 | 1491 | 554 | 90 | 507 | 277 | 62 | 2 | 2.5 | 2.5 | No | - | - | - | - | N/A | N/A | N/A | 3.843 | 4.0092 | 4.0075
[SEER Non Multi-Split <=65kW] GEMS (Air Conditioners up to 65kW) Determination 2019 | MEPS 2019 | AS/NZS 3823.1.1:2012 | CU-Z35VKR / CS-Z35VKR |  | N/A | Panasonic | 0.07 | Non Ducted | Single Split System | Wall Hung | Air | Air | Malaysia | 0.8 | 3.43 | 3.5 | N/A | 2.9013 | 3.908 | 1.347 | N/A | 0.94 | 4.3 | Calorimeter Room | 4.3243 | 4.5717 | Yes | - | N/A | 3.847 | 3.847 | N/A | N/A | N/A | N/A | N/A | 4.2531 | 4.5071 | N/A | N/A | 4.0063 | 4.5141 | 4 | 4.5 | Calorimeter Room | Single | R32 | Australia,New Zealand | 124768 | 2025-04-01 |  | Approved | Reverse Cycle | N/A | Yes | Class 8 | Yes | Yes | N/A | Yes | Yes | Yes | N/A | 4.3243 | Available | N/A | N/A | http://papamy.panasonic.com.my/ | http://www.panasonic.com.au/ | Yes |  | https://reg.energyrating.gov.au/static/common/images/star_ratings_2014/aircon_rating_4_4.5.png | AAC4420 | Yes | Variable output compressor | Inverter | No | - | 3500 | 0.8 | - | 330 | 1750 | Yes | 200 | 900 | - | 731.2 | 3769.5 | No | 301.62 | 1884.75 | - | 160 | 1000 | 4300 | 0.94 | 400 | 2150 | Yes | 180 | 900 | Yes | 1350 | 3900 | No | - | - | No | - | - | - | - | - | No | - | - | No | - | - | No | - | - | 60 | 64 | 5.207 | 5.162 | 5.636 | 7.267 | 6.602 | 6.155 | 180 | 276 | 804 | 344 | 449 | 1060 | 3.5 | 3.5 | 4 | 4.009 | 4.627 | 5.138 | 4.308 | 4.813 | 5.115 | 1409 | 515 | 80 | 448 | 232 | 52 | 2.5 | 3 | 3.5 | No | - | - | - | - | N/A | N/A | N/A | 3.847 | 4.305 | 4.5121
[SEER Non Multi-Split <=65kW] GEMS (Air Conditioners up to 65kW) Determination 2019 | MEPS 2019 | AS/NZS 3823.1.1:2012 | CU-Z35XKR / CS-Z35XKRW | CU-*Z35XKR / CS-*Z35XKRW | N/A | Panasonic | N/A | Non Ducted | Single Split System | Wall Hung | Air | Air | Malaysia | 0.8 | N/A | 3.5 | N/A | N/A | N/A | N/A | N/A | 0.86 | 4 | Calorimeter Room | 4.2068 | 4.4988 | N/A | - | N/A | N/A | N/A | N/A | N/A | N/A | N/A | N/A | N/A | N/A | N/A | N/A | N/A | N/A | N/A | N/A | N/A | Single | R32 | Australia,New Zealand | 138970 | 2026-07-01 |  | Approved | Reverse Cycle | N/A | Yes | Class 8 | Yes | N/A | N/A | N/A | N/A | N/A | N/A | N/A | Available | N/A | N/A | http://papamy.panasonic.com.my/ | http://www.panasonic.com.au/ | N/A |  |  | AAC6139 | Yes | Variable output compressor | Inverter | No | - | 3500 | 0.8 | - | 295 | 1750 | Yes | 220 | 1000 | - | 731.2 | 3769.5 | Yes | 240 | 1850 | - | 165 | 1150 | 4000 | 0.86 | 340 | 2000 | No | - | - | Yes | 1350 | 3850 | No | - | - | No | - | - | - | - | - | No | - | - | No | - | - | No | - | - | 60 | 64 | 6.183 | 5.952 | 6.485 | 9.397 | 8.051 | 7.364 | 153 | 242 | 701 | 267 | 369 | 887 | 4.5 | 4 | 4.5 | 4.245 | 4.886 | 5.407 | 4.545 | 5.085 | 5.405 | 1236 | 451 | 68 | 393 | 202 | 44 | 2.5 | 3 | 3.5 | No | - | - | - | - | N/A | N/A | N/A | 2.5 | 4.3293 | 4.6059
[SEER Non Multi-Split <=65kW] GEMS (Air Conditioners up to 65kW) Determination 2019 | MEPS 2019 | AS/NZS 3823.1.1:2012 | CU-Z42AKR / CS-Z42AKRW | CU-*Z42AKR / CS-*Z42AKRW | N/A | Panasonic | N/A | Non Ducted | Single Split System | Wall Hung | Air | Air | Malaysia | 1.18 | N/A | 4.2 | N/A | N/A | N/A | N/A | N/A | 1.3 | 5 | Calorimeter Room | 3.4245 | 3.8196 | N/A | - | N/A | N/A | N/A | N/A | N/A | N/A | N/A | N/A | N/A | N/A | N/A | N/A | N/A | N/A | N/A | N/A | N/A | Single | R32 | Australia,New Zealand | 160646 | 2029-05-02 |  | Approved | Reverse Cycle | N/A | Yes | Class 9 | Yes | N/A | N/A | N/A | N/A | N/A | N/A | N/A | Available | N/A | N/A | http://papamy.panasonic.com.my/ | http://www.panasonic.com.au/ | N/A |  |  | AAC8200 | Yes | Variable output compressor | Inverter | No | - | 4200 | 1.18 | - | 400 | 2100 | Yes | 220 | 1150 | - | 1078.52 | 4523.4 | Yes | 340 | 2200 | - | 175 | 1300 | 5000 | 1.3 | 450 | 2500 | No | - | - | Yes | 1700 | 4400 | No | - | - | No | - | - | - | - | - | No | - | - | No | - | - | No | - | - | 60 | 64 | 5.393 | 5.152 | 5.46 | 7.832 | 6.887 | 6.078 | 213 | 338 | 1002 | 387 | 520 | 1292 | 3.5 | 3.5 | 3.5 | 3.719 | 4.384 | 5.079 | 4.092 | 4.673 | 5.094 | 1761 | 626 | 89 | 544 | 273 | 57 | 2 | 2.5 | 3.5 | No | - | - | - | - | N/A | N/A | N/A | 2.5 | 3.534 | 3.8213
[SEER Non Multi-Split <=65kW] GEMS (Air Conditioners up to 65kW) Determination 2019 | MEPS 2019 | AS/NZS 3823.1.1:2012 | CU-Z42VKR / CS-Z42VKR |  | N/A | Panasonic | 0.84 | Non Ducted | Single Split System | Wall Hung | Air | Air | Malaysia | 1.07 | 3.36 | 4.2 | N/A | 2.8912 | 4.198 | 1.452 | N/A | 1.34 | 5.1 | Calorimeter Room | 3.8006 | 3.8387 | Yes | - | N/A | 3.525 | 3.525 | N/A | N/A | N/A | N/A | N/A | 3.7584 | 3.8032 | N/A | N/A | 3.0169 | 3.1064 | 3 | 3 | Calorimeter Room | Single | R32 | Australia,New Zealand | 124757 | 2025-04-01 |  | Approved | Reverse Cycle | N/A | Yes | Class 9 | Yes | Yes | N/A | Yes | Yes | Yes | N/A | 3.8006 | Available | N/A | N/A | http://papamy.panasonic.com.my/ | http://www.panasonic.com.au/ | Yes |  | https://reg.energyrating.gov.au/static/common/images/star_ratings_2014/aircon_rating_3_3.png | AAC4424 | Yes | Variable output compressor | Inverter | No | - | 4200 | 1.07 | - | 400 | 2100 | Yes | 215 | 900 | - | 977.98 | 4523.4 | No | 365.6 | 2261.7 | - | 185 | 1150 | 5100 | 1.34 | 495 | 2550 | Yes | 230 | 900 | Yes | 1450 | 4200 | No | - | - | No | - | - | - | - | - | No | - | - | No | - | - | No | - | - | 63 | 62 | 5.159 | 5.03 | 5.403 | 7.013 | 6.389 | 5.893 | 221 | 343 | 1010 | 431 | 559 | 1331 | 3.5 | 3.5 | 3.5 | 3.545 | 4.079 | 4.505 | 3.745 | 4.095 | 4.363 | 1886 | 688 | 104 | 608 | 319 | 69 | 2 | 2.5 | 3 | No | - | - | - | - | N/A | N/A | N/A | 3.525 | 3.882 | 3.7724
[SEER Non Multi-Split <=65kW] GEMS (Air Conditioners up to 65kW) Determination 2019 | MEPS 2019 | AS/NZS 3823.1.1:2012 | CU-Z42XKR / CS-Z42XKRW | CU-*Z42XKR / CS-*Z42XKRW | N/A | Panasonic | N/A | Non Ducted | Single Split System | Wall Hung | Air | Air | Malaysia | 1.18 | N/A | 4.2 | N/A | N/A | N/A | N/A | N/A | 1.36 | 5.1 | Calorimeter Room | 3.6036 | 3.6865 | N/A | - | N/A | N/A | N/A | N/A | N/A | N/A | N/A | N/A | N/A | N/A | N/A | N/A | N/A | N/A | N/A | N/A | N/A | Single | R32 | Australia,New Zealand | 138952 | 2026-07-07 |  | Approved | Reverse Cycle | N/A | Yes | Class 9 | Yes | N/A | N/A | N/A | N/A | N/A | N/A | N/A | Available | N/A | N/A | http://papamy.panasonic.com.my/ | http://www.panasonic.com.au/ | N/A |  |  | AAC6158 | Yes | Variable output compressor | Inverter | No | - | 4200 | 1.18 | - | 400 | 2100 | Yes | 240 | 1150 | - | 1078.52 | 4523.4 | Yes | 340 | 2200 | - | 190 | 1350 | 5100 | 1.36 | 490 | 2550 | No | - | - | Yes | 1700 | 4400 | No | - | - | No | - | - | - | - | - | No | - | - | No | - | - | No | - | - | 60 | 64 | 5.378 | 5.137 | 5.449 | 7.85 | 6.875 | 6.079 | 214 | 339 | 1004 | 386 | 521 | 1292 | 3.5 | 3.5 | 3.5 | 3.562 | 4.161 | 4.766 | 3.892 | 4.408 | 4.775 | 1875 | 672 | 96 | 583 | 295 | 61 | 2 | 2.5 | 3 | No | - | - | - | - | N/A | N/A | N/A | 2.5 | 3.534 | 3.7268
[SEER Non Multi-Split <=65kW] GEMS (Air Conditioners up to 65kW) Determination 2019 | MEPS 2019 | AS/NZS 3823.1.1:2012 | CU-Z50*KR-1 / CS-Z50*KRW-1 | CU-Z50*KR-1 / CS-Z50*KRW-1 | N/A | Panasonic | N/A | Non Ducted | Single Split System | Wall Hung | Air | Air | Malaysia | 1.31 | N/A | 5 | N/A | N/A | N/A | N/A | N/A | 1.42 | 6 | Calorimeter Room | 3.8615 | 4.1301 | N/A | - | N/A | N/A | N/A | N/A | N/A | N/A | N/A | N/A | N/A | N/A | N/A | N/A | N/A | N/A | N/A | N/A | N/A | Single | R32 | Australia,New Zealand | 142086 | 2026-10-24 |  | Approved | Reverse Cycle | N/A | Yes | Class 9 | Yes | N/A | N/A | N/A | N/A | N/A | N/A | N/A | Available | N/A | N/A | http://papamy.panasonic.com.my/ | http://www.panasonic.com.au/ | N/A |  |  | AAC6306 | Yes | Variable output compressor | Inverter | No | - | 5000 | 1.31 | - | 430 | 2500 | Yes | 230 | 1250 | - | 1197.34 | 5385 | Yes | 360 | 2700 | - | 170 | 1350 | 6000 | 1.42 | 520 | 3000 | No | - | - | Yes | 1850 | 5600 | No | - | - | No | - | - | - | - | - | No | - | - | No | - | - | No | - | - | 63 | 63 | 6.15 | 5.805 | 6.182 | 9.607 | 8.079 | 7.037 | 223 | 357 | 1054 | 376 | 528 | 1329 | 4.5 | 4 | 4.5 | 4.105 | 4.695 | 5.287 | 4.426 | 4.937 | 5.295 | 1914 | 701 | 101 | 603 | 309 | 65 | 2.5 | 3 | 3.5 | No | - | - | - | - | N/A | N/A | N/A | 2.5 | 3.7923 | 4.2004
[SEER Non Multi-Split <=65kW] GEMS (Air Conditioners up to 65kW) Determination 2019 | MEPS 2019 | AS/NZS 3823.1.1:2012 | CU-Z50AKR / CS-Z50AKRW | CU-*Z50*KR / CS-*Z50*KRW | N/A | Panasonic | N/A | Non Ducted | Single Split System | Wall Hung | Air | Air | Malaysia | 1.51 | N/A | 5 | N/A | N/A | N/A | N/A | N/A | 1.72 | 6 | Calorimeter Room | 3.3068 | 3.3755 | N/A | 55.86 | N/A | N/A | N/A | N/A | N/A | N/A | N/A | N/A | N/A | N/A | N/A | N/A | N/A | N/A | N/A | N/A | N/A | Single | R32 | Australia,New Zealand | 138961 | 2026-07-01 |  | Approved | Reverse Cycle | N/A | Yes | Class 9 | Yes | N/A | N/A | N/A | N/A | N/A | N/A | N/A | Available | N/A | N/A | http://papamy.panasonic.com.my/ | http://www.panasonic.com.au/ | N/A |  |  | AAC6134 | Yes | Variable output compressor | Inverter | No | - | 5000 | 1.51 | - | 500 | 2500 | Yes | 240 | 1150 | - | 1380.14 | 5385 | Yes | 420 | 2700 | - | 165 | 1240 | 6000 | 1.72 | 590 | 3000 | No | - | - | Yes | 2200 | 5500 | No | - | - | No | - | - | - | - | - | No | - | - | No | - | - | No | - | - | 60 | 63 | 5.473 | 5.173 | 5.446 | 9.539 | 7.633 | 6.285 | 251 | 402 | 1197 | 378 | 559 | 1489 | 3.5 | 3.5 | 3.5 | 3.511 | 4.042 | 4.647 | 3.831 | 4.298 | 4.662 | 2237 | 813 | 115 | 696 | 355 | 73 | 2 | 2.5 | 3 | No | - | - | - | - | N/A | N/A | N/A | 2.5 | 3.2928 | 3.4713
[SEER Non Multi-Split <=65kW] GEMS (Air Conditioners up to 65kW) Determination 2019 | MEPS 2019 | AS/NZS 3823.1.1:2012 | CU-Z50AKR-1 / CS-Z50AKRW-1 | CU-Z50*KR-1 / CS-Z50*KRW-1 | N/A | Panasonic | N/A | Non Ducted | Single Split System | Wall Hung | Air | Air | Malaysia | 1.31 | N/A | 5 | N/A | N/A | N/A | N/A | N/A | 1.42 | 6 | Calorimeter Room | 3.8615 | 4.1301 | N/A | - | N/A | N/A | N/A | N/A | N/A | N/A | N/A | N/A | N/A | N/A | N/A | N/A | N/A | N/A | N/A | N/A | N/A | Single | R32 | Australia,New Zealand | 142086 | 2026-10-24 |  | Approved | Reverse Cycle | N/A | Yes | Class 9 | Yes | N/A | N/A | N/A | N/A | N/A | N/A | N/A | Available | N/A | N/A | http://papamy.panasonic.com.my/ | http://www.panasonic.com.au/ | N/A |  |  | AAC6306 | Yes | Variable output compressor | Inverter | No | - | 5000 | 1.31 | - | 430 | 2500 | Yes | 230 | 1250 | - | 1197.34 | 5385 | Yes | 360 | 2700 | - | 170 | 1350 | 6000 | 1.42 | 520 | 3000 | No | - | - | Yes | 1850 | 5600 | No | - | - | No | - | - | - | - | - | No | - | - | No | - | - | No | - | - | 63 | 63 | 6.15 | 5.805 | 6.182 | 9.607 | 8.079 | 7.037 | 223 | 357 | 1054 | 376 | 528 | 1329 | 4.5 | 4 | 4.5 | 4.105 | 4.695 | 5.287 | 4.426 | 4.937 | 5.295 | 1914 | 701 | 101 | 603 | 309 | 65 | 2.5 | 3 | 3.5 | No | - | - | - | - | N/A | N/A | N/A | 2.5 | 3.7923 | 4.2004
[SEER Non Multi-Split <=65kW] GEMS (Air Conditioners up to 65kW) Determination 2019 | MEPS 2019 | AS/NZS 3823.1.2:2012 | CU-Z50UBRA / CS-Z50UD3RAW |  | N/A | Panasonic | N/A | Ducted | Single Split System | - | Air | Air | Malaysia | 1.4 | N/A | 5 | N/A | N/A | N/A | N/A | N/A | 1.68 | 6.1 | Calorimeter Room | 3.5771 | 3.6617 | N/A | - | N/A | N/A | N/A | N/A | N/A | N/A | N/A | N/A | N/A | N/A | N/A | N/A | N/A | N/A | N/A | N/A | N/A | Single | R32 | Australia,New Zealand | 152161 | 2028-03-18 |  | Approved | Reverse Cycle | N/A | Yes | Class 10 | Yes | N/A | N/A | N/A | N/A | N/A | N/A | N/A | Available | N/A | N/A | http://papamy.panasonic.com.my/ | http://www.panasonic.com.au/ | N/A |  |  | AAC7367 | Yes | Variable output compressor | Inverter | No | - | 5000 | 1.4 | - | 475 | 2500 | No | - | - | - | 1279.6 | 5385 | No | 434.15 | 2692.5 | No | - | - | 6100 | 1.68 | 585 | 3050 | No | - | - | Yes | 1700 | 4900 | No | - | - | No | - | - | - | - | - | No | - | - | No | - | - | No | - | - | - | - | 4.752 | 4.587 | 5.018 | 5.907 | 5.52 | 5.419 | 284 | 447 | 1293 | 608 | 770 | 1722 | 3 | 3 | 3.5 | 3.531 | 4.125 | 4.768 | 3.875 | 4.391 | 4.781 | 2268 | 817 | 120 | 705 | 358 | 78 | 2 | 2.5 | 3 | No | - | - | - | - | N/A | N/A | N/A | 5.2 | 3.5271 | 3.5934
[SEER Non Multi-Split <=65kW] GEMS (Air Conditioners up to 65kW) Determination 2019 | MEPS 2019 | AS/NZS 3823.1.1:2012 | CU-Z50UBRA / CS-Z50UFRAW |  | N/A | Panasonic | 1.39 | Non Ducted | Single Split System | Floor Mounted | Air | Air | Malaysia | 1.37 | 3.61 | 5 | N/A | 3.2887 | 4.545 | 1.382 | N/A | 1.47 | 5.6 | Calorimeter Room | 3.5923 | 3.887 | Yes | - | N/A | 3.808 | 3.808 | N/A | N/A | N/A | N/A | N/A | 3.5582 | 3.8527 | N/A | N/A | 2.6164 | 3.2054 | 2.5 | 3 | Calorimeter Room | Single | R32 | Australia,New Zealand | 125358 | 2025-04-01 |  | Approved | Reverse Cycle | N/A | Yes | Class 9 | Yes | Yes | N/A | Yes | Yes | Yes | N/A | 3.5923 | Available | N/A | N/A | http://papamy.panasonic.com.my/ | http://panasonic.co.nz/ | Yes |  | https://reg.energyrating.gov.au/static/common/images/star_ratings_2014/aircon_rating_2.5_3.png | AAC4432 | Yes | Variable output compressor | Inverter | No | - | 5000 | 1.37 | - | 470 | 2500 | Yes | 255 | 900 | - | 1252.18 | 5385 | No | 429.58 | 2692.5 | - | 195 | 1420 | 5600 | 1.47 | 505 | 2800 | Yes | 260 | 900 | Yes | 1400 | 4600 | No | - | - | No | - | - | - | - | - | No | - | - | No | - | - | No | - | - | 60 | 63 | 5.379 | 5.207 | 5.512 | 8.461 | 7.34 | 6.166 | 253 | 395 | 1179 | 424 | 579 | 1515 | 3.5 | 3.5 | 4 | 3.69 | 4.188 | 4.489 | 3.764 | 3.991 | 4.208 | 1990 | 736 | 114 | 664 | 359 | 78 | 2 | 2.5 | 2.5 | No | - | - | - | - | N/A | N/A | N/A | 3.808 | 3.6157 | 3.7765
[SEER Non Multi-Split <=65kW] GEMS (Air Conditioners up to 65kW) Determination 2019 | MEPS 2019 | AS/NZS 3823.1.1:2012 | CU-Z50VKR / CS-Z50VKR |  | N/A | Panasonic | 0.25 | Non Ducted | Single Split System | Wall Hung | Air | Air | Malaysia | 1.13 | 4.75 | 5 | N/A | 3.1599 | 5.356 | 1.695 | N/A | 1.31 | 6 | Calorimeter Room | 4.3023 | 4.5513 | Yes | - | N/A | 3.525 | 3.525 | N/A | N/A | N/A | N/A | N/A | 4.257 | 4.5089 | N/A | N/A | 4.0139 | 4.5178 | 4 | 4.5 | Calorimeter Room | Single | R32 | Australia,New Zealand | 124783 | 2025-04-01 |  | Approved | Reverse Cycle | N/A | Yes | Class 9 | Yes | Yes | N/A | Yes | Yes | Yes | N/A | 4.3023 | Available | N/A | N/A | http://papamy.panasonic.com.my/ | http://www.panasonic.com.au/ | Yes |  | https://reg.energyrating.gov.au/static/common/images/star_ratings_2014/aircon_rating_4_4.5.png | AAC4426 | Yes | Variable output compressor | Inverter | No | - | 5000 | 1.13 | - | 445 | 2500 | Yes | 210 | 950 | - | 1032.82 | 5385 | No | 406.73 | 2692.5 | - | 170 | 1070 | 6000 | 1.31 | 465 | 3000 | Yes | 225 | 1050 | Yes | 1700 | 5350 | No | - | - | No | - | - | - | - | - | No | - | - | No | - | - | No | - | - | 63 | 62 | 5.625 | 5.503 | 5.89 | 7.665 | 6.932 | 6.413 | 242 | 374 | 1104 | 470 | 614 | 1457 | 4 | 4 | 4 | 4.289 | 5.004 | 5.518 | 4.52 | 4.973 | 5.303 | 1835 | 660 | 100 | 593 | 309 | 67 | 2.5 | 3.5 | 4 | No | - | - | - | - | N/A | N/A | N/A | 3.525 | 4.3786 | 4.5389
[SEER Non Multi-Split <=65kW] GEMS (Air Conditioners up to 65kW) Determination 2019 | MEPS 2019 | AS/NZS 3823.1.1:2012 | CU-Z50XKR / CS-Z50XKRW | CU-*Z50*KR / CS-*Z50*KRW | N/A | Panasonic | N/A | Non Ducted | Single Split System | Wall Hung | Air | Air | Malaysia | 1.51 | N/A | 5 | N/A | N/A | N/A | N/A | N/A | 1.72 | 6 | Calorimeter Room | 3.3068 | 3.3755 | N/A | 55.86 | N/A | N/A | N/A | N/A | N/A | N/A | N/A | N/A | N/A | N/A | N/A | N/A | N/A | N/A | N/A | N/A | N/A | Single | R32 | Australia,New Zealand | 138961 | 2026-07-01 |  | Approved | Reverse Cycle | N/A | Yes | Class 9 | Yes | N/A | N/A | N/A | N/A | N/A | N/A | N/A | Available | N/A | N/A | http://papamy.panasonic.com.my/ | http://www.panasonic.com.au/ | N/A |  |  | AAC6134 | Yes | Variable output compressor | Inverter | No | - | 5000 | 1.51 | - | 500 | 2500 | Yes | 240 | 1150 | - | 1380.14 | 5385 | Yes | 420 | 2700 | - | 165 | 1240 | 6000 | 1.72 | 590 | 3000 | No | - | - | Yes | 2200 | 5500 | No | - | - | No | - | - | - | - | - | No | - | - | No | - | - | No | - | - | 60 | 63 | 5.473 | 5.173 | 5.446 | 9.539 | 7.633 | 6.285 | 251 | 402 | 1197 | 378 | 559 | 1489 | 3.5 | 3.5 | 3.5 | 3.511 | 4.042 | 4.647 | 3.831 | 4.298 | 4.662 | 2237 | 813 | 115 | 696 | 355 | 73 | 2 | 2.5 | 3 | No | - | - | - | - | N/A | N/A | N/A | 2.5 | 3.2928 | 3.4713
[SEER Non Multi-Split <=65kW] GEMS (Air Conditioners up to 65kW) Determination 2019 | MEPS 2019 | AS/NZS 3823.1.1:2012 | CU-Z50XKR-1 / CS-Z50XKRW-1 | CU-Z50*KR-1 / CS-Z50*KRW-1 | N/A | Panasonic | N/A | Non Ducted | Single Split System | Wall Hung | Air | Air | Malaysia | 1.31 | N/A | 5 | N/A | N/A | N/A | N/A | N/A | 1.42 | 6 | Calorimeter Room | 3.8615 | 4.1301 | N/A | - | N/A | N/A | N/A | N/A | N/A | N/A | N/A | N/A | N/A | N/A | N/A | N/A | N/A | N/A | N/A | N/A | N/A | Single | R32 | Australia,New Zealand | 142086 | 2026-10-24 |  | Approved | Reverse Cycle | N/A | Yes | Class 9 | Yes | N/A | N/A | N/A | N/A | N/A | N/A | N/A | Available | N/A | N/A | http://papamy.panasonic.com.my/ | http://www.panasonic.com.au/ | N/A |  |  | AAC6306 | Yes | Variable output compressor | Inverter | No | - | 5000 | 1.31 | - | 430 | 2500 | Yes | 230 | 1250 | - | 1197.34 | 5385 | Yes | 360 | 2700 | - | 170 | 1350 | 6000 | 1.42 | 520 | 3000 | No | - | - | Yes | 1850 | 5600 | No | - | - | No | - | - | - | - | - | No | - | - | No | - | - | No | - | - | 63 | 63 | 6.15 | 5.805 | 6.182 | 9.607 | 8.079 | 7.037 | 223 | 357 | 1054 | 376 | 528 | 1329 | 4.5 | 4 | 4.5 | 4.105 | 4.695 | 5.287 | 4.426 | 4.937 | 5.295 | 1914 | 701 | 101 | 603 | 309 | 65 | 2.5 | 3 | 3.5 | No | - | - | - | - | N/A | N/A | N/A | 2.5 | 3.7923 | 4.2004
[SEER Non Multi-Split <=65kW] GEMS (Air Conditioners up to 65kW) Determination 2019 | MEPS 2019 | AS/NZS 3823.1.1:2012 | CU-Z60*KR-1 / CS-Z60*KRW-1 | CU-Z60*KR-1 / CS-Z60*KRW-1 | N/A | Panasonic | N/A | Non Ducted | Single Split System | Wall Hung | Air | Air | Malaysia | 1.67 | N/A | 6 | N/A | N/A | N/A | N/A | N/A | 1.83 | 7.2 | Calorimeter Room | 3.6912 | 4.0169 | N/A | - | N/A | N/A | N/A | N/A | N/A | N/A | N/A | N/A | N/A | N/A | N/A | N/A | N/A | N/A | N/A | N/A | N/A | Single | R32 | New Zealand | 139562 | 2026-07-20 |  | Approved | Reverse Cycle | N/A | Yes | Class 9 | Yes | N/A | N/A | N/A | N/A | N/A | N/A | N/A | Available | N/A | N/A | http://papamy.panasonic.com.my/ | http://www.panasonic.com.au/ | N/A |  |  | AAC6174 | Yes | Variable output compressor | Inverter | No | - | 6000 | 1.67 | - | 570 | 3000 | Yes | 440 | 1700 | - | 1526.38 | 6462 | Yes | 500 | 3150 | - | 330 | 2000 | 7200 | 1.83 | 650 | 3600 | No | - | - | Yes | 2580 | 7000 | No | - | - | No | - | - | - | - | - | No | - | - | No | - | - | No | - | - | 64 | 67 | 5.332 | 5.089 | 5.349 | 7.833 | 6.762 | 5.951 | 310 | 491 | 1464 | 555 | 759 | 1888 | 3.5 | 3.5 | 3.5 | 3.912 | 4.466 | 5.069 | 4.233 | 4.718 | 5.081 | 2409 | 882 | 125 | 755 | 387 | 79 | 2 | 2.5 | 3.5 | No | - | - | - | - | N/A | N/A | N/A | 2.5 | 3.5747 | 3.9163
[SEER Non Multi-Split <=65kW] GEMS (Air Conditioners up to 65kW) Determination 2019 | MEPS 2019 | AS/NZS 3823.1.1:2012 | CU-Z60AKR / CS-Z60AKRW | CU-*Z60XKR / CS-*Z60XKRW | N/A | Panasonic | N/A | Non Ducted | Single Split System | Wall Hung | Air | Air | Malaysia | 1.85 | N/A | 6 | N/A | N/A | N/A | N/A | N/A | 1.89 | 6.5 | Calorimeter Room | 3.4721 | 3.5794 | N/A | - | N/A | N/A | N/A | N/A | N/A | N/A | N/A | N/A | N/A | N/A | N/A | N/A | N/A | N/A | N/A | N/A | N/A | Single | R32 | Australia,New Zealand | 138975 | 2026-07-02 |  | Approved | Reverse Cycle | N/A | Yes | Class 9 | Yes | N/A | N/A | N/A | N/A | N/A | N/A | N/A | Available | N/A | N/A | http://papamy.panasonic.com.my/ | http://www.panasonic.com.au/ | N/A |  |  | AAC6140 | Yes | Variable output compressor | Inverter | No | - | 6000 | 1.85 | - | 560 | 3000 | Yes | 350 | 1250 | - | 1690.9 | 6462 | Yes | 470 | 3200 | - | 250 | 1450 | 6500 | 1.89 | 545 | 3250 | No | - | - | Yes | 1800 | 5700 | No | - | - | No | - | - | - | - | - | No | - | - | No | - | - | No | - | - | 63 | 64 | 5.463 | 5.089 | 5.402 | 8.758 | 7.153 | 6.192 | 303 | 491 | 1449 | 496 | 718 | 1814 | 3.5 | 3.5 | 3.5 | 3.907 | 4.522 | 5.414 | 4.346 | 4.92 | 5.453 | 2178 | 787 | 107 | 665 | 336 | 68 | 2 | 3 | 3.5 | No | - | - | - | - | N/A | N/A | N/A | 2.5 | 3.2285 | 3.4238
[SEER Non Multi-Split <=65kW] GEMS (Air Conditioners up to 65kW) Determination 2019 | MEPS 2019 | AS/NZS 3823.1.1:2012 | CU-Z60AKR-1 / CS-Z60AKRW-1 | CU-Z60*KR-1 / CS-Z60*KRW-1 | N/A | Panasonic | N/A | Non Ducted | Single Split System | Wall Hung | Air | Air | Malaysia | 1.67 | N/A | 6 | N/A | N/A | N/A | N/A | N/A | 1.83 | 7.2 | Calorimeter Room | 3.6912 | 4.0169 | N/A | - | N/A | N/A | N/A | N/A | N/A | N/A | N/A | N/A | N/A | N/A | N/A | N/A | N/A | N/A | N/A | N/A | N/A | Single | R32 | New Zealand | 139562 | 2026-07-20 |  | Approved | Reverse Cycle | N/A | Yes | Class 9 | Yes | N/A | N/A | N/A | N/A | N/A | N/A | N/A | Available | N/A | N/A | http://papamy.panasonic.com.my/ | http://www.panasonic.com.au/ | N/A |  |  | AAC6174 | Yes | Variable output compressor | Inverter | No | - | 6000 | 1.67 | - | 570 | 3000 | Yes | 440 | 1700 | - | 1526.38 | 6462 | Yes | 500 | 3150 | - | 330 | 2000 | 7200 | 1.83 | 650 | 3600 | No | - | - | Yes | 2580 | 7000 | No | - | - | No | - | - | - | - | - | No | - | - | No | - | - | No | - | - | 64 | 67 | 5.332 | 5.089 | 5.349 | 7.833 | 6.762 | 5.951 | 310 | 491 | 1464 | 555 | 759 | 1888 | 3.5 | 3.5 | 3.5 | 3.912 | 4.466 | 5.069 | 4.233 | 4.718 | 5.081 | 2409 | 882 | 125 | 755 | 387 | 79 | 2 | 2.5 | 3.5 | No | - | - | - | - | N/A | N/A | N/A | 2.5 | 3.5747 | 3.9163
[SEER Non Multi-Split <=65kW] GEMS (Air Conditioners up to 65kW) Determination 2019 | MEPS 2019 | AS/NZS 3823.1.2:2012 | CU-Z60UBRA / CS-Z60UD3RAW |  | N/A | Panasonic | N/A | Ducted | Single Split System | - | Air | Air | Malaysia | 1.7 | N/A | 5.6 | N/A | N/A | N/A | N/A | N/A | 2.16 | 7 | Calorimeter Room | 3.3283 | 3.1518 | N/A | 52.9464 | N/A | N/A | N/A | N/A | N/A | N/A | N/A | N/A | N/A | N/A | N/A | N/A | N/A | N/A | N/A | N/A | N/A | Single | R32 | Australia,New Zealand | 152160 | 2028-03-12 |  | Approved | Reverse Cycle | N/A | Yes | Class 10 | Yes | N/A | N/A | N/A | N/A | N/A | N/A | N/A | Available | N/A | N/A | http://papamy.panasonic.com.my/ | http://www.panasonic.com.au/ | N/A |  |  | AAC7348 | Yes | Variable output compressor | Inverter | No | - | 5600 | 1.7 | - | 565 | 2800 | No | - | - | - | 1553.8 | 6031.2 | No | 516.41 | 3015.6 | No | - | - | 7000 | 2.16 | 700 | 3500 | No | - | - | Yes | 1900 | 5400 | No | - | - | No | - | - | - | - | - | No | - | - | No | - | - | No | - | - | - | - | 4.52 | 4.336 | 4.706 | 5.582 | 5.201 | 5.079 | 336 | 532 | 1547 | 723 | 917 | 2059 | 3 | 2.5 | 3 | 3.319 | 3.872 | 4.56 | 3.539 | 4.167 | 4.58 | 2766 | 996 | 142 | 883 | 431 | 91 | 1.5 | 2 | 3 | No | - | - | - | - | N/A | N/A | N/A | 5.2 | 3.2604 | 3.2146
[SEER Non Multi-Split <=65kW] GEMS (Air Conditioners up to 65kW) Determination 2019 | MEPS 2019 | AS/NZS 3823.1.1:2012 | CU-Z60VKR / CS-Z60VKR |  | N/A | Panasonic | 0.84 | Non Ducted | Single Split System | Wall Hung | Air | Air | Malaysia | 1.58 | 5.16 | 6 | N/A | 2.9995 | 5.594 | 1.865 | N/A | 1.78 | 7.2 | Calorimeter Room | 3.7821 | 4.0303 | Yes | - | N/A | 3.525 | 3.525 | N/A | N/A | N/A | N/A | N/A | 3.7528 | 4.0025 | N/A | N/A | 3.0056 | 3.505 | 3 | 3.5 | Calorimeter Room | Single | R32 | Australia,New Zealand | 124781 | 2025-04-01 |  | Approved | Reverse Cycle | N/A | Yes | Class 9 | Yes | Yes | N/A | Yes | Yes | Yes | N/A | 3.7821 | Available | N/A | N/A | http://papamy.panasonic.com.my/ | http://www.panasonic.com.au/ | Yes |  | https://reg.energyrating.gov.au/static/common/images/star_ratings_2014/aircon_rating_3_3.5.png | AAC4405 | Yes | Variable output compressor | Inverter | No | - | 6000 | 1.58 | - | 630 | 3000 | Yes | 440 | 1700 | - | 1444.12 | 6462 | No | 575.82 | 3231 | - | 370 | 2000 | 7200 | 1.78 | 670 | 3600 | Yes | 400 | 1700 | Yes | 1870 | 5600 | No | - | - | No | - | - | - | - | - | No | - | - | No | - | - | No | - | - | 63 | 67 | 4.86 | 4.732 | 5.023 | 6.359 | 5.796 | 5.438 | 339 | 526 | 1557 | 683 | 885 | 2064 | 3 | 3 | 3.5 | 3.552 | 4.165 | 4.66 | 3.818 | 4.214 | 4.517 | 2655 | 948 | 138 | 839 | 435 | 91 | 2 | 2.5 | 3 | No | - | - | - | - | N/A | N/A | N/A | 3.525 | 3.769 | 4.018
[SEER Non Multi-Split <=65kW] GEMS (Air Conditioners up to 65kW) Determination 2019 | MEPS 2019 | AS/NZS 3823.1.1:2012 | CU-Z60XKR / CS-Z60XKRW | CU-*Z60XKR / CS-*Z60XKRW | N/A | Panasonic | N/A | Non Ducted | Single Split System | Wall Hung | Air | Air | Malaysia | 1.85 | N/A | 6 | N/A | N/A | N/A | N/A | N/A | 1.89 | 6.5 | Calorimeter Room | 3.4721 | 3.5794 | N/A | - | N/A | N/A | N/A | N/A | N/A | N/A | N/A | N/A | N/A | N/A | N/A | N/A | N/A | N/A | N/A | N/A | N/A | Single | R32 | Australia,New Zealand | 138975 | 2026-07-02 |  | Approved | Reverse Cycle | N/A | Yes | Class 9 | Yes | N/A | N/A | N/A | N/A | N/A | N/A | N/A | Available | N/A | N/A | http://papamy.panasonic.com.my/ | http://www.panasonic.com.au/ | N/A |  |  | AAC6140 | Yes | Variable output compressor | Inverter | No | - | 6000 | 1.85 | - | 560 | 3000 | Yes | 350 | 1250 | - | 1690.9 | 6462 | Yes | 470 | 3200 | - | 250 | 1450 | 6500 | 1.89 | 545 | 3250 | No | - | - | Yes | 1800 | 5700 | No | - | - | No | - | - | - | - | - | No | - | - | No | - | - | No | - | - | 63 | 64 | 5.463 | 5.089 | 5.402 | 8.758 | 7.153 | 6.192 | 303 | 491 | 1449 | 496 | 718 | 1814 | 3.5 | 3.5 | 3.5 | 3.907 | 4.522 | 5.414 | 4.346 | 4.92 | 5.453 | 2178 | 787 | 107 | 665 | 336 | 68 | 2 | 3 | 3.5 | No | - | - | - | - | N/A | N/A | N/A | 2.5 | 3.2285 | 3.4238
[SEER Non Multi-Split <=65kW] GEMS (Air Conditioners up to 65kW) Determination 2019 | MEPS 2019 | AS/NZS 3823.1.1:2012 | CU-Z60XKR-1 / CS-Z60XKRW-1 | CU-Z60*KR-1 / CS-Z60*KRW-1 | N/A | Panasonic | N/A | Non Ducted | Single Split System | Wall Hung | Air | Air | Malaysia | 1.67 | N/A | 6 | N/A | N/A | N/A | N/A | N/A | 1.83 | 7.2 | Calorimeter Room | 3.6912 | 4.0169 | N/A | - | N/A | N/A | N/A | N/A | N/A | N/A | N/A | N/A | N/A | N/A | N/A | N/A | N/A | N/A | N/A | N/A | N/A | Single | R32 | New Zealand | 139562 | 2026-07-20 |  | Approved | Reverse Cycle | N/A | Yes | Class 9 | Yes | N/A | N/A | N/A | N/A | N/A | N/A | N/A | Available | N/A | N/A | http://papamy.panasonic.com.my/ | http://www.panasonic.com.au/ | N/A |  |  | AAC6174 | Yes | Variable output compressor | Inverter | No | - | 6000 | 1.67 | - | 570 | 3000 | Yes | 440 | 1700 | - | 1526.38 | 6462 | Yes | 500 | 3150 | - | 330 | 2000 | 7200 | 1.83 | 650 | 3600 | No | - | - | Yes | 2580 | 7000 | No | - | - | No | - | - | - | - | - | No | - | - | No | - | - | No | - | - | 64 | 67 | 5.332 | 5.089 | 5.349 | 7.833 | 6.762 | 5.951 | 310 | 491 | 1464 | 555 | 759 | 1888 | 3.5 | 3.5 | 3.5 | 3.912 | 4.466 | 5.069 | 4.233 | 4.718 | 5.081 | 2409 | 882 | 125 | 755 | 387 | 79 | 2 | 2.5 | 3.5 | No | - | - | - | - | N/A | N/A | N/A | 2.5 | 3.5747 | 3.9163
[SEER Non Multi-Split <=65kW] GEMS (Air Conditioners up to 65kW) Determination 2019 | MEPS 2019 | AS/NZS 3823.1.1:2012 | CU-Z71AKR / CS-Z71AKRW | CU-*Z71XKR / CS-*Z71XKRW | N/A | Panasonic | N/A | Non Ducted | Single Split System | Wall Hung | Air | Air | Malaysia | 2.06 | N/A | 7.1 | N/A | N/A | N/A | N/A | N/A | 2.09 | 8 | Calorimeter Room | 3.4807 | 3.8488 | N/A | - | N/A | N/A | N/A | N/A | N/A | N/A | N/A | N/A | N/A | N/A | N/A | N/A | N/A | N/A | N/A | N/A | N/A | Single | R32 | Australia,New Zealand | 139577 | 2026-07-22 |  | Approved | Reverse Cycle | N/A | Yes | Class 9 | Yes | N/A | N/A | N/A | N/A | N/A | N/A | N/A | Available | N/A | N/A | http://papamy.panasonic.com.my/ | http://www.panasonic.com.au/ | N/A |  |  | AAC6176 | Yes | Variable output compressor | Inverter | No | - | 7100 | 2.06 | - | 680 | 3550 | Yes | 450 | 1700 | - | 1882.84 | 7646.7 | Yes | 560 | 3650 | - | 340 | 2030 | 8000 | 2.09 | 710 | 4000 | No | - | - | Yes | 2700 | 7300 | No | - | - | No | - | - | - | - | - | No | - | - | No | - | - | No | - | - | 65 | 68 | 5.399 | 5.096 | 5.369 | 7.992 | 6.825 | 6.039 | 364 | 582 | 1727 | 645 | 891 | 2202 | 3.5 | 3.5 | 3.5 | 3.828 | 4.453 | 5.147 | 4.195 | 4.747 | 5.164 | 2735 | 982 | 137 | 846 | 427 | 86 | 2 | 2.5 | 3.5 | No | - | - | - | - | N/A | N/A | N/A | 2.5 | 3.4325 | 3.8123
[SEER Non Multi-Split <=65kW] GEMS (Air Conditioners up to 65kW) Determination 2019 | MEPS 2019 | AS/NZS 3823.1.1:2012 | CU-Z71VKR / CS-Z71VKR |  | N/A | Panasonic | 1.39 | Non Ducted | Single Split System | Wall Hung | Air | Air | Malaysia | 1.97 | 5.71 | 7.1 | N/A | 2.8838 | 6.053 | 2.099 | N/A | 2.11 | 8 | Calorimeter Room | 3.5243 | 3.7787 | Yes | - | N/A | 3.525 | 3.525 | N/A | N/A | N/A | N/A | N/A | 3.5027 | 3.7567 | N/A | N/A | 2.5054 | 3.0135 | 2.5 | 3 | Calorimeter Room | Single | R32 | Australia,New Zealand | 125308 | 2025-04-01 |  | Approved | Reverse Cycle | N/A | Yes | Class 9 | Yes | Yes | N/A | Yes | Yes | Yes | N/A | 3.5243 | Available | N/A | N/A | http://papamy.panasonic.com.my/ | http://www.panasonic.com.au/ | Yes |  | https://reg.energyrating.gov.au/static/common/images/star_ratings_2014/aircon_rating_2.5_3.png | AAC4408 | Yes | Variable output compressor | Inverter | No | - | 7100 | 1.97 | - | 780 | 3550 | Yes | 440 | 1700 | - | 1800.58 | 7646.7 | No | 712.92 | 3823.35 | - | 370 | 2000 | 8000 | 2.11 | 740 | 4000 | Yes | 400 | 1700 | Yes | 2100 | 6050 | No | - | - | No | - | - | - | - | - | No | - | - | No | - | - | No | - | - | 65 | 68 | 4.735 | 4.6 | 4.836 | 6.241 | 5.676 | 5.234 | 413 | 643 | 1915 | 825 | 1071 | 2540 | 3 | 3 | 3 | 3.452 | 4.093 | 4.714 | 3.632 | 4.212 | 4.581 | 3034 | 1071 | 151 | 978 | 483 | 99 | 1.5 | 2.5 | 3 | No | - | - | - | - | N/A | N/A | N/A | 3.525 | 3.5824 | 3.7702
[SEER Non Multi-Split <=65kW] GEMS (Air Conditioners up to 65kW) Determination 2019 | MEPS 2019 | AS/NZS 3823.1.1:2012 | CU-Z71XKR / CS-Z71XKRW | CU-*Z71XKR / CS-*Z71XKRW | N/A | Panasonic | N/A | Non Ducted | Single Split System | Wall Hung | Air | Air | Malaysia | 2.06 | N/A | 7.1 | N/A | N/A | N/A | N/A | N/A | 2.09 | 8 | Calorimeter Room | 3.4807 | 3.8488 | N/A | - | N/A | N/A | N/A | N/A | N/A | N/A | N/A | N/A | N/A | N/A | N/A | N/A | N/A | N/A | N/A | N/A | N/A | Single | R32 | Australia,New Zealand | 139577 | 2026-07-22 |  | Approved | Reverse Cycle | N/A | Yes | Class 9 | Yes | N/A | N/A | N/A | N/A | N/A | N/A | N/A | Available | N/A | N/A | http://papamy.panasonic.com.my/ | http://www.panasonic.com.au/ | N/A |  |  | AAC6176 | Yes | Variable output compressor | Inverter | No | - | 7100 | 2.06 | - | 680 | 3550 | Yes | 450 | 1700 | - | 1882.84 | 7646.7 | Yes | 560 | 3650 | - | 340 | 2030 | 8000 | 2.09 | 710 | 4000 | No | - | - | Yes | 2700 | 7300 | No | - | - | No | - | - | - | - | - | No | - | - | No | - | - | No | - | - | 65 | 68 | 5.399 | 5.096 | 5.369 | 7.992 | 6.825 | 6.039 | 364 | 582 | 1727 | 645 | 891 | 2202 | 3.5 | 3.5 | 3.5 | 3.828 | 4.453 | 5.147 | 4.195 | 4.747 | 5.164 | 2735 | 982 | 137 | 846 | 427 | 86 | 2 | 2.5 | 3.5 | No | - | - | - | - | N/A | N/A | N/A | 2.5 | 3.4325 | 3.8123
[SEER Non Multi-Split <=65kW] GEMS (Air Conditioners up to 65kW) Determination 2019 | MEPS 2019 | AS/NZS 3823.1.1:2012 | CU-Z71XKR-1 / CS-Z71XKR-1 | CU-*Z71*KR* / CS-*Z71*KR* | N/A | Panasonic | N/A | Non Ducted | Single Split System | Wall Hung | Air | Air | Malaysia | 1.93 | N/A | 7.1 | N/A | N/A | N/A | N/A | N/A | 1.88 | 8 | Calorimeter Room | 3.8298 | 4.2428 | N/A | - | N/A | N/A | N/A | N/A | N/A | N/A | N/A | N/A | N/A | N/A | N/A | N/A | N/A | N/A | N/A | N/A | N/A | Single | R32 | Australia,New Zealand | 148285 | 2027-08-09 |  | Approved | Reverse Cycle | N/A | Yes | Class 9 | Yes | N/A | N/A | N/A | N/A | N/A | N/A | N/A | Available | N/A | N/A | http://papamy.panasonic.com.my/ | http://www.panasonic.com.au/ | N/A |  |  | AAC6856 | Yes | Variable output compressor | Inverter | No | - | 7100 | 1.93 | - | 660 | 3550 | No | - | - | - | 1764.02 | 7646.7 | Yes | 520 | 3800 | No | - | - | 8000 | 1.88 | 700 | 4000 | No | - | - | Yes | 2500 | 7700 | No | - | - | No | - | - | - | - | - | No | - | - | No | - | - | No | - | - | 65 | 68 | 5.884 | 5.506 | 5.9 | 8.395 | 7.21 | 6.702 | 333 | 538 | 1571 | 614 | 843 | 1984 | 4 | 4 | 4 | 4.152 | 4.691 | 5.24 | 4.446 | 4.914 | 5.246 | 2521 | 933 | 134 | 798 | 413 | 85 | 2.5 | 3 | 3.5 | No | - | - | - | - | N/A | N/A | N/A | 2.5 | 3.6627 | 4.2363
[SEER Non Multi-Split <=65kW] GEMS (Air Conditioners up to 65kW) Determination 2019 | MEPS 2019 | AS/NZS 3823.1.1:2012 | CU-Z80VKR / CS-Z80VKR |  | N/A | Panasonic | 1.86 | Non Ducted | Single Split System | Wall Hung | Air | Air | Malaysia | 2.32 | 6.14 | 8 | N/A | 2.96 | 7.403 | 2.501 | N/A | 2.41 | 9 | Calorimeter Room | 3.2961 | 3.6172 | Yes | 55.28 | N/A | 3.46 | 3.46 | 4.2397 | 4.467 | N/A | N/A | N/A | 3.2797 | 3.5995 | N/A | N/A | 2.0594 | 2.6991 | 2 | 2.5 | Calorimeter Room | Single | R32 | Australia,New Zealand | 125311 | 2025-04-01 |  | Approved | Reverse Cycle | N/A | Yes | Class 9 | Yes | Yes | N/A | Yes | Yes | Yes | N/A | 3.2961 | Available | N/A | N/A | http://papamy.panasonic.com.my/ | http://www.panasonic.com.au/ | Yes |  | https://reg.energyrating.gov.au/static/common/images/star_ratings_2014/aircon_rating_2_2.5.png | AAC4406 | Yes | Variable output compressor | Inverter | No | - | 8000 | 2.32 | - | 890 | 4000 | Yes | 460 | 2300 | - | 2120.48 | 8616 | No | 813.46 | 4308 | - | 400 | 2450 | 9000 | 2.41 | 900 | 4500 | Yes | 500 | 2200 | Yes | 2500 | 7400 | No | - | - | No | - | - | - | - | - | No | - | - | No | - | - | No | - | - | 67 | 69 | 4.699 | 4.545 | 4.747 | 6.017 | 5.545 | 5.104 | 470 | 734 | 2200 | 966 | 1236 | 2935 | 3 | 3 | 3 | 3.537 | 4.064 | 4.574 | 3.799 | 4.203 | 4.508 | 3330 | 1212 | 174 | 1052 | 543 | 112 | 2 | 2.5 | 3 | No | - | - | - | - | N/A | N/A | N/A | 3.46 | 3.431 | 3.7164
[SEER Non Multi-Split <=65kW] GEMS (Air Conditioners up to 65kW) Determination 2019 | MEPS 2019 | AS/NZS 3823.1.1:2012 | CU-Z80XKR / CS-Z80XKR | CU-*Z80XKR / CS-*Z80XKR | N/A | Panasonic | N/A | Non Ducted | Single Split System | Wall Hung | Air | Air | Malaysia | 2.44 | N/A | 8 | N/A | N/A | N/A | N/A | N/A | 2.46 | 9 | Calorimeter Room | 3.325 | 3.8041 | N/A | 53.8 | N/A | N/A | N/A | N/A | N/A | N/A | N/A | N/A | N/A | N/A | N/A | N/A | N/A | N/A | N/A | N/A | N/A | Single | R32 | Australia,New Zealand | 139558 | 2026-07-20 |  | Approved | Reverse Cycle | N/A | Yes | Class 9 | Yes | N/A | N/A | N/A | N/A | N/A | N/A | N/A | Available | N/A | N/A | http://papamy.panasonic.com.my/ | http://www.panasonic.com.au/ | N/A |  |  | AAC6173 | Yes | Variable output compressor | Inverter | No | - | 8000 | 2.44 | - | 790 | 4000 | Yes | 460 | 2300 | - | 2230.16 | 8616 | Yes | 670 | 4300 | - | 370 | 2680 | 9000 | 2.46 | 850 | 4500 | Yes | 440 | 2200 | Yes | 2700 | 8100 | No | - | - | No | - | - | - | - | - | No | - | - | No | - | - | No | - | - | 67 | 69 | 5.343 | 5.027 | 5.304 | 7.776 | 6.751 | 5.952 | 413 | 663 | 1968 | 745 | 1014 | 2516 | 3.5 | 3.5 | 3.5 | 3.782 | 4.312 | 5.016 | 4.139 | 4.601 | 5.007 | 3115 | 1143 | 159 | 966 | 497 | 101 | 2 | 2.5 | 3.5 | No | - | - | - | - | N/A | N/A | N/A | 3.5 | 3.2629 | 3.641
[SEER Non Multi-Split <=65kW] GEMS (Air Conditioners up to 65kW) Determination 2019 | MEPS 2019 | AS/NZS 3823.1.1:2012 | CU-Z80YKR / CS-Z80YKR | CU-*Z80YKR / CS-*Z80YKR | N/A | Panasonic | N/A | Non Ducted | Single Split System | Wall Hung | Air | Air | Malaysia | 2.39 | N/A | 8 | N/A | N/A | N/A | N/A | N/A | 2.34 | 9 | Calorimeter Room | 3.4273 | 3.7986 | N/A | - | N/A | N/A | N/A | N/A | N/A | N/A | N/A | N/A | N/A | N/A | N/A | N/A | N/A | N/A | N/A | N/A | N/A | Single | R32 | Australia,New Zealand | 148247 | 2027-08-08 |  | Approved | Reverse Cycle | N/A | Yes | Class 9 | Yes | N/A | N/A | N/A | N/A | N/A | N/A | N/A | Available | N/A | N/A | http://papamy.panasonic.com.my/ | http://www.panasonic.com.au/ | N/A |  |  | AAC6852 | Yes | Variable output compressor | Inverter | No | - | 8000 | 2.39 | - | 760 | 4000 | Yes | 460 | 2300 | - | 2184.46 | 8616 | Yes | 640 | 4300 | - | 390 | 2680 | 9000 | 2.34 | 820 | 4500 | Yes | 430 | 2200 | Yes | 2750 | 8200 | No | - | - | No | - | - | - | - | - | No | - | - | No | - | - | No | - | - | 67 | 69 | 5.494 | 5.128 | 5.417 | 7.526 | 6.622 | 6.043 | 403 | 652 | 1929 | 772 | 1036 | 2481 | 3.5 | 3.5 | 3.5 | 3.899 | 4.465 | 5.166 | 4.256 | 4.739 | 5.145 | 3019 | 1101 | 152 | 938 | 481 | 97 | 2 | 2.5 | 3.5 | No | - | - | - | - | N/A | N/A | N/A | 2.5 | 3.3355 | 3.8323
[SEER Non Multi-Split <=65kW] GEMS (Air Conditioners up to 65kW) Determination 2019 | MEPS 2019 | AS/NZS 3823.1.1:2012 | CU-Z95AKR / CS-Z95AKR | CU-*Z95AKR / CS-*Z95AKR | N/A | Panasonic | N/A | Non Ducted | Single Split System | Wall Hung | Air | Air | Malaysia | 2.84 | N/A | 9.5 | N/A | N/A | N/A | N/A | N/A | 2.78 | 10.3 | Calorimeter Room | 3.3079 | 3.6946 | N/A | 55.516 | N/A | N/A | N/A | N/A | N/A | N/A | N/A | N/A | N/A | N/A | N/A | N/A | N/A | N/A | N/A | N/A | N/A | Single | R32 | Australia,New Zealand | 160133 | 2029-04-15 |  | Approved | Reverse Cycle | N/A | Yes | Class 9 | Yes | N/A | N/A | N/A | N/A | N/A | N/A | N/A | Available | N/A | N/A | http://papamy.panasonic.com.my/ | http://www.panasonic.com.au/ | N/A |  |  | AAC8179 | Yes | Variable output compressor | Inverter | No | - | 9500 | 2.84 | - | 1050 | 4750 | Yes | 500 | 2800 | - | 2595.76 | 10231.5 | Yes | 880 | 5000 | - | 400 | 2900 | 10300 | 2.78 | 1095 | 5150 | Yes | 440 | 2400 | Yes | 3000 | 8750 | No | - | - | No | - | - | - | - | - | No | - | - | No | - | - | No | - | - | 69 | 69 | 5.022 | 4.805 | 5.007 | 7.101 | 6.281 | 5.541 | 523 | 826 | 2478 | 971 | 1296 | 3212 | 3.5 | 3 | 3.5 | 3.602 | 4.157 | 4.997 | 4.078 | 4.668 | 5.143 | 3742 | 1355 | 182 | 1121 | 560 | 112 | 2 | 2.5 | 3 | No | - | - | - | - | N/A | N/A | N/A | 3.5 | 3.3312 | 3.6893
[SEER Non Multi-Split <=65kW] GEMS (Air Conditioners up to 65kW) Determination 2019 | MEPS 2019 | AS/NZS 3823.1.2:2012 | U-100PZ2R5/S-100PE3R |  | N/A | PANASONIC | 1 | Ducted | Single Split System | - | Air | Air | Malaysia | 2.89 | 5 | 10 | 700 | N/A | N/A | N/A | 290 | 2.46 | 10 | Enthalpy Test Room | 3.4811 | 4.0053 | Yes | - | N/A | 17 | 17 | N/A | N/A | N/A | N/A | N/A | 3.6774 | 4.4255 | N/A | N/A | N/A | N/A | N/A | N/A | Enthalpy Test Room | Single | R32 | Australia,New Zealand | 134100 | 2025-12-09 |  | Approved | Reverse Cycle | 1000 | Yes | Class 11 | Yes | N/A | N/A | Yes | Yes | Yes | N/A | 3.8107 | Available | N/A | N/A |  |  | Yes |  |  | AAC5566 | Yes | Variable output compressor | Inverter | No | - | 10000 | 2.89 | - | 1050 | 5000 | No | - | - | - | 2641.46 | 10770 | Yes | 900 | 5000 | Yes | 720 | 3700 | 10000 | 2.46 | 1180 | 5000 | Yes | 860 | 3450 | Yes | 3470 | 10000 | No | - | - | No | - | - | - | - | - | No | - | - | No | - | - | No | - | - | - | 68 | 4.197 | 4.12 | 4.578 | 5.25 | 4.946 | 4.935 | 636 | 985 | 2825 | 1362 | 1711 | 3774 | 2.5 | 2.5 | 3 | 3.552 | 3.809 | 3.955 | 3.609 | 3.798 | 3.901 | 3710 | 1466 | 250 | 1253 | 690 | 165 | 2 | 2 | 2 | No | - | - | - | - | N/A | N/A | N/A | 15 | 3.4006 | 3.983
[SEER Non Multi-Split <=65kW] GEMS (Air Conditioners up to 65kW) Determination 2019 | MEPS 2019 | AS/NZS 3823.1.1:2012 | U-100PZ2R5/S-100PK3R |  | N/A | PANASONIC | 2.524 | Non Ducted | Single Split System | Wall Hung | Air | Air | Malaysia | 2.59 | 6.476 | 9 | 236 | N/A | N/A | N/A | 302 | 2.29 | 9 | Calorimeter Room | 3.4784 | 3.9665 | Yes | - | N/A | 19 | 19 | N/A | N/A | N/A | N/A | N/A | 3.4003 | 3.9172 | N/A | N/A | 2.3006 | 3.3344 | 2 | 3 | Calorimeter Room | Single | R32 | Australia,New Zealand | 133894 | 2025-12-10 |  | Approved | Reverse Cycle | 1120 | Yes | Class 9 | Yes | Yes | N/A | Yes | Yes | Yes | N/A | 3.4842 | Available | N/A | N/A |  |  | Yes |  | https://reg.energyrating.gov.au/static/common/images/star_ratings_2014/aircon_rating_2_3.png | AAC5590 | Yes | Variable output compressor | Inverter | No | - | 9000 | 2.59 | - | 1010 | 4500 | No | - | - | - | 2367.26 | 9693 | Yes | 850 | 5000 | Yes | 500 | 3100 | 9000 | 2.29 | 820 | 4500 | Yes | 570 | 3180 | Yes | 3750 | 9500 | No | - | - | No | - | - | - | - | - | No | - | - | No | - | - | No | - | - | 65 | 68 | 4.27 | 4.219 | 4.858 | 5.826 | 5.424 | 5.394 | 550 | 851 | 2381 | 1091 | 1390 | 3094 | 2.5 | 2.5 | 3 | 3.995 | 4.55 | 5.297 | 4.376 | 4.874 | 5.31 | 2984 | 1125 | 190 | 946 | 502 | 128 | 2 | 3 | 3.5 | No | - | - | - | - | N/A | N/A | N/A | 19 | 3.3908 | 3.8229
[SEER Non Multi-Split <=65kW] GEMS (Air Conditioners up to 65kW) Determination 2019 | MEPS 2019 | AS/NZS 3823.1.2:2012 | U-100PZ2R5/S-1014PF3E |  | N/A | PANASONIC | 2 | Ducted | Single Split System | - | Air | Air | Malaysia | 2.66 | 8 | 9.5 | 700 | N/A | N/A | N/A | 290 | 2.32 | 9.5 | Enthalpy Test Room | 3.6638 | 4.1833 | Yes | - | N/A | 19 | 19 | N/A | N/A | N/A | N/A | N/A | 3.615 | 4.2553 | N/A | N/A | N/A | N/A | N/A | N/A | Enthalpy Test Room | Single | R32 | Australia,New Zealand | 128979 | 2025-07-30 |  | Approved | Reverse Cycle | 1400 | Yes | Class 10 | Yes | N/A | N/A | Yes | Yes | Yes | N/A | 3.7002 | Available | N/A | N/A |  |  | Yes |  |  | AAC5076 | Yes | Variable output compressor | Inverter | No | - | 9500 | 2.66 | - | 870 | 4750 | No | - | - | - | 2431.24 | 10231.5 | Yes | 720 | 5050 | Yes | 455 | 3500 | 9500 | 2.32 | 880 | 4750 | Yes | 570 | 3200 | Yes | 3150 | 9500 | No | - | - | No | - | - | - | - | - | No | - | - | No | - | - | No | - | - | - | 68 | 5.008 | 4.845 | 5.486 | 6.913 | 6.344 | 6.127 | 499 | 788 | 2232 | 974 | 1259 | 2880 | 3.5 | 3 | 3.5 | 4.116 | 4.616 | 5.324 | 4.481 | 4.939 | 5.345 | 3047 | 1157 | 187 | 966 | 513 | 124 | 2.5 | 3 | 3.5 | No | - | - | - | - | N/A | N/A | N/A | 15 | 3.5046 | 4.0073
[SEER Non Multi-Split <=65kW] GEMS (Air Conditioners up to 65kW) Determination 2019 | MEPS 2019 | AS/NZS 3823.1.1:2012 | U-100PZ2R5/S-1014PT3E |  | N/A | PANASONIC | 2.65 | Non Ducted | Single Split System | Floor/Ceiling | Air | Air | Malaysia | 2.75 | 7.35 | 10 | 690 | N/A | N/A | N/A | 235 | 2.36 | 10 | Calorimeter Room | 3.5714 | 4.172 | Yes | - | N/A | 16 | 16 | N/A | N/A | N/A | N/A | N/A | 3.5031 | 4.0786 | N/A | N/A | 2.5062 | 3.6571 | 2.5 | 3.5 | Calorimeter Room | Single | R32 | Australia,New Zealand | 135454 | 2026-02-10 |  | Approved | Reverse Cycle | 1590 | Yes | Class 11 | Yes | Yes | N/A | Yes | Yes | Yes | N/A | 3.5714 | Available | N/A | N/A |  |  | Yes |  | https://reg.energyrating.gov.au/static/common/images/star_ratings_2014/aircon_rating_2.5_3.5.png | AAC5759 | Yes | Variable output compressor | Inverter | No | - | 10000 | 2.75 | - | 1010 | 5000 | No | - | - | - | 2513.5 | 10770 | Yes | 823 | 5200 | Yes | 435 | 3400 | 10000 | 2.36 | 882 | 5000 | Yes | 532 | 3100 | Yes | 3700 | 10000 | No | - | - | No | - | - | - | - | - | No | - | - | No | - | - | No | - | - | 60 | 68 | 4.708 | 4.639 | 5.248 | 6.634 | 6.127 | 5.847 | 556 | 863 | 2452 | 1065 | 1369 | 3174 | 3 | 3 | 3.5 | 4.156 | 4.787 | 5.585 | 4.573 | 5.144 | 5.601 | 3182 | 1182 | 195 | 1001 | 524 | 130 | 2.5 | 3 | 4 | No | - | - | - | - | N/A | N/A | N/A | 18 | 3.5577 | 4.1308
[SEER Non Multi-Split <=65kW] GEMS (Air Conditioners up to 65kW) Determination 2019 | MEPS 2019 | AS/NZS 3823.1.1:2012 | U-100PZ2R5/S-1014PU3E |  | N/A | PANASONIC | 1.527 | Non Ducted | Single Split System | Cassette | Air | Air | Malaysia | 2.62 | 5.573 | 10 | 840 | 2.6271 | 8.018 | 3.052 | 256 | 2.03 | 10 | Calorimeter Room | 3.7132 | 4.8274 | Yes | - | N/A | 13 | 13 | N/A | N/A | N/A | N/A | N/A | 3.7777 | 4.0067 | N/A | N/A | 3.0554 | 3.5135 | 3 | 3.5 | Calorimeter Room | Single | R32 | Australia,New Zealand | 128332 | 2025-07-29 |  | Approved | Reverse Cycle | 840 | Yes | Class 11 | Yes | Yes | N/A | Yes | Yes | Yes | N/A | 3.8697 | Available | N/A | N/A |  |  | Yes |  | https://reg.energyrating.gov.au/static/common/images/star_ratings_2014/aircon_rating_3_3.5.png | AAC5060 | Yes | Variable output compressor | Inverter | No | - | 10000 | 2.62 | - | 918 | 5000 | No | - | - | - | 2394.68 | 10770 | Yes | 728 | 5200 | Yes | 448 | 3500 | 10000 | 2.03 | 862 | 5000 | Yes | 532 | 3100 | Yes | 3170 | 10000 | No | - | - | No | - | - | - | - | - | No | - | - | No | - | - | No | - | - | 60 | 68 | 4.985 | 4.892 | 5.654 | 7.051 | 6.482 | 6.369 | 521 | 813 | 2271 | 998 | 1290 | 2909 | 3 | 3 | 4 | 4.517 | 5.092 | 5.664 | 4.825 | 5.316 | 5.645 | 2933 | 1117 | 196 | 953 | 510 | 132 | 3 | 3.5 | 4 | No | - | - | - | - | N/A | N/A | N/A | 19 | 3.7255 | 4.775
[SEER Non Multi-Split <=65kW] GEMS (Air Conditioners up to 65kW) Determination 2019 | MEPS 2019 | AS/NZS 3823.1.2:2012 | U-100PZ2R8/S-100PE3R |  | N/A | PANASONIC | 1 | Ducted | Single Split System | - | Air | Air | Malaysia | 2.89 | 5 | 10 | 700 | N/A | N/A | N/A | 290 | 2.46 | 10 | Enthalpy Test Room | 3.4811 | 4.0053 | Yes | - | N/A | 17 | 17 | N/A | N/A | N/A | N/A | N/A | 3.6774 | 4.4255 | N/A | N/A | N/A | N/A | N/A | N/A | Enthalpy Test Room | Three | R32 | Australia,New Zealand | 134101 | 2025-11-30 |  | Approved | Reverse Cycle | 1000 | Yes | Class 11 | Yes | N/A | N/A | Yes | Yes | Yes | N/A | 3.8107 | Available | N/A | N/A |  |  | Yes |  |  | AAC5524 | Yes | Variable output compressor | Inverter | No | - | 10000 | 2.89 | - | 1050 | 5000 | No | - | - | - | 2641.46 | 10770 | Yes | 900 | 5000 | Yes | 720 | 3700 | 10000 | 2.46 | 1180 | 5000 | Yes | 860 | 3450 | Yes | 3470 | 10000 | No | - | - | No | - | - | - | - | - | No | - | - | No | - | - | No | - | - | - | 68 | 4.197 | 4.12 | 4.578 | 5.25 | 4.946 | 4.935 | 636 | 985 | 2825 | 1362 | 1711 | 3774 | 2.5 | 2.5 | 3 | 3.552 | 3.809 | 3.955 | 3.609 | 3.798 | 3.901 | 3710 | 1466 | 250 | 1253 | 690 | 165 | 2 | 2 | 2 | No | - | - | - | - | N/A | N/A | N/A | 15 | 3.4006 | 3.983
[SEER Non Multi-Split <=65kW] GEMS (Air Conditioners up to 65kW) Determination 2019 | MEPS 2019 | AS/NZS 3823.1.1:2012 | U-100PZ2R8/S-100PK3R |  | N/A | PANASONIC | 2.526 | Non Ducted | Single Split System | Wall Hung | Air | Air | Malaysia | 2.59 | 6.474 | 9 | 236 | N/A | N/A | N/A | 302 | 2.29 | 9 | Calorimeter Room | 3.4784 | 3.9665 | Yes | - | N/A | 19 | 19 | N/A | N/A | N/A | N/A | N/A | 3.3984 | 3.9122 | N/A | N/A | N/A | N/A | N/A | N/A | Calorimeter Room | Three | R32 | Australia,New Zealand | 133896 | 2025-12-10 |  | Approved | Reverse Cycle | 1120 | Yes | Class 9 | Yes | N/A | N/A | Yes | Yes | Yes | N/A | 3.4821 | Available | N/A | N/A |  |  | Yes |  |  | AAC5591 | Yes | Variable output compressor | Inverter | No | - | 9000 | 2.59 | - | 1010 | 4500 | No | - | - | - | 2367.26 | 9693 | Yes | 850 | 5000 | Yes | 500 | 3100 | 9000 | 2.29 | 820 | 4500 | Yes | 570 | 3180 | Yes | 3750 | 9500 | No | - | - | No | - | - | - | - | - | No | - | - | No | - | - | No | - | - | 65 | 68 | 4.27 | 4.219 | 4.858 | 5.826 | 5.424 | 5.394 | 550 | 851 | 2381 | 1091 | 1390 | 3094 | 2.5 | 2.5 | 3 | 3.995 | 4.55 | 5.297 | 4.376 | 4.874 | 5.31 | 2984 | 1125 | 190 | 946 | 502 | 128 | 2 | 3 | 3.5 | No | - | - | - | - | N/A | N/A | N/A | 19 | 3.3908 | 3.8229
[SEER Non Multi-Split <=65kW] GEMS (Air Conditioners up to 65kW) Determination 2019 | MEPS 2019 | AS/NZS 3823.1.2:2012 | U-100PZ2R8/S-1014PF3E |  | N/A | PANASONIC | 2 | Ducted | Single Split System | - | Air | Air | Malaysia | 2.66 | 8 | 9.5 | 700 | N/A | N/A | N/A | 290 | 2.32 | 9.5 | Enthalpy Test Room | 3.6638 | 4.1833 | Yes | - | N/A | 19 | 19 | N/A | N/A | N/A | N/A | N/A | 3.615 | 4.2553 | N/A | N/A | N/A | N/A | N/A | N/A | Enthalpy Test Room | Three | R32 | Australia,New Zealand | 129818 | 2025-07-30 |  | Approved | Reverse Cycle | 1400 | Yes | Class 10 | Yes | N/A | N/A | Yes | Yes | Yes | N/A | 3.7002 | Available | N/A | N/A |  |  | Yes |  |  | AAC5080 | Yes | Variable output compressor | Inverter | No | - | 9500 | 2.66 | - | 870 | 4750 | No | - | - | - | 2431.24 | 10231.5 | Yes | 720 | 5050 | Yes | 455 | 3500 | 9500 | 2.32 | 880 | 4750 | Yes | 570 | 3200 | Yes | 3150 | 9500 | No | - | - | No | - | - | - | - | - | No | - | - | No | - | - | No | - | - | - | 68 | 5.008 | 4.845 | 5.486 | 6.913 | 6.344 | 6.127 | 499 | 788 | 2232 | 974 | 1259 | 2880 | 3.5 | 3 | 3.5 | 4.116 | 4.616 | 5.324 | 4.481 | 4.939 | 5.345 | 3047 | 1157 | 187 | 966 | 513 | 124 | 2.5 | 3 | 3.5 | No | - | - | - | - | N/A | N/A | N/A | 15 | 3.5046 | 4.0073
[SEER Non Multi-Split <=65kW] GEMS (Air Conditioners up to 65kW) Determination 2019 | MEPS 2019 | AS/NZS 3823.1.1:2012 | U-100PZ2R8/S-1014PT3E |  | N/A | PANASONIC | 2.65 | Non Ducted | Single Split System | Floor/Ceiling | Air | Air | Malaysia | 2.75 | 7.35 | 10 | 690 | N/A | N/A | N/A | 235 | 2.36 | 10 | Calorimeter Room | 3.5714 | 4.172 | Yes | - | N/A | 16 | 16 | N/A | N/A | N/A | N/A | N/A | 3.5031 | 4.0786 | N/A | N/A | 2.5062 | 3.6571 | 2.5 | 3.5 | Calorimeter Room | Three | R32 | Australia,New Zealand | 135455 | 2026-02-15 |  | Approved | Reverse Cycle | 1590 | Yes | Class 11 | Yes | Yes | N/A | Yes | Yes | Yes | N/A | 3.5714 | Available | N/A | N/A |  |  | Yes |  | https://reg.energyrating.gov.au/static/common/images/star_ratings_2014/aircon_rating_2.5_3.5.png | AAC5774 | Yes | Variable output compressor | Inverter | No | - | 10000 | 2.75 | - | 1010 | 5000 | No | - | - | - | 2513.5 | 10770 | Yes | 823 | 5200 | Yes | 435 | 3400 | 10000 | 2.36 | 882 | 5000 | Yes | 532 | 3100 | Yes | 3700 | 10000 | No | - | - | No | - | - | - | - | - | No | - | - | No | - | - | No | - | - | 60 | 68 | 4.708 | 4.639 | 5.248 | 6.634 | 6.127 | 5.847 | 556 | 863 | 2452 | 1065 | 1369 | 3174 | 3 | 3 | 3.5 | 4.156 | 4.787 | 5.585 | 4.573 | 5.144 | 5.601 | 3182 | 1182 | 195 | 1001 | 524 | 130 | 2.5 | 3 | 4 | No | - | - | - | - | N/A | N/A | N/A | 18 | 3.5577 | 4.1308
[SEER Non Multi-Split <=65kW] GEMS (Air Conditioners up to 65kW) Determination 2019 | MEPS 2019 | AS/NZS 3823.1.1:2012 | U-100PZ2R8/S-1014PU3E |  | N/A | PANASONIC | 1.527 | Non Ducted | Single Split System | Cassette | Air | Air | Malaysia | 2.62 | 5.573 | 10 | 840 | 2.6271 | 8.018 | 3.052 | 256 | 2.03 | 10 | Calorimeter Room | 3.7522 | 4.8293 | Yes | - | N/A | 13 | 13 | N/A | N/A | N/A | N/A | N/A | 3.7777 | 4.0067 | N/A | N/A | 3.0554 | 3.5135 | 3 | 3.5 | Calorimeter Room | Three | R32 | Australia,New Zealand | 128335 | 2025-07-28 |  | Approved | Reverse Cycle | 840 | Yes | Class 11 | Yes | Yes | N/A | Yes | Yes | Yes | N/A | 3.8697 | Available | N/A | N/A |  |  | Yes |  | https://reg.energyrating.gov.au/static/common/images/star_ratings_2014/aircon_rating_3_3.5.png | AAC5053 | Yes | Variable output compressor | Inverter | No | - | 10000 | 2.62 | - | 918 | 5000 | No | - | - | - | 2394.68 | 10770 | Yes | 728 | 5200 | Yes | 448 | 3500 | 10000 | 2.03 | 862 | 5000 | Yes | 532 | 3100 | Yes | 3170 | 10000 | No | - | - | No | - | - | - | - | - | No | - | - | No | - | - | No | - | - | 60 | 68 | 4.985 | 4.892 | 5.654 | 7.051 | 6.482 | 6.369 | 521 | 813 | 2271 | 998 | 1290 | 2909 | 3 | 3 | 4 | 4.517 | 5.092 | 5.664 | 4.825 | 5.316 | 5.645 | 2933 | 1117 | 196 | 953 | 510 | 132 | 3 | 3.5 | 4 | No | - | - | - | - | N/A | N/A | N/A | 19 | 3.7255 | 4.775
[SEER Non Multi-Split <=65kW] GEMS (Air Conditioners up to 65kW) Determination 2019 | MEPS 2019 | AS/NZS 3823.1.2:2012 | U-100PZ3R5 / S-1014PF3E |  | N/A | Panasonic | N/A | Ducted | Single Split System | - | Air | Air | Malaysia,China | 2.66 | N/A | 9.5 | N/A | N/A | N/A | N/A | N/A | 2.32 | 9.5 | Calorimeter Room | 3.6194 | 4.1406 | N/A | - | N/A | N/A | N/A | N/A | N/A | N/A | N/A | N/A | N/A | N/A | N/A | N/A | N/A | N/A | N/A | N/A | N/A | Single | R32 | Australia,New Zealand | 132158 | 2025-09-28 |  | Approved | Reverse Cycle | N/A | Yes | Class 10 | Yes | N/A | N/A | N/A | N/A | N/A | N/A | N/A | Available | N/A | N/A | http://papamy.panasonic.com.my/ | http://www.panasonic.com.au/ | N/A |  |  | AAC5332 | Yes | Variable output compressor | Inverter | No | - | 9500 | 2.66 | - | 910 | 4750 | Yes | 590 | 3000 | - | 2431.24 | 10231.5 | Yes | 780 | 5250 | - | 490 | 3000 | 9500 | 2.32 | 870 | 4750 | Yes | 590 | 3000 | Yes | 3400 | 9800 | No | - | - | No | - | - | - | - | - | No | - | - | No | - | - | No | - | - | - | 70 | 4.622 | 4.517 | 5.237 | 6.487 | 5.912 | 5.865 | 535 | 838 | 2330 | 1032 | 1345 | 3002 | 3 | 3 | 3.5 | 4.059 | 4.52 | 5.042 | 4.31 | 4.683 | 4.993 | 3099 | 1192 | 206 | 1011 | 547 | 138 | 2.5 | 3 | 3.5 | No | - | - | - | - | N/A | N/A | N/A | 19 | 3.4872 | 3.9845
[SEER Non Multi-Split <=65kW] GEMS (Air Conditioners up to 65kW) Determination 2019 | MEPS 2019 | AS/NZS 3823.1.1:2012 | U-100PZ3R5 / S-1014PU3E |  | N/A | Panasonic | N/A | Non Ducted | Single Split System | Cassette | Air | Air | Malaysia,China | 2.62 | N/A | 10 | N/A | N/A | N/A | N/A | N/A | 2.03 | 10 | Calorimeter Room | 3.9516 | 4.8441 | N/A | - | N/A | N/A | N/A | N/A | N/A | N/A | N/A | N/A | N/A | N/A | N/A | N/A | N/A | N/A | N/A | N/A | N/A | Single | R32 | Australia,New Zealand | 132087 | 2025-09-28 |  | Approved | Reverse Cycle | N/A | Yes | Class 11 | Yes | N/A | N/A | N/A | N/A | N/A | N/A | N/A | Available | N/A | N/A | http://papamy.panasonic.com.my/ | http://www.panasonic.com.au/ | N/A |  |  | AAC5324 | Yes | Variable output compressor | Inverter | No | - | 10000 | 2.62 | - | 910 | 5000 | Yes | 560 | 3000 | - | 2394.68 | 10770 | Yes | 750 | 5400 | - | 450 | 3450 | 10000 | 2.03 | 840 | 5000 | Yes | 560 | 3000 | Yes | 3300 | 10800 | No | - | - | No | - | - | - | - | - | No | - | - | No | - | - | No | - | - | 60 | 70 | 5.096 | 5.004 | 5.777 | 7.938 | 7.05 | 6.602 | 509 | 794 | 2221 | 882 | 1183 | 2805 | 3.5 | 3.5 | 4 | 4.623 | 5.058 | 5.43 | 4.782 | 5.107 | 5.342 | 2867 | 1124 | 202 | 961 | 530 | 137 | 3 | 3.5 | 3.5 | No | - | - | - | - | N/A | N/A | N/A | 19 | 3.7255 | 4.775
[SEER Non Multi-Split <=65kW] GEMS (Air Conditioners up to 65kW) Determination 2019 | MEPS 2019 | AS/NZS 3823.1.2:2012 | U-100PZ3R5/S-100PE3R |  | N/A | PANASONIC | 1 | Ducted | Single Split System | - | Air | Air | Malaysia | 2.79 | 5 | 10 | 700 | N/A | N/A | N/A | 290 | 2.45 | 10 | Enthalpy Test Room | 3.6058 | 4.0218 | Yes | - | N/A | 17 | 17 | N/A | N/A | N/A | N/A | N/A | 3.6774 | 4.4255 | N/A | N/A | N/A | N/A | N/A | N/A | Enthalpy Test Room | Single | R32 | Australia,New Zealand | 133129 | 2025-11-30 |  | Approved | Reverse Cycle | 1000 | Yes | Class 11 | Yes | N/A | N/A | Yes | Yes | Yes | N/A | 3.8107 | Available | N/A | N/A |  |  | Yes |  |  | AAC5513 | Yes | Variable output compressor | Inverter | No | - | 10000 | 2.79 | - | 1050 | 5000 | No | - | - | - | 2550.06 | 10770 | Yes | 900 | 5000 | Yes | 720 | 3700 | 10000 | 2.45 | 1180 | 5000 | Yes | 860 | 3450 | Yes | 3470 | 10000 | No | - | - | No | - | - | - | - | - | No | - | - | No | - | - | No | - | - | - | 70 | 4.238 | 4.175 | 4.644 | 5.283 | 4.987 | 4.999 | 629 | 972 | 2784 | 1354 | 1696 | 3725 | 2.5 | 2.5 | 3 | 3.556 | 3.813 | 3.956 | 3.611 | 3.8 | 3.902 | 3706 | 1464 | 250 | 1252 | 690 | 165 | 2 | 2 | 2 | No | - | - | - | - | N/A | N/A | N/A | 15 | 3.5203 | 3.9989
[SEER Non Multi-Split <=65kW] GEMS (Air Conditioners up to 65kW) Determination 2019 | MEPS 2019 | AS/NZS 3823.1.1:2012 | U-100PZ3R5/S-100PK3R |  | N/A | PANASONIC | 2.524 | Non Ducted | Single Split System | Wall Hung | Air | Air | Malaysia | 2.59 | 6.476 | 9 | 236 | N/A | N/A | N/A | 302 | 2.29 | 9 | Calorimeter Room | 3.4784 | 3.9665 | Yes | - | N/A | 19 | 19 | N/A | N/A | N/A | N/A | N/A | 3.4003 | 3.9172 | N/A | N/A | 2.3006 | 3.3344 | 2 | 3 | Calorimeter Room | Single | R32 | Australia,New Zealand | 133949 | 2025-12-16 |  | Approved | Reverse Cycle | 1120 | Yes | Class 9 | Yes | Yes | N/A | Yes | Yes | Yes | N/A | 3.4842 | Available | N/A | N/A |  |  | Yes |  | https://reg.energyrating.gov.au/static/common/images/star_ratings_2014/aircon_rating_2_3.png | AAC5601 | Yes | Variable output compressor | Inverter | No | - | 9000 | 2.59 | - | 1010 | 4500 | No | - | - | - | 2367.26 | 9693 | Yes | 850 | 5000 | Yes | 500 | 3100 | 9000 | 2.29 | 820 | 4500 | Yes | 570 | 3180 | Yes | 3750 | 9500 | No | - | - | No | - | - | - | - | - | No | - | - | No | - | - | No | - | - | 65 | 70 | 4.27 | 4.219 | 4.858 | 5.826 | 5.424 | 5.394 | 550 | 851 | 2381 | 1091 | 1390 | 3094 | 2.5 | 2.5 | 3 | 3.995 | 4.55 | 5.297 | 4.376 | 4.874 | 5.31 | 2984 | 1125 | 190 | 946 | 502 | 128 | 2 | 3 | 3.5 | No | - | - | - | - | N/A | N/A | N/A | 19 | 3.3908 | 3.8229
[SEER Non Multi-Split <=65kW] GEMS (Air Conditioners up to 65kW) Determination 2019 | MEPS 2019 | AS/NZS 3823.1.1:2012 | U-100PZ3R5/S-1014PT3E |  | N/A | PANASONIC | 2.65 | Non Ducted | Single Split System | Floor/Ceiling | Air | Air | Malaysia | 2.75 | 7.35 | 10 | 690 | N/A | N/A | N/A | 235 | 2.36 | 10 | Calorimeter Room | 3.5714 | 4.172 | Yes | - | N/A | 16 | 16 | N/A | N/A | N/A | N/A | N/A | 3.5031 | 4.0786 | N/A | N/A | 2.5062 | 3.6571 | 2.5 | 3.5 | Calorimeter Room | Single | R32 | Australia,New Zealand | 134570 | 2026-02-10 |  | Approved | Reverse Cycle | 1590 | Yes | Class 11 | Yes | Yes | N/A | Yes | Yes | Yes | N/A | 3.5714 | Available | N/A | N/A |  |  | Yes |  | https://reg.energyrating.gov.au/static/common/images/star_ratings_2014/aircon_rating_2.5_3.5.png | AAC5758 | Yes | Variable output compressor | Inverter | No | - | 10000 | 2.75 | - | 1010 | 5000 | No | - | - | - | 2513.5 | 10770 | Yes | 823 | 5200 | Yes | 435 | 3400 | 10000 | 2.36 | 882 | 5000 | Yes | 532 | 3100 | Yes | 3700 | 10000 | No | - | - | No | - | - | - | - | - | No | - | - | No | - | - | No | - | - | 60 | 70 | 4.708 | 4.639 | 5.248 | 6.634 | 6.127 | 5.847 | 556 | 863 | 2452 | 1065 | 1369 | 3174 | 3 | 3 | 3.5 | 4.156 | 4.787 | 5.585 | 4.573 | 5.144 | 5.601 | 3182 | 1182 | 195 | 1001 | 524 | 130 | 2.5 | 3 | 4 | No | - | - | - | - | N/A | N/A | N/A | 18 | 3.5577 | 4.1308
[SEER Non Multi-Split <=65kW] GEMS (Air Conditioners up to 65kW) Determination 2019 | MEPS 2019 | AS/NZS 3823.1.2:2012 | U-100PZ3R8 / S-1014PF3E |  | N/A | Panasonic | N/A | Ducted | Single Split System | - | Air | Air | Malaysia,China | 2.66 | N/A | 9.5 | N/A | N/A | N/A | N/A | N/A | 2.32 | 9.5 | Calorimeter Room | 3.6313 | 4.1269 | N/A | - | N/A | N/A | N/A | N/A | N/A | N/A | N/A | N/A | N/A | N/A | N/A | N/A | N/A | N/A | N/A | N/A | N/A | Three | R32 | Australia,New Zealand | 132301 | 2025-09-28 |  | Approved | Reverse Cycle | N/A | Yes | Class 10 | Yes | N/A | N/A | N/A | N/A | N/A | N/A | N/A | Available | N/A | N/A | http://papamy.panasonic.com.my/ | http://www.panasonic.com.au/ | N/A |  |  | AAC5326 | Yes | Variable output compressor | Inverter | No | - | 9500 | 2.66 | - | 910 | 4750 | Yes | 590 | 3000 | - | 2431.24 | 10231.5 | Yes | 780 | 5250 | - | 490 | 3000 | 9500 | 2.32 | 870 | 4750 | Yes | 590 | 3000 | Yes | 3400 | 9800 | No | - | - | No | - | - | - | - | - | No | - | - | No | - | - | No | - | - | - | 70 | 4.622 | 4.517 | 5.237 | 6.487 | 5.912 | 5.865 | 535 | 838 | 2330 | 1032 | 1345 | 3002 | 3 | 3 | 3.5 | 4.059 | 4.52 | 5.042 | 4.31 | 4.683 | 4.993 | 3099 | 1192 | 206 | 1011 | 547 | 138 | 2.5 | 3 | 3.5 | No | - | - | - | - | N/A | N/A | N/A | 19 | 3.4872 | 3.9845
[SEER Non Multi-Split <=65kW] GEMS (Air Conditioners up to 65kW) Determination 2019 | MEPS 2019 | AS/NZS 3823.1.1:2012 | U-100PZ3R8 / S-1014PU3E |  | N/A | Panasonic | N/A | Non Ducted | Single Split System | Cassette | Air | Air | Malaysia,China | 2.62 | N/A | 10 | N/A | N/A | N/A | N/A | N/A | 2.03 | 10 | Calorimeter Room | 3.958 | 4.8487 | N/A | - | N/A | N/A | N/A | N/A | N/A | N/A | N/A | N/A | N/A | N/A | N/A | N/A | N/A | N/A | N/A | N/A | N/A | Three | R32 | Australia,New Zealand | 132292 | 2025-09-28 |  | Approved | Reverse Cycle | N/A | Yes | Class 11 | Yes | N/A | N/A | N/A | N/A | N/A | N/A | N/A | Available | N/A | N/A | http://papamy.panasonic.com.my/ | http://www.panasonic.com.au/ | N/A |  |  | AAC5334 | Yes | Variable output compressor | Inverter | No | - | 10000 | 2.62 | - | 910 | 5000 | Yes | 560 | 3000 | - | 2394.68 | 10770 | Yes | 750 | 5400 | - | 450 | 3450 | 10000 | 2.03 | 840 | 5000 | Yes | 560 | 3000 | Yes | 3300 | 10800 | No | - | - | No | - | - | - | - | - | No | - | - | No | - | - | No | - | - | 60 | 70 | 5.096 | 5.004 | 5.777 | 7.938 | 7.05 | 6.602 | 509 | 794 | 2221 | 882 | 1183 | 2805 | 3.5 | 3.5 | 4 | 4.623 | 5.058 | 5.43 | 4.782 | 5.107 | 5.342 | 2867 | 1124 | 202 | 961 | 530 | 137 | 3 | 3.5 | 3.5 | No | - | - | - | - | N/A | N/A | N/A | 19 | 3.7255 | 4.775
[SEER Non Multi-Split <=65kW] GEMS (Air Conditioners up to 65kW) Determination 2019 | MEPS 2019 | AS/NZS 3823.1.2:2012 | U-100PZ3R8/S-100PE3R |  | N/A | PANASONIC | 1 | Ducted | Single Split System | - | Air | Air | Malaysia | 2.79 | 5 | 10 | 700 | N/A | N/A | N/A | 290 | 2.45 | 10 | Enthalpy Test Room | 3.6058 | 4.0218 | Yes | - | N/A | 17 | 17 | N/A | N/A | N/A | N/A | N/A | 3.6774 | 4.4255 | N/A | N/A | N/A | N/A | N/A | N/A | Enthalpy Test Room | Three | R32 | Australia,New Zealand | 133132 | 2025-11-30 |  | Approved | Reverse Cycle | 1000 | Yes | Class 11 | Yes | N/A | N/A | Yes | Yes | Yes | N/A | 3.8107 | Available | N/A | N/A |  |  | Yes |  |  | AAC5526 | Yes | Variable output compressor | Inverter | No | - | 10000 | 2.79 | - | 1050 | 5000 | No | - | - | - | 2550.06 | 10770 | Yes | 900 | 5000 | Yes | 720 | 3700 | 10000 | 2.45 | 1180 | 5000 | Yes | 860 | 3450 | Yes | 3470 | 10000 | No | - | - | No | - | - | - | - | - | No | - | - | No | - | - | No | - | - | - | 70 | 4.238 | 4.175 | 4.644 | 5.283 | 4.987 | 4.999 | 629 | 972 | 2784 | 1354 | 1696 | 3725 | 2.5 | 2.5 | 3 | 3.556 | 3.813 | 3.956 | 3.611 | 3.8 | 3.902 | 3706 | 1464 | 250 | 1252 | 690 | 165 | 2 | 2 | 2 | No | - | - | - | - | N/A | N/A | N/A | 15 | 3.5203 | 3.9989
[SEER Non Multi-Split <=65kW] GEMS (Air Conditioners up to 65kW) Determination 2019 | MEPS 2019 | AS/NZS 3823.1.1:2012 | U-100PZ3R8/S-100PK3R |  | N/A | PANASONIC | 2.526 | Non Ducted | Single Split System | Wall Hung | Air | Air | Malaysia | 2.59 | 6.474 | 9 | 236 | N/A | N/A | N/A | 302 | 2.29 | 9 | Calorimeter Room | 3.4784 | 3.9665 | Yes | - | N/A | 19 | 19 | N/A | N/A | N/A | N/A | N/A | 3.3984 | 3.9122 | N/A | N/A | N/A | N/A | N/A | N/A | Calorimeter Room | Three | R32 | Australia,New Zealand | 133950 | 2025-12-15 |  | Approved | Reverse Cycle | 1120 | Yes | Class 9 | Yes | N/A | N/A | Yes | Yes | Yes | N/A | 3.4821 | Available | N/A | N/A |  |  | Yes |  |  | AAC5598 | Yes | Variable output compressor | Inverter | No | - | 9000 | 2.59 | - | 1010 | 4500 | No | - | - | - | 2367.26 | 9693 | Yes | 850 | 5000 | Yes | 500 | 3100 | 9000 | 2.29 | 820 | 4500 | Yes | 570 | 3180 | Yes | 3750 | 9500 | No | - | - | No | - | - | - | - | - | No | - | - | No | - | - | No | - | - | 65 | 70 | 4.27 | 4.219 | 4.858 | 5.826 | 5.424 | 5.394 | 550 | 851 | 2381 | 1091 | 1390 | 3094 | 2.5 | 2.5 | 3 | 3.995 | 4.55 | 5.297 | 4.376 | 4.874 | 5.31 | 2984 | 1125 | 190 | 946 | 502 | 128 | 2 | 3 | 3.5 | No | - | - | - | - | N/A | N/A | N/A | 19 | 3.3908 | 3.8229
[SEER Non Multi-Split <=65kW] GEMS (Air Conditioners up to 65kW) Determination 2019 | MEPS 2019 | AS/NZS 3823.1.1:2012 | U-100PZ3R8/S-1014PT3E |  | N/A | PANASONIC | 2.65 | Non Ducted | Single Split System | Floor/Ceiling | Air | Air | Malaysia | 2.75 | 7.35 | 10 | 690 | N/A | N/A | N/A | 235 | 2.36 | 10 | Calorimeter Room | 3.5714 | 4.172 | Yes | - | N/A | 16 | 16 | N/A | N/A | N/A | N/A | N/A | 3.5031 | 4.0786 | N/A | N/A | 2.5062 | 3.6571 | 2.5 | 3.5 | Calorimeter Room | Three | R32 | Australia,New Zealand | 134571 | 2026-02-08 |  | Approved | Reverse Cycle | 1590 | Yes | Class 11 | Yes | Yes | N/A | Yes | Yes | Yes | N/A | 3.5714 | Available | N/A | N/A |  |  | Yes |  | https://reg.energyrating.gov.au/static/common/images/star_ratings_2014/aircon_rating_2.5_3.5.png | AAC5757 | Yes | Variable output compressor | Inverter | No | - | 10000 | 2.75 | - | 1010 | 5000 | No | - | - | - | 2513.5 | 10770 | Yes | 823 | 5200 | Yes | 435 | 3400 | 10000 | 2.36 | 882 | 5000 | Yes | 532 | 3100 | Yes | 3700 | 10000 | No | - | - | No | - | - | - | - | - | No | - | - | No | - | - | No | - | - | - | - | 4.708 | 4.639 | 5.248 | 6.634 | 6.127 | 5.847 | 556 | 863 | 2452 | 1065 | 1369 | 3174 | 3 | 3 | 3.5 | 4.156 | 4.787 | 5.585 | 4.573 | 5.144 | 5.601 | 3182 | 1182 | 195 | 1001 | 524 | 130 | 2.5 | 3 | 4 | No | - | - | - | - | N/A | N/A | N/A | 18 | 3.5577 | 4.1308
[SEER Non Multi-Split <=65kW] GEMS (Air Conditioners up to 65kW) Determination 2019 | MEPS 2019 | AS/NZS 3823.1.2:2012 | U-100PZH2R5/S-100PE3R |  | N/A | PANASONIC | 1 | Ducted | Single Split System | - | Air | Air | China | 2.64 | 5 | 10 | 700 | N/A | N/A | N/A | 290 | 2.96 | 11.2 | Enthalpy Test Room | 3.8816 | 3.9316 | Yes | - | N/A | 17 | 17 | N/A | N/A | N/A | N/A | N/A | 3.6774 | 4.4255 | N/A | N/A | N/A | N/A | N/A | N/A | Enthalpy Test Room | Single | R32 | Australia,New Zealand | 134064 | 2025-12-09 |  | Approved | Reverse Cycle | 1000 | Yes | Class 11 | Yes | N/A | N/A | Yes | Yes | Yes | N/A | 3.8107 | Available | N/A | N/A |  |  | Yes |  |  | AAC5563 | Yes | Variable output compressor | Inverter | No | - | 10000 | 2.64 | - | 1120 | 5000 | No | - | - | - | 2412.96 | 10770 | Yes | 920 | 5450 | Yes | 580 | 3250 | 11200 | 2.96 | 1120 | 5600 | Yes | 660 | 3600 | Yes | 4520 | 12500 | No | - | - | No | - | - | - | - | - | No | - | - | No | - | - | No | - | - | - | 68 | 4.541 | 4.468 | 5.045 | 5.872 | 5.472 | 5.552 | 585 | 905 | 2560 | 1215 | 1543 | 3351 | 3 | 2.5 | 3.5 | 3.936 | 4.349 | 5.105 | 4.321 | 4.733 | 5.157 | 3749 | 1438 | 222 | 1174 | 623 | 144 | 2 | 2.5 | 3.5 | No | - | - | - | - | N/A | N/A | N/A | 15 | 3.7165 | 3.7201
[SEER Non Multi-Split <=65kW] GEMS (Air Conditioners up to 65kW) Determination 2019 | MEPS 2019 | AS/NZS 3823.1.1:2012 | U-100PZH2R5/S-100PK3R |  | N/A | PANASONIC | 1.757 | Non Ducted | Single Split System | Wall Hung | Air | Air | China | 2.91 | 7.743 | 9.5 | 236 | 2.5943 | 10.162 | 3.917 | 302 | 2.39 | 9.5 | Calorimeter Room | 3.4643 | 4.0513 | Yes | 52.01 | N/A | 13 | 13 | 4.8346 | N/A | N/A | N/A | N/A | 3.2467 | 3.9784 | N/A | N/A | 1.9935 | 3.4568 | 1.5 | 3 | Calorimeter Room | Single | R32 | Australia,New Zealand | 133816 | 2025-12-10 |  | Approved | Reverse Cycle | 1120 | Yes | Class 9 | Yes | Yes | N/A | Yes | Yes | Yes | N/A | 3.296 | Available | N/A | N/A |  |  | Yes |  | https://reg.energyrating.gov.au/static/common/images/star_ratings_2014/aircon_rating_1.5_3.png | AAC5588 | Yes | Variable output compressor | Inverter | No | - | 9500 | 2.91 | - | 1020 | 4800 | No | - | - | - | 2659.74 | 10231.5 | Yes | 830 | 5280 | Yes | 470 | 3200 | 9500 | 2.39 | 850 | 4800 | Yes | 550 | 3380 | Yes | 4000 | 10000 | No | - | - | No | - | - | - | - | - | No | - | - | No | - | - | No | - | - | 65 | 68 | 4.721 | 4.528 | 5.073 | 6.424 | 5.85 | 5.681 | 536 | 852 | 2422 | 1055 | 1372 | 3113 | 3 | 3 | 3.5 | 4.103 | 4.742 | 5.706 | 4.594 | 5.207 | 5.77 | 3052 | 1122 | 172 | 939 | 484 | 113 | 2.5 | 3 | 4 | No | - | - | - | - | N/A | N/A | N/A | 13 | 3.216 | 3.9031
[SEER Non Multi-Split <=65kW] GEMS (Air Conditioners up to 65kW) Determination 2019 | MEPS 2019 | AS/NZS 3823.1.2:2012 | U-100PZH2R5/S-1014PF3E |  | N/A | PANASONIC | 2 | Ducted | Single Split System | - | Air | Air | China | 2.28 | 8 | 9.5 | 700 | N/A | N/A | N/A | 290 | 2.72 | 10.8 | Enthalpy Test Room | 4.3517 | 4.1823 | Yes | - | N/A | 19 | 19 | N/A | N/A | N/A | N/A | N/A | 3.615 | 4.2553 | N/A | N/A | N/A | N/A | N/A | N/A | Enthalpy Test Room | Single | R32 | Australia,New Zealand | 130226 | 2025-07-30 |  | Approved | Reverse Cycle | 1400 | Yes | Class 10 | Yes | N/A | N/A | Yes | Yes | Yes | N/A | 3.7002 | Available | N/A | N/A |  |  | Yes |  |  | AAC5085 | Yes | Variable output compressor | Inverter | No | - | 9500 | 2.28 | - | 870 | 4750 | No | - | - | - | 2083.92 | 10231.5 | Yes | 715 | 5100 | Yes | 440 | 3550 | 10800 | 2.72 | 970 | 5400 | Yes | 545 | 3200 | Yes | 4140 | 12000 | No | - | - | No | - | - | - | - | - | No | - | - | No | - | - | No | - | - | - | 68 | 5.293 | 5.212 | 5.931 | 7.287 | 6.755 | 6.595 | 471 | 730 | 2062 | 923 | 1181 | 2674 | 3.5 | 3.5 | 4 | 4.218 | 4.704 | 5.57 | 4.654 | 5.13 | 5.619 | 3377 | 1287 | 200 | 1054 | 558 | 131 | 2.5 | 3 | 4 | No | - | - | - | - | N/A | N/A | N/A | 15 | 4.076 | 3.8979
[SEER Non Multi-Split <=65kW] GEMS (Air Conditioners up to 65kW) Determination 2019 | MEPS 2019 | AS/NZS 3823.1.1:2012 | U-100PZH2R5/S-1014PT3E |  | N/A | PANASONIC | 2.375 | Non Ducted | Single Split System | Floor/Ceiling | Air | Air | China | 2.29 | 7.625 | 9.5 | 690 | 2.7355 | 12.452 | 4.552 | 235 | 2.74 | 11.2 | Calorimeter Room | 4.4575 | 4.4003 | Yes | - | N/A | 13 | 13 | N/A | N/A | N/A | N/A | N/A | 3.8233 | 4.046 | N/A | N/A | 3.1467 | 3.592 | 3 | 3.5 | Calorimeter Room | Single | R32 | Australia,New Zealand | 135461 | 2026-02-11 |  | Approved | Reverse Cycle | 1590 | Yes | Class 9 | Yes | Yes | N/A | Yes | Yes | Yes | N/A | 3.8887 | Available | N/A | N/A |  |  | Yes |  | https://reg.energyrating.gov.au/static/common/images/star_ratings_2014/aircon_rating_3_3.5.png | AAC5762 | Yes | Variable output compressor | Inverter | No | - | 9500 | 2.29 | - | 830 | 4750 | No | - | - | - | 2093.06 | 10231.5 | Yes | 660 | 5000 | Yes | 415 | 3500 | 11200 | 2.74 | 1010 | 5600 | Yes | 525 | 3100 | Yes | 4600 | 12500 | No | - | - | No | - | - | - | - | - | No | - | - | No | - | - | No | - | - | 60 | 68 | 5.337 | 5.253 | 6.078 | 7.545 | 6.956 | 6.84 | 462 | 719 | 2006 | 886 | 1141 | 2573 | 3.5 | 3.5 | 4.5 | 4.218 | 4.741 | 5.599 | 4.668 | 5.181 | 5.663 | 3505 | 1328 | 210 | 1093 | 576 | 138 | 2.5 | 3 | 4 | No | - | - | - | - | N/A | N/A | N/A | 17 | 4.0469 | 4.0036
[SEER Non Multi-Split <=65kW] GEMS (Air Conditioners up to 65kW) Determination 2019 | MEPS 2019 | AS/NZS 3823.1.1:2012 | U-100PZH2R5/S-1014PU3E |  | N/A | PANASONIC | 1.665 | Non Ducted | Single Split System | Cassette | Air | Air | China | 2.27 | 8.335 | 10 | 840 | 2.9943 | 12.684 | 4.236 | 319 | 2.24 | 11.2 | Calorimeter Room | 4.2225 | 4.7642 | Yes | - | N/A | 13 | 13 | N/A | N/A | N/A | N/A | N/A | 4.145 | 4.6758 | N/A | N/A | 3.79 | 4.8516 | 3.5 | 4.5 | Calorimeter Room | Single | R32 | Australia,New Zealand | 128311 | 2025-07-28 |  | Approved | Reverse Cycle | 840 | Yes | Class 11 | Yes | Yes | N/A | Yes | Yes | Yes | N/A | 4.2225 | Available | N/A | N/A |  |  | Yes |  | https://reg.energyrating.gov.au/static/common/images/star_ratings_2014/aircon_rating_3.5_4.5.png | AAC5051 | Yes | Variable output compressor | Inverter | No | - | 10000 | 2.27 | - | 904 | 5000 | No | - | - | - | 2074.78 | 10770 | Yes | 717 | 5300 | Yes | 449 | 3700 | 11200 | 2.24 | 957 | 5600 | Yes | 553 | 3200 | Yes | 4310 | 12500 | No | - | - | No | - | - | - | - | - | No | - | - | No | - | - | No | - | - | 60 | 68 | 5.641 | 5.536 | 6.242 | 7.695 | 7.097 | 6.96 | 469 | 728 | 2067 | 924 | 1187 | 2671 | 4 | 4 | 4.5 | 4.638 | 5.151 | 5.686 | 4.922 | 5.358 | 5.664 | 3182 | 1215 | 198 | 1030 | 550 | 130 | 3 | 3.5 | 4 | No | - | - | - | - | N/A | N/A | N/A | 13 | 4.3216 | 4.9038
[SEER Non Multi-Split <=65kW] GEMS (Air Conditioners up to 65kW) Determination 2019 | MEPS 2019 | AS/NZS 3823.1.2:2012 | U-100PZH2R8/S-100PE3R |  | N/A | PANASONIC | 1 | Ducted | Single Split System | - | Air | Air | China | 2.64 | 5 | 10 | 700 | N/A | N/A | N/A | 290 | 2.96 | 11.2 | Enthalpy Test Room | 3.8851 | 3.9316 | Yes | - | N/A | 17 | 17 | N/A | N/A | N/A | N/A | N/A | 3.6774 | 4.4255 | N/A | N/A | N/A | N/A | N/A | N/A | Enthalpy Test Room | Three | R32 | Australia,New Zealand | 134065 | 2025-12-09 |  | Approved | Reverse Cycle | 1000 | Yes | Class 11 | Yes | N/A | N/A | Yes | Yes | Yes | N/A | 3.8107 | Available | N/A | N/A |  |  | Yes |  |  | AAC5578 | Yes | Variable output compressor | Inverter | No | - | 10000 | 2.64 | - | 1120 | 5000 | No | - | - | - | 2412.96 | 10770 | Yes | 920 | 5450 | Yes | 580 | 3250 | 11200 | 2.96 | 1120 | 5600 | Yes | 660 | 3600 | Yes | 4520 | 12500 | No | - | - | No | - | - | - | - | - | No | - | - | No | - | - | No | - | - | - | 68 | 4.541 | 4.468 | 5.045 | 5.872 | 5.472 | 5.552 | 585 | 905 | 2560 | 1215 | 1543 | 3351 | 3 | 2.5 | 3.5 | 3.936 | 4.349 | 5.105 | 4.321 | 4.733 | 5.157 | 3749 | 1438 | 222 | 1174 | 623 | 144 | 2 | 2.5 | 3.5 | No | - | - | - | - | N/A | N/A | N/A | 15 | 3.7165 | 3.7201
[SEER Non Multi-Split <=65kW] GEMS (Air Conditioners up to 65kW) Determination 2019 | MEPS 2019 | AS/NZS 3823.1.1:2012 | U-100PZH2R8/S-100PK3R |  | N/A | PANASONIC | 1.758 | Non Ducted | Single Split System | Wall Hung | Air | Air | China | 2.91 | 7.742 | 9.5 | 236 | 2.5985 | 10.142 | 3.903 | 302 | 2.39 | 9.5 | Calorimeter Room | 3.4643 | 4.0513 | Yes | 51.97 | N/A | 13 | 13 | 4.8072 | N/A | N/A | N/A | N/A | 3.4212 | 3.9744 | N/A | N/A | N/A | N/A | N/A | N/A | Calorimeter Room | Three | R32 | Australia,New Zealand | 133820 | 2025-12-10 |  | Approved | Reverse Cycle | 1120 | Yes | Class 9 | Yes | N/A | N/A | Yes | Yes | Yes | N/A | 3.4742 | Available | N/A | N/A |  |  | Yes |  |  | AAC5589 | Yes | Variable output compressor | Inverter | No | - | 9500 | 2.91 | - | 1020 | 4800 | No | - | - | - | 2659.74 | 10231.5 | Yes | 830 | 5280 | Yes | 470 | 3200 | 9500 | 2.39 | 850 | 4800 | Yes | 550 | 3380 | Yes | 4000 | 10000 | No | - | - | No | - | - | - | - | - | No | - | - | No | - | - | No | - | - | 65 | 68 | 4.721 | 4.528 | 5.073 | 6.424 | 5.85 | 5.681 | 536 | 852 | 2422 | 1055 | 1372 | 3113 | 3 | 3 | 3.5 | 4.103 | 4.742 | 5.706 | 4.594 | 5.207 | 5.77 | 3052 | 1122 | 172 | 939 | 484 | 113 | 2.5 | 3 | 4 | No | - | - | - | - | N/A | N/A | N/A | 13 | 3.216 | 3.9031
[SEER Non Multi-Split <=65kW] GEMS (Air Conditioners up to 65kW) Determination 2019 | MEPS 2019 | AS/NZS 3823.1.2:2012 | U-100PZH2R8/S-1014PF3E |  | N/A | PANASONIC | 2 | Ducted | Single Split System | - | Air | Air | China | 2.28 | 8 | 9.5 | 700 | N/A | N/A | N/A | 290 | 2.72 | 10.8 | Enthalpy Test Room | 4.3517 | 4.1823 | Yes | - | N/A | 19 | 19 | N/A | N/A | N/A | N/A | N/A | 3.615 | 4.2553 | N/A | N/A | N/A | N/A | N/A | N/A | Enthalpy Test Room | Three | R32 | Australia,New Zealand | 130232 | 2025-07-30 |  | Approved | Reverse Cycle | 1400 | Yes | Class 10 | Yes | N/A | N/A | Yes | Yes | Yes | N/A | 3.7002 | Available | N/A | N/A |  |  | Yes |  |  | AAC5086 | Yes | Variable output compressor | Inverter | No | - | 9500 | 2.28 | - | 870 | 4750 | No | - | - | - | 2083.92 | 10231.5 | Yes | 715 | 5100 | Yes | 440 | 3550 | 10800 | 2.72 | 970 | 5400 | Yes | 545 | 3200 | Yes | 4140 | 12000 | No | - | - | No | - | - | - | - | - | No | - | - | No | - | - | No | - | - | - | 68 | 5.293 | 5.212 | 5.931 | 7.287 | 6.755 | 6.595 | 471 | 730 | 2062 | 923 | 1181 | 2674 | 3.5 | 3.5 | 4 | 4.218 | 4.704 | 5.57 | 4.654 | 5.13 | 5.619 | 3377 | 1287 | 200 | 1054 | 558 | 131 | 2.5 | 3 | 4 | No | - | - | - | - | N/A | N/A | N/A | 15 | 4.076 | 3.8979
[SEER Non Multi-Split <=65kW] GEMS (Air Conditioners up to 65kW) Determination 2019 | MEPS 2019 | AS/NZS 3823.1.1:2012 | U-100PZH2R8/S-1014PT3E |  | N/A | PANASONIC | 2.375 | Non Ducted | Single Split System | Floor/Ceiling | Air | Air | China | 2.29 | 7.625 | 9.5 | 690 | 2.7355 | 12.452 | 4.552 | 235 | 2.74 | 11.2 | Calorimeter Room | 4.4575 | 4.4003 | Yes | - | N/A | 13 | 13 | N/A | N/A | N/A | N/A | N/A | 3.8233 | 4.046 | N/A | N/A | 3.1467 | 3.592 | 3 | 3.5 | Calorimeter Room | Three | R32 | Australia,New Zealand | 135462 | 2026-02-08 |  | Approved | Reverse Cycle | 1590 | Yes | Class 9 | Yes | Yes | N/A | Yes | Yes | Yes | N/A | 3.8887 | Available | N/A | N/A |  |  | Yes |  | https://reg.energyrating.gov.au/static/common/images/star_ratings_2014/aircon_rating_3_3.5.png | AAC5751 | Yes | Variable output compressor | Inverter | No | - | 9500 | 2.29 | - | 830 | 4750 | No | - | - | - | 2093.06 | 10231.5 | Yes | 660 | 5000 | Yes | 415 | 3500 | 11200 | 2.74 | 1010 | 5600 | Yes | 525 | 3100 | Yes | 4600 | 12500 | No | - | - | No | - | - | - | - | - | No | - | - | No | - | - | No | - | - | 60 | 68 | 5.337 | 5.253 | 6.078 | 7.545 | 6.956 | 6.84 | 462 | 719 | 2006 | 886 | 1141 | 2573 | 3.5 | 3.5 | 4.5 | 4.218 | 4.741 | 5.599 | 4.668 | 5.181 | 5.663 | 3505 | 1328 | 210 | 1093 | 576 | 138 | 2.5 | 3 | 4 | No | - | - | - | - | N/A | N/A | N/A | 17 | 4.0469 | 4.0036
[SEER Non Multi-Split <=65kW] GEMS (Air Conditioners up to 65kW) Determination 2019 | MEPS 2019 | AS/NZS 3823.1.1:2012 | U-100PZH2R8/S-1014PU3E |  | N/A | PANASONIC | 1.665 | Non Ducted | Single Split System | Cassette | Air | Air | China | 2.27 | 8.335 | 10 | 840 | 3.0394 | 12.82 | 4.218 | 319 | 2.24 | 11.2 | Calorimeter Room | 4.2376 | 4.7995 | Yes | - | N/A | 13 | 13 | N/A | N/A | N/A | N/A | N/A | 4.1595 | 4.7102 | N/A | N/A | N/A | N/A | N/A | N/A | Calorimeter Room | Three | R32 | Australia,New Zealand | 128318 | 2025-07-29 |  | Approved | Reverse Cycle | 840 | Yes | Class 11 | Yes | N/A | N/A | Yes | Yes | Yes | N/A | 4.2376 | Available | N/A | N/A |  |  | Yes |  |  | AAC5056 | Yes | Variable output compressor | Inverter | No | - | 10000 | 2.27 | - | 904 | 5000 | No | - | - | - | 2074.78 | 10770 | Yes | 717 | 5300 | Yes | 449 | 3700 | 11200 | 2.24 | 957 | 5600 | Yes | 553 | 3200 | Yes | 4310 | 12500 | No | - | - | No | - | - | - | - | - | No | - | - | No | - | - | No | - | - | 60 | 68 | 5.641 | 5.536 | 6.242 | 7.695 | 7.097 | 6.96 | 469 | 728 | 2067 | 924 | 1187 | 2671 | 4 | 4 | 4.5 | 4.638 | 5.151 | 5.686 | 4.922 | 5.358 | 5.664 | 3182 | 1215 | 198 | 1030 | 550 | 130 | 3 | 3.5 | 4 | No | - | - | - | - | N/A | N/A | N/A | 13 | 4.3216 | 4.9038
[SEER Non Multi-Split <=65kW] GEMS (Air Conditioners up to 65kW) Determination 2019 | MEPS 2019 | AS/NZS 3823.1.2:2012 | U-100PZH3R5/S-100PE3R |  | N/A | PANASONIC | 1 | Ducted | Single Split System | - | Air | Air | China | 2.64 | 5 | 10 | 700 | N/A | N/A | N/A | 290 | 2.96 | 11.2 | Enthalpy Test Room | 3.8816 | 3.9316 | Yes | - | N/A | 17 | 17 | N/A | N/A | N/A | N/A | N/A | 3.6774 | 4.4255 | N/A | N/A | N/A | N/A | N/A | N/A | Enthalpy Test Room | Single | R32 | Australia,New Zealand | 133194 | 2025-11-30 |  | Approved | Reverse Cycle | 1000 | Yes | Class 11 | Yes | N/A | N/A | Yes | Yes | Yes | N/A | 3.8107 | Available | N/A | N/A |  |  | Yes |  |  | AAC5528 | Yes | Variable output compressor | Inverter | No | - | 10000 | 2.64 | - | 1120 | 5000 | No | - | - | - | 2412.96 | 10770 | Yes | 920 | 5450 | Yes | 580 | 3250 | 11200 | 2.96 | 1120 | 5600 | Yes | 660 | 3600 | Yes | 4520 | 12500 | No | - | - | No | - | - | - | - | - | No | - | - | No | - | - | No | - | - | - | 68 | 4.541 | 4.468 | 5.045 | 5.872 | 5.472 | 5.552 | 585 | 905 | 2560 | 1215 | 1543 | 3351 | 3 | 2.5 | 3.5 | 3.936 | 4.349 | 5.105 | 4.321 | 4.733 | 5.157 | 3749 | 1438 | 222 | 1174 | 623 | 144 | 2 | 2.5 | 3.5 | No | - | - | - | - | N/A | N/A | N/A | 15 | 3.7165 | 3.7201
[SEER Non Multi-Split <=65kW] GEMS (Air Conditioners up to 65kW) Determination 2019 | MEPS 2019 | AS/NZS 3823.1.1:2012 | U-100PZH3R5/S-100PK3R |  | N/A | PANASONIC | 1.757 | Non Ducted | Single Split System | Wall Hung | Air | Air | China | 2.91 | 7.743 | 9.5 | 236 | 2.5943 | 10.162 | 3.917 | 302 | 2.39 | 9.5 | Calorimeter Room | 3.4643 | 4.0513 | Yes | 52.01 | N/A | 13 | 13 | 4.8346 | N/A | N/A | N/A | N/A | 3.2467 | 3.9784 | N/A | N/A | 1.9935 | 3.4568 | 1.5 | 3 | Calorimeter Room | Single | R32 | Australia,New Zealand | 133906 | 2025-12-10 |  | Approved | Reverse Cycle | 1120 | Yes | Class 9 | Yes | Yes | N/A | Yes | Yes | Yes | N/A | 3.296 | Available | N/A | N/A |  |  | Yes |  | https://reg.energyrating.gov.au/static/common/images/star_ratings_2014/aircon_rating_1.5_3.png | AAC5592 | Yes | Variable output compressor | Inverter | No | - | 9500 | 2.91 | - | 1020 | 4800 | No | - | - | - | 2659.74 | 10231.5 | Yes | 830 | 5280 | Yes | 470 | 3200 | 9500 | 2.39 | 850 | 4800 | Yes | 550 | 3380 | Yes | 4000 | 10000 | No | - | - | No | - | - | - | - | - | No | - | - | No | - | - | No | - | - | 65 | 68 | 4.721 | 4.528 | 5.073 | 6.424 | 5.85 | 5.681 | 536 | 852 | 2422 | 1055 | 1372 | 3113 | 3 | 3 | 3.5 | 4.103 | 4.742 | 5.706 | 4.594 | 5.207 | 5.77 | 3052 | 1122 | 172 | 939 | 484 | 113 | 2.5 | 3 | 4 | No | - | - | - | - | N/A | N/A | N/A | 13 | 3.216 | 3.9031
[SEER Non Multi-Split <=65kW] GEMS (Air Conditioners up to 65kW) Determination 2019 | MEPS 2019 | AS/NZS 3823.1.2:2012 | U-100PZH3R5/S-1014PF3E |  | N/A | PANASONIC | 2 | Ducted | Single Split System | - | Air | Air | China | 2.28 | 8 | 9.5 | 700 | N/A | N/A | N/A | 290 | 2.72 | 10.8 | Enthalpy Test Room | 4.3517 | 4.1823 | Yes | - | N/A | 19 | 19 | N/A | N/A | N/A | N/A | N/A | 3.615 | 4.2553 | N/A | N/A | N/A | N/A | N/A | N/A | Enthalpy Test Room | Single | R32 | Australia,New Zealand | 134120 | 2025-12-09 |  | Approved | Reverse Cycle | 1400 | Yes | Class 10 | Yes | N/A | N/A | Yes | Yes | Yes | N/A | 3.7002 | Available | N/A | N/A |  |  | Yes |  |  | AAC5574 | Yes | Variable output compressor | Inverter | No | - | 9500 | 2.28 | - | 870 | 4750 | No | - | - | - | 2083.92 | 10231.5 | Yes | 715 | 5100 | Yes | 440 | 3550 | 10800 | 2.72 | 970 | 5400 | Yes | 545 | 3200 | Yes | 4140 | 12000 | No | - | - | No | - | - | - | - | - | No | - | - | No | - | - | No | - | - | - | 68 | 5.293 | 5.212 | 5.931 | 7.287 | 6.755 | 6.595 | 471 | 730 | 2062 | 923 | 1181 | 2674 | 3.5 | 3.5 | 4 | 4.218 | 4.704 | 5.57 | 4.654 | 5.13 | 5.619 | 3377 | 1287 | 200 | 1054 | 558 | 131 | 2.5 | 3 | 4 | No | - | - | - | - | N/A | N/A | N/A | 15 | 4.076 | 3.8979
[SEER Non Multi-Split <=65kW] GEMS (Air Conditioners up to 65kW) Determination 2019 | MEPS 2019 | AS/NZS 3823.1.1:2012 | U-100PZH3R5/S-1014PT3E |  | N/A | PANASONIC | 2.375 | Non Ducted | Single Split System | Floor/Ceiling | Air | Air | China | 2.29 | 7.625 | 9.5 | 690 | 2.7355 | 12.452 | 4.552 | 235 | 2.74 | 11.2 | Calorimeter Room | 4.4575 | 4.4003 | Yes | - | N/A | 13 | 13 | N/A | N/A | N/A | N/A | N/A | 3.8233 | 4.046 | N/A | N/A | 3.1467 | 3.592 | 3 | 3.5 | Calorimeter Room | Single | R32 | Australia,New Zealand | 134586 | 2026-02-08 |  | Approved | Reverse Cycle | 1590 | Yes | Class 9 | Yes | Yes | N/A | Yes | Yes | Yes | N/A | 3.8887 | Available | N/A | N/A |  |  | Yes |  | https://reg.energyrating.gov.au/static/common/images/star_ratings_2014/aircon_rating_3_3.5.png | AAC5744 | Yes | Variable output compressor | Inverter | No | - | 9500 | 2.29 | - | 830 | 4750 | No | - | - | - | 2093.06 | 10231.5 | Yes | 660 | 5000 | Yes | 415 | 3500 | 11200 | 2.74 | 1010 | 5600 | Yes | 525 | 3100 | Yes | 4600 | 12500 | No | - | - | No | - | - | - | - | - | No | - | - | No | - | - | No | - | - | 60 | 68 | 5.337 | 5.253 | 6.078 | 7.545 | 6.956 | 6.84 | 462 | 719 | 2006 | 886 | 1141 | 2573 | 3.5 | 3.5 | 4.5 | 4.218 | 4.741 | 5.599 | 4.668 | 5.181 | 5.663 | 3505 | 1328 | 210 | 1093 | 576 | 138 | 2.5 | 3 | 4 | No | - | - | - | - | N/A | N/A | N/A | 17 | 4.0469 | 4.0036
[SEER Non Multi-Split <=65kW] GEMS (Air Conditioners up to 65kW) Determination 2019 | MEPS 2019 | AS/NZS 3823.1.1:2012 | U-100PZH3R5/S-1014PU3E |  | N/A | PANASONIC | 1.665 | Non Ducted | Single Split System | Cassette | Air | Air | China | 2.27 | 8.335 | 10 | 840 | 2.9943 | 12.684 | 4.236 | 319 | 2.24 | 11.2 | Calorimeter Room | 4.2225 | 4.7642 | Yes | - | N/A | 13 | 13 | N/A | N/A | N/A | N/A | N/A | 4.145 | 4.6758 | N/A | N/A | 3.79 | 4.8516 | 3.5 | 4.5 | Calorimeter Room | Single | R32 | Australia,New Zealand | 134112 | 2025-12-09 |  | Approved | Reverse Cycle | 840 | Yes | Class 11 | Yes | Yes | N/A | Yes | Yes | Yes | N/A | 4.2225 | Available | N/A | N/A |  |  | Yes |  | https://reg.energyrating.gov.au/static/common/images/star_ratings_2014/aircon_rating_3.5_4.5.png | AAC5570 | Yes | Variable output compressor | Inverter | No | - | 10000 | 2.27 | - | 904 | 5000 | No | - | - | - | 2074.78 | 10770 | Yes | 717 | 5300 | Yes | 449 | 3700 | 11200 | 2.24 | 957 | 5600 | Yes | 553 | 3200 | Yes | 4310 | 12500 | No | - | - | No | - | - | - | - | - | No | - | - | No | - | - | No | - | - | 60 | 68 | 5.641 | 5.536 | 6.242 | 7.695 | 7.097 | 6.96 | 469 | 728 | 2067 | 924 | 1187 | 2671 | 4 | 4 | 4.5 | 4.638 | 5.151 | 5.686 | 4.922 | 5.358 | 5.664 | 3182 | 1215 | 198 | 1030 | 550 | 130 | 3 | 3.5 | 4 | No | - | - | - | - | N/A | N/A | N/A | 13 | 4.3216 | 4.9038
[SEER Non Multi-Split <=65kW] GEMS (Air Conditioners up to 65kW) Determination 2019 | MEPS 2019 | AS/NZS 3823.1.2:2012 | U-100PZH3R8/S-100PE3R |  | N/A | PANASONIC | 1 | Ducted | Single Split System | - | Air | Air | China | 2.64 | 5 | 10 | 700 | N/A | N/A | N/A | 290 | 2.96 | 11.2 | Enthalpy Test Room | 3.8851 | 3.9316 | Yes | - | N/A | 17 | 17 | N/A | N/A | N/A | N/A | N/A | 3.6774 | 4.4255 | N/A | N/A | N/A | N/A | N/A | N/A | Enthalpy Test Room | Three | R32 | Australia,New Zealand | 133201 | 2025-11-30 |  | Approved | Reverse Cycle | 1000 | Yes | Class 11 | Yes | N/A | N/A | Yes | Yes | Yes | N/A | 3.8107 | Available | N/A | N/A |  |  | Yes |  |  | AAC5517 | Yes | Variable output compressor | Inverter | No | - | 10000 | 2.64 | - | 1120 | 5000 | No | - | - | - | 2412.96 | 10770 | Yes | 920 | 5450 | Yes | 580 | 3250 | 11200 | 2.96 | 1120 | 5600 | Yes | 660 | 3600 | Yes | 4520 | 12500 | No | - | - | No | - | - | - | - | - | No | - | - | No | - | - | No | - | - | - | 68 | 4.541 | 4.468 | 5.045 | 5.872 | 5.472 | 5.552 | 585 | 905 | 2560 | 1215 | 1543 | 3351 | 3 | 2.5 | 3.5 | 3.936 | 4.349 | 5.105 | 4.321 | 4.733 | 5.157 | 3749 | 1438 | 222 | 1174 | 623 | 144 | 2 | 2.5 | 3.5 | No | - | - | - | - | N/A | N/A | N/A | 15 | 3.7165 | 3.7201
[SEER Non Multi-Split <=65kW] GEMS (Air Conditioners up to 65kW) Determination 2019 | MEPS 2019 | AS/NZS 3823.1.1:2012 | U-100PZH3R8/S-100PK3R |  | N/A | PANASONIC | 1.758 | Non Ducted | Single Split System | Wall Hung | Air | Air | China | 2.91 | 7.742 | 9.5 | 236 | 2.5985 | 10.142 | 3.903 | 302 | 2.39 | 9.5 | Calorimeter Room | 3.4643 | 4.0513 | Yes | 51.97 | N/A | 13 | 13 | 4.8072 | N/A | N/A | N/A | N/A | 3.4212 | 3.9744 | N/A | N/A | N/A | N/A | N/A | N/A | Calorimeter Room | Three | R32 | Australia,New Zealand | 133909 | 2025-12-16 |  | Approved | Reverse Cycle | 1120 | Yes | Class 9 | Yes | N/A | N/A | Yes | Yes | Yes | N/A | 3.4742 | Available | N/A | N/A |  |  | Yes |  |  | AAC5600 | Yes | Variable output compressor | Inverter | No | - | 9500 | 2.91 | - | 1020 | 4800 | No | - | - | - | 2659.74 | 10231.5 | Yes | 830 | 5280 | Yes | 470 | 3200 | 9500 | 2.39 | 850 | 4800 | Yes | 550 | 3380 | Yes | 4000 | 10000 | No | - | - | No | - | - | - | - | - | No | - | - | No | - | - | No | - | - | 65 | 68 | 4.721 | 4.528 | 5.073 | 6.424 | 5.85 | 5.681 | 536 | 852 | 2422 | 1055 | 1372 | 3113 | 3 | 3 | 3.5 | 4.103 | 4.742 | 5.706 | 4.594 | 5.207 | 5.77 | 3052 | 1122 | 172 | 939 | 484 | 113 | 2.5 | 3 | 4 | No | - | - | - | - | N/A | N/A | N/A | 13 | 3.216 | 3.9031
[SEER Non Multi-Split <=65kW] GEMS (Air Conditioners up to 65kW) Determination 2019 | MEPS 2019 | AS/NZS 3823.1.2:2012 | U-100PZH3R8/S-1014PF3E |  | N/A | PANASONIC | 2 | Ducted | Single Split System | - | Air | Air | China | 2.28 | 8 | 9.5 | 700 | N/A | N/A | N/A | 290 | 2.72 | 10.8 | Enthalpy Test Room | 4.3517 | 4.1823 | Yes | - | N/A | 19 | 19 | N/A | N/A | N/A | N/A | N/A | 3.615 | 4.2553 | N/A | N/A | N/A | N/A | N/A | N/A | Enthalpy Test Room | Three | R32 | Australia,New Zealand | 134121 | 2025-12-09 |  | Approved | Reverse Cycle | 1400 | Yes | Class 10 | Yes | N/A | N/A | Yes | Yes | Yes | N/A | 3.7002 | Available | N/A | N/A |  |  | Yes |  |  | AAC5583 | Yes | Variable output compressor | Inverter | No | - | 9500 | 2.28 | - | 870 | 4750 | No | - | - | - | 2083.92 | 10231.5 | Yes | 715 | 5100 | Yes | 440 | 3550 | 10800 | 2.72 | 970 | 5400 | Yes | 545 | 3200 | Yes | 4140 | 12000 | No | - | - | No | - | - | - | - | - | No | - | - | No | - | - | No | - | - | - | 68 | 5.293 | 5.212 | 5.931 | 7.287 | 6.755 | 6.595 | 471 | 730 | 2062 | 923 | 1181 | 2674 | 3.5 | 3.5 | 4 | 4.218 | 4.704 | 5.57 | 4.654 | 5.13 | 5.619 | 3377 | 1287 | 200 | 1054 | 558 | 131 | 2.5 | 3 | 4 | No | - | - | - | - | N/A | N/A | N/A | 15 | 4.076 | 3.8979
[SEER Non Multi-Split <=65kW] GEMS (Air Conditioners up to 65kW) Determination 2019 | MEPS 2019 | AS/NZS 3823.1.1:2012 | U-100PZH3R8/S-1014PT3E |  | N/A | PANASONIC | 2.375 | Non Ducted | Single Split System | Floor/Ceiling | Air | Air | China | 2.29 | 7.625 | 9.5 | 690 | 2.7355 | 12.452 | 4.552 | 235 | 2.74 | 11.2 | Calorimeter Room | 4.4575 | 4.4003 | Yes | - | N/A | 13 | 13 | N/A | N/A | N/A | N/A | N/A | 3.8233 | 4.046 | N/A | N/A | 3.1467 | 3.592 | 3 | 3.5 | Calorimeter Room | Three | R32 | Australia,New Zealand | 134587 | 2026-02-12 |  | Approved | Reverse Cycle | 1590 | Yes | Class 9 | Yes | Yes | N/A | Yes | Yes | Yes | N/A | 3.8887 | Available | N/A | N/A |  |  | Yes |  | https://reg.energyrating.gov.au/static/common/images/star_ratings_2014/aircon_rating_3_3.5.png | AAC5769 | Yes | Variable output compressor | Inverter | No | - | 9500 | 2.29 | - | 830 | 4750 | No | - | - | - | 2093.06 | 10231.5 | Yes | 660 | 5000 | Yes | 415 | 3500 | 11200 | 2.74 | 1010 | 5600 | Yes | 525 | 3100 | Yes | 4600 | 12500 | No | - | - | No | - | - | - | - | - | No | - | - | No | - | - | No | - | - | 60 | 68 | 5.337 | 5.253 | 6.078 | 7.545 | 6.956 | 6.84 | 462 | 719 | 2006 | 886 | 1141 | 2573 | 3.5 | 3.5 | 4.5 | 4.218 | 4.741 | 5.599 | 4.668 | 5.181 | 5.663 | 3505 | 1328 | 210 | 1093 | 576 | 138 | 2.5 | 3 | 4 | No | - | - | - | - | N/A | N/A | N/A | 17 | 4.0469 | 4.0036
[SEER Non Multi-Split <=65kW] GEMS (Air Conditioners up to 65kW) Determination 2019 | MEPS 2019 | AS/NZS 3823.1.1:2012 | U-100PZH3R8/S-1014PU3E |  | N/A | PANASONIC | 1.665 | Non Ducted | Single Split System | Cassette | Air | Air | China | 2.27 | 8.335 | 10 | 840 | 3.0394 | 12.82 | 4.218 | 319 | 2.24 | 11.2 | Calorimeter Room | 4.2376 | 4.7995 | Yes | - | N/A | 13 | 13 | N/A | N/A | N/A | N/A | N/A | 4.1595 | 4.7102 | N/A | N/A | N/A | N/A | N/A | N/A | Calorimeter Room | Three | R32 | Australia,New Zealand | 134116 | 2025-12-09 |  | Approved | Reverse Cycle | 840 | Yes | Class 11 | Yes | N/A | N/A | Yes | Yes | Yes | N/A | 4.2376 | Available | N/A | N/A |  |  | Yes |  |  | AAC5572 | Yes | Variable output compressor | Inverter | No | - | 10000 | 2.27 | - | 904 | 5000 | No | - | - | - | 2074.78 | 10770 | Yes | 717 | 5300 | Yes | 449 | 3700 | 11200 | 2.24 | 957 | 5600 | Yes | 553 | 3200 | Yes | 4310 | 12500 | No | - | - | No | - | - | - | - | - | No | - | - | No | - | - | No | - | - | 60 | 68 | 5.641 | 5.536 | 6.242 | 7.695 | 7.097 | 6.96 | 469 | 728 | 2067 | 924 | 1187 | 2671 | 4 | 4 | 4.5 | 4.638 | 5.151 | 5.686 | 4.922 | 5.358 | 5.664 | 3182 | 1215 | 198 | 1030 | 550 | 130 | 3 | 3.5 | 4 | No | - | - | - | - | N/A | N/A | N/A | 13 | 4.3216 | 4.9038
[SEER Multi-Split <=65kW] GEMS (Air Conditioners up to 65kW) Determination 2019 | MEPS 2019 | AS/NZS 3823.1.4:2012 | U-10LE1R8 | U-10LE1R8 | N/A | PANASONIC | 3.25 | Ducted | vrf | N/A | Air | Air | Malaysia | 7.55 | 21.75 | 25 | N/A | N/A | N/A | N/A | N/A | 7.13 | 28 | Enthalpy Test Room | 3.206 | 3.7907 | Yes | - | N/A | 41.6 | 38.5 | N/A | N/A | N/A | N/A | N/A | 3.1482 | 3.7238 | N/A | N/A | N/A | N/A | N/A | N/A | Enthalpy Test Room | Three | R410A | Australia,New Zealand | 138329 | 2026-06-25 |  | Approved | Reverse Cycle | N/A | Yes | Class 20 | Yes | N/A | N/A | Yes | Yes | Yes | N/A | 3.206 | Unavailable | N/A | N/A |  |  | Yes |  |  | AAC6108 | Yes | Variable output compressor | Inverter | No | - | 25000 | 7.55 | - | 2470 | 12500 | No | - | - | - | 6900.7 | 26925 | No | 2257.58 | 13462.5 | No | - | - | 28000 | 7.13 | 2640 | 14000 | No | - | - | Yes | 8590 | 24600 | No | - | - | No | - | - | - | - | - | No | - | - | No | - | - | No | - | - | N/A | 82 | 4.21 | 4.114 | 4.668 | 5.464 | 5.127 | 5.088 | 1561 | 2439 | 6899 | 3248 | 4102 | 9128 | 2.5 | 2.5 | 3 | 3.744 | 4.31 | 4.862 | 4.047 | 4.534 | 4.868 | 9873 | 3655 | 603 | 3150 | 1646 | 399 | 2 | 2.5 | 3 | N/A | N/A | N/A | N/A | N/A | N/A | N/A | N/A | 48 | 3.2416 | 3.8397
[SEER Multi-Split <=65kW] GEMS (Air Conditioners up to 65kW) Determination 2019 | MEPS 2019 | AS/NZS 3823.1.4:2012 | U-10LE1R8E | U-10LE1R8 | N/A | PANASONIC | 3.25 | Ducted | vrf | N/A | Air | Air | Malaysia | 7.55 | 21.75 | 25 | N/A | N/A | N/A | N/A | N/A | 7.13 | 28 | Enthalpy Test Room | 3.206 | 3.7907 | Yes | - | N/A | 41.6 | 38.5 | N/A | N/A | N/A | N/A | N/A | 3.1482 | 3.7238 | N/A | N/A | N/A | N/A | N/A | N/A | Enthalpy Test Room | Three | R410A | Australia,New Zealand | 138329 | 2026-06-25 |  | Approved | Reverse Cycle | N/A | Yes | Class 20 | Yes | N/A | N/A | Yes | Yes | Yes | N/A | 3.206 | Unavailable | N/A | N/A |  |  | Yes |  |  | AAC6108 | Yes | Variable output compressor | Inverter | No | - | 25000 | 7.55 | - | 2470 | 12500 | No | - | - | - | 6900.7 | 26925 | No | 2257.58 | 13462.5 | No | - | - | 28000 | 7.13 | 2640 | 14000 | No | - | - | Yes | 8590 | 24600 | No | - | - | No | - | - | - | - | - | No | - | - | No | - | - | No | - | - | N/A | 82 | 4.21 | 4.114 | 4.668 | 5.464 | 5.127 | 5.088 | 1561 | 2439 | 6899 | 3248 | 4102 | 9128 | 2.5 | 2.5 | 3 | 3.744 | 4.31 | 4.862 | 4.047 | 4.534 | 4.868 | 9873 | 3655 | 603 | 3150 | 1646 | 399 | 2 | 2.5 | 3 | N/A | N/A | N/A | N/A | N/A | N/A | N/A | N/A | 48 | 3.2416 | 3.8397
[SEER Multi-Split <=65kW] GEMS (Air Conditioners up to 65kW) Determination 2019 | MEPS 2019 | AS/NZS 3823.1.4:2012 | U-10LZ2E8 |  | N/A | PANASONIC | N/A | Both | vrf | N/A | Air | Air | Malaysia | 8.07 | N/A | 28 | N/A | N/A | N/A | N/A | N/A | 6.26 | 28 | Enthalpy Test Room | 3.3578 | 4.3065 | N/A | - | N/A | N/A | N/A | N/A | N/A | N/A | N/A | N/A | N/A | N/A | N/A | N/A | N/A | N/A | N/A | N/A | N/A | Three | R32 | Australia,New Zealand | 149748 | 2027-09-08 |  | Approved | Reverse Cycle | N/A | Yes | Class 20 | Yes | N/A | N/A | N/A | N/A | N/A | N/A | N/A | Available | N/A | N/A |  |  | N/A |  |  | AAC6968 | Yes | Variable output compressor | Inverter | No | - | 28000 | 8.07 | - | 2580 | 14000 | No | - | - | - | 7375.98 | 30156 | No | 2358.12 | 15078 | No | - | - | 28000 | 6.26 | 2320 | 14000 | No | - | - | No | - | - | - | 8000 | 24600 | No | - | - | - | - | - | - | - | - | No | - | - | No | - | - | N/A | 73.8 | 4.42 | 4.323 | 4.941 | 5.797 | 5.437 | 5.4 | 1656 | 2590 | 7290 | 3420 | 4323 | 9623 | 2.5 | 2.5 | 3 | 4.064 | 4.752 | 5.511 | 4.464 | 5.075 | 5.532 | 9119 | 3346 | 564 | 2879 | 1495 | 377 | 2.5 | 3 | 4 | N/A | N/A | N/A | N/A | N/A | N/A | N/A | N/A | 55 | 3.3915 | 4.3438
[SEER Multi-Split <=65kW] GEMS (Air Conditioners up to 65kW) Determination 2019 | MEPS 2019 | AS/NZS 3823.1.4:2012 | U-10ME2R8 | U-10ME2R8 | N/A | PANASONIC | 3.08 | Ducted | vrf | N/A | Air | Air | Malaysia | 7.52 | 24.92 | 28 | N/A | N/A | N/A | N/A | N/A | 7.14 | 31.5 | Enthalpy Test Room | 3.5875 | 4.2635 | Yes | - | N/A | 40.1 | 37 | N/A | N/A | N/A | N/A | N/A | 4.146 | 4.5098 | N/A | N/A | N/A | N/A | N/A | N/A | Enthalpy Test Room | Three | R410A | Australia,New Zealand | 131857 | 2025-09-23 |  | Approved | Reverse Cycle | N/A | Yes | Class 20 | Yes | N/A | N/A | Yes | Yes | Yes | N/A | 4.2321 | Available | N/A | N/A |  |  | Yes |  |  | AAC5308 | Yes | Variable output compressor | Inverter | No | - | 28000 | 7.52 | - | 2660 | 14000 | Yes | 1000 | 6700 | - | 6873.28 | 30156 | No | 2431.24 | 15078 | - | 750 | 7400 | 31500 | 7.14 | 2220 | 15750 | Yes | 710 | 6800 | Yes | 6910 | 22800 | No | - | - | No | - | - | - | - | - | No | - | - | No | - | - | No | - | - | N/A | 80 | 4.955 | 4.932 | 5.458 | 8.152 | 7.224 | 6.119 | 1478 | 2268 | 6601 | 2411 | 3238 | 8491 | 3 | 3 | 3.5 | 4.204 | 5.499 | 8.021 | 5.097 | 6.914 | 8.55 | 9894 | 3240 | 452 | 2826 | 1242 | 293 | 2.5 | 3.5 | 6.5 | N/A | N/A | N/A | N/A | N/A | N/A | N/A | N/A | 49 | 3.6432 | 4.3117
[SEER Multi-Split <=65kW] GEMS (Air Conditioners up to 65kW) Determination 2019 | MEPS 2019 | AS/NZS 3823.1.4:2012 | U-10ME2R8/S-22MF2E5A/S-60MF2E5A | U-10ME2R8 | N/A | PANASONIC | 3.08 | Ducted | vrf | N/A | Air | Air | Malaysia | 7.52 | 24.92 | 28 | N/A | N/A | N/A | N/A | N/A | 7.14 | 31.5 | Enthalpy Test Room | 3.5875 | 4.2635 | Yes | - | N/A | 40.1 | 37 | N/A | N/A | N/A | N/A | N/A | 4.146 | 4.5098 | N/A | N/A | N/A | N/A | N/A | N/A | Enthalpy Test Room | Three | R410A | Australia,New Zealand | 131857 | 2025-09-23 |  | Approved | Reverse Cycle | N/A | Yes | Class 20 | Yes | N/A | N/A | Yes | Yes | Yes | N/A | 4.2321 | Available | N/A | N/A |  |  | Yes |  |  | AAC5308 | Yes | Variable output compressor | Inverter | No | - | 28000 | 7.52 | - | 2660 | 14000 | Yes | 1000 | 6700 | - | 6873.28 | 30156 | No | 2431.24 | 15078 | - | 750 | 7400 | 31500 | 7.14 | 2220 | 15750 | Yes | 710 | 6800 | Yes | 6910 | 22800 | No | - | - | No | - | - | - | - | - | No | - | - | No | - | - | No | - | - | N/A | 80 | 4.955 | 4.932 | 5.458 | 8.152 | 7.224 | 6.119 | 1478 | 2268 | 6601 | 2411 | 3238 | 8491 | 3 | 3 | 3.5 | 4.204 | 5.499 | 8.021 | 5.097 | 6.914 | 8.55 | 9894 | 3240 | 452 | 2826 | 1242 | 293 | 2.5 | 3.5 | 6.5 | N/A | N/A | N/A | N/A | N/A | N/A | N/A | N/A | 49 | 3.6432 | 4.3117
[SEER Multi-Split <=65kW] GEMS (Air Conditioners up to 65kW) Determination 2019 | MEPS 2019 | AS/NZS 3823.1.4:2012 | U-10ME2R8E/S-22MF2E5A/S-60MF2E5A | U-10ME2R8 | N/A | PANASONIC | 3.08 | Ducted | vrf | N/A | Air | Air | Malaysia | 7.52 | 24.92 | 28 | N/A | N/A | N/A | N/A | N/A | 7.14 | 31.5 | Enthalpy Test Room | 3.5875 | 4.2635 | Yes | - | N/A | 40.1 | 37 | N/A | N/A | N/A | N/A | N/A | 4.146 | 4.5098 | N/A | N/A | N/A | N/A | N/A | N/A | Enthalpy Test Room | Three | R410A | Australia,New Zealand | 131857 | 2025-09-23 |  | Approved | Reverse Cycle | N/A | Yes | Class 20 | Yes | N/A | N/A | Yes | Yes | Yes | N/A | 4.2321 | Available | N/A | N/A |  |  | Yes |  |  | AAC5308 | Yes | Variable output compressor | Inverter | No | - | 28000 | 7.52 | - | 2660 | 14000 | Yes | 1000 | 6700 | - | 6873.28 | 30156 | No | 2431.24 | 15078 | - | 750 | 7400 | 31500 | 7.14 | 2220 | 15750 | Yes | 710 | 6800 | Yes | 6910 | 22800 | No | - | - | No | - | - | - | - | - | No | - | - | No | - | - | No | - | - | N/A | 80 | 4.955 | 4.932 | 5.458 | 8.152 | 7.224 | 6.119 | 1478 | 2268 | 6601 | 2411 | 3238 | 8491 | 3 | 3 | 3.5 | 4.204 | 5.499 | 8.021 | 5.097 | 6.914 | 8.55 | 9894 | 3240 | 452 | 2826 | 1242 | 293 | 2.5 | 3.5 | 6.5 | N/A | N/A | N/A | N/A | N/A | N/A | N/A | N/A | 49 | 3.6432 | 4.3117
[SEER Multi-Split <=65kW] GEMS (Air Conditioners up to 65kW) Determination 2019 | MEPS 2019 | AS/NZS 3823.1.4:2012 | U-10MF3R7 |  | N/A | PANASONIC | 2.45 | Both | vrf | N/A | Air | Air | Malaysia | 6.23 | 25.55 | 28 | N/A | N/A | N/A | N/A | N/A | 6.27 | 31.5 | Enthalpy Test Room | 4.316 | 4.8239 | Yes | - | N/A | 45.4 | 41.8 | N/A | N/A | N/A | N/A | N/A | 4.2571 | 4.7392 | N/A | N/A | N/A | N/A | N/A | N/A | Enthalpy Test Room | Three | R410A | Australia,New Zealand | 155659 | 2028-07-30 |  | Approved | Reverse Cycle | N/A | Yes | Class 20 | Yes | N/A | N/A | Yes | Yes | Yes | N/A | 4.3606 | Available | N/A | N/A |  |  | Yes |  |  | AAC7656 | Yes | Variable output compressor | Inverter | No | - | 28000 | 6.23 | - | 1930 | 14000 | No | - | - | - | 5694.22 | 30156 | No | 1764.02 | 15078 | No | - | - | 31500 | 6.27 | 2280 | 15800 | No | - | - | Yes | 7640 | 27700 | No | - | - | No | - | - | - | - | - | No | - | - | - | - | - | No | - | - | N/A | 75.6 | 5.656 | 5.555 | 6.461 | 7.582 | 7.117 | 7.1 | 1279 | 1996 | 5555 | 2598 | 3286 | 7303 | 4 | 4 | 4.5 | 4.714 | 5.571 | 6.346 | 5.143 | 5.885 | 6.357 | 8836 | 3203 | 541 | 2804 | 1444 | 362 | 3 | 4 | 4.5 | N/A | N/A | N/A | N/A | N/A | N/A | N/A | N/A | 50 | 4.3757 | 4.8921
[SEER Non Multi-Split <=65kW] GEMS (Air Conditioners up to 65kW) Determination 2019 | MEPS 2019 | AS/NZS 3823.1.2:2012 | U-125PZ2R5/S-1014PF3E |  | N/A | PANASONIC | 2.95 | Ducted | Single Split System | - | Air | Air | Malaysia | 3.56 | 9.55 | 12.1 | 700 | N/A | N/A | N/A | 290 | 3.4 | 12.1 | Enthalpy Test Room | 3.5441 | 3.7144 | Yes | - | N/A | 19 | 19 | N/A | N/A | N/A | N/A | N/A | 3.5176 | 3.9918 | N/A | N/A | N/A | N/A | N/A | N/A | Enthalpy Test Room | Single | R32 | Australia,New Zealand | 129824 | 2025-07-30 |  | Approved | Reverse Cycle | 1400 | Yes | Class 11 | Yes | N/A | N/A | Yes | Yes | Yes | N/A | 3.5817 | Available | N/A | N/A |  |  | Yes |  |  | AAC5081 | Yes | Variable output compressor | Inverter | No | - | 12100 | 3.56 | - | 1200 | 6050 | No | - | - | - | 3253.84 | 13031.7 | Yes | 1010 | 6350 | Yes | 540 | 3850 | 12100 | 3.4 | 1210 | 6050 | Yes | 570 | 3150 | Yes | 4250 | 11500 | No | - | - | No | - | - | - | - | - | No | - | - | No | - | - | No | - | - | - | 70 | 4.798 | 4.631 | 5.098 | 6.461 | 5.938 | 5.625 | 675 | 1064 | 3073 | 1339 | 1725 | 4008 | 3 | 3 | 3.5 | 3.718 | 4.254 | 5.158 | 4.195 | 4.747 | 5.259 | 4283 | 1585 | 234 | 1303 | 669 | 151 | 2 | 2.5 | 3.5 | No | - | - | - | - | N/A | N/A | N/A | 15 | 3.3512 | 3.5065
[SEER Non Multi-Split <=65kW] GEMS (Air Conditioners up to 65kW) Determination 2019 | MEPS 2019 | AS/NZS 3823.1.1:2012 | U-125PZ2R5/S-1014PT3E |  | N/A | PANASONIC | 3.766 | Non Ducted | Single Split System | Floor/Ceiling | Air | Air | Malaysia | 3.76 | 8.734 | 12.5 | 690 | N/A | N/A | N/A | 235 | 3.21 | 12.5 | Calorimeter Room | 3.2952 | 3.838 | Yes | - | N/A | 16 | 16 | N/A | N/A | N/A | N/A | N/A | 3.2547 | 3.7748 | N/A | N/A | 2.0094 | 3.0497 | 2 | 3 | Calorimeter Room | Single | R32 | Australia,New Zealand | 135456 | 2026-02-08 |  | Approved | Reverse Cycle | 1590 | Yes | Class 11 | Yes | Yes | N/A | Yes | Yes | Yes | N/A | 3.3014 | Available | N/A | N/A |  |  | Yes |  | https://reg.energyrating.gov.au/static/common/images/star_ratings_2014/aircon_rating_2_3.png | AAC5748 | Yes | Variable output compressor | Inverter | No | - | 12500 | 3.76 | - | 1290 | 6250 | No | - | - | - | 3436.64 | 13462.5 | Yes | 1120 | 6900 | Yes | 535 | 3700 | 12500 | 3.21 | 1180 | 6250 | Yes | 550 | 3100 | Yes | 4350 | 11200 | No | - | - | No | - | - | - | - | - | - | - | - | No | - | - | No | - | - | 64 | 70 | 4.578 | 4.443 | 4.982 | 6.258 | 5.766 | 5.521 | 722 | 1135 | 3238 | 1420 | 1826 | 4210 | 3 | 2.5 | 3 | 3.769 | 4.453 | 5.363 | 4.256 | 4.918 | 5.441 | 4376 | 1577 | 245 | 1336 | 678 | 161 | 2 | 2.5 | 3.5 | No | - | - | - | - | N/A | N/A | N/A | 20 | 3.2658 | 3.8138
[SEER Non Multi-Split <=65kW] GEMS (Air Conditioners up to 65kW) Determination 2019 | MEPS 2019 | AS/NZS 3823.1.1:2012 | U-125PZ2R5/S-1014PU3E |  | N/A | PANASONIC | 1.527 | Non Ducted | Single Split System | Cassette | Air | Air | Malaysia | 3.49 | 5.573 | 12.5 | 840 | 2.6271 | 8.018 | 3.052 | 256 | 2.82 | 12.5 | Calorimeter Room | 3.5094 | 4.3559 | Yes | - | N/A | 13 | 13 | N/A | N/A | N/A | N/A | N/A | 3.7777 | 4.0067 | N/A | N/A | 3.0554 | 3.5135 | 3 | 3.5 | Calorimeter Room | Single | R32 | Australia,New Zealand | 128333 | 2025-07-30 |  | Approved | Reverse Cycle | 840 | Yes | Class 11 | Yes | Yes | N/A | Yes | Yes | Yes | N/A | 3.8697 | Available | N/A | N/A |  |  | Yes |  | https://reg.energyrating.gov.au/static/common/images/star_ratings_2014/aircon_rating_3_3.5.png | AAC5071 | Yes | Variable output compressor | Inverter | No | - | 12500 | 3.49 | - | 1210 | 6250 | No | - | - | - | 3189.86 | 13462.5 | Yes | 986 | 6600 | Yes | 526 | 4000 | 12500 | 2.82 | 1130 | 6250 | Yes | 535 | 3200 | Yes | 4110 | 11500 | No | - | - | No | - | - | - | - | - | No | - | - | No | - | - | No | - | - | 61 | 70 | 4.932 | 4.79 | 5.39 | 6.84 | 6.269 | 6.02 | 669 | 1052 | 2992 | 1297 | 1678 | 3860 | 3 | 3 | 3.5 | 4.1 | 4.813 | 5.671 | 4.58 | 5.262 | 5.746 | 4024 | 1461 | 232 | 1243 | 634 | 153 | 2.5 | 3 | 4 | No | - | - | - | - | N/A | N/A | N/A | 19 | 3.5169 | 4.3339
[SEER Non Multi-Split <=65kW] GEMS (Air Conditioners up to 65kW) Determination 2019 | MEPS 2019 | AS/NZS 3823.1.2:2012 | U-125PZ2R5/S-125PE3R |  | N/A | PANASONIC | 1 | Ducted | Single Split System | - | Air | Air | Malaysia | 3.695 | 5 | 12.5 | 700 | N/A | N/A | N/A | 290 | 3.03 | 12.5 | Enthalpy Test Room | 3.4352 | 3.9951 | Yes | - | N/A | 17 | 17 | N/A | N/A | N/A | N/A | N/A | 3.6774 | 4.4255 | N/A | N/A | N/A | N/A | N/A | N/A | Enthalpy Test Room | Single | R32 | Australia,New Zealand | 134102 | 2025-12-09 |  | Approved | Reverse Cycle | 1000 | Yes | Class 11 | Yes | N/A | N/A | Yes | Yes | Yes | N/A | 3.8107 | Available | N/A | N/A |  |  | Yes |  |  | AAC5567 | Yes | Variable output compressor | Inverter | No | - | 12500 | 3.695 | - | 1400 | 6250 | No | - | - | - | 3377.23 | 13462.5 | Yes | 1200 | 6500 | Yes | 800 | 3700 | 12500 | 3.03 | 1430 | 6250 | Yes | 950 | 3600 | Yes | 4850 | 12400 | No | - | - | No | - | - | - | - | - | No | - | - | No | - | - | No | - | - | - | 70 | 4.204 | 4.093 | 4.512 | 5.165 | 4.835 | 4.878 | 802 | 1250 | 3593 | 1739 | 2196 | 4781 | 2.5 | 2.5 | 3 | 3.497 | 3.822 | 3.935 | 3.538 | 3.744 | 3.841 | 4701 | 1816 | 304 | 1589 | 867 | 201 | 1.5 | 2 | 2 | No | - | - | - | - | N/A | N/A | N/A | 15 | 3.3372 | 4.0575
[SEER Non Multi-Split <=65kW] GEMS (Air Conditioners up to 65kW) Determination 2019 | MEPS 2019 | AS/NZS 3823.1.2:2012 | U-125PZ2R8/S-1014PF3E |  | N/A | PANASONIC | 2.95 | Ducted | Single Split System | - | Air | Air | Malaysia | 3.56 | 9.55 | 12.1 | 700 | N/A | N/A | N/A | 290 | 3.4 | 12.1 | Enthalpy Test Room | 3.5441 | 3.7144 | Yes | - | N/A | 19 | 19 | N/A | N/A | N/A | N/A | N/A | 3.5176 | 3.9918 | N/A | N/A | N/A | N/A | N/A | N/A | Enthalpy Test Room | Three | R32 | Australia,New Zealand | 130036 | 2025-07-30 |  | Approved | Reverse Cycle | 1400 | Yes | Class 11 | Yes | N/A | N/A | Yes | Yes | Yes | N/A | 3.5817 | Available | N/A | N/A |  |  | Yes |  |  | AAC5082 | Yes | Variable output compressor | Inverter | No | - | 12100 | 3.56 | - | 1200 | 6050 | No | - | - | - | 3253.84 | 13031.7 | Yes | 1010 | 6350 | Yes | 540 | 3850 | 12100 | 3.4 | 1210 | 6050 | Yes | 570 | 3150 | Yes | 4250 | 11500 | No | - | - | No | - | - | - | - | - | No | - | - | No | - | - | No | - | - | - | 70 | 4.798 | 4.631 | 5.098 | 6.461 | 5.938 | 5.625 | 675 | 1064 | 3073 | 1339 | 1725 | 4008 | 3 | 3 | 3.5 | 3.718 | 4.254 | 5.158 | 4.195 | 4.747 | 5.259 | 4283 | 1585 | 234 | 1303 | 669 | 151 | 2 | 2.5 | 3.5 | No | - | - | - | - | N/A | N/A | N/A | 15 | 3.3512 | 3.5065
[SEER Non Multi-Split <=65kW] GEMS (Air Conditioners up to 65kW) Determination 2019 | MEPS 2019 | AS/NZS 3823.1.1:2012 | U-125PZ2R8/S-1014PT3E |  | N/A | PANASONIC | 3.766 | Non Ducted | Single Split System | Floor/Ceiling | Air | Air | Malaysia | 3.76 | 8.734 | 12.5 | 690 | N/A | N/A | N/A | 235 | 3.21 | 12.5 | Calorimeter Room | 3.2952 | 3.838 | Yes | - | N/A | 16 | 16 | N/A | N/A | N/A | N/A | N/A | 3.2547 | 3.7748 | N/A | N/A | 2.0094 | 3.0497 | 2 | 3 | Calorimeter Room | Three | R32 | Australia,New Zealand | 135457 | 2026-02-16 |  | Approved | Reverse Cycle | 1590 | Yes | Class 11 | Yes | Yes | N/A | Yes | Yes | Yes | N/A | 3.3014 | Available | N/A | N/A |  |  | Yes |  | https://reg.energyrating.gov.au/static/common/images/star_ratings_2014/aircon_rating_2_3.png | AAC5782 | Yes | Variable output compressor | Inverter | No | - | 12500 | 3.76 | - | 1290 | 6250 | No | - | - | - | 3436.64 | 13462.5 | Yes | 1120 | 6900 | Yes | 535 | 3700 | 12500 | 3.21 | 1180 | 6250 | Yes | 550 | 3100 | Yes | 4350 | 11200 | No | - | - | No | - | - | - | - | - | - | - | - | No | - | - | No | - | - | 64 | 70 | 4.578 | 4.443 | 4.982 | 6.258 | 5.766 | 5.521 | 722 | 1135 | 3238 | 1420 | 1826 | 4210 | 3 | 2.5 | 3 | 3.769 | 4.453 | 5.363 | 4.256 | 4.918 | 5.441 | 4376 | 1577 | 245 | 1336 | 678 | 161 | 2 | 2.5 | 3.5 | No | - | - | - | - | N/A | N/A | N/A | 20 | 3.2658 | 3.8138
[SEER Non Multi-Split <=65kW] GEMS (Air Conditioners up to 65kW) Determination 2019 | MEPS 2019 | AS/NZS 3823.1.1:2012 | U-125PZ2R8/S-1014PU3E |  | N/A | PANASONIC | 1.527 | Non Ducted | Single Split System | Cassette | Air | Air | Malaysia | 3.49 | 5.573 | 12.5 | 840 | 2.6271 | 8.018 | 3.052 | 256 | 2.82 | 12.5 | Calorimeter Room | 3.5227 | 4.3461 | Yes | - | N/A | 13 | 13 | N/A | N/A | N/A | N/A | N/A | 3.7777 | 4.0067 | N/A | N/A | 3.0554 | 3.5135 | 3 | 3.5 | Calorimeter Room | Three | R32 | Australia,New Zealand | 128336 | 2025-07-30 |  | Approved | Reverse Cycle | 840 | Yes | Class 11 | Yes | Yes | N/A | Yes | Yes | Yes | N/A | 3.8697 | Available | N/A | N/A |  |  | Yes |  | https://reg.energyrating.gov.au/static/common/images/star_ratings_2014/aircon_rating_3_3.5.png | AAC5070 | Yes | Variable output compressor | Inverter | No | - | 12500 | 3.49 | - | 1210 | 6250 | No | - | - | - | 3189.86 | 13462.5 | Yes | 986 | 6600 | Yes | 526 | 4000 | 12500 | 2.82 | 1130 | 6250 | Yes | 535 | 3200 | Yes | 4110 | 11500 | No | - | - | No | - | - | - | - | - | No | - | - | No | - | - | No | - | - | 61 | 70 | 4.932 | 4.79 | 5.39 | 6.84 | 6.269 | 6.02 | 669 | 1052 | 2992 | 1297 | 1678 | 3860 | 3 | 3 | 3.5 | 4.1 | 4.813 | 5.671 | 4.58 | 5.262 | 5.746 | 4024 | 1461 | 232 | 1243 | 634 | 153 | 2.5 | 3 | 4 | No | - | - | - | - | N/A | N/A | N/A | 19 | 3.5169 | 4.3339
[SEER Non Multi-Split <=65kW] GEMS (Air Conditioners up to 65kW) Determination 2019 | MEPS 2019 | AS/NZS 3823.1.2:2012 | U-125PZ2R8/S-125PE3R |  | N/A | PANASONIC | 1 | Ducted | Single Split System | - | Air | Air | Malaysia | 3.695 | 5 | 12.5 | 700 | N/A | N/A | N/A | 290 | 3.03 | 12.5 | Enthalpy Test Room | 3.4352 | 3.9951 | Yes | - | N/A | 17 | 17 | N/A | N/A | N/A | N/A | N/A | 3.6774 | 4.4255 | N/A | N/A | N/A | N/A | N/A | N/A | Enthalpy Test Room | Three | R32 | Australia,New Zealand | 134103 | 2025-11-30 |  | Approved | Reverse Cycle | 1000 | Yes | Class 11 | Yes | N/A | N/A | Yes | Yes | Yes | N/A | 3.8107 | Available | N/A | N/A |  |  | Yes |  |  | AAC5525 | Yes | Variable output compressor | Inverter | No | - | 12500 | 3.695 | - | 1400 | 6250 | No | - | - | - | 3377.23 | 13462.5 | Yes | 1200 | 6500 | Yes | 800 | 3700 | 12500 | 3.03 | 1430 | 6250 | Yes | 950 | 3600 | Yes | 4850 | 12400 | No | - | - | No | - | - | - | - | - | No | - | - | No | - | - | No | - | - | - | 70 | 4.204 | 4.093 | 4.512 | 5.165 | 4.835 | 4.878 | 802 | 1250 | 3593 | 1739 | 2196 | 4781 | 2.5 | 2.5 | 3 | 3.497 | 3.822 | 3.935 | 3.538 | 3.744 | 3.841 | 4701 | 1816 | 304 | 1589 | 867 | 201 | 1.5 | 2 | 2 | No | - | - | - | - | N/A | N/A | N/A | 15 | 3.3372 | 4.0575
[SEER Non Multi-Split <=65kW] GEMS (Air Conditioners up to 65kW) Determination 2019 | MEPS 2019 | AS/NZS 3823.1.2:2012 | U-125PZ3R5 / S-1014PF3E |  | N/A | Panasonic | N/A | Ducted | Single Split System | - | Air | Air | Malaysia,China | 3.56 | N/A | 12.1 | N/A | N/A | N/A | N/A | N/A | 3.4 | 12.1 | Calorimeter Room | 3.2882 | 3.7031 | N/A | 54.86 | N/A | N/A | N/A | N/A | N/A | N/A | N/A | N/A | N/A | N/A | N/A | N/A | N/A | N/A | N/A | N/A | N/A | Single | R32 | Australia,New Zealand | 132173 | 2025-09-29 |  | Approved | Reverse Cycle | N/A | Yes | Class 11 | Yes | N/A | N/A | N/A | N/A | N/A | N/A | N/A | Available | N/A | N/A | http://papamy.panasonic.com.my/ | http://www.panasonic.com.au/ | N/A |  |  | AAC5344 | Yes | Variable output compressor | Inverter | No | - | 12100 | 3.56 | - | 1230 | 6050 | Yes | 630 | 3200 | - | 3253.84 | 13031.7 | Yes | 1100 | 6500 | - | 530 | 3450 | 12100 | 3.4 | 1200 | 6050 | Yes | 630 | 3300 | Yes | 3900 | 11000 | No | - | - | No | - | - | - | - | - | No | - | - | No | - | - | No | - | - | - | 73 | 4.516 | 4.418 | 4.898 | 6.359 | 5.806 | 5.404 | 710 | 1106 | 3190 | 1353 | 1756 | 4166 | 3 | 2.5 | 3 | 3.682 | 4.212 | 5.013 | 4.1 | 4.604 | 5.06 | 4333 | 1610 | 250 | 1340 | 697 | 164 | 2 | 2.5 | 3.5 | No | - | - | - | - | N/A | N/A | N/A | 19 | 3.3386 | 3.4928
[SEER Non Multi-Split <=65kW] GEMS (Air Conditioners up to 65kW) Determination 2019 | MEPS 2019 | AS/NZS 3823.1.1:2012 | U-125PZ3R5 / S-1014PU3E |  | N/A | Panasonic | N/A | Non Ducted | Single Split System | Cassette | Air | Air | Malaysia,China | 3.49 | N/A | 12.5 | N/A | N/A | N/A | N/A | N/A | 2.82 | 12.5 | Calorimeter Room | 3.655 | 4.5266 | N/A | - | N/A | N/A | N/A | N/A | N/A | N/A | N/A | N/A | N/A | N/A | N/A | N/A | N/A | N/A | N/A | N/A | N/A | Single | R32 | Australia,New Zealand | 132126 | 2025-09-28 |  | Approved | Reverse Cycle | N/A | Yes | Class 11 | Yes | N/A | N/A | N/A | N/A | N/A | N/A | N/A | Available | N/A | N/A | http://papamy.panasonic.com.my/ | http://www.panasonic.com.au/ | N/A |  |  | AAC5322 | Yes | Variable output compressor | Inverter | No | - | 12500 | 3.49 | - | 1150 | 6250 | Yes | 600 | 3200 | - | 3189.86 | 13462.5 | Yes | 1010 | 6600 | - | 490 | 3360 | 12500 | 2.82 | 1050 | 6250 | Yes | 600 | 3300 | Yes | 4000 | 11500 | No | - | - | No | - | - | - | - | - | No | - | - | No | - | - | No | - | - | 61 | 73 | 4.853 | 4.731 | 5.27 | 6.945 | 6.287 | 5.843 | 681 | 1066 | 3061 | 1277 | 1674 | 3978 | 3 | 3 | 3.5 | 4.165 | 4.87 | 5.559 | 4.53 | 5.107 | 5.513 | 3961 | 1444 | 236 | 1256 | 652 | 158 | 2.5 | 3 | 4 | No | - | - | - | - | N/A | N/A | N/A | 19 | 3.5169 | 4.3339
[SEER Non Multi-Split <=65kW] GEMS (Air Conditioners up to 65kW) Determination 2019 | MEPS 2019 | AS/NZS 3823.1.1:2012 | U-125PZ3R5/S-1014PT3E |  | N/A | PANASONIC | 3.766 | Non Ducted | Single Split System | Floor/Ceiling | Air | Air | Malaysia | 3.76 | 8.734 | 12.5 | 690 | N/A | N/A | N/A | 235 | 3.21 | 12.5 | Calorimeter Room | 3.2952 | 3.838 | Yes | - | N/A | 16 | 16 | N/A | N/A | N/A | N/A | N/A | 3.2547 | 3.7748 | N/A | N/A | 2.0094 | 3.0497 | 2 | 3 | Calorimeter Room | Single | R32 | Australia,New Zealand | 134573 | 2026-02-08 |  | Approved | Reverse Cycle | 1590 | Yes | Class 11 | Yes | Yes | N/A | Yes | Yes | Yes | N/A | 3.3014 | Available | N/A | N/A |  |  | Yes |  | https://reg.energyrating.gov.au/static/common/images/star_ratings_2014/aircon_rating_2_3.png | AAC5756 | Yes | Variable output compressor | Inverter | No | - | 12500 | 3.76 | - | 1290 | 6250 | No | - | - | - | 3436.64 | 13462.5 | Yes | 1120 | 6900 | Yes | 535 | 3700 | 12500 | 3.21 | 1180 | 6250 | Yes | 550 | 3100 | Yes | 4350 | 11200 | No | - | - | No | - | - | - | - | - | - | - | - | No | - | - | No | - | - | 64 | 73 | 4.578 | 4.443 | 4.982 | 6.258 | 5.766 | 5.521 | 722 | 1135 | 3238 | 1420 | 1826 | 4210 | 3 | 2.5 | 3 | 3.769 | 4.453 | 5.363 | 4.256 | 4.918 | 5.441 | 4376 | 1577 | 245 | 1336 | 678 | 161 | 2 | 2.5 | 3.5 | No | - | - | - | - | N/A | N/A | N/A | 20 | 3.2658 | 3.8138
[SEER Non Multi-Split <=65kW] GEMS (Air Conditioners up to 65kW) Determination 2019 | MEPS 2019 | AS/NZS 3823.1.2:2012 | U-125PZ3R5/S-125PE3R |  | N/A | PANASONIC | 1 | Ducted | Single Split System | - | Air | Air | Malaysia | 3.52 | 5 | 12.5 | 700 | N/A | N/A | N/A | 290 | 3.1 | 12.5 | Enthalpy Test Room | 3.6063 | 3.9036 | Yes | - | N/A | 17 | 17 | N/A | N/A | N/A | N/A | N/A | 3.6774 | 4.4255 | N/A | N/A | N/A | N/A | N/A | N/A | Enthalpy Test Room | Single | R32 | Australia,New Zealand | 133133 | 2025-11-30 |  | Approved | Reverse Cycle | 1000 | Yes | Class 11 | Yes | N/A | N/A | Yes | Yes | Yes | N/A | 3.8107 | Available | N/A | N/A |  |  | Yes |  |  | AAC5514 | Yes | Variable output compressor | Inverter | No | - | 12500 | 3.52 | - | 1400 | 6250 | No | - | - | - | 3217.28 | 13462.5 | Yes | 1200 | 6500 | Yes | 800 | 3700 | 12500 | 3.1 | 1430 | 6250 | Yes | 950 | 3600 | Yes | 4850 | 12400 | No | - | - | No | - | - | - | - | - | No | - | - | No | - | - | No | - | - | - | 73 | 4.26 | 4.168 | 4.6 | 5.206 | 4.889 | 4.96 | 791 | 1227 | 3524 | 1725 | 2172 | 4701 | 2.5 | 2.5 | 3 | 3.474 | 3.797 | 3.932 | 3.525 | 3.732 | 3.84 | 4731 | 1828 | 304 | 1594 | 869 | 201 | 1.5 | 2 | 2 | No | - | - | - | - | N/A | N/A | N/A | 15 | 3.5007 | 3.9674
[SEER Non Multi-Split <=65kW] GEMS (Air Conditioners up to 65kW) Determination 2019 | MEPS 2019 | AS/NZS 3823.1.2:2012 | U-125PZ3R8 / S-1014PF3E |  | N/A | Panasonic | N/A | Ducted | Single Split System | - | Air | Air | Malaysia,China | 3.56 | N/A | 12.1 | N/A | N/A | N/A | N/A | N/A | 3.4 | 12.1 | Calorimeter Room | 3.2951 | 3.6924 | N/A | 54.89 | N/A | N/A | N/A | N/A | N/A | N/A | N/A | N/A | N/A | N/A | N/A | N/A | N/A | N/A | N/A | N/A | N/A | Three | R32 | Australia,New Zealand | 132305 | 2025-09-28 |  | Approved | Reverse Cycle | N/A | Yes | Class 11 | Yes | N/A | N/A | N/A | N/A | N/A | N/A | N/A | Available | N/A | N/A | http://papamy.panasonic.com.my/ | http://www.panasonic.com.au/ | N/A |  |  | AAC5327 | Yes | Variable output compressor | Inverter | No | - | 12100 | 3.56 | - | 1230 | 6050 | Yes | 630 | 3200 | - | 3253.84 | 13031.7 | Yes | 1100 | 6500 | - | 530 | 3450 | 12100 | 3.4 | 1200 | 6050 | Yes | 630 | 3300 | Yes | 3900 | 11000 | No | - | - | No | - | - | - | - | - | No | - | - | No | - | - | No | - | - | - | 73 | 4.516 | 4.418 | 4.898 | 6.359 | 5.806 | 5.404 | 710 | 1106 | 3190 | 1353 | 1756 | 4166 | 3 | 2.5 | 3 | 3.682 | 4.212 | 5.013 | 4.1 | 4.604 | 5.06 | 4333 | 1610 | 250 | 1340 | 697 | 164 | 2 | 2.5 | 3.5 | No | - | - | - | - | N/A | N/A | N/A | 19 | 3.3386 | 3.4928
[SEER Non Multi-Split <=65kW] GEMS (Air Conditioners up to 65kW) Determination 2019 | MEPS 2019 | AS/NZS 3823.1.1:2012 | U-125PZ3R8 / S-1014PU3E |  | N/A | Panasonic | N/A | Non Ducted | Single Split System | Cassette | Air | Air | Malaysia,China | 3.49 | N/A | 12.5 | N/A | N/A | N/A | N/A | N/A | 2.82 | 12.5 | Calorimeter Room | 3.6535 | 4.5373 | N/A | - | N/A | N/A | N/A | N/A | N/A | N/A | N/A | N/A | N/A | N/A | N/A | N/A | N/A | N/A | N/A | N/A | N/A | Three | R32 | Australia,New Zealand | 132294 | 2025-09-28 |  | Approved | Reverse Cycle | N/A | Yes | Class 11 | Yes | N/A | N/A | N/A | N/A | N/A | N/A | N/A | Available | N/A | N/A | http://papamy.panasonic.com.my/ | http://www.panasonic.com.au/ | N/A |  |  | AAC5335 | Yes | Variable output compressor | Inverter | No | - | 12500 | 3.49 | - | 1150 | 6250 | Yes | 600 | 3200 | - | 3189.86 | 13462.5 | Yes | 1010 | 6600 | - | 490 | 3360 | 12500 | 2.82 | 1050 | 6250 | Yes | 600 | 3300 | Yes | 4000 | 11500 | No | - | - | No | - | - | - | - | - | No | - | - | No | - | - | No | - | - | 61 | 73 | 4.853 | 4.731 | 5.27 | 6.945 | 6.287 | 5.843 | 681 | 1066 | 3061 | 1277 | 1674 | 3978 | 3 | 3 | 3.5 | 4.165 | 4.87 | 5.559 | 4.53 | 5.107 | 5.513 | 3961 | 1444 | 236 | 1256 | 652 | 158 | 2.5 | 3 | 4 | No | - | - | - | - | N/A | N/A | N/A | 19 | 3.5169 | 4.3339
[SEER Non Multi-Split <=65kW] GEMS (Air Conditioners up to 65kW) Determination 2019 | MEPS 2019 | AS/NZS 3823.1.1:2012 | U-125PZ3R8/S-1014PT3E |  | N/A | PANASONIC | 3.766 | Non Ducted | Single Split System | Floor/Ceiling | Air | Air | Malaysia | 3.76 | 8.734 | 12.5 | 690 | N/A | N/A | N/A | 235 | 3.21 | 12.5 | Calorimeter Room | 3.2952 | 3.838 | Yes | - | N/A | 16 | 16 | N/A | N/A | N/A | N/A | N/A | 3.2547 | 3.7748 | N/A | N/A | 2.0094 | 3.0497 | 2 | 3 | Calorimeter Room | Three | R32 | Australia,New Zealand | 134574 | 2026-02-08 |  | Approved | Reverse Cycle | 1590 | Yes | Class 11 | Yes | Yes | N/A | Yes | Yes | Yes | N/A | 3.3014 | Available | N/A | N/A |  |  | Yes |  | https://reg.energyrating.gov.au/static/common/images/star_ratings_2014/aircon_rating_2_3.png | AAC5742 | Yes | Variable output compressor | Inverter | No | - | 12500 | 3.76 | - | 1290 | 6250 | No | - | - | - | 3436.64 | 13462.5 | Yes | 1120 | 6900 | Yes | 535 | 3700 | 12500 | 3.21 | 1180 | 6250 | Yes | 550 | 3100 | Yes | 4350 | 11200 | No | - | - | No | - | - | - | - | - | - | - | - | No | - | - | No | - | - | 64 | 73 | 4.578 | 4.443 | 4.982 | 6.258 | 5.766 | 5.521 | 722 | 1135 | 3238 | 1420 | 1826 | 4210 | 3 | 2.5 | 3 | 3.769 | 4.453 | 5.363 | 4.256 | 4.918 | 5.441 | 4376 | 1577 | 245 | 1336 | 678 | 161 | 2 | 2.5 | 3.5 | No | - | - | - | - | N/A | N/A | N/A | 20 | 3.2658 | 3.8138
[SEER Non Multi-Split <=65kW] GEMS (Air Conditioners up to 65kW) Determination 2019 | MEPS 2019 | AS/NZS 3823.1.2:2012 | U-125PZ3R8/S-125PE3R |  | N/A | PANASONIC | 1 | Ducted | Single Split System | - | Air | Air | Malaysia | 3.52 | 5 | 12.5 | 700 | N/A | N/A | N/A | 290 | 3.1 | 12.5 | Enthalpy Test Room | 3.6063 | 3.9036 | Yes | - | N/A | 17 | 17 | N/A | N/A | N/A | N/A | N/A | 3.6774 | 4.4255 | N/A | N/A | N/A | N/A | N/A | N/A | Enthalpy Test Room | Three | R32 | Australia,New Zealand | 133135 | 2025-11-30 |  | Approved | Reverse Cycle | 1000 | Yes | Class 11 | Yes | N/A | N/A | Yes | Yes | Yes | N/A | 3.8107 | Available | N/A | N/A |  |  | Yes |  |  | AAC5515 | Yes | Variable output compressor | Inverter | No | - | 12500 | 3.52 | - | 1400 | 6250 | No | - | - | - | 3217.28 | 13462.5 | Yes | 1200 | 6500 | Yes | 800 | 3700 | 12500 | 3.1 | 1430 | 6250 | Yes | 950 | 3600 | Yes | 4850 | 12400 | No | - | - | No | - | - | - | - | - | No | - | - | No | - | - | No | - | - | - | 73 | 4.26 | 4.168 | 4.6 | 5.206 | 4.889 | 4.96 | 791 | 1227 | 3524 | 1725 | 2172 | 4701 | 2.5 | 2.5 | 3 | 3.474 | 3.797 | 3.932 | 3.525 | 3.732 | 3.84 | 4731 | 1828 | 304 | 1594 | 869 | 201 | 1.5 | 2 | 2 | No | - | - | - | - | N/A | N/A | N/A | 15 | 3.5007 | 3.9674
[SEER Non Multi-Split <=65kW] GEMS (Air Conditioners up to 65kW) Determination 2019 | MEPS 2019 | AS/NZS 3823.1.2:2012 | U-125PZH2R5/S-1014PF3E |  | N/A | PANASONIC | 2.95 | Ducted | Single Split System | - | Air | Air | China | 3.38 | 9.55 | 12.1 | 700 | N/A | N/A | N/A | 290 | 3.9 | 13.5 | Enthalpy Test Room | 3.6636 | 3.6946 | Yes | - | N/A | 19 | 19 | N/A | N/A | N/A | N/A | N/A | 3.5176 | 3.9918 | N/A | N/A | N/A | N/A | N/A | N/A | Enthalpy Test Room | Single | R32 | Australia,New Zealand | 130252 | 2025-07-30 |  | Approved | Reverse Cycle | 1400 | Yes | Class 11 | Yes | N/A | N/A | Yes | Yes | Yes | N/A | 3.5817 | Available | N/A | N/A |  |  | Yes |  |  | AAC5087 | Yes | Variable output compressor | Inverter | No | - | 12100 | 3.38 | - | 1170 | 6050 | No | - | - | - | 3089.32 | 13031.7 | Yes | 975 | 6400 | Yes | 465 | 3600 | 13500 | 3.9 | 1300 | 6750 | Yes | 570 | 3250 | Yes | 5380 | 14000 | No | - | - | No | - | - | - | - | - | No | - | - | No | - | - | No | - | - | - | 69 | 5.03 | 4.867 | 5.373 | 6.881 | 6.308 | 5.957 | 642 | 1010 | 2914 | 1255 | 1622 | 3783 | 3.5 | 3 | 3.5 | 3.797 | 4.324 | 5.323 | 4.311 | 4.873 | 5.448 | 4676 | 1735 | 250 | 1412 | 725 | 161 | 2 | 2.5 | 3.5 | No | - | - | - | - | N/A | N/A | N/A | 15 | 3.527 | 3.4171
[SEER Non Multi-Split <=65kW] GEMS (Air Conditioners up to 65kW) Determination 2019 | MEPS 2019 | AS/NZS 3823.1.1:2012 | U-125PZH2R5/S-1014PT3E |  | N/A | PANASONIC | 3.414 | Non Ducted | Single Split System | Floor/Ceiling | Air | Air | China | 3.45 | 9.086 | 12.1 | 690 | 2.5994 | 14.25 | 5.482 | 235 | 3.7 | 14 | Calorimeter Room | 3.7996 | 4.0634 | Yes | - | N/A | 13 | 13 | N/A | N/A | N/A | N/A | N/A | 3.2859 | 3.7773 | N/A | N/A | 2.0718 | 3.0545 | 2 | 3 | Calorimeter Room | Single | R32 | Australia,New Zealand | 135463 | 2026-02-11 |  | Approved | Reverse Cycle | 1590 | Yes | Class 11 | Yes | Yes | N/A | Yes | Yes | Yes | N/A | 3.3249 | Available | N/A | N/A |  |  | Yes |  | https://reg.energyrating.gov.au/static/common/images/star_ratings_2014/aircon_rating_2_3.png | AAC5763 | Yes | Variable output compressor | Inverter | No | - | 12100 | 3.45 | - | 1140 | 6050 | No | - | - | - | 3153.3 | 13031.7 | Yes | 930 | 6350 | Yes | 450 | 3600 | 14000 | 3.7 | 1350 | 7000 | Yes | 555 | 3200 | Yes | 5550 | 14000 | No | - | - | No | - | - | - | - | - | No | - | - | No | - | - | No | - | - | 64 | 69 | 5.034 | 4.858 | 5.427 | 7.033 | 6.41 | 6.072 | 637 | 1007 | 2880 | 1223 | 1591 | 3707 | 3.5 | 3 | 3.5 | 3.849 | 4.44 | 5.371 | 4.357 | 4.975 | 5.509 | 4787 | 1758 | 261 | 1452 | 740 | 168 | 2 | 2.5 | 3.5 | No | - | - | - | - | N/A | N/A | N/A | 17 | 3.4498 | 3.7259
[SEER Non Multi-Split <=65kW] GEMS (Air Conditioners up to 65kW) Determination 2019 | MEPS 2019 | AS/NZS 3823.1.1:2012 | U-125PZH2R5/S-1014PU3E |  | N/A | PANASONIC | 3.081 | Non Ducted | Single Split System | Cassette | Air | Air | China | 3.29 | 9.419 | 12.5 | 840 | 2.8008 | 14.5 | 5.177 | 319 | 3.04 | 14 | Calorimeter Room | 3.6534 | 4.3828 | Yes | - | N/A | 13 | 13 | N/A | N/A | N/A | N/A | N/A | 3.607 | 4.3223 | N/A | N/A | 2.714 | 4.1446 | 2.5 | 4 | Calorimeter Room | Single | R32 | Australia,New Zealand | 128320 | 2025-07-29 |  | Approved | Reverse Cycle | 840 | Yes | Class 11 | Yes | Yes | N/A | Yes | Yes | Yes | N/A | 3.6534 | Available | N/A | N/A |  |  | Yes |  | https://reg.energyrating.gov.au/static/common/images/star_ratings_2014/aircon_rating_2.5_4.png | AAC5061 | Yes | Variable output compressor | Inverter | No | - | 12500 | 3.29 | - | 1180 | 6250 | No | - | - | - | 3007.06 | 13462.5 | Yes | 956 | 6600 | Yes | 454 | 3700 | 14000 | 3.04 | 1290 | 7000 | Yes | 551 | 3300 | Yes | 5370 | 14500 | No | - | - | No | - | - | - | - | - | No | - | - | No | - | - | No | - | - | 61 | 69 | 5.39 | 5.202 | 5.716 | 7.375 | 6.724 | 6.365 | 622 | 980 | 2833 | 1213 | 1575 | 3661 | 3.5 | 3.5 | 4 | 4.28 | 4.883 | 5.639 | 4.725 | 5.325 | 5.744 | 4300 | 1592 | 241 | 1333 | 685 | 154 | 2.5 | 3 | 4 | No | - | - | - | - | N/A | N/A | N/A | 13 | 3.7493 | 4.5396
[SEER Non Multi-Split <=65kW] GEMS (Air Conditioners up to 65kW) Determination 2019 | MEPS 2019 | AS/NZS 3823.1.2:2012 | U-125PZH2R5/S-125PE3R |  | N/A | PANASONIC | 1 | Ducted | Single Split System | - | Air | Air | China | 3.56 | 5 | 12.5 | 700 | N/A | N/A | N/A | 290 | 3.68 | 14 | Enthalpy Test Room | 3.5122 | 3.8801 | Yes | - | N/A | 17 | 17 | N/A | N/A | N/A | N/A | N/A | 3.6774 | 4.4255 | N/A | N/A | N/A | N/A | N/A | N/A | Enthalpy Test Room | Single | R32 | Australia,New Zealand | 134068 | 2025-12-09 |  | Approved | Reverse Cycle | 1000 | Yes | Class 11 | Yes | N/A | N/A | Yes | Yes | Yes | N/A | 3.8107 | Available | N/A | N/A |  |  | Yes |  |  | AAC5564 | Yes | Variable output compressor | Inverter | No | - | 12500 | 3.56 | - | 1340 | 6300 | No | - | - | - | 3253.84 | 13462.5 | Yes | 1150 | 6650 | Yes | 570 | 3500 | 14000 | 3.68 | 1355 | 7000 | Yes | 640 | 3450 | Yes | 5340 | 14500 | No | - | - | No | - | - | - | - | - | No | - | - | No | - | - | No | - | - | - | 69 | 4.58 | 4.465 | 4.892 | 5.956 | 5.536 | 5.336 | 733 | 1143 | 3311 | 1504 | 1914 | 4368 | 3 | 2.5 | 3 | 3.909 | 4.401 | 5.177 | 4.319 | 4.8 | 5.237 | 4710 | 1767 | 264 | 1460 | 761 | 171 | 2 | 2.5 | 3.5 | No | - | - | - | - | N/A | N/A | N/A | 15 | 3.4619 | 3.7526
[SEER Non Multi-Split <=65kW] GEMS (Air Conditioners up to 65kW) Determination 2019 | MEPS 2019 | AS/NZS 3823.1.2:2012 | U-125PZH2R8/S-1014PF3E |  | N/A | PANASONIC | 2.95 | Ducted | Single Split System | - | Air | Air | China | 3.38 | 9.55 | 12.1 | 700 | N/A | N/A | N/A | 290 | 3.9 | 13.5 | Enthalpy Test Room | 3.6636 | 3.6946 | Yes | - | N/A | 19 | 19 | N/A | N/A | N/A | N/A | N/A | 3.5176 | 3.9918 | N/A | N/A | N/A | N/A | N/A | N/A | Enthalpy Test Room | Three | R32 | Australia,New Zealand | 130255 | 2025-07-30 |  | Approved | Reverse Cycle | 1400 | Yes | Class 11 | Yes | N/A | N/A | Yes | Yes | Yes | N/A | 3.5817 | Available | N/A | N/A |  |  | Yes |  |  | AAC5078 | Yes | Variable output compressor | Inverter | No | - | 12100 | 3.38 | - | 1170 | 6050 | No | - | - | - | 3089.32 | 13031.7 | Yes | 975 | 6400 | Yes | 465 | 3600 | 13500 | 3.9 | 1300 | 6750 | Yes | 570 | 3250 | Yes | 5380 | 14000 | No | - | - | No | - | - | - | - | - | No | - | - | No | - | - | No | - | - | - | 70 | 5.03 | 4.867 | 5.373 | 6.881 | 6.308 | 5.957 | 642 | 1010 | 2914 | 1255 | 1622 | 3783 | 3.5 | 3 | 3.5 | 3.797 | 4.324 | 5.323 | 4.311 | 4.873 | 5.448 | 4676 | 1735 | 250 | 1412 | 725 | 161 | 2 | 2.5 | 3.5 | No | - | - | - | - | N/A | N/A | N/A | 15 | 3.527 | 3.4171
[SEER Non Multi-Split <=65kW] GEMS (Air Conditioners up to 65kW) Determination 2019 | MEPS 2019 | AS/NZS 3823.1.1:2012 | U-125PZH2R8/S-1014PT3E |  | N/A | PANASONIC | 3.414 | Non Ducted | Single Split System | Floor/Ceiling | Air | Air | China | 3.45 | 9.086 | 12.1 | 690 | 2.5994 | 14.25 | 5.482 | 235 | 3.7 | 14 | Calorimeter Room | 3.7996 | 4.0634 | Yes | - | N/A | 13 | 13 | N/A | N/A | N/A | N/A | N/A | 3.2859 | 3.7773 | N/A | N/A | 2.0718 | 3.0545 | 2 | 3 | Calorimeter Room | Three | R32 | Australia,New Zealand | 135464 | 2026-02-08 |  | Approved | Reverse Cycle | 1590 | Yes | Class 11 | Yes | Yes | N/A | Yes | Yes | Yes | N/A | 3.3249 | Available | N/A | N/A |  |  | Yes |  | https://reg.energyrating.gov.au/static/common/images/star_ratings_2014/aircon_rating_2_3.png | AAC5752 | Yes | Variable output compressor | Inverter | No | - | 12100 | 3.45 | - | 1140 | 6050 | No | - | - | - | 3153.3 | 13031.7 | Yes | 930 | 6350 | Yes | 450 | 3600 | 14000 | 3.7 | 1350 | 7000 | Yes | 555 | 3200 | Yes | 5550 | 14000 | No | - | - | No | - | - | - | - | - | No | - | - | No | - | - | No | - | - | 64 | 69 | 5.034 | 4.858 | 5.427 | 7.033 | 6.41 | 6.072 | 637 | 1007 | 2880 | 1223 | 1591 | 3707 | 3.5 | 3 | 3.5 | 3.849 | 4.44 | 5.371 | 4.357 | 4.975 | 5.509 | 4787 | 1758 | 261 | 1452 | 740 | 168 | 2 | 2.5 | 3.5 | No | - | - | - | - | N/A | N/A | N/A | 17 | 3.4498 | 3.7259
[SEER Non Multi-Split <=65kW] GEMS (Air Conditioners up to 65kW) Determination 2019 | MEPS 2019 | AS/NZS 3823.1.1:2012 | U-125PZH2R8/S-1014PU3E |  | N/A | PANASONIC | 3.081 | Non Ducted | Single Split System | Cassette | Air | Air | China | 3.29 | 9.419 | 12.5 | 840 | 2.8864 | 14.588 | 5.054 | 319 | 3.04 | 14 | Calorimeter Room | 3.6665 | 4.3856 | Yes | - | N/A | 13 | 13 | N/A | N/A | N/A | N/A | N/A | 3.6197 | 4.3253 | N/A | N/A | N/A | N/A | N/A | N/A | Calorimeter Room | Three | R32 | Australia,New Zealand | 128326 | 2025-07-29 |  | Approved | Reverse Cycle | 840 | Yes | Class 11 | Yes | N/A | N/A | Yes | Yes | Yes | N/A | 3.6665 | Available | N/A | N/A |  |  | Yes |  |  | AAC5058 | Yes | Variable output compressor | Inverter | No | - | 12500 | 3.29 | - | 1180 | 6250 | No | - | - | - | 3007.06 | 13462.5 | Yes | 956 | 6600 | Yes | 454 | 3700 | 14000 | 3.04 | 1290 | 7000 | Yes | 551 | 3300 | Yes | 5370 | 14500 | No | - | - | No | - | - | - | - | - | No | - | - | No | - | - | No | - | - | 61 | 69 | 5.39 | 5.202 | 5.716 | 7.375 | 6.724 | 6.365 | 622 | 980 | 2833 | 1213 | 1575 | 3661 | 3.5 | 3.5 | 4 | 4.28 | 4.883 | 5.639 | 4.725 | 5.325 | 5.744 | 4300 | 1592 | 241 | 1333 | 685 | 154 | 2.5 | 3 | 4 | No | - | - | - | - | N/A | N/A | N/A | 13 | 3.7493 | 4.5396
[SEER Non Multi-Split <=65kW] GEMS (Air Conditioners up to 65kW) Determination 2019 | MEPS 2019 | AS/NZS 3823.1.2:2012 | U-125PZH2R8/S-125PE3R |  | N/A | PANASONIC | 1 | Ducted | Single Split System | - | Air | Air | China | 3.56 | 5 | 12.5 | 700 | N/A | N/A | N/A | 290 | 3.68 | 14 | Enthalpy Test Room | 3.5155 | 3.8801 | Yes | - | N/A | 17 | 17 | N/A | N/A | N/A | N/A | N/A | 3.6774 | 4.4255 | N/A | N/A | N/A | N/A | N/A | N/A | Enthalpy Test Room | Three | R32 | Australia,New Zealand | 134071 | 2025-11-30 |  | Approved | Reverse Cycle | 1000 | Yes | Class 11 | Yes | N/A | N/A | Yes | Yes | Yes | N/A | 3.8107 | Available | N/A | N/A |  |  | Yes |  |  | AAC5520 | Yes | Variable output compressor | Inverter | No | - | 12500 | 3.56 | - | 1340 | 6300 | No | - | - | - | 3253.84 | 13462.5 | Yes | 1150 | 6650 | Yes | 570 | 3500 | 14000 | 3.68 | 1355 | 7000 | Yes | 640 | 3450 | Yes | 5340 | 14500 | No | - | - | No | - | - | - | - | - | No | - | - | No | - | - | No | - | - | - | 69 | 4.58 | 4.465 | 4.892 | 5.956 | 5.536 | 5.336 | 733 | 1143 | 3311 | 1504 | 1914 | 4368 | 3 | 2.5 | 3 | 3.909 | 4.401 | 5.177 | 4.319 | 4.8 | 5.237 | 4710 | 1767 | 264 | 1460 | 761 | 171 | 2 | 2.5 | 3.5 | No | - | - | - | - | N/A | N/A | N/A | 15 | 3.4619 | 3.7526
[SEER Non Multi-Split <=65kW] GEMS (Air Conditioners up to 65kW) Determination 2019 | MEPS 2019 | AS/NZS 3823.1.2:2012 | U-125PZH3R5/S-1014PF3E |  | N/A | PANASONIC | 2.95 | Ducted | Single Split System | - | Air | Air | China | 3.38 | 9.55 | 12.1 | 700 | N/A | N/A | N/A | 290 | 3.9 | 13.5 | Enthalpy Test Room | 3.6636 | 3.6946 | Yes | - | N/A | 19 | 19 | N/A | N/A | N/A | N/A | N/A | 3.5176 | 3.9918 | N/A | N/A | N/A | N/A | N/A | N/A | Enthalpy Test Room | Single | R32 | Australia,New Zealand | 134122 | 2025-12-09 |  | Approved | Reverse Cycle | 1400 | Yes | Class 11 | Yes | N/A | N/A | Yes | Yes | Yes | N/A | 3.5817 | Available | N/A | N/A |  |  | Yes |  |  | AAC5575 | Yes | Variable output compressor | Inverter | No | - | 12100 | 3.38 | - | 1170 | 6050 | No | - | - | - | 3089.32 | 13031.7 | Yes | 975 | 6400 | Yes | 465 | 3600 | 13500 | 3.9 | 1300 | 6750 | Yes | 570 | 3250 | Yes | 5380 | 14000 | No | - | - | No | - | - | - | - | - | No | - | - | No | - | - | No | - | - | - | 69 | 5.03 | 4.867 | 5.373 | 6.881 | 6.308 | 5.957 | 642 | 1010 | 2914 | 1255 | 1622 | 3783 | 3.5 | 3 | 3.5 | 3.797 | 4.324 | 5.323 | 4.311 | 4.873 | 5.448 | 4676 | 1735 | 250 | 1412 | 725 | 161 | 2 | 2.5 | 3.5 | No | - | - | - | - | N/A | N/A | N/A | 15 | 3.527 | 3.4171
[SEER Non Multi-Split <=65kW] GEMS (Air Conditioners up to 65kW) Determination 2019 | MEPS 2019 | AS/NZS 3823.1.1:2012 | U-125PZH3R5/S-1014PT3E |  | N/A | PANASONIC | 3.414 | Non Ducted | Single Split System | Floor/Ceiling | Air | Air | China | 3.45 | 9.086 | 12.1 | 690 | 2.5994 | 14.25 | 5.482 | 235 | 3.7 | 14 | Calorimeter Room | 3.7996 | 4.0634 | Yes | - | N/A | 13 | 13 | N/A | N/A | N/A | N/A | N/A | 3.2859 | 3.7773 | N/A | N/A | 2.0718 | 3.0545 | 2 | 3 | Calorimeter Room | Single | R32 | Australia,New Zealand | 134588 | 2026-02-08 |  | Approved | Reverse Cycle | 1590 | Yes | Class 11 | Yes | Yes | N/A | Yes | Yes | Yes | N/A | 3.3249 | Available | N/A | N/A |  |  | Yes |  | https://reg.energyrating.gov.au/static/common/images/star_ratings_2014/aircon_rating_2_3.png | AAC5745 | Yes | Variable output compressor | Inverter | No | - | 12100 | 3.45 | - | 1140 | 6050 | No | - | - | - | 3153.3 | 13031.7 | Yes | 930 | 6350 | Yes | 450 | 3600 | 14000 | 3.7 | 1350 | 7000 | Yes | 555 | 3200 | Yes | 5550 | 14000 | No | - | - | No | - | - | - | - | - | No | - | - | No | - | - | No | - | - | 64 | 69 | 5.034 | 4.858 | 5.427 | 7.033 | 6.41 | 6.072 | 637 | 1007 | 2880 | 1223 | 1591 | 3707 | 3.5 | 3 | 3.5 | 3.849 | 4.44 | 5.371 | 4.357 | 4.975 | 5.509 | 4787 | 1758 | 261 | 1452 | 740 | 168 | 2 | 2.5 | 3.5 | No | - | - | - | - | N/A | N/A | N/A | 17 | 3.4498 | 3.7259
[SEER Non Multi-Split <=65kW] GEMS (Air Conditioners up to 65kW) Determination 2019 | MEPS 2019 | AS/NZS 3823.1.1:2012 | U-125PZH3R5/S-1014PU3E |  | N/A | PANASONIC | 3.081 | Non Ducted | Single Split System | Cassette | Air | Air | China | 3.29 | 9.419 | 12.5 | 840 | 2.8008 | 14.5 | 5.177 | 319 | 3.04 | 14 | Calorimeter Room | 3.6534 | 4.3828 | Yes | - | N/A | 13 | 13 | N/A | N/A | N/A | N/A | N/A | 3.607 | 4.3223 | N/A | N/A | 2.714 | 4.1446 | 2.5 | 4 | Calorimeter Room | Single | R32 | Australia,New Zealand | 134114 | 2025-12-09 |  | Approved | Reverse Cycle | 840 | Yes | Class 11 | Yes | Yes | N/A | Yes | Yes | Yes | N/A | 3.6534 | Available | N/A | N/A |  |  | Yes |  | https://reg.energyrating.gov.au/static/common/images/star_ratings_2014/aircon_rating_2.5_4.png | AAC5571 | Yes | Variable output compressor | Inverter | No | - | 12500 | 3.29 | - | 1180 | 6250 | No | - | - | - | 3007.06 | 13462.5 | Yes | 956 | 6600 | Yes | 454 | 3700 | 14000 | 3.04 | 1290 | 7000 | Yes | 551 | 3300 | Yes | 5370 | 14500 | No | - | - | No | - | - | - | - | - | No | - | - | No | - | - | No | - | - | 61 | 69 | 5.39 | 5.202 | 5.716 | 7.375 | 6.724 | 6.365 | 622 | 980 | 2833 | 1213 | 1575 | 3661 | 3.5 | 3.5 | 4 | 4.28 | 4.883 | 5.639 | 4.725 | 5.325 | 5.744 | 4300 | 1592 | 241 | 1333 | 685 | 154 | 2.5 | 3 | 4 | No | - | - | - | - | N/A | N/A | N/A | 13 | 3.7493 | 4.5396
[SEER Non Multi-Split <=65kW] GEMS (Air Conditioners up to 65kW) Determination 2019 | MEPS 2019 | AS/NZS 3823.1.2:2012 | U-125PZH3R5/S-125PE3R |  | N/A | PANASONIC | 1 | Ducted | Single Split System | - | Air | Air | China | 3.5 | 5 | 12.5 | 700 | N/A | N/A | N/A | 290 | 3.68 | 14 | Enthalpy Test Room | 3.5714 | 3.8801 | Yes | - | N/A | 17 | 17 | N/A | N/A | N/A | N/A | N/A | 3.6774 | 4.4255 | N/A | N/A | N/A | N/A | N/A | N/A | Enthalpy Test Room | Single | R32 | Australia,New Zealand | 133202 | 2025-11-30 |  | Approved | Reverse Cycle | 1000 | Yes | Class 11 | Yes | N/A | N/A | Yes | Yes | Yes | N/A | 3.8107 | Available | N/A | N/A |  |  | Yes |  |  | AAC5529 | Yes | Variable output compressor | Inverter | No | - | 12500 | 3.5 | - | 1340 | 6300 | No | - | - | - | 3199 | 13462.5 | Yes | 1150 | 6650 | Yes | 570 | 3500 | 14000 | 3.68 | 1355 | 7000 | Yes | 640 | 3450 | Yes | 5340 | 14500 | No | - | - | No | - | - | - | - | - | No | - | - | No | - | - | No | - | - | - | 69 | 4.601 | 4.494 | 4.925 | 5.973 | 5.559 | 5.367 | 729 | 1135 | 3289 | 1500 | 1906 | 4342 | 3 | 2.5 | 3 | 3.909 | 4.401 | 5.177 | 4.319 | 4.8 | 5.237 | 4710 | 1767 | 264 | 1460 | 761 | 171 | 2 | 2.5 | 3.5 | No | - | - | - | - | N/A | N/A | N/A | 15 | 3.5204 | 3.7526
[SEER Non Multi-Split <=65kW] GEMS (Air Conditioners up to 65kW) Determination 2019 | MEPS 2019 | AS/NZS 3823.1.2:2012 | U-125PZH3R8/S-1014PF3E |  | N/A | PANASONIC | 2.95 | Ducted | Single Split System | - | Air | Air | China | 3.38 | 9.55 | 12.1 | 700 | N/A | N/A | N/A | 290 | 3.9 | 13.5 | Enthalpy Test Room | 3.6636 | 3.6946 | Yes | - | N/A | 19 | 19 | N/A | N/A | N/A | N/A | N/A | 3.5176 | 3.9918 | N/A | N/A | N/A | N/A | N/A | N/A | Enthalpy Test Room | Three | R32 | Australia,New Zealand | 134123 | 2025-12-09 |  | Approved | Reverse Cycle | 1400 | Yes | Class 11 | Yes | N/A | N/A | Yes | Yes | Yes | N/A | 3.5817 | Available | N/A | N/A |  |  | Yes |  |  | AAC5584 | Yes | Variable output compressor | Inverter | No | - | 12100 | 3.38 | - | 1170 | 6050 | No | - | - | - | 3089.32 | 13031.7 | Yes | 975 | 6400 | Yes | 465 | 3600 | 13500 | 3.9 | 1300 | 6750 | Yes | 570 | 3250 | Yes | 5380 | 14000 | No | - | - | No | - | - | - | - | - | No | - | - | No | - | - | No | - | - | - | 69 | 5.03 | 4.867 | 5.373 | 6.881 | 6.308 | 5.957 | 642 | 1010 | 2914 | 1255 | 1622 | 3783 | 3.5 | 3 | 3.5 | 3.797 | 4.324 | 5.323 | 4.311 | 4.873 | 5.448 | 4676 | 1735 | 250 | 1412 | 725 | 161 | 2 | 2.5 | 3.5 | No | - | - | - | - | N/A | N/A | N/A | 15 | 3.527 | 3.4171
[SEER Non Multi-Split <=65kW] GEMS (Air Conditioners up to 65kW) Determination 2019 | MEPS 2019 | AS/NZS 3823.1.1:2012 | U-125PZH3R8/S-1014PT3E |  | N/A | PANASONIC | 3.414 | Non Ducted | Single Split System | Floor/Ceiling | Air | Air | China | 3.45 | 9.086 | 12.1 | 690 | 2.5994 | 14.25 | 5.482 | 235 | 3.7 | 14 | Calorimeter Room | 3.7996 | 4.0634 | Yes | - | N/A | 13 | 13 | N/A | N/A | N/A | N/A | N/A | 3.2859 | 3.7773 | N/A | N/A | 2.0718 | 3.0545 | 2 | 3 | Calorimeter Room | Three | R32 | Australia,New Zealand | 134589 | 2026-02-12 |  | Approved | Reverse Cycle | 1590 | Yes | Class 11 | Yes | Yes | N/A | Yes | Yes | Yes | N/A | 3.3249 | Available | N/A | N/A |  |  | Yes |  | https://reg.energyrating.gov.au/static/common/images/star_ratings_2014/aircon_rating_2_3.png | AAC5770 | Yes | Variable output compressor | Inverter | No | - | 12100 | 3.45 | - | 1140 | 6050 | No | - | - | - | 3153.3 | 13031.7 | Yes | 930 | 6350 | Yes | 450 | 3600 | 14000 | 3.7 | 1350 | 7000 | Yes | 555 | 3200 | Yes | 5550 | 14000 | No | - | - | No | - | - | - | - | - | No | - | - | No | - | - | No | - | - | 64 | 69 | 5.034 | 4.858 | 5.427 | 7.033 | 6.41 | 6.072 | 637 | 1007 | 2880 | 1223 | 1591 | 3707 | 3.5 | 3 | 3.5 | 3.849 | 4.44 | 5.371 | 4.357 | 4.975 | 5.509 | 4787 | 1758 | 261 | 1452 | 740 | 168 | 2 | 2.5 | 3.5 | No | - | - | - | - | N/A | N/A | N/A | 17 | 3.4498 | 3.7259
[SEER Non Multi-Split <=65kW] GEMS (Air Conditioners up to 65kW) Determination 2019 | MEPS 2019 | AS/NZS 3823.1.1:2012 | U-125PZH3R8/S-1014PU3E |  | N/A | PANASONIC | 3.081 | Non Ducted | Single Split System | Cassette | Air | Air | China | 3.29 | 9.419 | 12.5 | 840 | 2.8864 | 14.588 | 5.054 | 319 | 3.04 | 14 | Calorimeter Room | 3.6665 | 4.3856 | Yes | - | N/A | 13 | 13 | N/A | N/A | N/A | N/A | N/A | 3.6197 | 4.3253 | N/A | N/A | N/A | N/A | N/A | N/A | Calorimeter Room | Three | R32 | Australia,New Zealand | 134117 | 2025-12-09 |  | Approved | Reverse Cycle | 840 | Yes | Class 11 | Yes | N/A | N/A | Yes | Yes | Yes | N/A | 3.6665 | Available | N/A | N/A |  |  | Yes |  |  | AAC5581 | Yes | Variable output compressor | Inverter | No | - | 12500 | 3.29 | - | 1180 | 6250 | No | - | - | - | 3007.06 | 13462.5 | Yes | 956 | 6600 | Yes | 454 | 3700 | 14000 | 3.04 | 1290 | 7000 | Yes | 551 | 3300 | Yes | 5370 | 14500 | No | - | - | No | - | - | - | - | - | No | - | - | No | - | - | No | - | - | 61 | 69 | 5.39 | 5.202 | 5.716 | 7.375 | 6.724 | 6.365 | 622 | 980 | 2833 | 1213 | 1575 | 3661 | 3.5 | 3.5 | 4 | 4.28 | 4.883 | 5.639 | 4.725 | 5.325 | 5.744 | 4300 | 1592 | 241 | 1333 | 685 | 154 | 2.5 | 3 | 4 | No | - | - | - | - | N/A | N/A | N/A | 13 | 3.7493 | 4.5396
[SEER Non Multi-Split <=65kW] GEMS (Air Conditioners up to 65kW) Determination 2019 | MEPS 2019 | AS/NZS 3823.1.2:2012 | U-125PZH3R8/S-125PE3R |  | N/A | PANASONIC | 1 | Ducted | Single Split System | - | Air | Air | China | 3.5 | 5 | 12.5 | 700 | N/A | N/A | N/A | 290 | 3.68 | 14 | Enthalpy Test Room | 3.5748 | 3.8801 | Yes | - | N/A | 17 | 17 | N/A | N/A | N/A | N/A | N/A | 3.6774 | 4.4255 | N/A | N/A | N/A | N/A | N/A | N/A | Enthalpy Test Room | Three | R32 | Australia,New Zealand | 133211 | 2025-11-30 |  | Approved | Reverse Cycle | 1000 | Yes | Class 11 | Yes | N/A | N/A | Yes | Yes | Yes | N/A | 3.8107 | Available | N/A | N/A |  |  | Yes |  |  | AAC5518 | Yes | Variable output compressor | Inverter | No | - | 12500 | 3.5 | - | 1340 | 6300 | No | - | - | - | 3199 | 13462.5 | Yes | 1150 | 6650 | Yes | 570 | 3500 | 14000 | 3.68 | 1355 | 7000 | Yes | 640 | 3450 | Yes | 5340 | 14500 | No | - | - | No | - | - | - | - | - | No | - | - | No | - | - | No | - | - | - | 69 | 4.601 | 4.494 | 4.925 | 5.973 | 5.559 | 5.367 | 729 | 1135 | 3289 | 1500 | 1906 | 4342 | 3 | 2.5 | 3 | 3.909 | 4.401 | 5.177 | 4.319 | 4.8 | 5.237 | 4710 | 1767 | 264 | 1460 | 761 | 171 | 2 | 2.5 | 3.5 | No | - | - | - | - | N/A | N/A | N/A | 15 | 3.5204 | 3.7526
[SEER Multi-Split <=65kW] GEMS (Air Conditioners up to 65kW) Determination 2019 | MEPS 2019 | AS/NZS 3823.1.4:2012 | U-12ME2R8 | U-12ME2R8 | N/A | PANASONIC | 4.35 | Ducted | vrf | N/A | Air | Air | Malaysia | 9.82 | 29.15 | 33.5 | N/A | N/A | N/A | N/A | N/A | 8.66 | 37.5 | Enthalpy Test Room | 3.2931 | 4.2336 | Yes | - | N/A | 40.1 | 37 | N/A | N/A | N/A | N/A | N/A | 3.7556 | 4.4905 | N/A | N/A | N/A | N/A | N/A | N/A | Enthalpy Test Room | Three | R410A | Australia,New Zealand | 131856 | 2025-09-25 |  | Approved | Reverse Cycle | N/A | Yes | Class 20 | Yes | N/A | N/A | Yes | Yes | Yes | N/A | 3.8146 | Available | N/A | N/A |  |  | Yes |  |  | AAC5316 | Yes | Variable output compressor | Inverter | No | No | 33500 | 9.82 | - | 3320 | 16750 | Yes | 850 | 7300 | - | 8975.48 | 36079.5 | No | 3034.48 | 18039.75 | - | 650 | 8300 | 37500 | 8.66 | 3140 | 18750 | Yes | 680 | 5100 | Yes | 8300 | 23000 | No | - | - | No | - | - | - | - | - | No | - | - | No | - | - | No | - | - | N/A | - | 4.988 | 4.915 | 5.301 | 8.317 | 7.34 | 5.934 | 1777 | 2749 | 8160 | 2845 | 3830 | 10499 | 3 | 3 | 3.5 | 2.865 | 3.604 | 6.356 | 3.653 | 4.811 | 6.88 | 17200 | 5781 | 617 | 4627 | 2053 | 386 | 1 | 2 | 4.5 | N/A | N/A | N/A | N/A | N/A | N/A | N/A | N/A | 49 | 3.3548 | 4.249
[SEER Multi-Split <=65kW] GEMS (Air Conditioners up to 65kW) Determination 2019 | MEPS 2019 | AS/NZS 3823.1.4:2012 | U-12ME2R8E | U-12ME2R8 | N/A | PANASONIC | 4.35 | Ducted | vrf | N/A | Air | Air | Malaysia | 9.82 | 29.15 | 33.5 | N/A | N/A | N/A | N/A | N/A | 8.66 | 37.5 | Enthalpy Test Room | 3.2931 | 4.2336 | Yes | - | N/A | 40.1 | 37 | N/A | N/A | N/A | N/A | N/A | 3.7556 | 4.4905 | N/A | N/A | N/A | N/A | N/A | N/A | Enthalpy Test Room | Three | R410A | Australia,New Zealand | 131856 | 2025-09-25 |  | Approved | Reverse Cycle | N/A | Yes | Class 20 | Yes | N/A | N/A | Yes | Yes | Yes | N/A | 3.8146 | Available | N/A | N/A |  |  | Yes |  |  | AAC5316 | Yes | Variable output compressor | Inverter | No | No | 33500 | 9.82 | - | 3320 | 16750 | Yes | 850 | 7300 | - | 8975.48 | 36079.5 | No | 3034.48 | 18039.75 | - | 650 | 8300 | 37500 | 8.66 | 3140 | 18750 | Yes | 680 | 5100 | Yes | 8300 | 23000 | No | - | - | No | - | - | - | - | - | No | - | - | No | - | - | No | - | - | N/A | - | 4.988 | 4.915 | 5.301 | 8.317 | 7.34 | 5.934 | 1777 | 2749 | 8160 | 2845 | 3830 | 10499 | 3 | 3 | 3.5 | 2.865 | 3.604 | 6.356 | 3.653 | 4.811 | 6.88 | 17200 | 5781 | 617 | 4627 | 2053 | 386 | 1 | 2 | 4.5 | N/A | N/A | N/A | N/A | N/A | N/A | N/A | N/A | 49 | 3.3548 | 4.249
[SEER Multi-Split <=65kW] GEMS (Air Conditioners up to 65kW) Determination 2019 | MEPS 2019 | AS/NZS 3823.1.4:2012 | U-12MF3R7 |  | N/A | PANASONIC | 3.52 | Both | vrf | N/A | Air | Air | Malaysia | 8.57 | 29.98 | 33.5 | N/A | N/A | N/A | N/A | N/A | 8.32 | 37.5 | Enthalpy Test Room | 3.7114 | 4.2979 | Yes | - | N/A | 45.4 | 41.8 | N/A | N/A | N/A | N/A | N/A | 3.7118 | 4.2793 | N/A | N/A | N/A | N/A | N/A | N/A | Enthalpy Test Room | Three | R410A | Australia,New Zealand | 155660 | 2028-07-30 |  | Approved | Reverse Cycle | N/A | Yes | Class 20 | Yes | N/A | N/A | Yes | Yes | Yes | N/A | 3.7773 | Available | N/A | N/A |  |  | Yes |  |  | AAC7658 | Yes | Variable output compressor | Inverter | No | Yes | 33500 | 8.57 | - | 2750 | 16800 | No | - | - | - | 7832.98 | 36079.5 | No | 2513.5 | 18093.6 | No | - | - | 37500 | 8.32 | - | - | - | - | - | - | - | - | - | - | - | - | - | - | - | - | - | - | - | - | - | - | - | - | - | - | N/A | - | 5.105 | 4.964 | 5.602 | 6.604 | 6.179 | 6.108 | 1731 | 2717 | 7712 | 3607 | 4567 | 10196 | 3.5 | 3 | 4 | - | - | - | - | - | - | - | - | - | - | - | - | 0 | 0 | 0 | N/A | N/A | N/A | N/A | N/A | N/A | N/A | N/A | 50 | 3.8334 | 4.4175
[SEER Non Multi-Split <=65kW] GEMS (Air Conditioners up to 65kW) Determination 2019 | MEPS 2019 | AS/NZS 3823.1.2:2012 | U-140PZ2R5/S-1014PF3E |  | N/A | PANASONIC | 3.724 | Ducted | Single Split System | - | Air | Air | Malaysia | 4.24 | 10.276 | 13.4 | 700 | N/A | N/A | N/A | 290 | 3.56 | 13.4 | Enthalpy Test Room | 3.3318 | 3.7712 | Yes | - | N/A | 19 | 19 | N/A | N/A | N/A | N/A | N/A | 3.1876 | 3.7798 | N/A | N/A | N/A | N/A | N/A | N/A | Enthalpy Test Room | Single | R32 | Australia,New Zealand | 130042 | 2025-07-30 |  | Approved | Reverse Cycle | 1400 | Yes | Class 11 | Yes | N/A | N/A | Yes | Yes | Yes | N/A | 3.2343 | Available | N/A | N/A |  |  | Yes |  |  | AAC5083 | Yes | Variable output compressor | Inverter | No | - | 13400 | 4.24 | - | 1410 | 6700 | No | - | - | - | 3875.36 | 14431.8 | Yes | 1200 | 7050 | Yes | 625 | 3900 | 13400 | 3.56 | 1440 | 6700 | Yes | 660 | 3300 | Yes | 4190 | 12000 | No | - | - | No | - | - | - | - | - | No | - | - | No | - | - | No | - | - | - | 71 | 4.521 | 4.339 | 4.737 | 5.947 | 5.466 | 5.206 | 799 | 1264 | 3670 | 1617 | 2081 | 4802 | 3 | 2.5 | 3 | 3.615 | 4.1 | 4.757 | 3.985 | 4.457 | 4.822 | 4874 | 1815 | 274 | 1514 | 784 | 176 | 2 | 2.5 | 3 | No | - | - | - | - | N/A | N/A | N/A | 15 | 3.123 | 3.7112
[SEER Non Multi-Split <=65kW] GEMS (Air Conditioners up to 65kW) Determination 2019 | MEPS 2019 | AS/NZS 3823.1.1:2012 | U-140PZ2R5/S-1014PT3E |  | N/A | PANASONIC | 4.274 | Non Ducted | Single Split System | Floor/Ceiling | Air | Air | Malaysia | 4.32 | 9.326 | 13.6 | 690 | N/A | N/A | N/A | 235 | 3.78 | 14 | Calorimeter Room | 3.0676 | 3.6605 | Yes | 55.94 | N/A | 16 | 16 | 4.4156 | N/A | N/A | N/A | N/A | 3.0302 | 3.6089 | N/A | N/A | 1.5603 | 2.7179 | 1.5 | 2.5 | Calorimeter Room | Single | R32 | Australia,New Zealand | 135458 | 2026-02-08 |  | Approved | Reverse Cycle | 1590 | Yes | Class 11 | Yes | Yes | N/A | Yes | Yes | Yes | N/A | 3.0676 | Available | N/A | N/A |  |  | Yes |  | https://reg.energyrating.gov.au/static/common/images/star_ratings_2014/aircon_rating_1.5_2.5.png | AAC5749 | Yes | Variable output compressor | Inverter | No | - | 13600 | 4.32 | - | 1480 | 6800 | No | - | - | - | 3948.48 | 14647.2 | Yes | 1250 | 7400 | Yes | 540 | 3800 | 14000 | 3.78 | 1380 | 7000 | Yes | 567 | 3200 | Yes | 4630 | 11700 | No | - | - | No | - | - | - | - | - | No | - | - | No | - | - | No | - | - | 65 | 71 | 4.488 | 4.335 | 4.81 | 6.2 | 5.671 | 5.353 | 806 | 1272 | 3655 | 1563 | 2025 | 4729 | 2.5 | 2.5 | 3 | 3.557 | 4.255 | 5.256 | 4.093 | 4.802 | 5.391 | 5184 | 1840 | 273 | 1549 | 771 | 177 | 2 | 2.5 | 3.5 | No | - | - | - | - | N/A | N/A | N/A | 20 | 3.0996 | 3.6386
[SEER Non Multi-Split <=65kW] GEMS (Air Conditioners up to 65kW) Determination 2019 | MEPS 2019 | AS/NZS 3823.1.1:2012 | U-140PZ2R5/S-1014PU3E |  | N/A | PANASONIC | 1.527 | Non Ducted | Single Split System | Cassette | Air | Air | Malaysia | 4.34 | 5.573 | 14 | 840 | 2.6271 | 8.018 | 3.052 | 256 | 3.35 | 14 | Calorimeter Room | 3.1681 | 4.0944 | Yes | - | N/A | 13 | 13 | N/A | N/A | N/A | N/A | N/A | 3.7777 | 4.0067 | N/A | N/A | 3.0554 | 3.5135 | 3 | 3.5 | Calorimeter Room | Single | R32 | Australia,New Zealand | 128334 | 2025-07-30 |  | Approved | Reverse Cycle | 840 | Yes | Class 11 | Yes | Yes | N/A | Yes | Yes | Yes | N/A | 3.8697 | Available | N/A | N/A |  |  | Yes |  | https://reg.energyrating.gov.au/static/common/images/star_ratings_2014/aircon_rating_3_3.5.png | AAC5069 | Yes | Variable output compressor | Inverter | No | - | 14000 | 4.34 | - | 1400 | 7000 | No | - | - | - | 3966.76 | 15078 | Yes | 1220 | 7300 | Yes | 550 | 4100 | 14000 | 3.35 | 1340 | 7000 | Yes | 571 | 3300 | Yes | 4630 | 12500 | No | - | - | No | - | - | - | - | - | No | - | - | No | - | - | No | - | - | 62 | 71 | 4.579 | 4.432 | 4.849 | 6.239 | 5.757 | 5.321 | 816 | 1284 | 3736 | 1602 | 2056 | 4901 | 3 | 2.5 | 3 | 3.87 | 4.555 | 5.42 | 4.361 | 5.04 | 5.532 | 4766 | 1719 | 264 | 1455 | 735 | 171 | 2 | 3 | 3.5 | No | - | - | - | - | N/A | N/A | N/A | 19 | 3.1788 | 4.1005
[SEER Non Multi-Split <=65kW] GEMS (Air Conditioners up to 65kW) Determination 2019 | MEPS 2019 | AS/NZS 3823.1.2:2012 | U-140PZ2R5/S-140PE3R |  | N/A | PANASONIC | 1 | Ducted | Single Split System | - | Air | Air | Malaysia | 4.39 | 5 | 14 | 700 | N/A | N/A | N/A | 290 | 3.775 | 14 | Enthalpy Test Room | 3.0856 | 3.7391 | Yes | 62.86 | N/A | 17 | 17 | N/A | N/A | N/A | N/A | N/A | 3.6774 | 4.4255 | N/A | N/A | N/A | N/A | N/A | N/A | Enthalpy Test Room | Single | R32 | Australia,New Zealand | 134104 | 2025-12-09 |  | Approved | Reverse Cycle | 1000 | Yes | Class 11 | Yes | N/A | N/A | Yes | Yes | Yes | N/A | 3.8107 | Available | N/A | N/A |  |  | Yes |  |  | AAC5568 | Yes | Variable output compressor | Inverter | No | - | 14000 | 4.39 | - | 1550 | 7000 | No | - | - | - | 4012.46 | 15078 | Yes | 1350 | 7000 | Yes | 950 | 3950 | 14000 | 3.775 | 1650 | 7000 | Yes | 1040 | 3750 | Yes | 4960 | 13300 | No | - | - | No | - | - | - | - | - | No | - | - | No | - | - | No | - | - | - | 71 | 4.015 | 3.895 | 4.246 | 4.794 | 4.514 | 4.537 | 946 | 1478 | 4283 | 2105 | 2641 | 5762 | 2.5 | 2 | 2.5 | 3.332 | 3.627 | 3.795 | 3.392 | 3.58 | 3.703 | 5520 | 2136 | 347 | 1851 | 1010 | 229 | 1.5 | 2 | 2 | No | - | - | - | - | N/A | N/A | N/A | 15 | 3.1527 | 3.6595
[SEER Non Multi-Split <=65kW] GEMS (Air Conditioners up to 65kW) Determination 2019 | MEPS 2019 | AS/NZS 3823.1.2:2012 | U-140PZ2R8/S-1014PF3E |  | N/A | PANASONIC | 3.724 | Ducted | Single Split System | - | Air | Air | Malaysia | 4.24 | 10.276 | 13.4 | 700 | N/A | N/A | N/A | 290 | 3.56 | 13.4 | Enthalpy Test Room | 3.3318 | 3.7712 | Yes | - | N/A | 19 | 19 | N/A | N/A | N/A | N/A | N/A | 3.1876 | 3.7798 | N/A | N/A | N/A | N/A | N/A | N/A | Enthalpy Test Room | Three | R32 | Australia,New Zealand | 130046 | 2025-07-30 |  | Approved | Reverse Cycle | 1400 | Yes | Class 11 | Yes | N/A | N/A | Yes | Yes | Yes | N/A | 3.2343 | Available | N/A | N/A |  |  | Yes |  |  | AAC5084 | Yes | Variable output compressor | Inverter | No | - | 13400 | 4.24 | - | 1410 | 6700 | No | - | - | - | 3875.36 | 14431.8 | Yes | 1200 | 7050 | Yes | 625 | 3900 | 13400 | 3.56 | 1440 | 6700 | Yes | 660 | 3300 | Yes | 4190 | 12000 | No | - | - | No | - | - | - | - | - | No | - | - | No | - | - | No | - | - | - | 71 | 4.521 | 4.339 | 4.737 | 5.947 | 5.466 | 5.206 | 799 | 1264 | 3670 | 1617 | 2081 | 4802 | 3 | 2.5 | 3 | 3.615 | 4.1 | 4.757 | 3.985 | 4.457 | 4.822 | 4874 | 1815 | 274 | 1514 | 784 | 176 | 2 | 2.5 | 3 | No | - | - | - | - | N/A | N/A | N/A | 15 | 3.123 | 3.7112
[SEER Non Multi-Split <=65kW] GEMS (Air Conditioners up to 65kW) Determination 2019 | MEPS 2019 | AS/NZS 3823.1.1:2012 | U-140PZ2R8/S-1014PT3E |  | N/A | PANASONIC | 4.274 | Non Ducted | Single Split System | Floor/Ceiling | Air | Air | Malaysia | 4.32 | 9.326 | 13.6 | 690 | N/A | N/A | N/A | 235 | 3.78 | 14 | Calorimeter Room | 3.0676 | 3.6605 | Yes | 55.94 | N/A | 16 | 16 | 4.4156 | N/A | N/A | N/A | N/A | 3.0302 | 3.6089 | N/A | N/A | 1.5603 | 2.7179 | 1.5 | 2.5 | Calorimeter Room | Three | R32 | Australia,New Zealand | 135459 | 2026-02-11 |  | Approved | Reverse Cycle | 1590 | Yes | Class 11 | Yes | Yes | N/A | Yes | Yes | Yes | N/A | 3.0676 | Available | N/A | N/A |  |  | Yes |  | https://reg.energyrating.gov.au/static/common/images/star_ratings_2014/aircon_rating_1.5_2.5.png | AAC5761 | Yes | Variable output compressor | Inverter | No | - | 13600 | 4.32 | - | 1480 | 6800 | No | - | - | - | 3948.48 | 14647.2 | Yes | 1250 | 7400 | Yes | 540 | 3800 | 14000 | 3.78 | 1380 | 7000 | Yes | 567 | 3200 | Yes | 4630 | 11700 | No | - | - | No | - | - | - | - | - | No | - | - | No | - | - | No | - | - | 65 | 71 | 4.488 | 4.335 | 4.81 | 6.2 | 5.671 | 5.353 | 806 | 1272 | 3655 | 1563 | 2025 | 4729 | 2.5 | 2.5 | 3 | 3.557 | 4.255 | 5.256 | 4.093 | 4.802 | 5.391 | 5184 | 1840 | 273 | 1549 | 771 | 177 | 2 | 2.5 | 3.5 | No | - | - | - | - | N/A | N/A | N/A | 20 | 3.0996 | 3.6386
[SEER Non Multi-Split <=65kW] GEMS (Air Conditioners up to 65kW) Determination 2019 | MEPS 2019 | AS/NZS 3823.1.1:2012 | U-140PZ2R8/S-1014PU3E |  | N/A | PANASONIC | 1.527 | Non Ducted | Single Split System | Cassette | Air | Air | Malaysia | 4.34 | 5.573 | 14 | 840 | 2.6271 | 8.018 | 3.052 | 256 | 3.35 | 14 | Calorimeter Room | 3.1932 | 4.1214 | Yes | - | N/A | 13 | 13 | N/A | N/A | N/A | N/A | N/A | 3.7777 | 4.0067 | N/A | N/A | 3.0554 | 3.5135 | 3 | 3.5 | Calorimeter Room | Three | R32 | Australia,New Zealand | 128337 | 2025-07-28 |  | Approved | Reverse Cycle | 840 | Yes | Class 11 | Yes | Yes | N/A | Yes | Yes | Yes | N/A | 3.8697 | Available | N/A | N/A |  |  | Yes |  | https://reg.energyrating.gov.au/static/common/images/star_ratings_2014/aircon_rating_3_3.5.png | AAC5054 | Yes | Variable output compressor | Inverter | No | - | 14000 | 4.34 | - | 1400 | 7000 | No | - | - | - | 3966.76 | 15078 | Yes | 1220 | 7300 | Yes | 550 | 4100 | 14000 | 3.35 | 1340 | 7000 | Yes | 571 | 3300 | Yes | 4630 | 12500 | No | - | - | No | - | - | - | - | - | No | - | - | No | - | - | No | - | - | 62 | 71 | 4.579 | 4.432 | 4.849 | 6.239 | 5.757 | 5.321 | 816 | 1284 | 3736 | 1602 | 2056 | 4901 | 3 | 2.5 | 3 | 3.87 | 4.555 | 5.42 | 4.361 | 5.04 | 5.532 | 4766 | 1719 | 264 | 1455 | 735 | 171 | 2 | 3 | 3.5 | No | - | - | - | - | N/A | N/A | N/A | 19 | 3.1788 | 4.1005
[SEER Non Multi-Split <=65kW] GEMS (Air Conditioners up to 65kW) Determination 2019 | MEPS 2019 | AS/NZS 3823.1.2:2012 | U-140PZ2R8/S-140PE3R |  | N/A | PANASONIC | 1 | Ducted | Single Split System | - | Air | Air | Malaysia | 4.39 | 5 | 14 | 700 | N/A | N/A | N/A | 290 | 3.775 | 14 | Enthalpy Test Room | 3.0856 | 3.7391 | Yes | 62.86 | N/A | 17 | 17 | N/A | N/A | N/A | N/A | N/A | 3.6774 | 4.4255 | N/A | N/A | N/A | N/A | N/A | N/A | Enthalpy Test Room | Three | R32 | Australia,New Zealand | 134106 | 2025-12-09 |  | Approved | Reverse Cycle | 1000 | Yes | Class 11 | Yes | N/A | N/A | Yes | Yes | Yes | N/A | 3.8107 | Available | N/A | N/A |  |  | Yes |  |  | AAC5569 | Yes | Variable output compressor | Inverter | No | - | 14000 | 4.39 | - | 1550 | 7000 | No | - | - | - | 4012.46 | 15078 | Yes | 1350 | 7000 | Yes | 950 | 3950 | 14000 | 3.775 | 1650 | 7000 | Yes | 1040 | 3750 | Yes | 4960 | 13300 | No | - | - | No | - | - | - | - | - | No | - | - | No | - | - | No | - | - | - | 71 | 4.015 | 3.895 | 4.246 | 4.794 | 4.514 | 4.537 | 946 | 1478 | 4283 | 2105 | 2641 | 5762 | 2.5 | 2 | 2.5 | 3.332 | 3.627 | 3.795 | 3.392 | 3.58 | 3.703 | 5520 | 2136 | 347 | 1851 | 1010 | 229 | 1.5 | 2 | 2 | No | - | - | - | - | N/A | N/A | N/A | 15 | 3.1527 | 3.6595
[SEER Non Multi-Split <=65kW] GEMS (Air Conditioners up to 65kW) Determination 2019 | MEPS 2019 | AS/NZS 3823.1.2:2012 | U-140PZ3R5 / S-1014PF3E |  | N/A | Panasonic | N/A | Ducted | Single Split System | - | Air | Air | Malaysia,China | 4.24 | N/A | 13.4 | N/A | N/A | N/A | N/A | N/A | 3.56 | 13.4 | Calorimeter Room | 3.2289 | 3.6747 | N/A | 56.05 | N/A | N/A | N/A | N/A | N/A | N/A | N/A | N/A | N/A | N/A | N/A | N/A | N/A | N/A | N/A | N/A | N/A | Single | R32 | Australia,New Zealand | 132238 | 2025-09-28 |  | Approved | Reverse Cycle | N/A | Yes | Class 11 | Yes | N/A | N/A | N/A | N/A | N/A | N/A | N/A | Available | N/A | N/A | http://papamy.panasonic.com.my/ | http://www.panasonic.com.au/ | N/A |  |  | AAC5333 | Yes | Variable output compressor | Inverter | No | - | 13400 | 4.24 | - | 1380 | 6700 | Yes | 650 | 3300 | - | 3875.36 | 14431.8 | Yes | 1200 | 7000 | - | 540 | 3600 | 13400 | 3.56 | 1400 | 6700 | Yes | 650 | 3400 | Yes | 4400 | 12000 | No | - | - | No | - | - | - | - | - | No | - | - | No | - | - | No | - | - | - | 74 | 4.468 | 4.33 | 4.745 | 6.398 | 5.777 | 5.257 | 800 | 1257 | 3654 | 1493 | 1959 | 4747 | 2.5 | 2.5 | 3 | 3.632 | 4.176 | 4.933 | 4.051 | 4.586 | 5.009 | 4859 | 1793 | 275 | 1498 | 771 | 179 | 2 | 2.5 | 3 | No | - | - | - | - | N/A | N/A | N/A | 19 | 3.1132 | 3.6973
[SEER Non Multi-Split <=65kW] GEMS (Air Conditioners up to 65kW) Determination 2019 | MEPS 2019 | AS/NZS 3823.1.1:2012 | U-140PZ3R5 / S-1014PU3E |  | N/A | Panasonic | N/A | Non Ducted | Single Split System | Cassette | Air | Air | Malaysia,China | 4.34 | N/A | 14 | N/A | N/A | N/A | N/A | N/A | 3.35 | 14 | Calorimeter Room | 3.3637 | 4.2232 | N/A | - | N/A | N/A | N/A | N/A | N/A | N/A | N/A | N/A | N/A | N/A | N/A | N/A | N/A | N/A | N/A | N/A | N/A | Single | R32 | Australia,New Zealand | 132130 | 2025-09-28 |  | Approved | Reverse Cycle | N/A | Yes | Class 11 | Yes | N/A | N/A | N/A | N/A | N/A | N/A | N/A | Available | N/A | N/A | http://papamy.panasonic.com.my/ | http://www.panasonic.com.au/ | N/A |  |  | AAC5323 | Yes | Variable output compressor | Inverter | No | - | 14000 | 4.34 | - | 1320 | 7000 | Yes | 620 | 3300 | - | 3966.76 | 15078 | Yes | 1160 | 7150 | - | 500 | 3700 | 14000 | 3.35 | 1200 | 7000 | Yes | 620 | 3400 | Yes | 4630 | 12500 | No | - | - | No | - | - | - | - | - | No | - | - | No | - | - | No | - | - | 62 | 74 | 4.688 | 4.535 | 4.935 | 6.89 | 6.186 | 5.463 | 796 | 1253 | 3670 | 1447 | 1911 | 4772 | 3 | 3 | 3 | 3.974 | 4.717 | 5.523 | 4.398 | 5.033 | 5.506 | 4642 | 1662 | 260 | 1443 | 736 | 172 | 2 | 3 | 4 | No | - | - | - | - | N/A | N/A | N/A | 19 | 3.1788 | 4.1005
[SEER Non Multi-Split <=65kW] GEMS (Air Conditioners up to 65kW) Determination 2019 | MEPS 2019 | AS/NZS 3823.1.1:2012 | U-140PZ3R5/S-1014PT3E |  | N/A | PANASONIC | 4.274 | Non Ducted | Single Split System | Floor/Ceiling | Air | Air | Malaysia | 4.32 | 9.326 | 13.6 | 690 | N/A | N/A | N/A | 235 | 3.78 | 14 | Calorimeter Room | 3.0676 | 3.6605 | Yes | 55.94 | N/A | 16 | 16 | 4.4156 | N/A | N/A | N/A | N/A | 3.0302 | 3.6089 | N/A | N/A | 1.5603 | 2.7179 | 1.5 | 2.5 | Calorimeter Room | Single | R32 | Australia,New Zealand | 134575 | 2026-02-12 |  | Approved | Reverse Cycle | 1590 | Yes | Class 11 | Yes | Yes | N/A | Yes | Yes | Yes | N/A | 3.0676 | Available | N/A | N/A |  |  | Yes |  | https://reg.energyrating.gov.au/static/common/images/star_ratings_2014/aircon_rating_1.5_2.5.png | AAC5767 | Yes | Variable output compressor | Inverter | No | - | 13600 | 4.32 | - | 1480 | 6800 | No | - | - | - | 3948.48 | 14647.2 | Yes | 1250 | 7400 | Yes | 540 | 3800 | 14000 | 3.78 | 1380 | 7000 | Yes | 567 | 3200 | Yes | 4630 | 11700 | No | - | - | No | - | - | - | - | - | No | - | - | No | - | - | No | - | - | 65 | 74 | 4.488 | 4.335 | 4.81 | 6.2 | 5.671 | 5.353 | 806 | 1272 | 3655 | 1563 | 2025 | 4729 | 2.5 | 2.5 | 3 | 3.557 | 4.255 | 5.256 | 4.093 | 4.802 | 5.391 | 5184 | 1840 | 273 | 1549 | 771 | 177 | 2 | 2.5 | 3.5 | No | - | - | - | - | N/A | N/A | N/A | 20 | 3.0996 | 3.6386
[SEER Non Multi-Split <=65kW] GEMS (Air Conditioners up to 65kW) Determination 2019 | MEPS 2019 | AS/NZS 3823.1.2:2012 | U-140PZ3R5/S-140PE3R |  | N/A | PANASONIC | 1 | Ducted | Single Split System | - | Air | Air | Malaysia | 4.31 | 5 | 14 | 700 | N/A | N/A | N/A | 290 | 3.72 | 14 | Enthalpy Test Room | 3.1425 | 3.7941 | Yes | - | N/A | 17 | 17 | N/A | N/A | N/A | N/A | N/A | 3.6774 | 4.4255 | N/A | N/A | N/A | N/A | N/A | N/A | Enthalpy Test Room | Single | R32 | Australia,New Zealand | 133136 | 2025-11-30 |  | Approved | Reverse Cycle | 1000 | Yes | Class 11 | Yes | N/A | N/A | Yes | Yes | Yes | N/A | 3.8107 | Available | N/A | N/A |  |  | Yes |  |  | AAC5527 | Yes | Variable output compressor | Inverter | No | - | 14000 | 4.31 | - | 1550 | 7000 | No | - | - | - | 3939.34 | 15078 | Yes | 1350 | 7000 | Yes | 950 | 3950 | 14000 | 3.72 | 1650 | 7000 | Yes | 1040 | 3750 | Yes | 4960 | 13300 | No | - | - | No | - | - | - | - | - | No | - | - | No | - | - | No | - | - | - | 74 | 4.036 | 3.923 | 4.279 | 4.81 | 4.534 | 4.568 | 941 | 1468 | 4251 | 2098 | 2630 | 5724 | 2.5 | 2 | 2.5 | 3.345 | 3.642 | 3.798 | 3.4 | 3.587 | 3.704 | 5498 | 2127 | 347 | 1847 | 1008 | 229 | 1.5 | 2 | 2 | No | - | - | - | - | N/A | N/A | N/A | 15 | 3.2105 | 3.7128
[SEER Non Multi-Split <=65kW] GEMS (Air Conditioners up to 65kW) Determination 2019 | MEPS 2019 | AS/NZS 3823.1.2:2012 | U-140PZ3R8 / S-1014PF3E |  | N/A | Panasonic | N/A | Ducted | Single Split System | - | Air | Air | Malaysia,China | 4.24 | N/A | 13.4 | N/A | N/A | N/A | N/A | N/A | 3.56 | 13.4 | Calorimeter Room | 3.2315 | 3.6797 | N/A | 55.98 | N/A | N/A | N/A | N/A | N/A | N/A | N/A | N/A | N/A | N/A | N/A | N/A | N/A | N/A | N/A | N/A | N/A | Three | R32 | Australia,New Zealand | 132318 | 2025-09-28 |  | Approved | Reverse Cycle | N/A | Yes | Class 11 | Yes | N/A | N/A | N/A | N/A | N/A | N/A | N/A | Available | N/A | N/A | http://papamy.panasonic.com.my/ | http://www.panasonic.com.au/ | N/A |  |  | AAC5336 | Yes | Variable output compressor | Inverter | No | - | 13400 | 4.24 | - | 1380 | 6700 | Yes | 650 | 3300 | - | 3875.36 | 14431.8 | Yes | 1200 | 7000 | - | 540 | 3600 | 13400 | 3.56 | 1400 | 6700 | Yes | 650 | 3400 | Yes | 4400 | 12000 | No | - | - | No | - | - | - | - | - | No | - | - | No | - | - | No | - | - | - | 74 | 4.468 | 4.33 | 4.745 | 6.398 | 5.777 | 5.257 | 800 | 1257 | 3654 | 1493 | 1959 | 4747 | 2.5 | 2.5 | 3 | 3.632 | 4.176 | 4.933 | 4.051 | 4.586 | 5.009 | 4859 | 1793 | 275 | 1498 | 771 | 179 | 2 | 2.5 | 3 | No | - | - | - | - | N/A | N/A | N/A | 19 | 3.1132 | 3.6973
[SEER Non Multi-Split <=65kW] GEMS (Air Conditioners up to 65kW) Determination 2019 | MEPS 2019 | AS/NZS 3823.1.1:2012 | U-140PZ3R8 / S-1014PU3E |  | N/A | Panasonic | N/A | Non Ducted | Single Split System | Cassette | Air | Air | Malaysia,China | 4.34 | N/A | 14 | N/A | N/A | N/A | N/A | N/A | 3.35 | 14 | Calorimeter Room | 3.36 | 4.2076 | N/A | - | N/A | N/A | N/A | N/A | N/A | N/A | N/A | N/A | N/A | N/A | N/A | N/A | N/A | N/A | N/A | N/A | N/A | Three | R32 | Australia,New Zealand | 132299 | 2025-09-28 |  | Approved | Reverse Cycle | N/A | Yes | Class 11 | Yes | N/A | N/A | N/A | N/A | N/A | N/A | N/A | Available | N/A | N/A | http://papamy.panasonic.com.my/ | http://www.panasonic.com.au/ | N/A |  |  | AAC5325 | Yes | Variable output compressor | Inverter | No | - | 14000 | 4.34 | - | 1320 | 7000 | Yes | 620 | 3300 | - | 3966.76 | 15078 | Yes | 1160 | 7150 | - | 500 | 3700 | 14000 | 3.35 | 1200 | 7000 | Yes | 620 | 3400 | Yes | 4630 | 12500 | No | - | - | No | - | - | - | - | - | No | - | - | No | - | - | No | - | - | 62 | 74 | 4.688 | 4.535 | 4.935 | 6.89 | 6.186 | 5.463 | 796 | 1253 | 3670 | 1447 | 1911 | 4772 | 3 | 3 | 3 | 3.974 | 4.717 | 5.523 | 4.398 | 5.033 | 5.506 | 4642 | 1662 | 260 | 1443 | 736 | 172 | 2 | 3 | 4 | No | - | - | - | - | N/A | N/A | N/A | 19 | 3.1788 | 4.1005
[SEER Non Multi-Split <=65kW] GEMS (Air Conditioners up to 65kW) Determination 2019 | MEPS 2019 | AS/NZS 3823.1.1:2012 | U-140PZ3R8/S-1014PT3E |  | N/A | PANASONIC | 4.274 | Non Ducted | Single Split System | Floor/Ceiling | Air | Air | Malaysia | 4.32 | 9.326 | 13.6 | 690 | N/A | N/A | N/A | 235 | 3.78 | 14 | Calorimeter Room | 3.0676 | 3.6605 | Yes | 55.94 | N/A | 16 | 16 | 4.4156 | N/A | N/A | N/A | N/A | 3.0302 | 3.6089 | N/A | N/A | 1.5603 | 2.7179 | 1.5 | 2.5 | Calorimeter Room | Three | R32 | Australia,New Zealand | 134576 | 2026-02-08 |  | Approved | Reverse Cycle | 1590 | Yes | Class 11 | Yes | Yes | N/A | Yes | Yes | Yes | N/A | 3.0676 | Available | N/A | N/A |  |  | Yes |  | https://reg.energyrating.gov.au/static/common/images/star_ratings_2014/aircon_rating_1.5_2.5.png | AAC5743 | Yes | Variable output compressor | Inverter | No | - | 13600 | 4.32 | - | 1480 | 6800 | No | - | - | - | 3948.48 | 14647.2 | Yes | 1250 | 7400 | Yes | 540 | 3800 | 14000 | 3.78 | 1380 | 7000 | Yes | 567 | 3200 | Yes | 4630 | 11700 | No | - | - | No | - | - | - | - | - | No | - | - | No | - | - | No | - | - | 65 | 74 | 4.488 | 4.335 | 4.81 | 6.2 | 5.671 | 5.353 | 806 | 1272 | 3655 | 1563 | 2025 | 4729 | 2.5 | 2.5 | 3 | 3.557 | 4.255 | 5.256 | 4.093 | 4.802 | 5.391 | 5184 | 1840 | 273 | 1549 | 771 | 177 | 2 | 2.5 | 3.5 | No | - | - | - | - | N/A | N/A | N/A | 20 | 3.0996 | 3.6386
[SEER Non Multi-Split <=65kW] GEMS (Air Conditioners up to 65kW) Determination 2019 | MEPS 2019 | AS/NZS 3823.1.2:2012 | U-140PZ3R8/S-140PE3R |  | N/A | PANASONIC | 1 | Ducted | Single Split System | - | Air | Air | Malaysia | 4.31 | 5 | 14 | 700 | N/A | N/A | N/A | 290 | 3.72 | 14 | Enthalpy Test Room | 3.1425 | 3.7941 | Yes | - | N/A | 17 | 17 | N/A | N/A | N/A | N/A | N/A | 3.6774 | 4.4255 | N/A | N/A | N/A | N/A | N/A | N/A | Enthalpy Test Room | Three | R32 | Australia,New Zealand | 134107 | 2025-12-01 |  | Approved | Reverse Cycle | 1000 | Yes | Class 11 | Yes | N/A | N/A | Yes | Yes | Yes | N/A | 3.8107 | Available | N/A | N/A |  |  | Yes |  |  | AAC5533 | Yes | Variable output compressor | Inverter | No | - | 14000 | 4.31 | - | 1550 | 7000 | No | - | - | - | 3939.34 | 15078 | Yes | 1350 | 7000 | Yes | 950 | 3950 | 14000 | 3.72 | 1650 | 7000 | Yes | 1040 | 3750 | Yes | 4960 | 13300 | No | - | - | No | - | - | - | - | - | No | - | - | No | - | - | No | - | - | - | 74 | 4.036 | 3.923 | 4.279 | 4.81 | 4.534 | 4.568 | 941 | 1468 | 4251 | 2098 | 2630 | 5724 | 2.5 | 2 | 2.5 | 3.345 | 3.642 | 3.798 | 3.4 | 3.587 | 3.704 | 5498 | 2127 | 347 | 1847 | 1008 | 229 | 1.5 | 2 | 2 | No | - | - | - | - | N/A | N/A | N/A | 15 | 3.2105 | 3.7128
[SEER Non Multi-Split <=65kW] GEMS (Air Conditioners up to 65kW) Determination 2019 | MEPS 2019 | AS/NZS 3823.1.2:2012 | U-140PZH2R5/S-1014PF3E |  | N/A | PANASONIC | 3.724 | Ducted | Single Split System | - | Air | Air | China | 3.96 | 10.276 | 13.4 | 700 | N/A | N/A | N/A | 290 | 4.51 | 15.5 | Enthalpy Test Room | 3.5398 | 3.6225 | Yes | - | N/A | 19 | 19 | N/A | N/A | N/A | N/A | N/A | 3.1876 | 3.7798 | N/A | N/A | N/A | N/A | N/A | N/A | Enthalpy Test Room | Single | R32 | Australia,New Zealand | 130272 | 2025-07-30 |  | Approved | Reverse Cycle | 1400 | Yes | Class 11 | Yes | N/A | N/A | Yes | Yes | Yes | N/A | 3.2343 | Available | N/A | N/A |  |  | Yes |  |  | AAC5088 | Yes | Variable output compressor | Inverter | No | - | 13400 | 3.96 | - | 1400 | 6700 | No | - | - | - | 3619.44 | 14431.8 | Yes | 1190 | 7200 | Yes | 550 | 3600 | 15500 | 4.51 | 1550 | 7750 | Yes | 660 | 3400 | Yes | 5600 | 15000 | No | - | - | No | - | - | - | - | - | No | - | - | No | - | - | No | - | - | - | 70 | 4.721 | 4.554 | 4.987 | 6.25 | 5.749 | 5.492 | 764 | 1203 | 3484 | 1537 | 1977 | 4551 | 3 | 3 | 3 | 3.657 | 4.153 | 4.972 | 4.089 | 4.584 | 5.056 | 5568 | 2067 | 299 | 1702 | 878 | 191 | 2 | 2.5 | 3 | No | - | - | - | - | N/A | N/A | N/A | 15 | 3.3411 | 3.3986
[SEER Non Multi-Split <=65kW] GEMS (Air Conditioners up to 65kW) Determination 2019 | MEPS 2019 | AS/NZS 3823.1.1:2012 | U-140PZH2R5/S-1014PT3E |  | N/A | PANASONIC | 4.282 | Non Ducted | Single Split System | Floor/Ceiling | Air | Air | China | 4.17 | 9.718 | 13.4 | 690 | 2.4401 | 14.914 | 6.112 | 235 | 4.6 | 16 | Calorimeter Room | 3.4756 | 3.6688 | Yes | - | N/A | 13 | 13 | 4.559 | N/A | N/A | N/A | N/A | 3.0507 | 3.5007 | N/A | N/A | 1.6015 | 2.5014 | 1.5 | 2.5 | Calorimeter Room | Single | R32 | Australia,New Zealand | 135465 | 2026-02-15 |  | Approved | Reverse Cycle | 1590 | Yes | Class 11 | Yes | Yes | N/A | Yes | Yes | Yes | N/A | 3.0814 | Available | N/A | N/A |  |  | Yes |  | https://reg.energyrating.gov.au/static/common/images/star_ratings_2014/aircon_rating_1.5_2.5.png | AAC5773 | Yes | Variable output compressor | Inverter | No | - | 13400 | 4.17 | - | 1320 | 6700 | No | - | - | - | 3811.38 | 14431.8 | Yes | 1100 | 7050 | Yes | 455 | 3600 | 16000 | 4.6 | 1580 | 8000 | Yes | 560 | 3200 | Yes | 6250 | 14800 | No | - | - | No | - | - | - | - | - | No | - | - | No | - | - | No | - | - | 65 | 70 | 4.822 | 4.618 | 5.079 | 6.716 | 6.103 | 5.661 | 742 | 1180 | 3415 | 1424 | 1857 | 4410 | 3 | 3 | 3.5 | 3.582 | 4.229 | 5.268 | 4.137 | 4.838 | 5.45 | 5871 | 2100 | 297 | 1740 | 863 | 189 | 2 | 2.5 | 3.5 | No | - | - | - | - | N/A | N/A | N/A | 17 | 3.1698 | 3.4353
[SEER Non Multi-Split <=65kW] GEMS (Air Conditioners up to 65kW) Determination 2019 | MEPS 2019 | AS/NZS 3823.1.1:2012 | U-140PZH2R5/S-1014PU3E |  | N/A | PANASONIC | 3.886 | Non Ducted | Single Split System | Cassette | Air | Air | China | 4.11 | 10.114 | 14 | 840 | 2.6063 | 15.526 | 5.957 | 319 | 3.72 | 16 | Calorimeter Room | 3.2884 | 4.0878 | Yes | - | N/A | 13 | 13 | N/A | N/A | N/A | N/A | N/A | 3.2548 | 4.0418 | N/A | N/A | 2.0095 | 3.5836 | 2 | 3.5 | Calorimeter Room | Single | R32 | Australia,New Zealand | 128328 | 2025-07-31 |  | Approved | Reverse Cycle | 840 | Yes | Class 11 | Yes | Yes | N/A | Yes | Yes | Yes | N/A | 3.2884 | Available | N/A | N/A |  |  | Yes |  | https://reg.energyrating.gov.au/static/common/images/star_ratings_2014/aircon_rating_2_3.5.png | AAC5090 | Yes | Variable output compressor | Inverter | No | - | 14000 | 4.11 | - | 1360 | 7000 | No | - | - | - | 3756.54 | 15078 | Yes | 1120 | 7400 | Yes | 454 | 3700 | 16000 | 3.72 | 1490 | 8000 | Yes | 548 | 3300 | Yes | 6200 | 15500 | No | - | - | No | - | - | - | - | - | No | - | - | No | - | - | No | - | - | 62 | 70 | 5.17 | 4.933 | 5.354 | 7.106 | 6.436 | 5.961 | 731 | 1164 | 3395 | 1414 | 1847 | 4383 | 3.5 | 3 | 3.5 | 4.014 | 4.716 | 5.609 | 4.535 | 5.258 | 5.769 | 5235 | 1877 | 272 | 1582 | 789 | 172 | 2.5 | 3 | 4 | No | - | - | - | - | N/A | N/A | N/A | 13 | 3.3703 | 4.2509
[SEER Non Multi-Split <=65kW] GEMS (Air Conditioners up to 65kW) Determination 2019 | MEPS 2019 | AS/NZS 3823.1.2:2012 | U-140PZH2R5/S-140PE3R |  | N/A | PANASONIC | 1 | Ducted | Single Split System | - | Air | Air | China | 4.35 | 5 | 14 | 700 | N/A | N/A | N/A | 290 | 4.35 | 16 | Enthalpy Test Room | 3.2016 | 3.6883 | Yes | - | N/A | 17 | 17 | N/A | N/A | N/A | N/A | N/A | 3.6774 | 4.4255 | N/A | N/A | N/A | N/A | N/A | N/A | Enthalpy Test Room | Single | R32 | Australia,New Zealand | 134077 | 2025-11-30 |  | Approved | Reverse Cycle | 1000 | Yes | Class 11 | Yes | N/A | N/A | Yes | Yes | Yes | N/A | 3.8107 | Available | N/A | N/A |  |  | Yes |  |  | AAC5521 | Yes | Variable output compressor | Inverter | No | - | 14000 | 4.35 | - | 1730 | 7000 | No | - | - | - | 3975.9 | 15078 | Yes | 1500 | 7450 | Yes | 790 | 3300 | 16000 | 4.35 | 1690 | 8000 | Yes | 720 | 3450 | Yes | 5850 | 15500 | No | - | - | No | - | - | - | - | - | No | - | - | No | - | - | No | - | - | - | 70 | 3.985 | 3.877 | 4.238 | 4.853 | 4.542 | 4.571 | 953 | 1485 | 4292 | 2079 | 2624 | 5719 | 2 | 2 | 2.5 | 3.621 | 4.076 | 4.693 | 3.965 | 4.396 | 4.747 | 5803 | 2172 | 323 | 1810 | 942 | 207 | 2 | 2.5 | 3 | No | - | - | - | - | N/A | N/A | N/A | 15 | 3.1813 | 3.6358
[SEER Non Multi-Split <=65kW] GEMS (Air Conditioners up to 65kW) Determination 2019 | MEPS 2019 | AS/NZS 3823.1.2:2012 | U-140PZH2R8/S-1014PF3E |  | N/A | PANASONIC | 3.724 | Ducted | Single Split System | - | Air | Air | China | 3.96 | 10.276 | 13.4 | 700 | N/A | N/A | N/A | 290 | 4.51 | 15.5 | Enthalpy Test Room | 3.5398 | 3.6225 | Yes | - | N/A | 19 | 19 | N/A | N/A | N/A | N/A | N/A | 3.1876 | 3.7798 | N/A | N/A | N/A | N/A | N/A | N/A | Enthalpy Test Room | Three | R32 | Australia,New Zealand | 130324 | 2025-07-30 |  | Approved | Reverse Cycle | 1400 | Yes | Class 11 | Yes | N/A | N/A | Yes | Yes | Yes | N/A | 3.2343 | Available | N/A | N/A |  |  | Yes |  |  | AAC5089 | Yes | Variable output compressor | Inverter | No | - | 13400 | 3.96 | - | 1400 | 6700 | No | - | - | - | 3619.44 | 14431.8 | Yes | 1190 | 7200 | Yes | 550 | 3600 | 15500 | 4.51 | 1550 | 7750 | Yes | 660 | 3400 | Yes | 5600 | 15000 | No | - | - | No | - | - | - | - | - | No | - | - | No | - | - | No | - | - | - | 70 | 4.721 | 4.554 | 4.987 | 6.25 | 5.749 | 5.492 | 764 | 1203 | 3484 | 1537 | 1977 | 4551 | 3 | 3 | 3 | 3.657 | 4.153 | 4.972 | 4.089 | 4.584 | 5.056 | 5568 | 2067 | 299 | 1702 | 878 | 191 | 2 | 2.5 | 3 | No | - | - | - | - | N/A | N/A | N/A | 15 | 3.3411 | 3.3986
[SEER Non Multi-Split <=65kW] GEMS (Air Conditioners up to 65kW) Determination 2019 | MEPS 2019 | AS/NZS 3823.1.1:2012 | U-140PZH2R8/S-1014PT3E |  | N/A | PANASONIC | 4.282 | Non Ducted | Single Split System | Floor/Ceiling | Air | Air | China | 4.17 | 9.718 | 13.4 | 690 | 2.4401 | 14.914 | 6.112 | 235 | 4.6 | 16 | Calorimeter Room | 3.4756 | 3.6688 | Yes | - | N/A | 13 | 13 | 4.559 | N/A | N/A | N/A | N/A | 3.0507 | 3.5007 | N/A | N/A | 1.6015 | 2.5014 | 1.5 | 2.5 | Calorimeter Room | Three | R32 | Australia,New Zealand | 135466 | 2026-02-08 |  | Approved | Reverse Cycle | 1590 | Yes | Class 11 | Yes | Yes | N/A | Yes | Yes | Yes | N/A | 3.0814 | Available | N/A | N/A |  |  | Yes |  | https://reg.energyrating.gov.au/static/common/images/star_ratings_2014/aircon_rating_1.5_2.5.png | AAC5753 | Yes | Variable output compressor | Inverter | No | - | 13400 | 4.17 | - | 1320 | 6700 | No | - | - | - | 3811.38 | 14431.8 | Yes | 1100 | 7050 | Yes | 455 | 3600 | 16000 | 4.6 | 1580 | 8000 | Yes | 560 | 3200 | Yes | 6250 | 14800 | - | - | - | - | - | - | - | - | - | - | - | - | - | - | - | - | - | - | 65 | 70 | 4.822 | 4.618 | 5.079 | 6.716 | 6.103 | 5.661 | 742 | 1180 | 3415 | 1424 | 1857 | 4410 | 3 | 3 | 3.5 | 3.582 | 4.229 | 5.268 | 4.137 | 4.838 | 5.45 | 5871 | 2100 | 297 | 1740 | 863 | 189 | 2 | 2.5 | 3.5 | No | - | - | - | - | N/A | N/A | N/A | 17 | 3.1698 | 3.4353
[SEER Non Multi-Split <=65kW] GEMS (Air Conditioners up to 65kW) Determination 2019 | MEPS 2019 | AS/NZS 3823.1.1:2012 | U-140PZH2R8/S-1014PU3E |  | N/A | PANASONIC | 3.886 | Non Ducted | Single Split System | Cassette | Air | Air | China | 4.11 | 10.114 | 14 | 840 | 2.6496 | 15.707 | 5.928 | 319 | 3.72 | 16 | Calorimeter Room | 3.3002 | 4.1133 | Yes | - | N/A | 13 | 13 | N/A | N/A | N/A | N/A | N/A | 3.2663 | 4.0668 | N/A | N/A | N/A | N/A | N/A | N/A | Calorimeter Room | Three | R32 | Australia,New Zealand | 128330 | 2025-07-28 |  | Approved | Reverse Cycle | 840 | Yes | Class 11 | Yes | N/A | N/A | Yes | Yes | Yes | N/A | 3.3002 | Available | N/A | N/A |  |  | Yes |  |  | AAC5052 | Yes | Variable output compressor | Inverter | No | - | 14000 | 4.11 | - | 1360 | 7000 | No | - | - | - | 3756.54 | 15078 | Yes | 1120 | 7400 | Yes | 454 | 3700 | 16000 | 3.72 | 1490 | 8000 | Yes | 548 | 3300 | Yes | 6200 | 15500 | No | - | - | No | - | - | - | - | - | No | - | - | No | - | - | No | - | - | 62 | 70 | 5.17 | 4.933 | 5.354 | 7.106 | 6.436 | 5.961 | 731 | 1164 | 3395 | 1414 | 1847 | 4383 | 3.5 | 3 | 3.5 | 4.014 | 4.716 | 5.609 | 4.535 | 5.258 | 5.769 | 5235 | 1877 | 272 | 1582 | 789 | 172 | 2.5 | 3 | 4 | No | - | - | - | - | N/A | N/A | N/A | 13 | 3.3703 | 4.2509
[SEER Non Multi-Split <=65kW] GEMS (Air Conditioners up to 65kW) Determination 2019 | MEPS 2019 | AS/NZS 3823.1.2:2012 | U-140PZH2R8/S-140PE3R |  | N/A | PANASONIC | 1 | Ducted | Single Split System | - | Air | Air | China | 4.35 | 5 | 14 | 700 | N/A | N/A | N/A | 290 | 4.35 | 16 | Enthalpy Test Room | 3.1991 | 3.6883 | Yes | - | N/A | 17 | 17 | N/A | N/A | N/A | N/A | N/A | 3.6774 | 4.4255 | N/A | N/A | N/A | N/A | N/A | N/A | Enthalpy Test Room | Three | R32 | Australia,New Zealand | 134079 | 2025-11-30 |  | Approved | Reverse Cycle | 1000 | Yes | Class 11 | Yes | N/A | N/A | Yes | Yes | Yes | N/A | 3.8107 | Available | N/A | N/A |  |  | Yes |  |  | AAC5522 | Yes | Variable output compressor | Inverter | No | - | 14000 | 4.35 | - | 1730 | 7000 | No | - | - | - | 3975.9 | 15078 | Yes | 1500 | 7450 | Yes | 790 | 3300 | 16000 | 4.35 | 1690 | 8000 | Yes | 720 | 3450 | Yes | 5850 | 15500 | No | - | - | No | - | - | - | - | - | No | - | - | No | - | - | No | - | - | - | 70 | 3.985 | 3.877 | 4.238 | 4.853 | 4.542 | 4.571 | 953 | 1485 | 4292 | 2079 | 2624 | 5719 | 2 | 2 | 2.5 | 3.621 | 4.076 | 4.693 | 3.965 | 4.396 | 4.747 | 5803 | 2172 | 323 | 1810 | 942 | 207 | 2 | 2.5 | 3 | No | - | - | - | - | N/A | N/A | N/A | 15 | 3.1813 | 3.6358
[SEER Non Multi-Split <=65kW] GEMS (Air Conditioners up to 65kW) Determination 2019 | MEPS 2019 | AS/NZS 3823.1.2:2012 | U-140PZH3R5/S-1014PF3E |  | N/A | PANASONIC | 3.724 | Ducted | Single Split System | - | Air | Air | China | 3.96 | 10.276 | 13.4 | 700 | N/A | N/A | N/A | 290 | 4.51 | 15.5 | Enthalpy Test Room | 3.5398 | 3.6225 | Yes | - | N/A | 19 | 19 | N/A | N/A | N/A | N/A | N/A | 3.1876 | 3.7798 | N/A | N/A | N/A | N/A | N/A | N/A | Enthalpy Test Room | Single | R32 | Australia,New Zealand | 134124 | 2025-12-09 |  | Approved | Reverse Cycle | 1400 | Yes | Class 11 | Yes | N/A | N/A | Yes | Yes | Yes | N/A | 3.2343 | Available | N/A | N/A |  |  | Yes |  |  | AAC5576 | Yes | Variable output compressor | Inverter | No | - | 13400 | 3.96 | - | 1400 | 6700 | No | - | - | - | 3619.44 | 14431.8 | Yes | 1190 | 7200 | Yes | 550 | 3600 | 15500 | 4.51 | 1550 | 7750 | Yes | 660 | 3400 | Yes | 5600 | 15000 | No | - | - | No | - | - | - | - | - | No | - | - | No | - | - | No | - | - | - | 70 | 4.721 | 4.554 | 4.987 | 6.25 | 5.749 | 5.492 | 764 | 1203 | 3484 | 1537 | 1977 | 4551 | 3 | 3 | 3 | 3.657 | 4.153 | 4.972 | 4.089 | 4.584 | 5.056 | 5568 | 2067 | 299 | 1702 | 878 | 191 | 2 | 2.5 | 3 | No | - | - | - | - | N/A | N/A | N/A | 15 | 3.3411 | 3.3986
[SEER Non Multi-Split <=65kW] GEMS (Air Conditioners up to 65kW) Determination 2019 | MEPS 2019 | AS/NZS 3823.1.1:2012 | U-140PZH3R5/S-1014PT3E |  | N/A | PANASONIC | 4.282 | Non Ducted | Single Split System | Floor/Ceiling | Air | Air | China | 4.17 | 9.718 | 13.4 | 690 | 2.4401 | 14.914 | 6.112 | 235 | 4.6 | 16 | Calorimeter Room | 3.4756 | 3.6688 | Yes | - | N/A | 13 | 13 | 4.559 | N/A | N/A | N/A | N/A | 3.0507 | 3.5007 | N/A | N/A | 1.6015 | 2.5014 | 1.5 | 2.5 | Calorimeter Room | Single | R32 | Australia,New Zealand | 134590 | 2026-02-08 |  | Approved | Reverse Cycle | 1590 | Yes | Class 11 | Yes | Yes | N/A | Yes | Yes | Yes | N/A | 3.0814 | Available | N/A | N/A |  |  | Yes |  | https://reg.energyrating.gov.au/static/common/images/star_ratings_2014/aircon_rating_1.5_2.5.png | AAC5746 | Yes | Variable output compressor | Inverter | No | - | 13400 | 4.17 | - | 1320 | 6700 | No | - | - | - | 3811.38 | 14431.8 | Yes | 1100 | 7050 | Yes | 455 | 3600 | 16000 | 4.6 | 1580 | 8000 | Yes | 560 | 3200 | Yes | 6250 | 14800 | - | - | - | - | - | - | - | - | - | - | - | - | - | - | - | - | - | - | 65 | 70 | 4.822 | 4.618 | 5.079 | 6.716 | 6.103 | 5.661 | 742 | 1180 | 3415 | 1424 | 1857 | 4410 | 3 | 3 | 3.5 | 3.582 | 4.229 | 5.268 | 4.137 | 4.838 | 5.45 | 5871 | 2100 | 297 | 1740 | 863 | 189 | 2 | 2.5 | 3.5 | No | - | - | - | - | N/A | N/A | N/A | 17 | 3.1698 | 3.4353
[SEER Non Multi-Split <=65kW] GEMS (Air Conditioners up to 65kW) Determination 2019 | MEPS 2019 | AS/NZS 3823.1.1:2012 | U-140PZH3R5/S-1014PU3E |  | N/A | PANASONIC | 3.886 | Non Ducted | Single Split System | Cassette | Air | Air | China | 4.11 | 10.114 | 14 | 840 | 2.6063 | 15.526 | 5.957 | 319 | 3.72 | 16 | Calorimeter Room | 3.2884 | 4.0878 | Yes | - | N/A | 13 | 13 | N/A | N/A | N/A | N/A | N/A | 3.2548 | 4.0418 | N/A | N/A | 2.0095 | 3.5836 | 2 | 3.5 | Calorimeter Room | Single | R32 | Australia,New Zealand | 134115 | 2025-12-09 |  | Approved | Reverse Cycle | 840 | Yes | Class 11 | Yes | Yes | N/A | Yes | Yes | Yes | N/A | 3.2884 | Available | N/A | N/A |  |  | Yes |  | https://reg.energyrating.gov.au/static/common/images/star_ratings_2014/aircon_rating_2_3.5.png | AAC5580 | Yes | Variable output compressor | Inverter | No | - | 14000 | 4.11 | - | 1360 | 7000 | No | - | - | - | 3756.54 | 15078 | Yes | 1120 | 7400 | Yes | 454 | 3700 | 16000 | 3.72 | 1490 | 8000 | Yes | 548 | 3300 | Yes | 6200 | 15500 | No | - | - | No | - | - | - | - | - | No | - | - | No | - | - | No | - | - | 62 | 70 | 5.17 | 4.933 | 5.354 | 7.106 | 6.436 | 5.961 | 731 | 1164 | 3395 | 1414 | 1847 | 4383 | 3.5 | 3 | 3.5 | 4.014 | 4.716 | 5.609 | 4.535 | 5.258 | 5.769 | 5235 | 1877 | 272 | 1582 | 789 | 172 | 2.5 | 3 | 4 | No | - | - | - | - | N/A | N/A | N/A | 13 | 3.3703 | 4.2509
[SEER Non Multi-Split <=65kW] GEMS (Air Conditioners up to 65kW) Determination 2019 | MEPS 2019 | AS/NZS 3823.1.2:2012 | U-140PZH3R5/S-140PE3R |  | N/A | PANASONIC | 1 | Ducted | Single Split System | - | Air | Air | China | 4.3 | 5 | 14 | 700 | N/A | N/A | N/A | 290 | 4.35 | 16 | Enthalpy Test Room | 3.2009 | 3.6883 | Yes | - | N/A | 17 | 17 | N/A | N/A | N/A | N/A | N/A | 3.6774 | 4.4255 | N/A | N/A | N/A | N/A | N/A | N/A | Enthalpy Test Room | Single | R32 | Australia,New Zealand | 133212 | 2025-11-30 |  | Approved | Reverse Cycle | 1000 | Yes | Class 11 | Yes | N/A | N/A | Yes | Yes | Yes | N/A | 3.8107 | Available | N/A | N/A |  |  | Yes |  |  | AAC5530 | Yes | Variable output compressor | Inverter | No | - | 14000 | 4.3 | - | 1710 | 7000 | No | - | - | - | 3930.2 | 15078 | Yes | 1480 | 7450 | Yes | 780 | 3300 | 16000 | 4.35 | 1690 | 8000 | Yes | 720 | 3450 | Yes | 5850 | 15500 | No | - | - | No | - | - | - | - | - | No | - | - | No | - | - | No | - | - | - | 70 | 4.032 | 3.923 | 4.291 | 4.916 | 4.601 | 4.632 | 942 | 1467 | 4238 | 2052 | 2591 | 5644 | 2.5 | 2 | 2.5 | 3.621 | 4.076 | 4.693 | 3.965 | 4.396 | 4.747 | 5803 | 2172 | 323 | 1810 | 942 | 207 | 2 | 2.5 | 3 | No | - | - | - | - | N/A | N/A | N/A | 15 | 3.2179 | 3.6358
[SEER Non Multi-Split <=65kW] GEMS (Air Conditioners up to 65kW) Determination 2019 | MEPS 2019 | AS/NZS 3823.1.2:2012 | U-140PZH3R8/S-1014PF3E |  | N/A | PANASONIC | 3.724 | Ducted | Single Split System | - | Air | Air | China | 3.96 | 10.276 | 13.4 | 700 | N/A | N/A | N/A | 290 | 4.51 | 15.5 | Enthalpy Test Room | 3.5398 | 3.6225 | Yes | - | N/A | 19 | 19 | N/A | N/A | N/A | N/A | N/A | 3.1876 | 3.7798 | N/A | N/A | N/A | N/A | N/A | N/A | Enthalpy Test Room | Three | R32 | Australia,New Zealand | 134125 | 2025-12-09 |  | Approved | Reverse Cycle | 1400 | Yes | Class 11 | Yes | N/A | N/A | Yes | Yes | Yes | N/A | 3.2343 | Available | N/A | N/A |  |  | Yes |  |  | AAC5585 | Yes | Variable output compressor | Inverter | No | - | 13400 | 3.96 | - | 1400 | 6700 | No | - | - | - | 3619.44 | 14431.8 | Yes | 1190 | 7200 | Yes | 550 | 3600 | 15500 | 4.51 | 1550 | 7750 | Yes | 660 | 3400 | Yes | 5600 | 15000 | No | - | - | No | - | - | - | - | - | No | - | - | No | - | - | No | - | - | - | 70 | 4.721 | 4.554 | 4.987 | 6.25 | 5.749 | 5.492 | 764 | 1203 | 3484 | 1537 | 1977 | 4551 | 3 | 3 | 3 | 3.657 | 4.153 | 4.972 | 4.089 | 4.584 | 5.056 | 5568 | 2067 | 299 | 1702 | 878 | 191 | 2 | 2.5 | 3 | No | - | - | - | - | N/A | N/A | N/A | 15 | 3.3411 | 3.3986
[SEER Non Multi-Split <=65kW] GEMS (Air Conditioners up to 65kW) Determination 2019 | MEPS 2019 | AS/NZS 3823.1.1:2012 | U-140PZH3R8/S-1014PT3E |  | N/A | PANASONIC | 4.282 | Non Ducted | Single Split System | Floor/Ceiling | Air | Air | China | 4.17 | 9.718 | 13.4 | 690 | 2.4401 | 14.914 | 6.112 | 235 | 4.6 | 16 | Calorimeter Room | 3.4756 | 3.6688 | Yes | - | N/A | 13 | 13 | 4.559 | N/A | N/A | N/A | N/A | 3.0507 | 3.5007 | N/A | N/A | 1.6015 | 2.5014 | 1.5 | 2.5 | Calorimeter Room | Three | R32 | Australia,New Zealand | 134591 | 2026-02-12 |  | Approved | Reverse Cycle | 1590 | Yes | Class 11 | Yes | Yes | N/A | Yes | Yes | Yes | N/A | 3.0814 | Available | N/A | N/A |  |  | Yes |  | https://reg.energyrating.gov.au/static/common/images/star_ratings_2014/aircon_rating_1.5_2.5.png | AAC5771 | Yes | Variable output compressor | Inverter | No | - | 13400 | 4.17 | - | 1320 | 6700 | No | - | - | - | 3811.38 | 14431.8 | Yes | 1100 | 7050 | Yes | 455 | 3600 | 16000 | 4.6 | 1580 | 8000 | Yes | 560 | 3200 | Yes | 6250 | 14800 | - | - | - | - | - | - | - | - | - | - | - | - | - | - | - | - | - | - | 65 | 70 | 4.822 | 4.618 | 5.079 | 6.716 | 6.103 | 5.661 | 742 | 1180 | 3415 | 1424 | 1857 | 4410 | 3 | 3 | 3.5 | 3.582 | 4.229 | 5.268 | 4.137 | 4.838 | 5.45 | 5871 | 2100 | 297 | 1740 | 863 | 189 | 2 | 2.5 | 3.5 | No | - | - | - | - | N/A | N/A | N/A | 17 | 3.1698 | 3.4353
[SEER Non Multi-Split <=65kW] GEMS (Air Conditioners up to 65kW) Determination 2019 | MEPS 2019 | AS/NZS 3823.1.1:2012 | U-140PZH3R8/S-1014PU3E |  | N/A | PANASONIC | 3.886 | Non Ducted | Single Split System | Cassette | Air | Air | China | 4.11 | 10.114 | 14 | 840 | 2.6496 | 15.707 | 5.928 | 319 | 3.72 | 16 | Calorimeter Room | 3.3002 | 4.1133 | Yes | - | N/A | 13 | 13 | N/A | N/A | N/A | N/A | N/A | 3.2663 | 4.0668 | N/A | N/A | N/A | N/A | N/A | N/A | Calorimeter Room | Three | R32 | Australia,New Zealand | 134118 | 2025-12-09 |  | Approved | Reverse Cycle | 840 | Yes | Class 11 | Yes | N/A | N/A | Yes | Yes | Yes | N/A | 3.3002 | Available | N/A | N/A |  |  | Yes |  |  | AAC5573 | Yes | Variable output compressor | Inverter | No | - | 14000 | 4.11 | - | 1360 | 7000 | No | - | - | - | 3756.54 | 15078 | Yes | 1120 | 7400 | Yes | 454 | 3700 | 16000 | 3.72 | 1490 | 8000 | Yes | 548 | 3300 | Yes | 6200 | 15500 | No | - | - | No | - | - | - | - | - | No | - | - | No | - | - | No | - | - | 62 | 70 | 5.17 | 4.933 | 5.354 | 7.106 | 6.436 | 5.961 | 731 | 1164 | 3395 | 1414 | 1847 | 4383 | 3.5 | 3 | 3.5 | 4.014 | 4.716 | 5.609 | 4.535 | 5.258 | 5.769 | 5235 | 1877 | 272 | 1582 | 789 | 172 | 2.5 | 3 | 4 | No | - | - | - | - | N/A | N/A | N/A | 13 | 3.3703 | 4.2509
[SEER Non Multi-Split <=65kW] GEMS (Air Conditioners up to 65kW) Determination 2019 | MEPS 2019 | AS/NZS 3823.1.2:2012 | U-140PZH3R8/S-140PE3R |  | N/A | PANASONIC | 1 | Ducted | Single Split System | - | Air | Air | China | 4.3 | 5 | 14 | 700 | N/A | N/A | N/A | 290 | 4.35 | 16 | Enthalpy Test Room | 3.1984 | 3.6883 | Yes | - | N/A | 17 | 17 | N/A | N/A | N/A | N/A | N/A | 3.6774 | 4.4255 | N/A | N/A | N/A | N/A | N/A | N/A | Enthalpy Test Room | Three | R32 | Australia,New Zealand | 133215 | 2025-11-30 |  | Approved | Reverse Cycle | 1000 | Yes | Class 11 | Yes | N/A | N/A | Yes | Yes | Yes | N/A | 3.8107 | Available | N/A | N/A |  |  | Yes |  |  | AAC5519 | Yes | Variable output compressor | Inverter | No | - | 14000 | 4.3 | - | 1710 | 7000 | No | - | - | - | 3930.2 | 15078 | Yes | 1480 | 7450 | Yes | 780 | 3300 | 16000 | 4.35 | 1690 | 8000 | Yes | 720 | 3450 | Yes | 5850 | 15500 | No | - | - | No | - | - | - | - | - | No | - | - | No | - | - | No | - | - | - | 70 | 4.032 | 3.923 | 4.291 | 4.916 | 4.601 | 4.632 | 942 | 1467 | 4238 | 2052 | 2591 | 5644 | 2.5 | 2 | 2.5 | 3.621 | 4.076 | 4.693 | 3.965 | 4.396 | 4.747 | 5803 | 2172 | 323 | 1810 | 942 | 207 | 2 | 2.5 | 3 | No | - | - | - | - | N/A | N/A | N/A | 15 | 3.2179 | 3.6358
[SEER Multi-Split <=65kW] GEMS (Air Conditioners up to 65kW) Determination 2019 | MEPS 2019 | AS/NZS 3823.1.4:2012 | U-14ME2R8 | U-14ME2R8 | N/A | PANASONIC | 5.6 | Ducted | vrf | N/A | Air | Air | Malaysia | 11.6 | 34.4 | 40 | N/A | N/A | N/A | N/A | N/A | 10.4 | 45 | Enthalpy Test Room | 3.3386 | 4.1996 | Yes | - | N/A | 64.2 | 58 | N/A | N/A | N/A | N/A | N/A | 3.6956 | 4.3223 | N/A | N/A | N/A | N/A | N/A | N/A | Enthalpy Test Room | Three | R410A | Australia,New Zealand | 131853 | 2025-10-06 |  | Approved | Reverse Cycle | N/A | Yes | Class 21 | Yes | N/A | N/A | Yes | Yes | Yes | N/A | 3.7726 | Available | N/A | N/A |  |  | Yes |  |  | AAC5373 | Yes | Variable output compressor | Inverter | No | No | 40000 | 11.6 | - | 3320 | 20000 | Yes | 920 | 6400 | - | 10602.4 | 43080 | No | 3034.48 | 21540 | - | 730 | 7800 | 45000 | 10.4 | 3800 | 22500 | Yes | 720 | 4900 | Yes | 9770 | 27800 | No | - | - | No | - | - | - | - | - | No | - | - | No | - | - | No | - | - | N/A | - | 5.018 | 4.913 | 5.582 | 8.326 | 7.374 | 6.335 | 2054 | 3219 | 9184 | 3343 | 4502 | 11686 | 3.5 | 3 | 4 | 2.876 | 3.59 | 6.076 | 3.608 | 4.682 | 6.5 | 20615 | 7027 | 829 | 5670 | 2578 | 532 | 1 | 2 | 4.5 | N/A | N/A | N/A | N/A | N/A | N/A | N/A | N/A | 83 | 3.3669 | 4.2133
[SEER Multi-Split <=65kW] GEMS (Air Conditioners up to 65kW) Determination 2019 | MEPS 2019 | AS/NZS 3823.1.4:2012 | U-14ME2R8E | U-14ME2R8 | N/A | PANASONIC | 5.6 | Ducted | vrf | N/A | Air | Air | Malaysia | 11.6 | 34.4 | 40 | N/A | N/A | N/A | N/A | N/A | 10.4 | 45 | Enthalpy Test Room | 3.3386 | 4.1996 | Yes | - | N/A | 64.2 | 58 | N/A | N/A | N/A | N/A | N/A | 3.6956 | 4.3223 | N/A | N/A | N/A | N/A | N/A | N/A | Enthalpy Test Room | Three | R410A | Australia,New Zealand | 131853 | 2025-10-06 |  | Approved | Reverse Cycle | N/A | Yes | Class 21 | Yes | N/A | N/A | Yes | Yes | Yes | N/A | 3.7726 | Available | N/A | N/A |  |  | Yes |  |  | AAC5373 | Yes | Variable output compressor | Inverter | No | No | 40000 | 11.6 | - | 3320 | 20000 | Yes | 920 | 6400 | - | 10602.4 | 43080 | No | 3034.48 | 21540 | - | 730 | 7800 | 45000 | 10.4 | 3800 | 22500 | Yes | 720 | 4900 | Yes | 9770 | 27800 | No | - | - | No | - | - | - | - | - | No | - | - | No | - | - | No | - | - | N/A | - | 5.018 | 4.913 | 5.582 | 8.326 | 7.374 | 6.335 | 2054 | 3219 | 9184 | 3343 | 4502 | 11686 | 3.5 | 3 | 4 | 2.876 | 3.59 | 6.076 | 3.608 | 4.682 | 6.5 | 20615 | 7027 | 829 | 5670 | 2578 | 532 | 1 | 2 | 4.5 | N/A | N/A | N/A | N/A | N/A | N/A | N/A | N/A | 83 | 3.3669 | 4.2133
[SEER Multi-Split <=65kW] GEMS (Air Conditioners up to 65kW) Determination 2019 | MEPS 2019 | AS/NZS 3823.1.4:2012 | U-14MF3R7 |  | N/A | PANASONIC | 4.67 | Both | vrf | N/A | Air | Air | Malaysia | 10.8 | 35.33 | 40 | N/A | N/A | N/A | N/A | N/A | 10.7 | 45 | Enthalpy Test Room | 3.5184 | 4.0366 | Yes | - | N/A | 81.8 | 74.5 | N/A | N/A | N/A | N/A | N/A | 3.4857 | 3.9923 | N/A | N/A | N/A | N/A | N/A | N/A | Enthalpy Test Room | Three | R410A | Australia,New Zealand | 155661 | 2028-08-02 |  | Approved | Reverse Cycle | N/A | Yes | Class 21 | Yes | N/A | N/A | Yes | Yes | Yes | N/A | 3.5734 | Available | N/A | N/A |  |  | Yes |  |  | AAC7668 | Yes | Variable output compressor | Inverter | No | - | 40000 | 10.8 | - | 3370 | 20000 | No | - | - | - | 9871.2 | 43080 | No | 3080.18 | 21540 | No | - | - | 45000 | 10.7 | 3540 | 22500 | No | - | - | Yes | 13800 | 38400 | - | - | - | No | - | - | - | - | - | No | - | - | No | - | - | No | - | - | N/A | 80.4 | 4.596 | 4.527 | 5.288 | 6.184 | 5.814 | 5.814 | 2241 | 3490 | 9685 | 4543 | 5739 | 12732 | 3 | 3 | 3.5 | 4.035 | 4.887 | 5.801 | 4.512 | 5.267 | 5.824 | 14767 | 5242 | 878 | 4586 | 2328 | 591 | 2.5 | 3 | 4 | N/A | N/A | N/A | N/A | N/A | N/A | N/A | N/A | 91 | 3.6011 | 4.0881
[SEER Non Multi-Split <=65kW] GEMS (Air Conditioners up to 65kW) Determination 2019 | MEPS 2019 | AS/NZS 3823.1.2:2012 | U-160PZH2R5/S-160PE3R |  | N/A | PANASONIC | 1 | Ducted | Single Split System | - | Air | Air | Malaysia | 4.86 | 5 | 16 | 700 | N/A | N/A | N/A | 290 | 5.1 | 18 | Enthalpy Test Room | 3.3154 | 3.5003 | Yes | - | N/A | 17 | 17 | N/A | N/A | N/A | N/A | N/A | 3.6774 | 4.4255 | N/A | N/A | N/A | N/A | N/A | N/A | Enthalpy Test Room | Single | R32 | Australia,New Zealand | 134109 | 2025-12-01 |  | Approved | Reverse Cycle | 1000 | Yes | Class 11 | Yes | N/A | N/A | Yes | Yes | Yes | N/A | 3.8107 | Available | N/A | N/A |  |  | Yes |  |  | AAC5532 | Yes | Variable output compressor | Inverter | No | - | 16000 | 4.86 | - | 1980 | 8240 | No | - | - | - | 4442.04 | 17232 | Yes | 1740 | 8540 | Yes | 1180 | 5550 | 18000 | 5.1 | 1930 | 9000 | Yes | 1130 | 5450 | Yes | 5920 | 16640 | No | - | - | No | - | - | - | - | - | No | - | - | No | - | - | No | - | - | - | 76 | 3.852 | 3.802 | 4.216 | 4.809 | 4.543 | 4.533 | 1109 | 1709 | 4910 | 2381 | 2981 | 6574 | 2 | 2 | 2.5 | 3.556 | 3.991 | 4.619 | 3.883 | 4.283 | 4.637 | 6668 | 2518 | 391 | 2097 | 1106 | 256 | 2 | 2 | 3 | No | - | - | - | - | N/A | N/A | N/A | 25.76 | 3.2342 | 3.4702
[SEER Non Multi-Split <=65kW] GEMS (Air Conditioners up to 65kW) Determination 2019 | MEPS 2019 | AS/NZS 3823.1.2:2012 | U-160PZH2R8/S-160PE3R |  | N/A | PANASONIC | 1 | Ducted | Single Split System | - | Air | Air | Malaysia | 4.86 | 5 | 16 | 700 | N/A | N/A | N/A | 290 | 5.1 | 18 | Enthalpy Test Room | 3.3363 | 3.5003 | Yes | - | N/A | 17 | 17 | N/A | N/A | N/A | N/A | N/A | 3.6774 | 4.4255 | N/A | N/A | N/A | N/A | N/A | N/A | Enthalpy Test Room | Three | R32 | Australia,New Zealand | 134110 | 2025-12-01 |  | Approved | Reverse Cycle | 1000 | Yes | Class 11 | Yes | N/A | N/A | Yes | Yes | Yes | N/A | 3.8107 | Available | N/A | N/A |  |  | Yes |  |  | AAC5534 | Yes | Variable output compressor | Inverter | No | - | 16000 | 4.86 | - | 1980 | 8240 | No | - | - | - | 4442.04 | 17232 | Yes | 1740 | 8540 | Yes | 1180 | 5550 | 18000 | 5.1 | 1930 | 9000 | Yes | 1130 | 5450 | Yes | 5920 | 16640 | No | - | - | No | - | - | - | - | - | No | - | - | No | - | - | No | - | - | - | 76 | 3.852 | 3.802 | 4.216 | 4.809 | 4.543 | 4.533 | 1109 | 1709 | 4910 | 2381 | 2981 | 6574 | 2 | 2 | 2.5 | 3.556 | 3.991 | 4.619 | 3.883 | 4.283 | 4.637 | 6668 | 2518 | 391 | 2097 | 1106 | 256 | 2 | 2 | 3 | No | - | - | - | - | N/A | N/A | N/A | 25.76 | 3.2342 | 3.4702
[SEER Non Multi-Split <=65kW] GEMS (Air Conditioners up to 65kW) Determination 2019 | MEPS 2019 | AS/NZS 3823.1.2:2012 | U-160PZH3R5 / S-160PE3R |  | N/A | Panasonic | N/A | Ducted | Single Split System | - | Air | Air | Malaysia | 4.86 | N/A | 16 | N/A | N/A | N/A | N/A | N/A | 5.1 | 18 | Calorimeter Room | 3.1971 | 3.4879 | N/A | 54.24 | N/A | N/A | N/A | N/A | N/A | N/A | N/A | N/A | N/A | N/A | N/A | N/A | N/A | N/A | N/A | N/A | N/A | Single | R32 | Australia,New Zealand | 154658 | 2028-06-24 |  | Approved | Reverse Cycle | N/A | Yes | Class 11 | Yes | N/A | N/A | N/A | N/A | N/A | N/A | N/A | Available | N/A | N/A | http://papamy.panasonic.com.my/ | http://www.panasonic.com.au/ | N/A |  |  | AAC7581 | Yes | Variable output compressor | Inverter | No | - | 16000 | 4.86 | - | 2250 | 8000 | Yes | 1250 | 5200 | - | 4442.04 | 17232 | Yes | 1800 | 9000 | - | 1040 | 5600 | 18000 | 5.1 | 1980 | 9000 | Yes | 1200 | 5500 | Yes | 5920 | 16640 | No | - | - | No | - | - | - | - | - | No | - | - | No | - | - | No | - | - | - | - | 4.089 | 4.031 | 4.489 | 5.795 | 5.227 | 5.036 | 1046 | 1613 | 4612 | 1971 | 2588 | 5916 | 2.5 | 2.5 | 2.5 | 3.498 | 3.899 | 4.435 | 3.775 | 4.13 | 4.434 | 6773 | 2570 | 400 | 2152 | 1140 | 261 | 1.5 | 2 | 2.5 | No | - | - | - | - | N/A | N/A | N/A | 23.76 | 3.2387 | 3.4747
[SEER Non Multi-Split <=65kW] GEMS (Air Conditioners up to 65kW) Determination 2019 | MEPS 2019 | AS/NZS 3823.1.2:2012 | U-160PZH3R8 / S-160PE3R |  | N/A | Panasonic | N/A | Ducted | Single Split System | - | Air | Air | Malaysia | 4.86 | N/A | 16 | N/A | N/A | N/A | N/A | N/A | 5.1 | 18 | Calorimeter Room | 3.2003 | 3.4894 | N/A | 54.26 | N/A | N/A | N/A | N/A | N/A | N/A | N/A | N/A | N/A | N/A | N/A | N/A | N/A | N/A | N/A | N/A | N/A | Three | R32 | Australia,New Zealand | 154733 | 2028-06-25 |  | Approved | Reverse Cycle | N/A | Yes | Class 11 | Yes | N/A | N/A | N/A | N/A | N/A | N/A | N/A | Available | N/A | N/A | http://papamy.panasonic.com.my/ | http://www.panasonic.com.au/ | N/A |  |  | AAC7582 | Yes | Variable output compressor | Inverter | No | - | 16000 | 4.86 | - | 2250 | 8000 | Yes | 1250 | 5200 | - | 4442.04 | 17232 | Yes | 1800 | 9000 | - | 1040 | 5600 | 18000 | 5.1 | 1980 | 9000 | Yes | 1200 | 5500 | Yes | 5920 | 16640 | No | - | - | No | - | - | - | - | - | No | - | - | No | - | - | No | - | - | - | - | 4.089 | 4.031 | 4.489 | 5.795 | 5.227 | 5.036 | 1046 | 1613 | 4612 | 1971 | 2588 | 5916 | 2.5 | 2.5 | 2.5 | 3.498 | 3.899 | 4.435 | 3.775 | 4.13 | 4.434 | 6773 | 2570 | 400 | 2152 | 1140 | 261 | 1.5 | 2 | 2.5 | No | - | - | - | - | N/A | N/A | N/A | 23.76 | 3.2387 | 3.4747
[SEER Multi-Split <=65kW] GEMS (Air Conditioners up to 65kW) Determination 2019 | MEPS 2019 | AS/NZS 3823.1.4:2012 | U-16ME2R8 | U-16ME2R8 | N/A | PANASONIC | 6.75 | Ducted | vrf | N/A | Air | Air | Malaysia | 14.9 | 38.25 | 45 | N/A | N/A | N/A | N/A | N/A | 12.7 | 50 | Enthalpy Test Room | 2.9113 | 3.8398 | Yes | 50.027 | N/A | 64.2 | 58 | N/A | N/A | N/A | N/A | N/A | 3.3576 | 4.1921 | N/A | N/A | N/A | N/A | N/A | N/A | Enthalpy Test Room | Three | R410A | Australia,New Zealand | 131852 | 2025-09-25 |  | Approved | Reverse Cycle | N/A | No | Class 21 | Yes | N/A | N/A | Yes | Yes | Yes | N/A | 3.4138 | Available | N/A | N/A |  |  | Yes |  |  | AAC5315 | Yes | Variable output compressor | Inverter | No | No | 45000 | 14.9 | - | 3880 | 22500 | Yes | 920 | 6400 | - | 13618.6 | 48465 | No | 3546.32 | 24232.5 | - | 700 | 7700 | 50000 | 12.7 | 4400 | 25000 | Yes | 700 | 4200 | Yes | 9920 | 28600 | No | - | - | No | - | - | - | - | - | No | - | - | No | - | - | No | - | - | N/A | - | 4.9 | 4.703 | 5.246 | 8.409 | 7.232 | 6.001 | 2394 | 3821 | 11035 | 3743 | 5189 | 13911 | 3 | 3 | 3.5 | 2.514 | 2.934 | 5.331 | 3.359 | 4.056 | 5.98 | 26153 | 9474 | 994 | 6734 | 3258 | 608 | 1 | 1 | 3.5 | N/A | N/A | N/A | N/A | N/A | N/A | N/A | N/A | 83 | 2.9643 | 3.8519
[SEER Multi-Split <=65kW] GEMS (Air Conditioners up to 65kW) Determination 2019 | MEPS 2019 | AS/NZS 3823.1.4:2012 | U-16ME2R8E | U-16ME2R8 | N/A | PANASONIC | 6.75 | Ducted | vrf | N/A | Air | Air | Malaysia | 14.9 | 38.25 | 45 | N/A | N/A | N/A | N/A | N/A | 12.7 | 50 | Enthalpy Test Room | 2.9113 | 3.8398 | Yes | 50.027 | N/A | 64.2 | 58 | N/A | N/A | N/A | N/A | N/A | 3.3576 | 4.1921 | N/A | N/A | N/A | N/A | N/A | N/A | Enthalpy Test Room | Three | R410A | Australia,New Zealand | 131852 | 2025-09-25 |  | Approved | Reverse Cycle | N/A | No | Class 21 | Yes | N/A | N/A | Yes | Yes | Yes | N/A | 3.4138 | Available | N/A | N/A |  |  | Yes |  |  | AAC5315 | Yes | Variable output compressor | Inverter | No | No | 45000 | 14.9 | - | 3880 | 22500 | Yes | 920 | 6400 | - | 13618.6 | 48465 | No | 3546.32 | 24232.5 | - | 700 | 7700 | 50000 | 12.7 | 4400 | 25000 | Yes | 700 | 4200 | Yes | 9920 | 28600 | No | - | - | No | - | - | - | - | - | No | - | - | No | - | - | No | - | - | N/A | - | 4.9 | 4.703 | 5.246 | 8.409 | 7.232 | 6.001 | 2394 | 3821 | 11035 | 3743 | 5189 | 13911 | 3 | 3 | 3.5 | 2.514 | 2.934 | 5.331 | 3.359 | 4.056 | 5.98 | 26153 | 9474 | 994 | 6734 | 3258 | 608 | 1 | 1 | 3.5 | N/A | N/A | N/A | N/A | N/A | N/A | N/A | N/A | 83 | 2.9643 | 3.8519
[SEER Multi-Split <=65kW] GEMS (Air Conditioners up to 65kW) Determination 2019 | MEPS 2019 | AS/NZS 3823.1.4:2012 | U-16MF3R7 |  | N/A | PANASONIC | 5.77 | Both | vrf | N/A | Air | Air | Malaysia | 12.9 | 39.23 | 45 | N/A | N/A | N/A | N/A | N/A | 12 | 50 | Enthalpy Test Room | 3.2657 | 3.9491 | Yes | - | N/A | 81.8 | 74.5 | N/A | N/A | N/A | N/A | N/A | 3.3042 | 3.9437 | N/A | N/A | N/A | N/A | N/A | N/A | Enthalpy Test Room | Three | R410A | Australia,New Zealand | 155662 | 2028-07-30 |  | Approved | Reverse Cycle | N/A | Yes | Class 21 | Yes | N/A | N/A | Yes | Yes | Yes | N/A | 3.3739 | Available | N/A | N/A |  |  | Yes |  |  | AAC7657 | Yes | Variable output compressor | Inverter | No | Yes | 45000 | 12.9 | - | 3960 | 22500 | No | - | - | - | 11790.6 | 48465 | No | 3619.44 | 24232.5 | No | - | - | 50000 | 12 | - | - | - | - | - | - | - | - | - | - | - | - | - | - | - | - | - | - | - | - | - | - | - | - | - | - | N/A | - | 4.523 | 4.415 | 5.074 | 5.995 | 5.612 | 5.566 | 2591 | 4064 | 11395 | 5302 | 6720 | 14994 | 3 | 2.5 | 3.5 | - | - | - | - | - | - | - | - | - | - | - | - | 0 | 0 | 0 | N/A | N/A | N/A | N/A | N/A | N/A | N/A | N/A | 91 | 3.4071 | 4.0625
[SEER Non Multi-Split <=65kW] GEMS (Air Conditioners up to 65kW) Determination 2019 | MEPS 2019 | AS/NZS 3823.1.2:2012 | U-180PE2R8A/S-180PE3R5B |  | N/A | PANASONIC | 2.1 | Ducted | Single Split System | - | Air | Air | Malaysia | 5.96 | 15.9 | 18 | 916 | N/A | N/A | N/A | 486 | 5.66 | 20 | Enthalpy Test Room | 3.0944 | 3.4946 | Yes | - | N/A | 35.7 | 33.1 | 3.7878 | N/A | N/A | N/A | N/A | 3.0307 | 3.4267 | N/A | N/A | N/A | N/A | N/A | N/A | Enthalpy Test Room | Three | R410A | Australia,New Zealand | 159443 | 2029-02-13 |  | Approved | Reverse Cycle | 1456 | Yes | Class 11 | Yes | N/A | N/A | Yes | Yes | Yes | N/A | 3.0944 | Available | N/A | N/A |  |  | Yes |  |  | AAC8055 | Yes | Variable output compressor | Inverter | No | - | 18000 | 5.96 | - | 2630 | 9500 | No | - | - | - | 5447.44 | 19386 | No | 2403.82 | 10231.5 | No | - | - | 20000 | 5.66 | 2450 | 10000 | No | - | - | Yes | 6520 | 16000 | No | - | - | No | - | - | - | - | - | No | - | - | No | - | - | No | - | - | - | - | 3.468 | 3.414 | 3.743 | 4.186 | 3.964 | 3.988 | 1400 | 2159 | 6238 | 3092 | 3859 | 8421 | 1.5 | 1.5 | 2 | 3.032 | 3.45 | 3.766 | 3.222 | 3.555 | 3.756 | 8672 | 3217 | 510 | 2790 | 1462 | 332 | 1.5 | 1.5 | 2 | No | - | - | - | - | N/A | N/A | N/A | 25.76 | 2.9766 | 3.48
[SEER Non Multi-Split <=65kW] GEMS (Air Conditioners up to 65kW) Determination 2019 | MEPS 2019 | AS/NZS 3823.1.2:2012 | U-180PZH2R8/S-180PE3R5B |  | N/A | PANASONIC | 2.29 | Ducted | Single Split System | - | Air | Air | Malaysia | 5.63 | 15.71 | 18 | 916 | 2.9175 | 17.829 | 6.111 | 486 | 5.33 | 20 | Enthalpy Test Room | 3.337 | 3.821 | Yes | - | N/A | 35.8 | 33.5 | N/A | N/A | N/A | N/A | N/A | 3.2637 | 3.7397 | N/A | N/A | N/A | N/A | N/A | N/A | Enthalpy Test Room | Three | R32 | Australia,New Zealand | 133268 | 2025-12-10 |  | Approved | Reverse Cycle | 1456 | Yes | Class 11 | Yes | N/A | N/A | Yes | Yes | Yes | N/A | 3.337 | Available | N/A | N/A |  |  | Yes |  |  | AAC5586 | Yes | Variable output compressor | Inverter | No | - | 18000 | 5.63 | - | 2200 | 9100 | No | - | - | - | 5145.82 | 19386 | Yes | 1870 | 9700 | Yes | 1260 | 6300 | 20000 | 5.33 | 2000 | 10100 | Yes | 1060 | 5500 | Yes | 6210 | 18000 | - | - | - | - | - | - | - | - | - | - | - | - | - | - | - | - | - | - | - | 76 | 4.026 | 3.929 | 4.355 | 5.114 | 4.771 | 4.75 | 1198 | 1867 | 5352 | 2521 | 3197 | 7062 | 2.5 | 2 | 2.5 | 3.741 | 4.277 | 5.001 | 4.127 | 4.62 | 5.031 | 7038 | 2608 | 400 | 2190 | 1137 | 261 | 2 | 2.5 | 3.5 | - | - | - | - | - | N/A | N/A | N/A | 25.76 | 3.1485 | 3.692
[SEER Non Multi-Split <=65kW] GEMS (Air Conditioners up to 65kW) Determination 2019 | MEPS 2019 | AS/NZS 3823.1.2:2012 | U-180PZH2R8/S-180PE3R5B |  | N/A | PANASONIC | 2.29 | Ducted | Single Split System | - | Air | Air | Malaysia | 5.63 | 15.71 | 18 | 916 | 2.9175 | 17.829 | 6.111 | 486 | 5.33 | 20 | Enthalpy Test Room | 3.3374 | 3.8215 | Yes | - | N/A | 35.8 | 33.5 | N/A | N/A | N/A | N/A | N/A | 3.2637 | 3.7397 | N/A | N/A | N/A | N/A | N/A | N/A | Enthalpy Test Room | Three | R32 | Australia,New Zealand | 159069 | 2029-02-19 |  | Approved | Reverse Cycle | 1456 | Yes | Class 11 | Yes | N/A | N/A | Yes | Yes | Yes | N/A | 3.337 | Available | N/A | N/A |  |  | Yes |  |  | AAC8062 | Yes | Variable output compressor | Inverter | No | - | 18000 | 5.63 | - | 2200 | 9100 | No | - | - | - | 5145.82 | 19386 | No | 2010.8 | 9800.7 | Yes | 1260 | 6300 | 20000 | 5.33 | 2000 | 10100 | Yes | 1060 | 5500 | Yes | 6210 | 18000 | No | - | - | No | - | - | - | - | - | - | - | - | No | - | - | No | - | - | - | - | 3.909 | 3.84 | 4.21 | 4.918 | 4.631 | 4.527 | 1235 | 1911 | 5539 | 2624 | 3296 | 7412 | 2 | 2 | 2.5 | 3.741 | 4.277 | 5.001 | 4.127 | 4.62 | 5.031 | 7038 | 2608 | 400 | 2190 | 1137 | 261 | 2 | 2.5 | 3.5 | No | - | - | - | - | N/A | N/A | N/A | 25.76 | 3.1485 | 3.692
[SEER Non Multi-Split <=65kW] GEMS (Air Conditioners up to 65kW) Determination 2019 | MEPS 2019 | AS/NZS 3823.1.2:2012 | U-180PZH3R5 / S-180PE4R |  | N/A | Panasonic | N/A | Ducted | Single Split System | - | Air | Air | Malaysia | 5.63 | N/A | 18 | N/A | N/A | N/A | N/A | N/A | 5.33 | 20 | Calorimeter Room | 3.2531 | 3.7482 | N/A | 55.255 | N/A | N/A | N/A | N/A | N/A | N/A | N/A | N/A | N/A | N/A | N/A | N/A | N/A | N/A | N/A | N/A | N/A | Single | R32 | Australia,New Zealand | 157539 | 2028-11-15 |  | Approved | Reverse Cycle | N/A | Yes | Class 11 | Yes | N/A | N/A | N/A | N/A | N/A | N/A | N/A | Available | N/A | N/A | http://papamy.panasonic.com.my/ | http://www.panasonic.com.au/ | N/A |  |  | AAC7890 | Yes | Variable output compressor | Inverter | No | - | 18000 | 5.63 | - | 1950 | 9000 | No | - | - | - | 5145.82 | 19386 | Yes | 1700 | 9300 | Yes | 950 | 6200 | 20000 | 5.33 | 2000 | 10000 | Yes | 1050 | 5400 | Yes | 6210 | 18000 | No | - | - | No | - | - | - | - | - | No | - | - | No | - | - | No | - | - | - | - | 4.315 | 4.203 | 4.573 | 5.712 | 5.313 | 4.976 | 1118 | 1746 | 5099 | 2256 | 2870 | 6743 | 2.5 | 2.5 | 3 | 3.723 | 4.248 | 4.958 | 4.104 | 4.589 | 4.991 | 7068 | 2620 | 398 | 2198 | 1140 | 259 | 2 | 2.5 | 3 | No | - | - | - | - | N/A | N/A | N/A | 23.76 | 3.1522 | 3.6966
[SEER Non Multi-Split <=65kW] GEMS (Air Conditioners up to 65kW) Determination 2019 | MEPS 2019 | AS/NZS 3823.1.2:2012 | U-180PZH3R8 / S-180PE4R |  | N/A | Panasonic | N/A | Ducted | Single Split System | - | Air | Air | Malaysia | 5.63 | N/A | 18 | N/A | N/A | N/A | N/A | N/A | 5.33 | 20 | Calorimeter Room | 3.256 | 3.7487 | N/A | 55.27 | N/A | N/A | N/A | N/A | N/A | N/A | N/A | N/A | N/A | N/A | N/A | N/A | N/A | N/A | N/A | N/A | N/A | Three | R32 | Australia,New Zealand | 157574 | 2028-11-07 |  | Approved | Reverse Cycle | N/A | Yes | Class 11 | Yes | N/A | N/A | N/A | N/A | N/A | N/A | N/A | Available | N/A | N/A | http://papamy.panasonic.com.my/ | http://www.panasonic.com.au/ | N/A |  |  | AAC7861 | Yes | Variable output compressor | Inverter | No | - | 18000 | 5.63 | - | 1950 | 9000 | No | - | - | - | 5145.82 | 19386 | Yes | 1700 | 9300 | Yes | 950 | 6200 | 20000 | 5.33 | 2000 | 10000 | Yes | 1050 | 5400 | Yes | 6210 | 18000 | No | - | - | No | - | - | - | - | - | No | - | - | No | - | - | No | - | - | - | - | 4.315 | 4.203 | 4.573 | 5.712 | 5.313 | 4.976 | 1118 | 1746 | 5099 | 2256 | 2870 | 6743 | 2.5 | 2.5 | 3 | 3.723 | 4.248 | 4.958 | 4.104 | 4.589 | 4.991 | 7068 | 2620 | 398 | 2198 | 1140 | 259 | 2 | 2.5 | 3 | No | - | - | - | - | N/A | N/A | N/A | 23.76 | 3.1522 | 3.6966
[SEER Multi-Split <=65kW] GEMS (Air Conditioners up to 65kW) Determination 2019 | MEPS 2019 | AS/NZS 3823.1.4:2012 | U-18ME2R8 | U-18ME2R8 | N/A | PANASONIC | 4.5 | Ducted | vrf | N/A | Air | Air | Malaysia | 15.4 | 45.5 | 50 | N/A | N/A | N/A | N/A | N/A | 12.6 | 56 | Enthalpy Test Room | 3.1836 | 4.3346 | Yes | - | N/A | 64.2 | 58 | N/A | N/A | N/A | N/A | N/A | 3.2288 | 4.2005 | N/A | N/A | N/A | N/A | N/A | N/A | Enthalpy Test Room | Three | R410A | Australia,New Zealand | 131851 | 2025-09-23 |  | Approved | Reverse Cycle | N/A | Yes | Class 21 | Yes | N/A | N/A | Yes | Yes | Yes | N/A | 3.2753 | Available | N/A | N/A |  |  | Yes |  |  | AAC5307 | Yes | Variable output compressor | Inverter | No | No | 50000 | 15.4 | - | 3890 | 25000 | Yes | 890 | 6600 | - | 14075.6 | 53850 | No | 3555.46 | 26925 | - | 590 | 6700 | 56000 | 12.6 | 4810 | 28000 | Yes | 730 | 4700 | Yes | 14560 | 36500 | No | - | - | No | - | - | - | - | - | No | - | - | No | - | - | No | - | - | N/A | - | 5.435 | 5.196 | 5.786 | 13.234 | 8.83 | 6.896 | 2398 | 3844 | 11118 | 2592 | 4706 | 13444 | 3.5 | 3.5 | 4 | 3.087 | 3.935 | 5.997 | 3.736 | 4.562 | 6.283 | 23876 | 7948 | 991 | 6780 | 3245 | 637 | 1.5 | 2 | 4 | N/A | N/A | N/A | N/A | N/A | N/A | N/A | N/A | 83 | 3.1887 | 4.3476
[SEER Multi-Split <=65kW] GEMS (Air Conditioners up to 65kW) Determination 2019 | MEPS 2019 | AS/NZS 3823.1.4:2012 | U-18ME2R8 / S-22MF2E5A / S-90MF2E5A / S-106MF2E5A | U-18ME2R8 | N/A | PANASONIC | 4.5 | Ducted | vrf | N/A | Air | Air | Malaysia | 15.4 | 45.5 | 50 | N/A | N/A | N/A | N/A | N/A | 12.6 | 56 | Enthalpy Test Room | 3.1836 | 4.3346 | Yes | - | N/A | 64.2 | 58 | N/A | N/A | N/A | N/A | N/A | 3.2288 | 4.2005 | N/A | N/A | N/A | N/A | N/A | N/A | Enthalpy Test Room | Three | R410A | Australia,New Zealand | 131851 | 2025-09-23 |  | Approved | Reverse Cycle | N/A | Yes | Class 21 | Yes | N/A | N/A | Yes | Yes | Yes | N/A | 3.2753 | Available | N/A | N/A |  |  | Yes |  |  | AAC5307 | Yes | Variable output compressor | Inverter | No | No | 50000 | 15.4 | - | 3890 | 25000 | Yes | 890 | 6600 | - | 14075.6 | 53850 | No | 3555.46 | 26925 | - | 590 | 6700 | 56000 | 12.6 | 4810 | 28000 | Yes | 730 | 4700 | Yes | 14560 | 36500 | No | - | - | No | - | - | - | - | - | No | - | - | No | - | - | No | - | - | N/A | - | 5.435 | 5.196 | 5.786 | 13.234 | 8.83 | 6.896 | 2398 | 3844 | 11118 | 2592 | 4706 | 13444 | 3.5 | 3.5 | 4 | 3.087 | 3.935 | 5.997 | 3.736 | 4.562 | 6.283 | 23876 | 7948 | 991 | 6780 | 3245 | 637 | 1.5 | 2 | 4 | N/A | N/A | N/A | N/A | N/A | N/A | N/A | N/A | 83 | 3.1887 | 4.3476
[SEER Multi-Split <=65kW] GEMS (Air Conditioners up to 65kW) Determination 2019 | MEPS 2019 | AS/NZS 3823.1.4:2012 | U-18ME2R8E / S-22MF2E5A / S-90MF2E5A / S-106MF2E5A | U-18ME2R8 | N/A | PANASONIC | 4.5 | Ducted | vrf | N/A | Air | Air | Malaysia | 15.4 | 45.5 | 50 | N/A | N/A | N/A | N/A | N/A | 12.6 | 56 | Enthalpy Test Room | 3.1836 | 4.3346 | Yes | - | N/A | 64.2 | 58 | N/A | N/A | N/A | N/A | N/A | 3.2288 | 4.2005 | N/A | N/A | N/A | N/A | N/A | N/A | Enthalpy Test Room | Three | R410A | Australia,New Zealand | 131851 | 2025-09-23 |  | Approved | Reverse Cycle | N/A | Yes | Class 21 | Yes | N/A | N/A | Yes | Yes | Yes | N/A | 3.2753 | Available | N/A | N/A |  |  | Yes |  |  | AAC5307 | Yes | Variable output compressor | Inverter | No | No | 50000 | 15.4 | - | 3890 | 25000 | Yes | 890 | 6600 | - | 14075.6 | 53850 | No | 3555.46 | 26925 | - | 590 | 6700 | 56000 | 12.6 | 4810 | 28000 | Yes | 730 | 4700 | Yes | 14560 | 36500 | No | - | - | No | - | - | - | - | - | No | - | - | No | - | - | No | - | - | N/A | - | 5.435 | 5.196 | 5.786 | 13.234 | 8.83 | 6.896 | 2398 | 3844 | 11118 | 2592 | 4706 | 13444 | 3.5 | 3.5 | 4 | 3.087 | 3.935 | 5.997 | 3.736 | 4.562 | 6.283 | 23876 | 7948 | 991 | 6780 | 3245 | 637 | 1.5 | 2 | 4 | N/A | N/A | N/A | N/A | N/A | N/A | N/A | N/A | 83 | 3.1887 | 4.3476
[SEER Non Multi-Split <=65kW] GEMS (Air Conditioners up to 65kW) Determination 2019 | MEPS 2019 | AS/NZS 3823.1.2:2012 | U-200PE2R8A/S-200PE3R5B |  | N/A | PANASONIC | 3.73 | Ducted | Single Split System | - | Air | Air | Malaysia | 6.41 | 16.27 | 20 | 916 | N/A | N/A | N/A | 486 | 6.2 | 22.4 | Enthalpy Test Room | 3.2396 | 3.5948 | Yes | - | N/A | 35.7 | 33.1 | 3.719 | N/A | N/A | N/A | N/A | 3.1776 | 3.5308 | N/A | N/A | N/A | N/A | N/A | N/A | Enthalpy Test Room | Three | R410A | Australia,New Zealand | 159444 | 2029-02-12 |  | Approved | Reverse Cycle | 1456 | Yes | Class 11 | Yes | N/A | N/A | Yes | Yes | Yes | N/A | 3.2396 | Available | N/A | N/A |  |  | Yes |  |  | AAC8054 | Yes | Variable output compressor | Inverter | No | - | 20000 | 6.41 | - | 2740 | 10000 | No | - | - | - | 5858.74 | 21540 | No | 2504.36 | 10770 | No | - | - | 22400 | 6.2 | 3100 | 11200 | No | - | - | Yes | 8140 | 19000 | No | - | - | No | - | - | - | - | - | No | - | - | No | - | - | No | - | - | - | - | 3.555 | 3.504 | 3.822 | 4.275 | 4.052 | 4.068 | 1522 | 2342 | 6794 | 3369 | 4199 | 9177 | 2 | 2 | 2 | 2.896 | 3.213 | 3.354 | 2.99 | 3.232 | 3.333 | 10158 | 3855 | 625 | 3356 | 1788 | 405 | 1 | 1.5 | 1.5 | No | - | - | - | - | N/A | N/A | N/A | 25.76 | 3.0783 | 3.5629
[SEER Non Multi-Split <=65kW] GEMS (Air Conditioners up to 65kW) Determination 2019 | MEPS 2019 | AS/NZS 3823.1.2:2012 | U-200PZH2R8/S-200PE3R5B |  | N/A | PANASONIC | 3.55 | Ducted | Single Split System | - | Air | Air | Malaysia | 6 | 16.45 | 20 | 916 | 2.7303 | 20.903 | 7.656 | 486 | 6.1 | 22.4 | Enthalpy Test Room | 3.3148 | 3.6825 | Yes | - | N/A | 35.8 | 33.5 | N/A | N/A | N/A | N/A | N/A | 3.2498 | 3.6148 | N/A | N/A | N/A | N/A | N/A | N/A | Enthalpy Test Room | Three | R32 | Australia,New Zealand | 133269 | 2025-12-16 |  | Approved | Reverse Cycle | 1456 | Yes | Class 11 | Yes | N/A | N/A | Yes | Yes | Yes | N/A | 3.3148 | Available | N/A | N/A |  |  | Yes |  |  | AAC5599 | Yes | Variable output compressor | Inverter | No | - | 20000 | 6 | - | 2380 | 10100 | No | - | - | - | 5484 | 21540 | No | 2175.32 | 10877.7 | Yes | 1270 | 6210 | 22400 | 6.1 | 2520 | 11300 | Yes | 1200 | 5230 | Yes | 7410 | 20000 | No | - | - | No | - | - | - | - | - | No | - | - | No | - | - | No | - | - | - | 77 | 4.036 | 3.962 | 4.334 | 5.009 | 4.722 | 4.647 | 1334 | 2064 | 5984 | 2868 | 3596 | 8028 | 2.5 | 2 | 2.5 | 3.436 | 3.876 | 4.354 | 3.703 | 4.08 | 4.354 | 8569 | 3207 | 496 | 2720 | 1428 | 322 | 1.5 | 2 | 2.5 | No | - | - | - | - | N/A | N/A | N/A | 25.76 | 3.2857 | 3.6205
[SEER Non Multi-Split <=65kW] GEMS (Air Conditioners up to 65kW) Determination 2019 | MEPS 2019 | AS/NZS 3823.1.2:2012 | U-200PZH2R8/S-200PE3R5B |  | N/A | PANASONIC | 3.55 | Ducted | Single Split System | - | Air | Air | Malaysia | 6 | 16.45 | 20 | 916 | 2.7303 | 20.903 | 7.656 | 486 | 6.1 | 22.4 | Enthalpy Test Room | 3.3151 | 3.6825 | Yes | - | N/A | 35.8 | 33.5 | N/A | N/A | N/A | N/A | N/A | 3.2498 | 3.6148 | N/A | N/A | N/A | N/A | N/A | N/A | Enthalpy Test Room | Three | R32 | Australia,New Zealand | 159070 | 2029-02-11 |  | Approved | Reverse Cycle | 1456 | Yes | Class 11 | Yes | N/A | N/A | Yes | Yes | Yes | N/A | 3.3148 | Available | N/A | N/A |  |  | Yes |  |  | AAC8052 | Yes | Variable output compressor | Inverter | No | - | 20000 | 6 | - | 2380 | 10100 | No | - | - | - | 5484 | 21540 | No | 2175.32 | 10877.7 | Yes | 1270 | 6210 | 22400 | 6.1 | 2520 | 11300 | Yes | 1200 | 5230 | Yes | 7410 | 20000 | No | - | - | No | - | - | - | - | - | - | - | - | No | - | - | No | - | - | - | - | 4.036 | 3.962 | 4.334 | 5.009 | 4.722 | 4.647 | 1334 | 2064 | 5984 | 2868 | 3596 | 8028 | 2.5 | 2 | 2.5 | 3.436 | 3.876 | 4.354 | 3.703 | 4.08 | 4.354 | 8569 | 3207 | 496 | 2720 | 1428 | 322 | 1.5 | 2 | 2.5 | No | - | - | - | - | N/A | N/A | N/A | 25.76 | 3.2857 | 3.6205
[SEER Non Multi-Split <=65kW] GEMS (Air Conditioners up to 65kW) Determination 2019 | MEPS 2019 | AS/NZS 3823.1.2:2012 | U-200PZH3R8 / S-200PE4R |  | N/A | Panasonic | N/A | Ducted | Single Split System | - | Air | Air | Malaysia | 6 | N/A | 20 | N/A | N/A | N/A | N/A | N/A | 6.1 | 22.4 | Calorimeter Room | 3.3222 | 3.7548 | N/A | - | N/A | N/A | N/A | N/A | N/A | N/A | N/A | N/A | N/A | N/A | N/A | N/A | N/A | N/A | N/A | N/A | N/A | Three | R32 | Australia,New Zealand | 157575 | 2028-11-15 |  | Approved | Reverse Cycle | N/A | Yes | Class 11 | Yes | N/A | N/A | N/A | N/A | N/A | N/A | N/A | Available | N/A | N/A | http://papamy.panasonic.com.my/ | http://www.panasonic.com.au/ | N/A |  |  | AAC7891 | Yes | Variable output compressor | Inverter | No | - | 20000 | 6 | - | 2300 | 10000 | No | - | - | - | 5484 | 21540 | Yes | 2000 | 10400 | Yes | 1300 | 6380 | 22400 | 6.1 | 2520 | 11300 | Yes | 1200 | 5400 | Yes | 7410 | 20000 | No | - | - | No | - | - | - | - | - | No | - | - | No | - | - | No | - | - | - | - | 4.137 | 4.041 | 4.42 | 5.133 | 4.814 | 4.763 | 1304 | 2027 | 5871 | 2801 | 3531 | 7836 | 2.5 | 2.5 | 2.5 | 3.452 | 3.902 | 4.425 | 3.744 | 4.145 | 4.44 | 8527 | 3181 | 484 | 2687 | 1402 | 313 | 1.5 | 2 | 2.5 | No | - | - | - | - | N/A | N/A | N/A | 23.76 | 3.2893 | 3.6244
[SEER Multi-Split <=65kW] GEMS (Air Conditioners up to 65kW) Determination 2019 | MEPS 2019 | AS/NZS 3823.1.4:2012 | U-20ME2R8 | U-20ME2R8 | N/A | PANASONIC | 7.6 | Ducted | vrf | N/A | Air | Air | Malaysia | 19.2 | 48.4 | 56 | N/A | N/A | N/A | N/A | N/A | 17.5 | 63 | Enthalpy Test Room | 2.8191 | 3.4745 | Yes | 51.405 | N/A | 64.2 | 58 | 5.6599 | N/A | N/A | N/A | N/A | 2.879 | 3.7613 | N/A | N/A | N/A | N/A | N/A | N/A | Enthalpy Test Room | Three | R410A | Australia,New Zealand | 131836 | 2025-09-25 |  | Approved | Reverse Cycle | N/A | Yes | Class 21 | Yes | N/A | N/A | Yes | Yes | Yes | N/A | 2.912 | Available | N/A | N/A |  |  | Yes |  |  | AAC5314 | Yes | Variable output compressor | Inverter | No | No | 56000 | 19.2 | - | 4850 | 28000 | Yes | 880 | 6700 | - | 17548.8 | 60312 | No | 4432.9 | 30156 | - | 590 | 6800 | 63000 | 17.5 | 5600 | 31500 | Yes | 740 | 4280 | Yes | 14800 | 38000 | No | - | - | No | - | - | - | - | - | No | - | - | No | - | - | No | - | - | N/A | - | 5.097 | 4.832 | 5.274 | 11.838 | 8.126 | 6.243 | 2900 | 4675 | 13708 | 3289 | 5766 | 16672 | 3.5 | 3 | 3.5 | 2.639 | 3.256 | 5.502 | 3.279 | 3.954 | 5.844 | 31355 | 10728 | 1168 | 8642 | 4161 | 734 | 1 | 1.5 | 4 | N/A | N/A | N/A | N/A | N/A | N/A | N/A | N/A | 83 | 2.8747 | 3.5432
[SEER Multi-Split <=65kW] GEMS (Air Conditioners up to 65kW) Determination 2019 | MEPS 2019 | AS/NZS 3823.1.4:2012 | U-20ME2R8E | U-20ME2R8 | N/A | PANASONIC | 7.6 | Ducted | vrf | N/A | Air | Air | Malaysia | 19.2 | 48.4 | 56 | N/A | N/A | N/A | N/A | N/A | 17.5 | 63 | Enthalpy Test Room | 2.8191 | 3.4745 | Yes | 51.405 | N/A | 64.2 | 58 | 5.6599 | N/A | N/A | N/A | N/A | 2.879 | 3.7613 | N/A | N/A | N/A | N/A | N/A | N/A | Enthalpy Test Room | Three | R410A | Australia,New Zealand | 131836 | 2025-09-25 |  | Approved | Reverse Cycle | N/A | Yes | Class 21 | Yes | N/A | N/A | Yes | Yes | Yes | N/A | 2.912 | Available | N/A | N/A |  |  | Yes |  |  | AAC5314 | Yes | Variable output compressor | Inverter | No | No | 56000 | 19.2 | - | 4850 | 28000 | Yes | 880 | 6700 | - | 17548.8 | 60312 | No | 4432.9 | 30156 | - | 590 | 6800 | 63000 | 17.5 | 5600 | 31500 | Yes | 740 | 4280 | Yes | 14800 | 38000 | No | - | - | No | - | - | - | - | - | No | - | - | No | - | - | No | - | - | N/A | - | 5.097 | 4.832 | 5.274 | 11.838 | 8.126 | 6.243 | 2900 | 4675 | 13708 | 3289 | 5766 | 16672 | 3.5 | 3 | 3.5 | 2.639 | 3.256 | 5.502 | 3.279 | 3.954 | 5.844 | 31355 | 10728 | 1168 | 8642 | 4161 | 734 | 1 | 1.5 | 4 | N/A | N/A | N/A | N/A | N/A | N/A | N/A | N/A | 83 | 2.8747 | 3.5432
[SEER Non Multi-Split <=65kW] GEMS (Air Conditioners up to 65kW) Determination 2019 | MEPS 2019 | AS/NZS 3823.1.2:2012 | U-224PE2R8A/S-224PE3R5B |  | N/A | PANASONIC | 3.6 | Ducted | Single Split System | - | Air | Air | Malaysia | 7.46 | 18.8 | 22.4 | 916 | N/A | N/A | N/A | 486 | 7.1 | 25 | Enthalpy Test Room | 3.0516 | 3.4041 | Yes | - | N/A | 35.7 | 33.1 | 3.7883 | N/A | N/A | N/A | N/A | 3.0014 | 3.3523 | N/A | N/A | N/A | N/A | N/A | N/A | Enthalpy Test Room | Three | R410A | Australia,New Zealand | 159445 | 2029-02-14 |  | Approved | Reverse Cycle | 1456 | Yes | Class 11 | Yes | N/A | N/A | Yes | Yes | Yes | N/A | 3.0516 | Available | N/A | N/A |  |  | Yes |  |  | AAC8059 | Yes | Variable output compressor | Inverter | No | - | 22400 | 7.46 | - | 3190 | 12000 | No | - | - | - | 6818.44 | 24124.8 | No | 2915.66 | 12924 | No | - | - | 25000 | 7.1 | 3500 | 12500 | No | - | - | Yes | 9300 | 21000 | No | - | - | No | - | - | - | - | - | No | - | - | No | - | - | No | - | - | - | - | 3.628 | 3.54 | 3.849 | 4.356 | 4.108 | 4.103 | 1676 | 2604 | 7562 | 3708 | 4645 | 10197 | 2 | 2 | 2 | 2.835 | 3.156 | 3.314 | 2.939 | 3.185 | 3.294 | 11571 | 4370 | 697 | 3804 | 2018 | 451 | 1 | 1.5 | 1.5 | No | - | - | - | - | N/A | N/A | N/A | 25.76 | 2.968 | 3.4785
[SEER Non Multi-Split <=65kW] GEMS (Air Conditioners up to 65kW) Determination 2019 | MEPS 2019 | AS/NZS 3823.1.2:2012 | U-224PZH2R8/S-224PE3R5B |  | N/A | PANASONIC | 3.44 | Ducted | Single Split System | - | Air | Air | Malaysia | 7.24 | 18.96 | 22.4 | 916 | 2.6229 | 22.961 | 8.754 | 486 | 7.1 | 25 | Enthalpy Test Room | 2.9988 | 3.5266 | Yes | 50.33 | N/A | 35.8 | 33.5 | 3.9492 | N/A | N/A | N/A | N/A | 2.9502 | 3.4718 | N/A | N/A | N/A | N/A | N/A | N/A | Enthalpy Test Room | Three | R32 | Australia,New Zealand | 133270 | 2025-12-10 |  | Approved | Reverse Cycle | 1456 | Yes | Class 11 | Yes | N/A | N/A | Yes | Yes | Yes | N/A | 2.9988 | Available | N/A | N/A |  |  | Yes |  |  | AAC5587 | Yes | Variable output compressor | Inverter | No | - | 22400 | 7.24 | - | 2880 | 11300 | No | - | - | - | 6617.36 | 24124.8 | No | 2632.32 | 12170.1 | Yes | 1390 | 5760 | 25000 | 7.1 | 2870 | 12600 | Yes | 1020 | 4900 | Yes | 8460 | 22000 | No | - | - | No | - | - | - | - | - | No | - | - | No | - | - | No | - | - | - | 77 | 3.765 | 3.679 | 3.997 | 4.562 | 4.3 | 4.273 | 1613 | 2503 | 7280 | 3539 | 4435 | 9790 | 2 | 2 | 2 | 3.38 | 3.863 | 4.536 | 3.773 | 4.271 | 4.651 | 9715 | 3583 | 527 | 2975 | 1519 | 334 | 1.5 | 2 | 3 | No | - | - | - | - | N/A | N/A | N/A | 25.76 | 3.0572 | 3.4785
[SEER Non Multi-Split <=65kW] GEMS (Air Conditioners up to 65kW) Determination 2019 | MEPS 2019 | AS/NZS 3823.1.2:2012 | U-224PZH2R8/S-224PE3R5B |  | N/A | PANASONIC | 3.44 | Ducted | Single Split System | - | Air | Air | Malaysia | 7.24 | 18.96 | 22.4 | 916 | 2.6229 | 22.961 | 8.754 | 486 | 7.1 | 25 | Enthalpy Test Room | 2.9989 | 3.5269 | Yes | - | N/A | 35.8 | 33.5 | 3.9492 | N/A | N/A | N/A | N/A | 2.9502 | 3.4718 | N/A | N/A | N/A | N/A | N/A | N/A | Enthalpy Test Room | Three | R32 | Australia,New Zealand | 159071 | 2029-02-13 |  | Approved | Reverse Cycle | 1456 | Yes | Class 11 | Yes | N/A | N/A | Yes | Yes | Yes | N/A | 2.9988 | Unavailable | N/A | N/A |  |  | Yes |  |  | AAC8056 | Yes | Variable output compressor | Inverter | No | - | 22400 | 7.24 | - | 2880 | 11300 | No | - | - | - | 6617.36 | 24124.8 | No | 2632.32 | 12170.1 | Yes | 1390 | 5760 | 25000 | 7.1 | 2870 | 12600 | Yes | 1020 | 4900 | Yes | 8460 | 22000 | No | - | - | No | - | - | - | - | - | No | - | - | No | - | - | No | - | - | - | - | 3.765 | 3.679 | 3.997 | 4.562 | 4.3 | 4.273 | 1613 | 2503 | 7280 | 3539 | 4435 | 9790 | 2 | 2 | 2 | 3.38 | 3.863 | 4.536 | 3.773 | 4.271 | 4.651 | 9715 | 3583 | 527 | 2975 | 1519 | 334 | 1.5 | 2 | 3 | No | - | - | - | - | N/A | N/A | N/A | 25.76 | 3.0572 | 3.4785
[SEER Non Multi-Split <=65kW] GEMS (Air Conditioners up to 65kW) Determination 2019 | MEPS 2019 | AS/NZS 3823.1.2:2012 | U-224PZH3R8 / S-224PE4R |  | N/A | Panasonic | N/A | Ducted | Single Split System | - | Air | Air | Malaysia | 7.24 | N/A | 22.4 | N/A | N/A | N/A | N/A | N/A | 7.1 | 25 | Calorimeter Room | 3.2316 | 3.6947 | N/A | 54.93 | N/A | N/A | N/A | N/A | N/A | N/A | N/A | N/A | N/A | N/A | N/A | N/A | N/A | N/A | N/A | N/A | N/A | Three | R32 | Australia,New Zealand | 154737 | 2028-06-25 |  | Approved | Reverse Cycle | N/A | Yes | Class 11 | Yes | N/A | N/A | N/A | N/A | N/A | N/A | N/A | Available | N/A | N/A | http://papamy.panasonic.com.my/ | http://www.panasonic.com.au/ | N/A |  |  | AAC7584 | Yes | Variable output compressor | Inverter | No | - | 22400 | 7.24 | - | 2880 | 11300 | No | - | - | - | 6617.36 | 24124.8 | No | 2632.32 | 12170.1 | Yes | 1390 | 5760 | 25000 | 7.1 | 2870 | 12600 | Yes | 1010 | 4900 | Yes | 8460 | 22000 | No | - | - | No | - | - | - | - | - | No | - | - | No | - | - | No | - | - | - | - | 3.791 | 3.698 | 4.004 | 4.575 | 4.31 | 4.277 | 1606 | 2495 | 7273 | 3533 | 4429 | 9784 | 2 | 2 | 2.5 | 3.384 | 3.87 | 4.558 | 3.786 | 4.293 | 4.68 | 9699 | 3571 | 520 | 2961 | 1507 | 329 | 1.5 | 2 | 3 | No | - | - | - | - | N/A | N/A | N/A | 23.76 | 3.06 | 3.4817
[SEER Non Multi-Split <=65kW] GEMS (Air Conditioners up to 65kW) Determination 2019 | MEPS 2019 | AS/NZS 3823.1.1:2012 | U-25PZ3R5/S-25PY3E |  | N/A | PANASONIC | 1.527 | Non Ducted | Single Split System | Cassette | Air | Air | Malaysia | 0.56 | 5.573 | 2.5 | 840 | 2.6271 | 8.018 | 3.052 | 256 | 0.72 | 3.2 | Calorimeter Room | 4.5339 | 4.6406 | Yes | - | N/A | 13 | 13 | N/A | N/A | N/A | N/A | N/A | 3.7777 | 4.0067 | N/A | N/A | 3.0554 | 3.5135 | 3 | 3.5 | Calorimeter Room | Single | R32 | Australia,New Zealand | 139821 | 2026-11-11 |  | Approved | Reverse Cycle | 840 | Yes | Class 8 | Yes | Yes | N/A | Yes | Yes | Yes | N/A | 3.8697 | Available | N/A | N/A |  |  | Yes |  | https://reg.energyrating.gov.au/static/common/images/star_ratings_2014/aircon_rating_3_3.5.png | AAC6343 | Yes | Variable output compressor | Inverter | No | - | 2500 | 0.56 | - | 270 | 1370 | No | - | - | - | 511.84 | 2692.5 | Yes | 220 | 1450 | Yes | 270 | 1370 | 3200 | 0.72 | 290 | 1600 | Yes | 250 | 1300 | No | - | - | - | 1160 | 3330 | No | - | - | - | - | - | - | - | - | No | - | - | No | - | - | 46 | 66 | 3.665 | 3.785 | 4.93 | 4.914 | 4.728 | 5.376 | 167 | 250 | 637 | 349 | 433 | 851 | 2 | 2 | 3 | 4.015 | 4.514 | 4.974 | 4.251 | 4.655 | 4.94 | 1065 | 414 | 81 | 355 | 195 | 56 | 2.5 | 3 | 3 | No | - | - | - | - | N/A | N/A | N/A | 11 | 4.1863 | 4.2262
[SEER Non Multi-Split <=65kW] GEMS (Air Conditioners up to 65kW) Determination 2019 | MEPS 2019 | AS/NZS 3823.1.2:2012 | U-36PZ3R5 / S-3650PF3E |  | N/A | Panasonic | N/A | Ducted | Single Split System | - | Air | Air | Malaysia,China | 0.9 | N/A | 3.4 | N/A | N/A | N/A | N/A | N/A | 0.84 | 3.6 | Calorimeter Room | 3.852 | 4.2347 | N/A | - | N/A | N/A | N/A | N/A | N/A | N/A | N/A | N/A | N/A | N/A | N/A | N/A | N/A | N/A | N/A | N/A | N/A | Single | R32 | Australia,New Zealand | 132524 | 2025-09-28 |  | Approved | Reverse Cycle | N/A | Yes | Class 10 | Yes | N/A | N/A | N/A | N/A | N/A | N/A | N/A | Available | N/A | N/A | http://papamy.panasonic.com.my/ | http://www.panasonic.com.au/ | N/A |  |  | AAC5337 | Yes | Variable output compressor | Inverter | No | - | 3400 | 0.9 | - | 370 | 1700 | Yes | 300 | 1300 | - | 822.6 | 3661.8 | Yes | 310 | 1900 | - | 250 | 1500 | 3600 | 0.84 | 330 | 1800 | Yes | 250 | 1300 | Yes | 1100 | 3400 | No | - | - | No | - | - | - | - | - | No | - | - | No | - | - | No | - | - | - | 66 | 4.361 | 4.356 | 5.113 | 6.409 | 5.836 | 5.768 | 201 | 308 | 852 | 371 | 485 | 1090 | 2.5 | 2.5 | 3.5 | 4.059 | 4.569 | 5.045 | 4.307 | 4.718 | 5.007 | 1176 | 449 | 80 | 385 | 208 | 54 | 2.5 | 3 | 3.5 | No | - | - | - | - | N/A | N/A | N/A | 8 | 3.6676 | 4.1521
[SEER Non Multi-Split <=65kW] GEMS (Air Conditioners up to 65kW) Determination 2019 | MEPS 2019 | AS/NZS 3823.1.1:2012 | U-36PZ3R5/S-36PY3E |  | N/A | PANASONIC | 1.527 | Non Ducted | Single Split System | Cassette | Air | Air | Malaysia | 0.91 | 5.573 | 3.6 | 840 | 2.6271 | 8.018 | 3.052 | 256 | 0.84 | 3.6 | Calorimeter Room | 3.9914 | 4.299 | Yes | - | N/A | 13 | 13 | N/A | N/A | N/A | N/A | N/A | 3.7777 | 4.0067 | N/A | N/A | 3.0554 | 3.5135 | 3 | 3.5 | Calorimeter Room | Single | R32 | Australia,New Zealand | 139866 | 2026-10-18 |  | Approved | Reverse Cycle | 840 | Yes | Class 8 | Yes | Yes | N/A | Yes | Yes | Yes | N/A | 3.8697 | Available | N/A | N/A |  |  | Yes |  | https://reg.energyrating.gov.au/static/common/images/star_ratings_2014/aircon_rating_3_3.5.png | AAC6288 | Yes | Variable output compressor | Inverter | No | - | 3600 | 0.91 | - | 420 | 1800 | No | - | - | - | 831.74 | 3877.2 | Yes | 360 | 2000 | Yes | 280 | 1500 | 3600 | 0.84 | 350 | 1800 | Yes | 250 | 1300 | No | - | - | - | 1170 | 3340 | No | - | - | - | - | - | - | - | - | No | - | - | No | - | - | 49 | 66 | 3.87 | 3.942 | 4.732 | 5.188 | 4.95 | 5.197 | 237 | 357 | 969 | 485 | 604 | 1278 | 2 | 2 | 3 | 3.778 | 4.303 | 4.944 | 4.112 | 4.574 | 4.95 | 1269 | 484 | 89 | 409 | 220 | 61 | 2 | 2.5 | 3 | No | - | - | - | - | N/A | N/A | N/A | 11 | 3.8008 | 4.1041
[SEER Multi-Split <=65kW] GEMS (Air Conditioners up to 65kW) Determination 2019 | MEPS 2019 | AS/NZS 3823.1.4:2012 | U-4LE2R5 | U-4LE2R5 | N/A | PANASONIC | 0.76 | Both | vrf | N/A | Air | Air | Malaysia | 2.69 | 11.34 | 12.1 | N/A | N/A | N/A | N/A | N/A | 2.41 | 12.5 | Enthalpy Test Room | 4.3995 | 5.1807 | Yes | - | N/A | 28.7 | 26 | N/A | N/A | N/A | N/A | N/A | 4.1987 | 4.9942 | N/A | N/A | N/A | N/A | N/A | N/A | Enthalpy Test Room | Single | R410A | Australia,New Zealand | 148788 | 2027-08-10 |  | Approved | Reverse Cycle | N/A | Yes | Class 20 | Yes | N/A | N/A | Yes | Yes | Yes | N/A | 4.3472 | Available | N/A | N/A |  |  | Yes |  |  | AAC6858 | Yes | Variable output compressor | Inverter | No | - | 12100 | 2.69 | - | 1030 | 6100 | No | - | - | - | 2458.66 | 13031.7 | No | 941.42 | 6569.7 | No | - | - | 12500 | 2.41 | 820 | 6300 | No | - | - | No | - | - | - | 3160 | 11000 | No | - | - | - | - | - | - | - | - | No | - | - | No | - | - | N/A | 69 | 4.571 | 4.644 | 5.606 | 6.203 | 5.941 | 6.136 | 668 | 1010 | 2744 | 1357 | 1684 | 3633 | 3 | 3 | 4 | 4.815 | 5.846 | 6.99 | 5.398 | 6.333 | 7.028 | 3466 | 1251 | 235 | 1091 | 565 | 162 | 3 | 4 | 5 | N/A | N/A | N/A | N/A | N/A | N/A | N/A | N/A | 34 | 4.3138 | 4.9507
[SEER Multi-Split <=65kW] GEMS (Air Conditioners up to 65kW) Determination 2019 | MEPS 2019 | AS/NZS 3823.1.4:2012 | U-4LE2R5 | U-4LE2R5 | N/A | PANASONIC | 0.76 | Both | vrf | N/A | Air | Air | Malaysia | 2.69 | 11.34 | 12.1 | N/A | N/A | N/A | N/A | N/A | 2.41 | 12.5 | Enthalpy Test Room | 4.3995 | 5.1807 | Yes | - | N/A | 28.7 | 26 | N/A | N/A | N/A | N/A | N/A | 4.1987 | 4.9942 | N/A | N/A | N/A | N/A | N/A | N/A | Enthalpy Test Room | Single | R410A | Australia,New Zealand | 148947 | 2027-08-10 |  | Approved | Reverse Cycle | N/A | Yes | Class 20 | Yes | N/A | N/A | Yes | Yes | Yes | N/A | 4.3472 | Available | N/A | N/A |  |  | Yes |  |  | AAC6860 | Yes | Variable output compressor | Inverter | No | - | 12100 | 2.69 | - | 1030 | 6100 | No | - | - | - | 2458.66 | 13031.7 | No | 941.42 | 6569.7 | No | - | - | 12500 | 2.41 | 820 | 6300 | No | - | - | No | - | - | - | 3160 | 11000 | No | - | - | - | - | - | - | - | - | No | - | - | No | - | - | N/A | 69 | 4.571 | 4.644 | 5.606 | 6.203 | 5.941 | 6.136 | 668 | 1010 | 2744 | 1357 | 1684 | 3633 | 3 | 3 | 4 | 4.815 | 5.846 | 6.99 | 5.398 | 6.333 | 7.028 | 3466 | 1251 | 235 | 1091 | 565 | 162 | 3 | 4 | 5 | N/A | N/A | N/A | N/A | N/A | N/A | N/A | N/A | 34 | 4.3138 | 4.9507
[SEER Multi-Split <=65kW] GEMS (Air Conditioners up to 65kW) Determination 2019 | MEPS 2019 | AS/NZS 3823.1.4:2012 | U-4LE2R5E | U-4LE2R5 | N/A | PANASONIC | 0.76 | Both | vrf | N/A | Air | Air | Malaysia | 2.69 | 11.34 | 12.1 | N/A | N/A | N/A | N/A | N/A | 2.41 | 12.5 | Enthalpy Test Room | 4.3995 | 5.1807 | Yes | - | N/A | 28.7 | 26 | N/A | N/A | N/A | N/A | N/A | 4.1987 | 4.9942 | N/A | N/A | N/A | N/A | N/A | N/A | Enthalpy Test Room | Single | R410A | Australia,New Zealand | 148788 | 2027-08-10 |  | Approved | Reverse Cycle | N/A | Yes | Class 20 | Yes | N/A | N/A | Yes | Yes | Yes | N/A | 4.3472 | Available | N/A | N/A |  |  | Yes |  |  | AAC6858 | Yes | Variable output compressor | Inverter | No | - | 12100 | 2.69 | - | 1030 | 6100 | No | - | - | - | 2458.66 | 13031.7 | No | 941.42 | 6569.7 | No | - | - | 12500 | 2.41 | 820 | 6300 | No | - | - | No | - | - | - | 3160 | 11000 | No | - | - | - | - | - | - | - | - | No | - | - | No | - | - | N/A | 69 | 4.571 | 4.644 | 5.606 | 6.203 | 5.941 | 6.136 | 668 | 1010 | 2744 | 1357 | 1684 | 3633 | 3 | 3 | 4 | 4.815 | 5.846 | 6.99 | 5.398 | 6.333 | 7.028 | 3466 | 1251 | 235 | 1091 | 565 | 162 | 3 | 4 | 5 | N/A | N/A | N/A | N/A | N/A | N/A | N/A | N/A | 34 | 4.3138 | 4.9507
[SEER Multi-Split <=65kW] GEMS (Air Conditioners up to 65kW) Determination 2019 | MEPS 2019 | AS/NZS 3823.1.4:2012 | U-4LE2R5E | U-4LE2R5 | N/A | PANASONIC | 0.76 | Both | vrf | N/A | Air | Air | Malaysia | 2.69 | 11.34 | 12.1 | N/A | N/A | N/A | N/A | N/A | 2.41 | 12.5 | Enthalpy Test Room | 4.3995 | 5.1807 | Yes | - | N/A | 28.7 | 26 | N/A | N/A | N/A | N/A | N/A | 4.1987 | 4.9942 | N/A | N/A | N/A | N/A | N/A | N/A | Enthalpy Test Room | Single | R410A | Australia,New Zealand | 148947 | 2027-08-10 |  | Approved | Reverse Cycle | N/A | Yes | Class 20 | Yes | N/A | N/A | Yes | Yes | Yes | N/A | 4.3472 | Available | N/A | N/A |  |  | Yes |  |  | AAC6860 | Yes | Variable output compressor | Inverter | No | - | 12100 | 2.69 | - | 1030 | 6100 | No | - | - | - | 2458.66 | 13031.7 | No | 941.42 | 6569.7 | No | - | - | 12500 | 2.41 | 820 | 6300 | No | - | - | No | - | - | - | 3160 | 11000 | No | - | - | - | - | - | - | - | - | No | - | - | No | - | - | N/A | 69 | 4.571 | 4.644 | 5.606 | 6.203 | 5.941 | 6.136 | 668 | 1010 | 2744 | 1357 | 1684 | 3633 | 3 | 3 | 4 | 4.815 | 5.846 | 6.99 | 5.398 | 6.333 | 7.028 | 3466 | 1251 | 235 | 1091 | 565 | 162 | 3 | 4 | 5 | N/A | N/A | N/A | N/A | N/A | N/A | N/A | N/A | 34 | 4.3138 | 4.9507
[SEER Multi-Split <=65kW] GEMS (Air Conditioners up to 65kW) Determination 2019 | MEPS 2019 | AS/NZS 3823.1.4:2012 | U-4LE2R8 | U-4LE2R8 | N/A | PANASONIC | 0.498 | Both | vrf | N/A | Air | Air | Malaysia | 2.69 | 11.602 | 12.1 | N/A | N/A | N/A | N/A | N/A | 2.41 | 12.5 | Enthalpy Test Room | 4.331 | 5.0983 | Yes | - | N/A | 29.7 | 27 | N/A | N/A | N/A | N/A | N/A | 4.1931 | 4.9689 | N/A | N/A | N/A | N/A | N/A | N/A | Enthalpy Test Room | Three | R410A | Australia,New Zealand | 152853 | 2028-03-04 |  | Approved | Reverse Cycle | N/A | Yes | Class 20 | Yes | N/A | N/A | Yes | Yes | Yes | N/A | 4.3467 | Available | N/A | N/A |  |  | Yes |  |  | AAC7336 | Yes | Variable output compressor | Inverter | No | - | 12100 | 2.69 | - | 1030 | 6100 | No | - | - | - | 2458.66 | 13031.7 | No | 941.42 | 6569.7 | No | - | - | 12500 | 2.41 | 820 | 6300 | No | - | - | Yes | 3160 | 11000 | No | - | - | No | - | - | - | - | - | No | - | - | No | - | - | No | - | - | N/A | 68.6 | 4.571 | 4.644 | 5.606 | 6.203 | 5.941 | 6.136 | 668 | 1010 | 2744 | 1357 | 1684 | 3633 | 3 | 3 | 4 | 4.923 | 5.986 | 7.014 | 5.471 | 6.41 | 7.036 | 3391 | 1224 | 234 | 1078 | 559 | 162 | 3 | 4 | 5.5 | N/A | N/A | N/A | N/A | N/A | N/A | N/A | N/A | 34 | 4.3138 | 4.9507
[SEER Multi-Split <=65kW] GEMS (Air Conditioners up to 65kW) Determination 2019 | MEPS 2019 | AS/NZS 3823.1.4:2012 | U-4LE2R8E | U-4LE2R8 | N/A | PANASONIC | 0.498 | Both | vrf | N/A | Air | Air | Malaysia | 2.69 | 11.602 | 12.1 | N/A | N/A | N/A | N/A | N/A | 2.41 | 12.5 | Enthalpy Test Room | 4.331 | 5.0983 | Yes | - | N/A | 29.7 | 27 | N/A | N/A | N/A | N/A | N/A | 4.1931 | 4.9689 | N/A | N/A | N/A | N/A | N/A | N/A | Enthalpy Test Room | Three | R410A | Australia,New Zealand | 152853 | 2028-03-04 |  | Approved | Reverse Cycle | N/A | Yes | Class 20 | Yes | N/A | N/A | Yes | Yes | Yes | N/A | 4.3467 | Available | N/A | N/A |  |  | Yes |  |  | AAC7336 | Yes | Variable output compressor | Inverter | No | - | 12100 | 2.69 | - | 1030 | 6100 | No | - | - | - | 2458.66 | 13031.7 | No | 941.42 | 6569.7 | No | - | - | 12500 | 2.41 | 820 | 6300 | No | - | - | Yes | 3160 | 11000 | No | - | - | No | - | - | - | - | - | No | - | - | No | - | - | No | - | - | N/A | 68.6 | 4.571 | 4.644 | 5.606 | 6.203 | 5.941 | 6.136 | 668 | 1010 | 2744 | 1357 | 1684 | 3633 | 3 | 3 | 4 | 4.923 | 5.986 | 7.014 | 5.471 | 6.41 | 7.036 | 3391 | 1224 | 234 | 1078 | 559 | 162 | 3 | 4 | 5.5 | N/A | N/A | N/A | N/A | N/A | N/A | N/A | N/A | 34 | 4.3138 | 4.9507
[SEER Multi-Split <=65kW] GEMS (Air Conditioners up to 65kW) Determination 2019 | MEPS 2019 | AS/NZS 3823.1.4:2012 | U-4LZ2E5 |  | N/A | PANASONIC | N/A | Both | vrf | N/A | Air | Air | Malaysia | 2.67 | N/A | 12.1 | N/A | N/A | N/A | N/A | N/A | 2.37 | 12.5 | Enthalpy Test Room | 4.7139 | 5.4605 | N/A | - | N/A | N/A | N/A | N/A | N/A | N/A | N/A | N/A | N/A | N/A | N/A | N/A | N/A | N/A | N/A | N/A | N/A | Single | R32 | Australia,New Zealand | 148599 | 2027-09-08 |  | Approved | Reverse Cycle | N/A | Yes | Class 20 | Yes | N/A | N/A | N/A | N/A | N/A | N/A | N/A | Available | N/A | N/A |  |  | N/A |  |  | AAC6973 | Yes | Variable output compressor | Inverter | No | - | 12100 | 2.67 | - | 1030 | 6100 | No | - | - | - | 2440.38 | 13031.7 | No | 941.42 | 6569.7 | No | - | - | 12500 | 2.37 | 810 | 6300 | No | - | - | No | - | - | - | 3040 | 11000 | No | - | - | - | - | - | - | - | - | No | - | - | No | - | - | N/A | 68.3 | 4.578 | 4.655 | 5.622 | 6.21 | 5.95 | 6.15 | 666 | 1008 | 2736 | 1355 | 1681 | 3625 | 3 | 3 | 4 | 4.904 | 5.953 | 7.081 | 5.485 | 6.432 | 7.117 | 3404 | 1230 | 233 | 1075 | 557 | 161 | 3 | 4 | 5.5 | N/A | N/A | N/A | N/A | N/A | N/A | N/A | N/A | 34 | 4.3448 | 5.0303
[SEER Multi-Split <=65kW] GEMS (Air Conditioners up to 65kW) Determination 2019 | MEPS 2019 | AS/NZS 3823.1.4:2012 | U-4LZ2E8 |  | N/A | PANASONIC | N/A | Both | vrf | N/A | Air | Air | Malaysia | 2.67 | N/A | 12.1 | N/A | N/A | N/A | N/A | N/A | 2.37 | 12.5 | Enthalpy Test Room | 4.714 | 5.3812 | N/A | - | N/A | N/A | N/A | N/A | N/A | N/A | N/A | N/A | N/A | N/A | N/A | N/A | N/A | N/A | N/A | N/A | N/A | Three | R32 | Australia,New Zealand | 149726 | 2027-09-08 |  | Approved | Reverse Cycle | N/A | Yes | Class 20 | Yes | N/A | N/A | N/A | N/A | N/A | N/A | N/A | Available | N/A | N/A |  |  | N/A |  |  | AAC6970 | Yes | Variable output compressor | Inverter | No | - | 12100 | 2.67 | - | 1030 | 6100 | No | - | - | - | 2440.38 | 13031.7 | No | 941.42 | 6569.7 | No | - | - | 12500 | 2.37 | 810 | 6300 | No | - | - | No | - | - | - | 3040 | 11000 | No | - | - | - | - | - | - | - | - | No | - | - | No | - | - | N/A | 68.5 | 4.578 | 4.655 | 5.622 | 6.21 | 5.95 | 6.15 | 666 | 1008 | 2736 | 1355 | 1681 | 3625 | 3 | 3 | 4 | 4.904 | 5.953 | 7.081 | 5.485 | 6.432 | 7.117 | 3404 | 1230 | 233 | 1075 | 557 | 161 | 3 | 4 | 5.5 | N/A | N/A | N/A | N/A | N/A | N/A | N/A | N/A | 34 | 4.3448 | 5.0303
[SEER Non Multi-Split <=65kW] GEMS (Air Conditioners up to 65kW) Determination 2019 | MEPS 2019 | AS/NZS 3823.1.2:2012 | U-50PZ3R5 / S-3650PF3E |  | N/A | Panasonic | N/A | Ducted | Single Split System | - | Air | Air | Malaysia,China | 1.44 | N/A | 4.6 | N/A | N/A | N/A | N/A | N/A | 1.38 | 5 | Calorimeter Room | 3.2876 | 3.6512 | N/A | 56.57 | N/A | N/A | N/A | N/A | N/A | N/A | N/A | N/A | N/A | N/A | N/A | N/A | N/A | N/A | N/A | N/A | N/A | Single | R32 | Australia,New Zealand | 132526 | 2025-09-28 |  | Approved | Reverse Cycle | N/A | Yes | Class 10 | Yes | N/A | N/A | N/A | N/A | N/A | N/A | N/A | Available | N/A | N/A | http://papamy.panasonic.com.my/ | http://www.panasonic.com.au/ | N/A |  |  | AAC5338 | Yes | Variable output compressor | Inverter | No | - | 4600 | 1.44 | - | 520 | 2300 | Yes | 320 | 1500 | - | 1316.16 | 4954.2 | Yes | 470 | 2500 | - | 250 | 1750 | 5000 | 1.38 | 490 | 2500 | Yes | 280 | 1500 | Yes | 1290 | 4300 | No | - | - | No | - | - | - | - | - | No | - | - | No | - | - | No | - | - | - | 66 | 4.287 | 4.234 | 4.673 | 6.69 | 5.959 | 5.224 | 283 | 438 | 1270 | 486 | 649 | 1637 | 2.5 | 2.5 | 3 | 3.787 | 4.305 | 5.088 | 4.192 | 4.686 | 5.128 | 1742 | 652 | 102 | 542 | 284 | 67 | 2 | 2.5 | 3.5 | No | - | - | - | - | N/A | N/A | N/A | 8 | 3.1356 | 3.5536
[SEER Non Multi-Split <=65kW] GEMS (Air Conditioners up to 65kW) Determination 2019 | MEPS 2019 | AS/NZS 3823.1.1:2012 | U-50PZ3R5/S-50PY3E |  | N/A | PANASONIC | 1.527 | Non Ducted | Single Split System | Cassette | Air | Air | Malaysia | 1.43 | 5.573 | 5 | 840 | 2.6271 | 8.018 | 3.052 | 256 | 1.27 | 5 | Calorimeter Room | 3.581 | 4.1579 | Yes | - | N/A | 13 | 13 | N/A | N/A | N/A | N/A | N/A | 3.7777 | 4.0067 | N/A | N/A | 3.0554 | 3.5135 | 3 | 3.5 | Calorimeter Room | Single | R32 | Australia,New Zealand | 139867 | 2026-10-21 |  | Approved | Reverse Cycle | 840 | Yes | Class 9 | Yes | Yes | N/A | Yes | Yes | Yes | N/A | 3.8697 | Available | N/A | N/A |  |  | Yes |  | https://reg.energyrating.gov.au/static/common/images/star_ratings_2014/aircon_rating_3_3.5.png | AAC6296 | Yes | Variable output compressor | Inverter | No | - | 5000 | 1.43 | - | 490 | 2500 | No | - | - | - | 1307.02 | 5385 | Yes | 410 | 2600 | Yes | 270 | 1500 | 5000 | 1.27 | 440 | 2500 | Yes | 270 | 1500 | No | - | - | - | 1610 | 4630 | No | - | - | - | - | - | - | - | - | No | - | - | No | - | - | 54 | 66 | 4.303 | 4.233 | 4.918 | 5.741 | 5.358 | 5.442 | 302 | 470 | 1305 | 614 | 781 | 1703 | 2.5 | 2.5 | 3 | 3.945 | 4.597 | 5.415 | 4.361 | 4.935 | 5.412 | 1680 | 620 | 105 | 528 | 276 | 71 | 2 | 3 | 3.5 | No | - | - | - | - | N/A | N/A | N/A | 11 | 3.4079 | 3.825
[SEER Multi-Split <=65kW] GEMS (Air Conditioners up to 65kW) Determination 2019 | MEPS 2019 | AS/NZS 3823.1.4:2012 | U-5LE2R5 | U-5LE2R5 | N/A | PANASONIC | 1.57 | Both | vrf | N/A | Air | Air | Malaysia | 3.45 | 12.43 | 14 | N/A | N/A | N/A | N/A | N/A | 3.48 | 16 | Enthalpy Test Room | 3.9834 | 4.4928 | Yes | - | N/A | 28.7 | 26 | N/A | N/A | N/A | N/A | N/A | 3.8251 | 4.3819 | N/A | N/A | N/A | N/A | N/A | N/A | Enthalpy Test Room | Single | R410A | Australia,New Zealand | 149299 | 2027-08-23 |  | Approved | Reverse Cycle | N/A | Yes | Class 20 | Yes | N/A | N/A | Yes | Yes | Yes | N/A | 3.9306 | Available | N/A | N/A |  |  | Yes |  |  | AAC6899 | Yes | Variable output compressor | Inverter | No | - | 14000 | 3.45 | - | 1260 | 7000 | No | - | - | - | 3153.3 | 15078 | No | 1151.64 | 7539 | No | - | - | 16000 | 3.48 | 1090 | 8000 | No | - | - | No | - | - | - | 4360 | 14000 | No | - | - | - | - | - | - | - | - | No | - | - | No | - | - | N/A | 71 | 4.463 | 4.474 | 5.256 | 5.925 | 5.635 | 5.732 | 805 | 1232 | 3406 | 1658 | 2070 | 4517 | 2.5 | 2.5 | 3.5 | 4.534 | 5.509 | 6.672 | 5.115 | 6.008 | 6.716 | 4684 | 1667 | 286 | 1450 | 737 | 194 | 3 | 4 | 5 | N/A | N/A | N/A | N/A | N/A | N/A | N/A | N/A | 34 | 3.9272 | 4.4507
[SEER Multi-Split <=65kW] GEMS (Air Conditioners up to 65kW) Determination 2019 | MEPS 2019 | AS/NZS 3823.1.4:2012 | U-5LE2R5E | U-5LE2R5 | N/A | PANASONIC | 1.57 | Both | vrf | N/A | Air | Air | Malaysia | 3.45 | 12.43 | 14 | N/A | N/A | N/A | N/A | N/A | 3.48 | 16 | Enthalpy Test Room | 3.9834 | 4.4928 | Yes | - | N/A | 28.7 | 26 | N/A | N/A | N/A | N/A | N/A | 3.8251 | 4.3819 | N/A | N/A | N/A | N/A | N/A | N/A | Enthalpy Test Room | Single | R410A | Australia,New Zealand | 149299 | 2027-08-23 |  | Approved | Reverse Cycle | N/A | Yes | Class 20 | Yes | N/A | N/A | Yes | Yes | Yes | N/A | 3.9306 | Available | N/A | N/A |  |  | Yes |  |  | AAC6899 | Yes | Variable output compressor | Inverter | No | - | 14000 | 3.45 | - | 1260 | 7000 | No | - | - | - | 3153.3 | 15078 | No | 1151.64 | 7539 | No | - | - | 16000 | 3.48 | 1090 | 8000 | No | - | - | No | - | - | - | 4360 | 14000 | No | - | - | - | - | - | - | - | - | No | - | - | No | - | - | N/A | 71 | 4.463 | 4.474 | 5.256 | 5.925 | 5.635 | 5.732 | 805 | 1232 | 3406 | 1658 | 2070 | 4517 | 2.5 | 2.5 | 3.5 | 4.534 | 5.509 | 6.672 | 5.115 | 6.008 | 6.716 | 4684 | 1667 | 286 | 1450 | 737 | 194 | 3 | 4 | 5 | N/A | N/A | N/A | N/A | N/A | N/A | N/A | N/A | 34 | 3.9272 | 4.4507
[SEER Multi-Split <=65kW] GEMS (Air Conditioners up to 65kW) Determination 2019 | MEPS 2019 | AS/NZS 3823.1.4:2012 | U-5LE2R8 | U-5LE2R8 | N/A | PANASONIC | 1.756 | Both | vrf | N/A | Air | Air | Malaysia | 3.45 | 12.244 | 14 | N/A | N/A | N/A | N/A | N/A | 3.48 | 16 | Enthalpy Test Room | 3.9033 | 4.4325 | Yes | - | N/A | 29.7 | 27 | N/A | N/A | N/A | N/A | N/A | 3.7544 | 4.275 | N/A | N/A | N/A | N/A | N/A | N/A | Enthalpy Test Room | Three | R410A | Australia,New Zealand | 152854 | 2028-03-04 |  | Approved | Reverse Cycle | N/A | Yes | Class 20 | Yes | N/A | N/A | Yes | Yes | Yes | N/A | 3.8612 | Available | N/A | N/A |  |  | Yes |  |  | AAC7338 | Yes | Variable output compressor | Inverter | No | - | 14000 | 3.45 | - | 1260 | 7000 | No | - | - | - | 3153.3 | 15078 | No | 1151.64 | 7539 | No | - | - | 16000 | 3.48 | 1090 | 8000 | No | - | - | Yes | 4360 | 14000 | No | - | - | No | - | - | - | - | - | No | - | - | No | - | - | No | - | - | N/A | 69.9 | 4.463 | 4.474 | 5.256 | 5.925 | 5.635 | 5.732 | 805 | 1232 | 3406 | 1658 | 2070 | 4517 | 2.5 | 2.5 | 3.5 | 4.593 | 5.585 | 6.684 | 5.155 | 6.051 | 6.72 | 4625 | 1646 | 286 | 1439 | 733 | 194 | 3 | 4 | 5 | N/A | N/A | N/A | N/A | N/A | N/A | N/A | N/A | 34 | 3.9272 | 4.4507
[SEER Multi-Split <=65kW] GEMS (Air Conditioners up to 65kW) Determination 2019 | MEPS 2019 | AS/NZS 3823.1.4:2012 | U-5LE2R8E | U-5LE2R8 | N/A | PANASONIC | 1.756 | Both | vrf | N/A | Air | Air | Malaysia | 3.45 | 12.244 | 14 | N/A | N/A | N/A | N/A | N/A | 3.48 | 16 | Enthalpy Test Room | 3.9033 | 4.4325 | Yes | - | N/A | 29.7 | 27 | N/A | N/A | N/A | N/A | N/A | 3.7544 | 4.275 | N/A | N/A | N/A | N/A | N/A | N/A | Enthalpy Test Room | Three | R410A | Australia,New Zealand | 152854 | 2028-03-04 |  | Approved | Reverse Cycle | N/A | Yes | Class 20 | Yes | N/A | N/A | Yes | Yes | Yes | N/A | 3.8612 | Available | N/A | N/A |  |  | Yes |  |  | AAC7338 | Yes | Variable output compressor | Inverter | No | - | 14000 | 3.45 | - | 1260 | 7000 | No | - | - | - | 3153.3 | 15078 | No | 1151.64 | 7539 | No | - | - | 16000 | 3.48 | 1090 | 8000 | No | - | - | Yes | 4360 | 14000 | No | - | - | No | - | - | - | - | - | No | - | - | No | - | - | No | - | - | N/A | 69.9 | 4.463 | 4.474 | 5.256 | 5.925 | 5.635 | 5.732 | 805 | 1232 | 3406 | 1658 | 2070 | 4517 | 2.5 | 2.5 | 3.5 | 4.593 | 5.585 | 6.684 | 5.155 | 6.051 | 6.72 | 4625 | 1646 | 286 | 1439 | 733 | 194 | 3 | 4 | 5 | N/A | N/A | N/A | N/A | N/A | N/A | N/A | N/A | 34 | 3.9272 | 4.4507
[SEER Multi-Split <=65kW] GEMS (Air Conditioners up to 65kW) Determination 2019 | MEPS 2019 | AS/NZS 3823.1.4:2012 | U-5LZ2E5 |  | N/A | PANASONIC | N/A | Both | vrf | N/A | Air | Air | Malaysia | 3.4 | N/A | 14 | N/A | N/A | N/A | N/A | N/A | 3.4 | 16 | Enthalpy Test Room | 4.0603 | 4.774 | N/A | - | N/A | N/A | N/A | N/A | N/A | N/A | N/A | N/A | N/A | N/A | N/A | N/A | N/A | N/A | N/A | N/A | N/A | Single | R32 | Australia,New Zealand | 149729 | 2027-09-11 |  | Approved | Reverse Cycle | N/A | Yes | Class 20 | Yes | N/A | N/A | N/A | N/A | N/A | N/A | N/A | Available | N/A | N/A |  |  | N/A |  |  | AAC6983 | Yes | Variable output compressor | Inverter | No | - | 14000 | 3.4 | - | 1250 | 7000 | No | - | - | - | 3107.6 | 15078 | No | 1142.5 | 7539 | No | - | - | 16000 | 3.4 | 1070 | 8000 | No | - | - | No | - | - | - | 4200 | 14100 | No | - | - | - | - | - | - | - | - | No | - | - | No | - | - | N/A | 69.2 | 4.498 | 4.513 | 5.308 | 5.974 | 5.685 | 5.788 | 798 | 1220 | 3371 | 1644 | 2051 | 4472 | 2.5 | 3 | 3.5 | 4.661 | 5.66 | 6.802 | 5.239 | 6.148 | 6.843 | 4559 | 1625 | 282 | 1417 | 722 | 192 | 3 | 4 | 5 | N/A | N/A | N/A | N/A | N/A | N/A | N/A | N/A | 34 | 3.983 | 4.552
[SEER Multi-Split <=65kW] GEMS (Air Conditioners up to 65kW) Determination 2019 | MEPS 2019 | AS/NZS 3823.1.4:2012 | U-5LZ2E8 |  | N/A | PANASONIC | N/A | Both | vrf | N/A | Air | Air | Malaysia | 3.4 | N/A | 14 | N/A | N/A | N/A | N/A | N/A | 3.4 | 16 | Enthalpy Test Room | 4.0815 | 4.817 | N/A | - | N/A | N/A | N/A | N/A | N/A | N/A | N/A | N/A | N/A | N/A | N/A | N/A | N/A | N/A | N/A | N/A | N/A | Three | R32 | Australia,New Zealand | 149730 | 2027-09-07 |  | Approved | Reverse Cycle | N/A | Yes | Class 20 | Yes | N/A | N/A | N/A | N/A | N/A | N/A | N/A | Available | N/A | N/A |  |  | N/A |  |  | AAC6959 | Yes | Variable output compressor | Inverter | No | - | 14000 | 3.4 | - | 1250 | 7000 | No | - | - | - | 3107.6 | 15078 | No | 1142.5 | 7539 | No | - | - | 16000 | 3.4 | 1070 | 8000 | No | - | - | No | - | - | - | 4200 | 14100 | No | - | - | - | - | - | - | - | - | No | - | - | No | - | - | N/A | 69.3 | 4.498 | 4.513 | 5.308 | 5.974 | 5.685 | 5.788 | 798 | 1220 | 3371 | 1644 | 2051 | 4472 | 2.5 | 3 | 3.5 | 4.661 | 5.66 | 6.802 | 5.239 | 6.148 | 6.843 | 4559 | 1625 | 282 | 1417 | 722 | 192 | 3 | 4 | 5 | N/A | N/A | N/A | N/A | N/A | N/A | N/A | N/A | 34 | 3.983 | 4.552
[SEER Non Multi-Split <=65kW] GEMS (Air Conditioners up to 65kW) Determination 2019 | MEPS 2019 | AS/NZS 3823.1.2:2012 | U-60PZ2R5/S-6071PF3E |  | N/A | PANASONIC | 1 | Ducted | Single Split System | - | Air | Air | Malaysia | 1.52 | 5 | 5.7 | 700 | N/A | N/A | N/A | 290 | 1.24 | 5.7 | Enthalpy Test Room | 3.7959 | 4.6618 | Yes | - | N/A | 17 | 17 | N/A | N/A | N/A | N/A | N/A | 3.6774 | 4.4255 | N/A | N/A | N/A | N/A | N/A | N/A | Enthalpy Test Room | Single | R32 | Australia,New Zealand | 128969 | 2025-07-30 |  | Approved | Reverse Cycle | 1000 | Yes | Class 10 | Yes | N/A | N/A | Yes | Yes | Yes | N/A | 3.8107 | Available | N/A | N/A |  |  | Yes |  |  | AAC5075 | Yes | Variable output compressor | Inverter | No | - | 5700 | 1.52 | - | 540 | 2850 | No | - | - | - | 1389.28 | 6138.9 | No | 493.56 | 3069.45 | Yes | 260 | 2040 | 5700 | 1.24 | 490 | 2850 | Yes | 268 | 1550 | Yes | 1740 | 5700 | No | - | - | No | - | - | - | - | - | No | - | - | No | - | - | No | - | - | - | 65 | 4.662 | 4.631 | 5.23 | 6.449 | 6.057 | 5.718 | 319 | 491 | 1401 | 624 | 788 | 1849 | 3 | 3 | 3.5 | 4.463 | 5.005 | 5.668 | 4.812 | 5.293 | 5.669 | 1692 | 648 | 112 | 545 | 292 | 75 | 2.5 | 3.5 | 4 | No | - | - | - | - | N/A | N/A | N/A | 11 | 3.6605 | 4.463
[SEER Non Multi-Split <=65kW] GEMS (Air Conditioners up to 65kW) Determination 2019 | MEPS 2019 | AS/NZS 3823.1.1:2012 | U-60PZ2R5/S-6071PT3E |  | N/A | PANASONIC | 0.988 | Non Ducted | Single Split System | Floor/Ceiling | Air | Air | Malaysia | 1.48 | 5.012 | 6 | 690 | N/A | N/A | N/A | 235 | 1.25 | 6 | Calorimeter Room | 4.0533 | 5.0512 | Yes | - | N/A | 17 | 17 | N/A | N/A | N/A | N/A | N/A | 3.9587 | 4.62 | N/A | N/A | 3.4174 | 4.7399 | 3 | 4.5 | Calorimeter Room | Single | R32 | Australia,New Zealand | 135452 | 2026-02-08 |  | Approved | Reverse Cycle | 1275 | Yes | Class 9 | Yes | Yes | N/A | Yes | Yes | Yes | N/A | 4.1116 | Available | N/A | N/A |  |  | Yes |  | https://reg.energyrating.gov.au/static/common/images/star_ratings_2014/aircon_rating_3_4.5.png | AAC5747 | Yes | Variable output compressor | Inverter | No | - | 6000 | 1.48 | - | 540 | 3000 | No | - | - | - | 1352.72 | 6462 | Yes | 445 | 3150 | Yes | 250 | 1950 | 6000 | 1.25 | 490 | 3000 | Yes | 250 | 1540 | Yes | 1970 | 6000 | No | - | - | No | - | - | - | - | - | No | - | - | No | - | - | No | - | - | 56 | 65 | 4.609 | 4.645 | 5.605 | 6.717 | 6.3 | 6.299 | 328 | 500 | 1360 | 618 | 785 | 1754 | 3 | 3 | 4 | 4.574 | 5.246 | 6.024 | 4.995 | 5.602 | 6.043 | 1751 | 666 | 126 | 565 | 303 | 87 | 3 | 3.5 | 4.5 | No | - | - | - | - | N/A | N/A | N/A | 17 | 3.9025 | 4.5891
[SEER Non Multi-Split <=65kW] GEMS (Air Conditioners up to 65kW) Determination 2019 | MEPS 2019 | AS/NZS 3823.1.1:2012 | U-60PZ2R5/S-6071PU3E |  | N/A | PANASONIC | 1.527 | Non Ducted | Single Split System | Cassette | Air | Air | Malaysia | 1.48 | 5.573 | 6 | 840 | 2.6271 | 8.018 | 3.052 | 256 | 1.25 | 6 | Calorimeter Room | 4.0891 | 4.767 | Yes | - | N/A | 13 | 13 | N/A | N/A | N/A | N/A | N/A | 3.7777 | 4.0067 | N/A | N/A | 3.0554 | 3.5135 | 3 | 3.5 | Calorimeter Room | Single | R32 | Australia,New Zealand | 128324 | 2025-07-29 |  | Approved | Reverse Cycle | 840 | Yes | Class 9 | Yes | Yes | N/A | Yes | Yes | Yes | N/A | 3.8697 | Available | N/A | N/A |  |  | Yes |  | https://reg.energyrating.gov.au/static/common/images/star_ratings_2014/aircon_rating_3_3.5.png | AAC5057 | Yes | Variable output compressor | Inverter | No | - | 6000 | 1.48 | - | 540 | 3000 | No | - | - | - | 1352.72 | 6462 | Yes | 440 | 3200 | Yes | 240 | 2000 | 6000 | 1.25 | 490 | 3000 | Yes | 250 | 1540 | Yes | 1970 | 6000 | No | - | - | No | - | - | - | - | - | No | - | - | No | - | - | No | - | - | 51 | 65 | 4.705 | 4.735 | 5.737 | 6.979 | 6.516 | 6.494 | 320 | 490 | 1328 | 594 | 758 | 1700 | 3 | 3 | 4 | 4.574 | 5.246 | 6.024 | 4.995 | 5.602 | 6.043 | 1751 | 666 | 126 | 565 | 303 | 87 | 3 | 3.5 | 4.5 | No | - | - | - | - | N/A | N/A | N/A | 17 | 3.9025 | 4.5891
[SEER Non Multi-Split <=65kW] GEMS (Air Conditioners up to 65kW) Determination 2019 | MEPS 2019 | AS/NZS 3823.1.2:2012 | U-60PZ2R5/S-60PE3R |  | N/A | PANASONIC | 1 | Ducted | Single Split System | - | Air | Air | Malaysia | 1.81 | 5 | 6 | 700 | N/A | N/A | N/A | 290 | 1.48 | 6 | Enthalpy Test Room | 3.2966 | 4.0353 | Yes | - | N/A | 17 | 17 | N/A | N/A | N/A | N/A | N/A | 3.6774 | 4.4255 | N/A | N/A | N/A | N/A | N/A | N/A | Enthalpy Test Room | Single | R32 | Australia,New Zealand | 134098 | 2025-12-09 |  | Approved | Reverse Cycle | 1000 | Yes | Class 10 | Yes | N/A | N/A | Yes | Yes | Yes | N/A | 3.8107 | Available | N/A | N/A |  |  | Yes |  |  | AAC5565 | Yes | Variable output compressor | Inverter | No | - | 6000 | 1.81 | - | 750 | 3000 | No | - | - | - | 1654.34 | 6462 | Yes | 650 | 3000 | Yes | 450 | 1780 | 6000 | 1.48 | 650 | 3000 | Yes | 480 | 1800 | Yes | 1900 | 5700 | No | - | - | No | - | - | - | - | - | No | - | - | No | - | - | No | - | - | - | 65 | 3.6 | 3.582 | 4.007 | 4.397 | 4.185 | 4.28 | 444 | 678 | 1935 | 976 | 1213 | 2610 | 2 | 2 | 2.5 | 3.586 | 3.877 | 3.955 | 3.58 | 3.745 | 3.836 | 2209 | 870 | 155 | 762 | 424 | 104 | 2 | 2 | 2 | No | - | - | - | - | N/A | N/A | N/A | 11 | 3.2482 | 3.9547
[SEER Non Multi-Split <=65kW] GEMS (Air Conditioners up to 65kW) Determination 2019 | MEPS 2019 | AS/NZS 3823.1.2:2012 | U-60PZ3R5 / S-6071PF3E |  | N/A | Panasonic | N/A | Ducted | Single Split System | - | Air | Air | Malaysia,China | 1.61 | N/A | 5.7 | N/A | N/A | N/A | N/A | N/A | 1.41 | 5.7 | Calorimeter Room | 3.7318 | 4.1605 | N/A | - | N/A | N/A | N/A | N/A | N/A | N/A | N/A | N/A | N/A | N/A | N/A | N/A | N/A | N/A | N/A | N/A | N/A | Single | R32 | Australia,New Zealand | 132527 | 2025-09-28 |  | Approved | Reverse Cycle | N/A | Yes | Class 10 | Yes | N/A | N/A | N/A | N/A | N/A | N/A | N/A | Available | N/A | N/A | http://papamy.panasonic.com.my/ | http://www.panasonic.com.au/ | N/A |  |  | AAC5328 | Yes | Variable output compressor | Inverter | No | - | 5700 | 1.61 | - | 520 | 2850 | Yes | 380 | 2000 | - | 1471.54 | 6138.9 | No | 475.28 | 3069.45 | - | 330 | 2200 | 5700 | 1.41 | 480 | 2850 | Yes | 300 | 1800 | Yes | 1650 | 5100 | No | - | - | No | - | - | - | - | - | No | - | - | No | - | - | No | - | - | - | 66 | 4.816 | 4.673 | 5.188 | 6.537 | 6.004 | 5.691 | 315 | 494 | 1420 | 621 | 801 | 1864 | 3 | 3 | 3.5 | 4.13 | 4.827 | 5.756 | 4.599 | 5.233 | 5.774 | 1820 | 663 | 103 | 563 | 289 | 68 | 2.5 | 3 | 4 | No | - | - | - | - | N/A | N/A | N/A | 8 | 3.4819 | 3.9665
[SEER Non Multi-Split <=65kW] GEMS (Air Conditioners up to 65kW) Determination 2019 | MEPS 2019 | AS/NZS 3823.1.1:2012 | U-60PZ3R5 / S-6071PU3E |  | N/A | Panasonic | N/A | Non Ducted | Single Split System | Cassette | Air | Air | Malaysia,China | 1.57 | N/A | 6 | N/A | N/A | N/A | N/A | N/A | 1.34 | 6 | Calorimeter Room | 4 | 4.5116 | N/A | - | N/A | N/A | N/A | N/A | N/A | N/A | N/A | N/A | N/A | N/A | N/A | N/A | N/A | N/A | N/A | N/A | N/A | Single | R32 | Australia,New Zealand | 132529 | 2025-09-28 |  | Approved | Reverse Cycle | N/A | Yes | Class 9 | Yes | N/A | N/A | N/A | N/A | N/A | N/A | N/A | Available | N/A | N/A | http://papamy.panasonic.com.my/ | http://www.panasonic.com.au/ | N/A |  |  | AAC5329 | Yes | Variable output compressor | Inverter | No | - | 6000 | 1.57 | - | 480 | 3000 | No | - | - | - | 1434.98 | 6462 | No | 438.72 | 3231 | No | - | - | 6000 | 1.34 | 430 | 3000 | Yes | 260 | 1800 | Yes | 1600 | 5100 | No | - | - | No | - | - | - | - | - | No | - | - | No | - | - | No | - | - | 51 | 66 | 5.23 | 5.043 | 5.649 | 6.75 | 6.285 | 6.166 | 304 | 481 | 1372 | 634 | 806 | 1811 | 3.5 | 3.5 | 4 | 4.45 | 5.444 | 6.692 | 5.064 | 5.97 | 6.712 | 1778 | 620 | 95 | 539 | 268 | 63 | 2.5 | 3.5 | 5 | No | - | - | - | - | N/A | N/A | N/A | 8 | 3.757 | 4.389
[SEER Non Multi-Split <=65kW] GEMS (Air Conditioners up to 65kW) Determination 2019 | MEPS 2019 | AS/NZS 3823.1.1:2012 | U-60PZ3R5/S-6071PT3E |  | N/A | PANASONIC | 0.988 | Non Ducted | Single Split System | Floor/Ceiling | Air | Air | Malaysia | 1.57 | 5.012 | 6 | 690 | N/A | N/A | N/A | 235 | 1.36 | 6 | Calorimeter Room | 3.892 | 4.4475 | Yes | - | N/A | 17 | 17 | N/A | N/A | N/A | N/A | N/A | 3.9587 | 4.62 | N/A | N/A | 3.4174 | 4.7399 | 3 | 4.5 | Calorimeter Room | Single | R32 | Australia,New Zealand | 134566 | 2026-02-08 |  | Approved | Reverse Cycle | 1275 | Yes | Class 9 | Yes | Yes | N/A | Yes | Yes | Yes | N/A | 4.1116 | Available | N/A | N/A |  |  | Yes |  | https://reg.energyrating.gov.au/static/common/images/star_ratings_2014/aircon_rating_3_4.5.png | AAC5740 | Yes | Variable output compressor | Inverter | No | - | 6000 | 1.57 | - | 545 | 3000 | No | - | - | - | 1434.98 | 6462 | No | 498.13 | 3231 | No | - | - | 6000 | 1.36 | 500 | 3000 | Yes | 285 | 1800 | No | - | - | - | 1600 | 5100 | No | - | - | - | - | - | - | - | - | No | - | - | No | - | - | 56 | 66 | 4.617 | 4.549 | 5.186 | 5.98 | 5.638 | 5.638 | 340 | 528 | 1489 | 711 | 894 | 1976 | 3 | 3 | 3.5 | 4.12 | 4.888 | 5.978 | 4.669 | 5.404 | 6.038 | 1926 | 696 | 112 | 589 | 301 | 75 | 2.5 | 3 | 4 | No | - | - | - | - | N/A | N/A | N/A | 11 | 3.7332 | 4.2944
[SEER Non Multi-Split <=65kW] GEMS (Air Conditioners up to 65kW) Determination 2019 | MEPS 2019 | AS/NZS 3823.1.2:2012 | U-60PZ3R5/S-60PE3R |  | N/A | PANASONIC | 1 | Ducted | Single Split System | - | Air | Air | Malaysia | 1.84 | 5 | 6 | 700 | N/A | N/A | N/A | 290 | 1.47 | 6 | Enthalpy Test Room | 3.242 | 4.0602 | Yes | - | N/A | 17 | 17 | N/A | N/A | N/A | N/A | N/A | 3.6774 | 4.4255 | N/A | N/A | N/A | N/A | N/A | N/A | Enthalpy Test Room | Single | R32 | Australia,New Zealand | 132621 | 2025-11-30 |  | Approved | Reverse Cycle | 1000 | Yes | Class 10 | Yes | N/A | N/A | Yes | Yes | Yes | N/A | 3.8107 | Available | N/A | N/A |  |  | Yes |  |  | AAC5511 | Yes | Variable output compressor | Inverter | No | - | 6000 | 1.84 | - | 750 | 3000 | No | - | - | - | 1681.76 | 6462 | Yes | 650 | 3000 | Yes | 450 | 1780 | 6000 | 1.47 | 650 | 3000 | Yes | 480 | 1800 | Yes | 1900 | 5700 | No | - | - | No | - | - | - | - | - | No | - | - | No | - | - | No | - | - | - | 66 | 3.584 | 3.56 | 3.98 | 4.384 | 4.169 | 4.255 | 446 | 683 | 1948 | 978 | 1217 | 2625 | 2 | 2 | 2 | 3.592 | 3.885 | 3.956 | 3.584 | 3.748 | 3.836 | 2205 | 868 | 155 | 761 | 424 | 104 | 2 | 2 | 2 | No | - | - | - | - | N/A | N/A | N/A | 11 | 3.1963 | 3.9809
[SEER Non Multi-Split <=65kW] GEMS (Air Conditioners up to 65kW) Determination 2019 | MEPS 2019 | AS/NZS 3823.1.1:2012 | U-60PZ3R5/S-60PY3E |  | N/A | PANASONIC | 1.527 | Non Ducted | Single Split System | Cassette | Air | Air | Malaysia | 1.77 | 5.573 | 6 | 840 | 2.6271 | 8.018 | 3.052 | 256 | 1.66 | 6 | Calorimeter Room | 3.4628 | 3.6917 | Yes | - | N/A | 13 | 13 | N/A | N/A | N/A | N/A | N/A | 3.7777 | 4.0067 | N/A | N/A | 3.0554 | 3.5135 | 3 | 3.5 | Calorimeter Room | Single | R32 | Australia,New Zealand | 139869 | 2026-10-21 |  | Approved | Reverse Cycle | 840 | Yes | Class 9 | Yes | Yes | N/A | Yes | Yes | Yes | N/A | 3.8697 | Available | N/A | N/A |  |  | Yes |  | https://reg.energyrating.gov.au/static/common/images/star_ratings_2014/aircon_rating_3_3.5.png | AAC6297 | Yes | Variable output compressor | Inverter | No | - | 6000 | 1.77 | - | 650 | 3000 | No | - | - | - | 1617.78 | 6462 | Yes | 550 | 3200 | Yes | 310 | 2000 | 6000 | 1.66 | 665 | 3000 | Yes | 390 | 1800 | No | - | - | - | 2100 | 5100 | No | - | - | - | - | - | - | - | - | No | - | - | No | - | - | 58 | 66 | 4.335 | 4.26 | 4.808 | 5.89 | 5.473 | 5.31 | 364 | 566 | 1608 | 722 | 922 | 2099 | 2.5 | 2.5 | 3 | 3.228 | 3.698 | 4.421 | 3.594 | 4.031 | 4.447 | 2451 | 910 | 141 | 759 | 395 | 93 | 1.5 | 2 | 2.5 | No | - | - | - | - | N/A | N/A | N/A | 11 | 3.3201 | 3.5353
[SEER Multi-Split <=65kW] GEMS (Air Conditioners up to 65kW) Determination 2019 | MEPS 2019 | AS/NZS 3823.1.4:2012 | U-6LE2R5 | U-6LE2R5 | N/A | PANASONIC | 2.33 | Both | vrf | N/A | Air | Air | Malaysia | 4.15 | 13.17 | 15.5 | N/A | N/A | N/A | N/A | N/A | 3.86 | 16.5 | Enthalpy Test Room | 3.6546 | 4.2583 | Yes | - | N/A | 28.7 | 26 | N/A | N/A | N/A | N/A | N/A | 3.5192 | 4.1589 | N/A | N/A | N/A | N/A | N/A | N/A | Enthalpy Test Room | Single | R410A | Australia,New Zealand | 149298 | 2027-08-23 |  | Approved | Reverse Cycle | N/A | Yes | Class 20 | Yes | N/A | N/A | Yes | Yes | Yes | N/A | 3.6 | Available | N/A | N/A |  |  | Yes |  |  | AAC6898 | Yes | Variable output compressor | Inverter | No | - | 15500 | 4.15 | - | 1430 | 7800 | No | - | - | - | 3793.1 | 16693.5 | No | 1307.02 | 8400.6 | No | - | - | 16500 | 3.86 | 1210 | 8300 | No | - | - | No | - | - | - | 4840 | 14500 | No | - | - | - | - | - | - | - | - | No | - | - | No | - | - | N/A | 73 | 4.424 | 4.38 | 5.072 | 5.829 | 5.506 | 5.535 | 908 | 1404 | 3920 | 1875 | 2355 | 5188 | 2.5 | 2.5 | 3.5 | 4.281 | 5.164 | 6.234 | 4.818 | 5.623 | 6.273 | 5108 | 1825 | 307 | 1580 | 805 | 207 | 2.5 | 3.5 | 4.5 | N/A | N/A | N/A | N/A | N/A | N/A | N/A | N/A | 34 | 3.6343 | 4.151
[SEER Multi-Split <=65kW] GEMS (Air Conditioners up to 65kW) Determination 2019 | MEPS 2019 | AS/NZS 3823.1.4:2012 | U-6LE2R5E | U-6LE2R5 | N/A | PANASONIC | 2.33 | Both | vrf | N/A | Air | Air | Malaysia | 4.15 | 13.17 | 15.5 | N/A | N/A | N/A | N/A | N/A | 3.86 | 16.5 | Enthalpy Test Room | 3.6546 | 4.2583 | Yes | - | N/A | 28.7 | 26 | N/A | N/A | N/A | N/A | N/A | 3.5192 | 4.1589 | N/A | N/A | N/A | N/A | N/A | N/A | Enthalpy Test Room | Single | R410A | Australia,New Zealand | 149298 | 2027-08-23 |  | Approved | Reverse Cycle | N/A | Yes | Class 20 | Yes | N/A | N/A | Yes | Yes | Yes | N/A | 3.6 | Available | N/A | N/A |  |  | Yes |  |  | AAC6898 | Yes | Variable output compressor | Inverter | No | - | 15500 | 4.15 | - | 1430 | 7800 | No | - | - | - | 3793.1 | 16693.5 | No | 1307.02 | 8400.6 | No | - | - | 16500 | 3.86 | 1210 | 8300 | No | - | - | No | - | - | - | 4840 | 14500 | No | - | - | - | - | - | - | - | - | No | - | - | No | - | - | N/A | 73 | 4.424 | 4.38 | 5.072 | 5.829 | 5.506 | 5.535 | 908 | 1404 | 3920 | 1875 | 2355 | 5188 | 2.5 | 2.5 | 3.5 | 4.281 | 5.164 | 6.234 | 4.818 | 5.623 | 6.273 | 5108 | 1825 | 307 | 1580 | 805 | 207 | 2.5 | 3.5 | 4.5 | N/A | N/A | N/A | N/A | N/A | N/A | N/A | N/A | 34 | 3.6343 | 4.151
[SEER Multi-Split <=65kW] GEMS (Air Conditioners up to 65kW) Determination 2019 | MEPS 2019 | AS/NZS 3823.1.4:2012 | U-6LE2R8 | U-6LE2R8 | N/A | PANASONIC | 2.611 | Both | vrf | N/A | Air | Air | Malaysia | 4.15 | 12.889 | 15.5 | N/A | N/A | N/A | N/A | N/A | 3.86 | 16.5 | Enthalpy Test Room | 3.6164 | 4.2131 | Yes | - | N/A | 29.7 | 27 | N/A | N/A | N/A | N/A | N/A | 3.5043 | 4.0954 | N/A | N/A | N/A | N/A | N/A | N/A | Enthalpy Test Room | Three | R410A | Australia,New Zealand | 152855 | 2028-03-04 |  | Approved | Reverse Cycle | N/A | Yes | Class 20 | Yes | N/A | N/A | Yes | Yes | Yes | N/A | 3.5877 | Available | N/A | N/A |  |  | Yes |  |  | AAC7337 | Yes | Variable output compressor | Inverter | No | - | 15500 | 4.15 | - | 1430 | 7800 | No | - | - | - | 3793.1 | 16693.5 | No | 1307.02 | 8400.6 | No | - | - | 16500 | 3.86 | 1210 | 8300 | No | - | - | Yes | 4840 | 14500 | No | - | - | No | - | - | - | - | - | No | - | - | No | - | - | No | - | - | N/A | 71.7 | 4.424 | 4.38 | 5.072 | 5.829 | 5.506 | 5.535 | 908 | 1404 | 3920 | 1875 | 2355 | 5188 | 2.5 | 2.5 | 3.5 | 4.325 | 5.222 | 6.244 | 4.847 | 5.656 | 6.276 | 5057 | 1806 | 307 | 1571 | 801 | 207 | 2.5 | 3.5 | 4.5 | N/A | N/A | N/A | N/A | N/A | N/A | N/A | N/A | 34 | 3.6343 | 4.151
[SEER Multi-Split <=65kW] GEMS (Air Conditioners up to 65kW) Determination 2019 | MEPS 2019 | AS/NZS 3823.1.4:2012 | U-6LE2R8E | U-6LE2R8 | N/A | PANASONIC | 2.611 | Both | vrf | N/A | Air | Air | Malaysia | 4.15 | 12.889 | 15.5 | N/A | N/A | N/A | N/A | N/A | 3.86 | 16.5 | Enthalpy Test Room | 3.6164 | 4.2131 | Yes | - | N/A | 29.7 | 27 | N/A | N/A | N/A | N/A | N/A | 3.5043 | 4.0954 | N/A | N/A | N/A | N/A | N/A | N/A | Enthalpy Test Room | Three | R410A | Australia,New Zealand | 152855 | 2028-03-04 |  | Approved | Reverse Cycle | N/A | Yes | Class 20 | Yes | N/A | N/A | Yes | Yes | Yes | N/A | 3.5877 | Available | N/A | N/A |  |  | Yes |  |  | AAC7337 | Yes | Variable output compressor | Inverter | No | - | 15500 | 4.15 | - | 1430 | 7800 | No | - | - | - | 3793.1 | 16693.5 | No | 1307.02 | 8400.6 | No | - | - | 16500 | 3.86 | 1210 | 8300 | No | - | - | Yes | 4840 | 14500 | No | - | - | No | - | - | - | - | - | No | - | - | No | - | - | No | - | - | N/A | 71.7 | 4.424 | 4.38 | 5.072 | 5.829 | 5.506 | 5.535 | 908 | 1404 | 3920 | 1875 | 2355 | 5188 | 2.5 | 2.5 | 3.5 | 4.325 | 5.222 | 6.244 | 4.847 | 5.656 | 6.276 | 5057 | 1806 | 307 | 1571 | 801 | 207 | 2.5 | 3.5 | 4.5 | N/A | N/A | N/A | N/A | N/A | N/A | N/A | N/A | 34 | 3.6343 | 4.151
[SEER Multi-Split <=65kW] GEMS (Air Conditioners up to 65kW) Determination 2019 | MEPS 2019 | AS/NZS 3823.1.4:2012 | U-6LZ2E5 |  | N/A | PANASONIC | N/A | Both | vrf | N/A | Air | Air | Malaysia | 4 | N/A | 15.5 | N/A | N/A | N/A | N/A | N/A | 3.73 | 16.5 | Enthalpy Test Room | 3.8431 | 4.612 | N/A | - | N/A | N/A | N/A | N/A | N/A | N/A | N/A | N/A | N/A | N/A | N/A | N/A | N/A | N/A | N/A | N/A | N/A | Single | R32 | Australia,New Zealand | 149732 | 2027-09-07 |  | Approved | Reverse Cycle | N/A | Yes | Class 20 | Yes | N/A | N/A | N/A | N/A | N/A | N/A | N/A | Available | N/A | N/A |  |  | N/A |  |  | AAC6960 | Yes | Variable output compressor | Inverter | No | - | 15500 | 4 | - | 1380 | 7800 | No | - | - | - | 3656 | 16693.5 | No | 1261.32 | 8400.6 | No | - | - | 16500 | 3.73 | 1170 | 8300 | No | - | - | No | - | - | - | 4600 | 14500 | No | - | - | - | - | - | - | - | - | No | - | - | No | - | - | N/A | 71.4 | 4.554 | 4.516 | 5.248 | 6.021 | 5.692 | 5.731 | 880 | 1359 | 3786 | 1813 | 2276 | 5009 | 3 | 3 | 3.5 | 4.431 | 5.358 | 6.45 | 4.981 | 5.825 | 6.488 | 4938 | 1763 | 299 | 1531 | 780 | 203 | 2.5 | 3.5 | 4.5 | N/A | N/A | N/A | N/A | N/A | N/A | N/A | N/A | 34 | 3.7668 | 4.2914
[SEER Multi-Split <=65kW] GEMS (Air Conditioners up to 65kW) Determination 2019 | MEPS 2019 | AS/NZS 3823.1.4:2012 | U-6LZ2E8 |  | N/A | PANASONIC | N/A | Both | vrf | N/A | Air | Air | Malaysia | 4 | N/A | 15.5 | N/A | N/A | N/A | N/A | N/A | 3.73 | 16.5 | Enthalpy Test Room | 3.9208 | 4.4498 | N/A | - | N/A | N/A | N/A | N/A | N/A | N/A | N/A | N/A | N/A | N/A | N/A | N/A | N/A | N/A | N/A | N/A | N/A | Three | R32 | Australia,New Zealand | 149734 | 2027-09-08 |  | Approved | Reverse Cycle | N/A | Yes | Class 20 | Yes | N/A | N/A | N/A | N/A | N/A | N/A | N/A | Available | N/A | N/A |  |  | N/A |  |  | AAC6969 | Yes | Variable output compressor | Inverter | No | - | 15500 | 4 | - | 1380 | 7800 | No | - | - | - | 3656 | 16693.5 | No | 1261.32 | 8400.6 | No | - | - | 16500 | 3.73 | 1170 | 8300 | No | - | - | No | - | - | - | 4600 | 14500 | No | - | - | - | - | - | - | - | - | No | - | - | No | - | - | N/A | 71.5 | 4.554 | 4.516 | 5.248 | 6.021 | 5.692 | 5.731 | 880 | 1359 | 3786 | 1813 | 2276 | 5009 | 3 | 3 | 3.5 | 4.431 | 5.358 | 6.45 | 4.981 | 5.825 | 6.488 | 4938 | 1763 | 299 | 1531 | 780 | 203 | 2.5 | 3.5 | 4.5 | N/A | N/A | N/A | N/A | N/A | N/A | N/A | N/A | 34 | 3.7668 | 4.2914
[SEER Non Multi-Split <=65kW] GEMS (Air Conditioners up to 65kW) Determination 2019 | MEPS 2019 | AS/NZS 3823.1.2:2012 | U-71PZ2R5/S-6071PF3E |  | N/A | PANASONIC | 1.314 | Ducted | Single Split System | - | Air | Air | Malaysia | 2.06 | 5.786 | 6.8 | 700 | 2.7675 | 8.402 | 3.036 | 290 | 1.62 | 6.8 | Enthalpy Test Room | 3.3208 | 4.2399 | Yes | - | N/A | 13 | 13 | N/A | N/A | N/A | N/A | N/A | 3.7251 | 4.0894 | N/A | N/A | N/A | N/A | N/A | N/A | Enthalpy Test Room | Single | R32 | Australia,New Zealand | 128976 | 2025-07-30 |  | Approved | Reverse Cycle | 1000 | Yes | Class 10 | Yes | N/A | N/A | Yes | Yes | Yes | N/A | 3.8132 | Available | N/A | N/A |  |  | Yes |  |  | AAC5079 | Yes | Variable output compressor | Inverter | No | - | 6800 | 2.06 | - | 690 | 3400 | No | - | - | - | 1882.84 | 7323.6 | No | 630.66 | 3661.8 | Yes | 260 | 2040 | 6800 | 1.62 | 602 | 3400 | Yes | 268 | 1550 | Yes | 2330 | 6800 | No | - | - | No | - | - | - | - | - | No | - | - | No | - | - | No | - | - | - | 67 | 4.489 | 4.394 | 4.844 | 6.217 | 5.776 | 5.298 | 401 | 624 | 1812 | 777 | 992 | 2387 | 2.5 | 2.5 | 3 | 4.211 | 4.795 | 5.614 | 4.652 | 5.214 | 5.681 | 2133 | 799 | 129 | 667 | 349 | 85 | 2.5 | 3 | 4 | No | - | - | - | - | N/A | N/A | N/A | 11 | 3.2424 | 4.1034
[SEER Non Multi-Split <=65kW] GEMS (Air Conditioners up to 65kW) Determination 2019 | MEPS 2019 | AS/NZS 3823.1.1:2012 | U-71PZ2R5/S-6071PT3E |  | N/A | PANASONIC | 0.502 | Non Ducted | Single Split System | Floor/Ceiling | Air | Air | Malaysia | 1.93 | 6.598 | 7.1 | 690 | N/A | N/A | N/A | 235 | 1.62 | 7.1 | Calorimeter Room | 3.654 | 4.6048 | Yes | - | N/A | 17 | 17 | N/A | N/A | N/A | N/A | N/A | 3.605 | 4.228 | N/A | N/A | 2.71 | 3.9561 | 2.5 | 3.5 | Calorimeter Room | Single | R32 | Australia,New Zealand | 135453 | 2026-02-15 |  | Approved | Reverse Cycle | 1275 | Yes | Class 9 | Yes | Yes | N/A | Yes | Yes | Yes | N/A | 3.7122 | Available | N/A | N/A |  |  | Yes |  | https://reg.energyrating.gov.au/static/common/images/star_ratings_2014/aircon_rating_2.5_3.5.png | AAC5775 | Yes | Variable output compressor | Inverter | No | - | 7100 | 1.93 | - | 690 | 3600 | No | - | - | - | 1764.02 | 7646.7 | Yes | 580 | 3800 | Yes | 255 | 1950 | 7100 | 1.62 | 620 | 3600 | Yes | 250 | 1540 | Yes | 2490 | 7100 | No | - | - | No | - | - | - | - | - | No | - | - | No | - | - | No | - | - | 57 | 67 | 4.535 | 4.51 | 5.261 | 6.502 | 6.055 | 5.872 | 402 | 620 | 1726 | 764 | 975 | 2235 | 3 | 3 | 3.5 | 4.323 | 4.985 | 5.89 | 4.827 | 5.484 | 6.004 | 2182 | 819 | 144 | 684 | 359 | 97 | 2.5 | 3 | 4 | No | - | - | - | - | N/A | N/A | N/A | 17 | 3.5724 | 4.2326
[SEER Non Multi-Split <=65kW] GEMS (Air Conditioners up to 65kW) Determination 2019 | MEPS 2019 | AS/NZS 3823.1.1:2012 | U-71PZ2R5/S-6071PU3E |  | N/A | PANASONIC | 1.527 | Non Ducted | Single Split System | Cassette | Air | Air | Malaysia | 1.93 | 5.573 | 7.1 | 840 | 2.6271 | 8.018 | 3.052 | 256 | 1.62 | 7.1 | Calorimeter Room | 3.6579 | 4.3803 | Yes | - | N/A | 13 | 13 | N/A | N/A | N/A | N/A | N/A | 3.7777 | 4.0067 | N/A | N/A | 3.0554 | 3.5135 | 3 | 3.5 | Calorimeter Room | Single | R32 | Australia,New Zealand | 128329 | 2025-07-30 |  | Approved | Reverse Cycle | 840 | Yes | Class 9 | Yes | Yes | N/A | Yes | Yes | Yes | N/A | 3.8697 | Available | N/A | N/A |  |  | Yes |  | https://reg.energyrating.gov.au/static/common/images/star_ratings_2014/aircon_rating_3_3.5.png | AAC5068 | Yes | Variable output compressor | Inverter | No | - | 7100 | 1.93 | - | 690 | 3600 | No | - | - | - | 1764.02 | 7646.7 | Yes | 560 | 3800 | Yes | 240 | 2000 | 7100 | 1.62 | 620 | 3600 | Yes | 250 | 1540 | Yes | 2490 | 7100 | No | - | - | No | - | - | - | - | - | No | - | - | No | - | - | No | - | - | 52 | 67 | 4.655 | 4.62 | 5.417 | 6.852 | 6.328 | 6.115 | 390 | 604 | 1675 | 723 | 931 | 2145 | 3 | 3 | 3.5 | 4.323 | 4.985 | 5.89 | 4.827 | 5.484 | 6.004 | 2182 | 819 | 144 | 684 | 359 | 97 | 2.5 | 3 | 4 | No | - | - | - | - | N/A | N/A | N/A | 17 | 3.5724 | 4.2326
[SEER Non Multi-Split <=65kW] GEMS (Air Conditioners up to 65kW) Determination 2019 | MEPS 2019 | AS/NZS 3823.1.2:2012 | U-71PZ2R5/S-71PE3R |  | N/A | PANASONIC | 1 | Ducted | Single Split System | - | Air | Air | Malaysia | 2.165 | 5 | 7.1 | 700 | N/A | N/A | N/A | 290 | 1.685 | 7.1 | Enthalpy Test Room | 3.326 | 4.1839 | Yes | - | N/A | 17 | 17 | N/A | N/A | N/A | N/A | N/A | 3.6774 | 4.4255 | N/A | N/A | N/A | N/A | N/A | N/A | Enthalpy Test Room | Single | R32 | Australia,New Zealand | 134099 | 2025-11-30 |  | Approved | Reverse Cycle | 1000 | Yes | Class 10 | Yes | N/A | N/A | Yes | Yes | Yes | N/A | 3.8107 | Available | N/A | N/A |  |  | Yes |  |  | AAC5523 | Yes | Variable output compressor | Inverter | No | - | 7100 | 2.165 | - | 900 | 3550 | No | - | - | - | 1978.81 | 7646.7 | Yes | 800 | 3650 | Yes | 520 | 2100 | 7100 | 1.685 | 750 | 3550 | Yes | 520 | 1950 | Yes | 2190 | 6800 | No | - | - | No | - | - | - | - | - | No | - | - | No | - | - | No | - | - | - | 67 | 3.656 | 3.621 | 3.999 | 4.432 | 4.21 | 4.26 | 521 | 799 | 2300 | 1149 | 1430 | 3107 | 2 | 2 | 2 | 3.7 | 3.992 | 4.052 | 3.674 | 3.827 | 3.912 | 2530 | 995 | 174 | 875 | 487 | 118 | 2 | 2 | 2.5 | No | - | - | - | - | N/A | N/A | N/A | 11 | 3.2241 | 4.1227
[SEER Non Multi-Split <=65kW] GEMS (Air Conditioners up to 65kW) Determination 2019 | MEPS 2019 | AS/NZS 3823.1.2:2012 | U-71PZ3R5 / S-6071PF3E |  | N/A | Panasonic | N/A | Ducted | Single Split System | - | Air | Air | Malaysia,China | 2.14 | N/A | 6.8 | N/A | N/A | N/A | N/A | N/A | 1.7 | 6.8 | Calorimeter Room | 3.1862 | 3.8073 | N/A | 55.03 | N/A | N/A | N/A | N/A | N/A | N/A | N/A | N/A | N/A | N/A | N/A | N/A | N/A | N/A | N/A | N/A | N/A | Single | R32 | Australia,New Zealand | 132528 | 2025-09-28 |  | Approved | Reverse Cycle | N/A | Yes | Class 10 | Yes | N/A | N/A | N/A | N/A | N/A | N/A | N/A | Available | N/A | N/A | http://papamy.panasonic.com.my/ | http://www.panasonic.com.au/ | N/A |  |  | AAC5339 | Yes | Variable output compressor | Inverter | No | - | 6800 | 2.14 | - | 760 | 3400 | Yes | 570 | 2600 | - | 1955.96 | 7323.6 | No | 694.64 | 3661.8 | - | 470 | 2900 | 6800 | 1.7 | 680 | 3400 | Yes | 370 | 2100 | Yes | 2150 | 6100 | No | - | - | No | - | - | - | - | - | No | - | - | No | - | - | No | - | - | - | 67 | 4.339 | 4.229 | 4.566 | 6.108 | 5.528 | 5.01 | 422 | 658 | 1932 | 798 | 1043 | 2532 | 2.5 | 2.5 | 3 | 3.821 | 4.42 | 5.259 | 4.274 | 4.861 | 5.333 | 2342 | 857 | 128 | 718 | 367 | 83 | 2 | 2.5 | 3.5 | No | - | - | - | - | N/A | N/A | N/A | 8 | 3.1379 | 3.9374
[SEER Non Multi-Split <=65kW] GEMS (Air Conditioners up to 65kW) Determination 2019 | MEPS 2019 | AS/NZS 3823.1.1:2012 | U-71PZ3R5 / S-6071PU3E |  | N/A | Panasonic | N/A | Non Ducted | Single Split System | Cassette | Air | Air | Malaysia,China | 2.09 | N/A | 7.1 | N/A | N/A | N/A | N/A | N/A | 1.68 | 7.1 | Calorimeter Room | 3.405 | 4.3047 | N/A | 55.13 | N/A | N/A | N/A | N/A | N/A | N/A | N/A | N/A | N/A | N/A | N/A | N/A | N/A | N/A | N/A | N/A | N/A | Single | R32 | Australia,New Zealand | 132530 | 2025-09-28 |  | Approved | Reverse Cycle | N/A | Yes | Class 9 | Yes | N/A | N/A | N/A | N/A | N/A | N/A | N/A | Available | N/A | N/A | http://papamy.panasonic.com.my/ | http://www.panasonic.com.au/ | N/A |  |  | AAC5340 | Yes | Variable output compressor | Inverter | No | - | 7100 | 2.09 | - | 730 | 3550 | Yes | 540 | 2600 | - | 1910.26 | 7646.7 | Yes | 620 | 3900 | - | 440 | 2750 | 7100 | 1.68 | 610 | 3550 | Yes | 350 | 2100 | Yes | 1850 | 6100 | No | - | - | No | - | - | - | - | - | No | - | - | No | - | - | No | - | - | 52 | 67 | 4.831 | 4.641 | 5.123 | 6.79 | 6.053 | 5.731 | 395 | 625 | 1796 | 748 | 994 | 2310 | 3 | 3 | 3.5 | 4.144 | 4.853 | 5.748 | 4.614 | 5.264 | 5.778 | 2255 | 816 | 124 | 695 | 354 | 81 | 2.5 | 3 | 4 | No | - | - | - | - | N/A | N/A | N/A | 8 | 3.3537 | 4.1592
[SEER Non Multi-Split <=65kW] GEMS (Air Conditioners up to 65kW) Determination 2019 | MEPS 2019 | AS/NZS 3823.1.1:2012 | U-71PZ3R5/S-6071PT3E |  | N/A | PANASONIC | 0.502 | Non Ducted | Single Split System | Floor/Ceiling | Air | Air | Malaysia | 2.04 | 6.598 | 6.8 | 690 | N/A | N/A | N/A | 235 | 1.61 | 6.8 | Calorimeter Room | 3.4179 | 4.3191 | Yes | - | N/A | 17 | 17 | N/A | N/A | N/A | N/A | N/A | 3.605 | 4.228 | N/A | N/A | 2.71 | 3.9561 | 2.5 | 3.5 | Calorimeter Room | Single | R32 | Australia,New Zealand | 134568 | 2026-02-08 |  | Approved | Reverse Cycle | 1275 | Yes | Class 9 | Yes | Yes | N/A | Yes | Yes | Yes | N/A | 3.7122 | Available | N/A | N/A |  |  | Yes |  | https://reg.energyrating.gov.au/static/common/images/star_ratings_2014/aircon_rating_2.5_3.5.png | AAC5741 | Yes | Variable output compressor | Inverter | No | - | 6800 | 2.04 | - | 670 | 3400 | No | - | - | - | 1864.56 | 7323.6 | Yes | 560 | 3600 | Yes | 420 | 2800 | 6800 | 1.61 | 600 | 3400 | Yes | 380 | 2250 | No | - | - | - | 1880 | 6100 | No | - | - | - | - | - | - | - | - | No | - | - | No | - | - | 57 | 67 | 4.603 | 4.452 | 5.022 | 6.182 | 5.699 | 5.571 | 390 | 616 | 1747 | 782 | 1005 | 2269 | 3 | 2.5 | 3.5 | 4.093 | 4.76 | 5.606 | 4.537 | 5.147 | 5.637 | 2194 | 805 | 129 | 684 | 354 | 86 | 2.5 | 3 | 4 | No | - | - | - | - | N/A | N/A | N/A | 11 | 3.2737 | 4.1283
[SEER Non Multi-Split <=65kW] GEMS (Air Conditioners up to 65kW) Determination 2019 | MEPS 2019 | AS/NZS 3823.1.2:2012 | U-71PZ3R5/S-71PE3R |  | N/A | PANASONIC | 1 | Ducted | Single Split System | - | Air | Air | Malaysia | 2.21 | 5 | 7.1 | 700 | N/A | N/A | N/A | 290 | 1.67 | 7.1 | Enthalpy Test Room | 3.259 | 4.2216 | Yes | - | N/A | 17 | 17 | N/A | N/A | N/A | N/A | N/A | 3.6774 | 4.4255 | N/A | N/A | N/A | N/A | N/A | N/A | Enthalpy Test Room | Single | R32 | Australia,New Zealand | 133125 | 2025-11-30 |  | Approved | Reverse Cycle | 1000 | Yes | Class 10 | Yes | N/A | N/A | Yes | Yes | Yes | N/A | 3.8107 | Available | N/A | N/A |  |  | Yes |  |  | AAC5512 | Yes | Variable output compressor | Inverter | No | - | 7100 | 2.21 | - | 900 | 3550 | No | - | - | - | 2019.94 | 7646.7 | Yes | 800 | 3650 | Yes | 520 | 2100 | 7100 | 1.67 | 750 | 3550 | Yes | 520 | 1950 | Yes | 2190 | 6800 | No | - | - | No | - | - | - | - | - | No | - | - | No | - | - | No | - | - | - | 67 | 3.635 | 3.594 | 3.966 | 4.416 | 4.191 | 4.229 | 524 | 805 | 2319 | 1153 | 1437 | 3130 | 2 | 2 | 2 | 3.709 | 4.002 | 4.053 | 3.679 | 3.831 | 3.912 | 2524 | 993 | 174 | 874 | 487 | 118 | 2 | 2.5 | 2.5 | No | - | - | - | - | N/A | N/A | N/A | 11 | 3.1595 | 4.1589
[SEER Non Multi-Split <=65kW] GEMS (Air Conditioners up to 65kW) Determination 2019 | MEPS 2019 | AS/NZS 3823.1.2:2012 | U-71PZH2R5/S-6071PF3E |  | N/A | PANASONIC | 1.314 | Ducted | Single Split System | - | Air | Air | China | 1.82 | 5.786 | 6.8 | 700 | 2.7675 | 8.402 | 3.036 | 290 | 1.86 | 7.5 | Enthalpy Test Room | 3.7885 | 4.1034 | Yes | - | N/A | 13 | 13 | N/A | N/A | N/A | N/A | N/A | 3.7251 | 4.0894 | N/A | N/A | N/A | N/A | N/A | N/A | Enthalpy Test Room | Single | R32 | Australia,New Zealand | 130113 | 2025-07-30 |  | Approved | Reverse Cycle | 1000 | Yes | Class 10 | Yes | N/A | N/A | Yes | Yes | Yes | N/A | 3.8132 | Available | N/A | N/A |  |  | Yes |  |  | AAC5077 | Yes | Variable output compressor | Inverter | No | - | 6800 | 1.82 | - | 680 | 3400 | No | - | - | - | 1663.48 | 7323.6 | Yes | 560 | 3650 | Yes | 285 | 2200 | 7500 | 1.86 | 680 | 3750 | Yes | 333 | 1900 | Yes | 2530 | 7500 | No | - | - | No | - | - | - | - | - | No | - | - | No | - | - | No | - | - | - | 64 | 4.829 | 4.753 | 5.404 | 6.768 | 6.252 | 6.026 | 369 | 572 | 1619 | 710 | 912 | 2094 | 3 | 3 | 3.5 | 4.132 | 4.674 | 5.497 | 4.561 | 5.085 | 5.548 | 2397 | 903 | 144 | 750 | 394 | 95 | 2.5 | 3 | 3.5 | No | - | - | - | - | N/A | N/A | N/A | 12 | 3.6548 | 3.9462
[SEER Non Multi-Split <=65kW] GEMS (Air Conditioners up to 65kW) Determination 2019 | MEPS 2019 | AS/NZS 3823.1.1:2012 | U-71PZH2R5/S-6071PT3E |  | N/A | PANASONIC | 1.64 | Non Ducted | Single Split System | Floor/Ceiling | Air | Air | China | 1.74 | 5.46 | 6.8 | 690 | 2.7751 | 8.056 | 2.903 | 235 | 2.02 | 8 | Calorimeter Room | 4.3508 | 4.2611 | Yes | - | N/A | 13 | 13 | N/A | N/A | N/A | N/A | N/A | 3.6921 | 4.1115 | N/A | N/A | 2.8843 | 3.7231 | 2.5 | 3.5 | Calorimeter Room | Single | R32 | Australia,New Zealand | 135460 | 2026-02-08 |  | Approved | Reverse Cycle | 1275 | Yes | Class 9 | Yes | Yes | N/A | Yes | Yes | Yes | N/A | 3.7787 | Available | N/A | N/A |  |  | Yes |  | https://reg.energyrating.gov.au/static/common/images/star_ratings_2014/aircon_rating_2.5_3.5.png | AAC5750 | Yes | Variable output compressor | Inverter | No | - | 6800 | 1.74 | - | 575 | 3400 | No | - | - | - | 1590.36 | 7323.6 | Yes | 460 | 3550 | Yes | 255 | 2200 | 8000 | 2.02 | 740 | 4000 | Yes | 315 | 1900 | Yes | 3080 | 8000 | No | - | - | No | - | - | - | - | - | No | - | - | No | - | - | No | - | - | 57 | 64 | 5.245 | 5.133 | 5.966 | 7.553 | 6.923 | 6.743 | 335 | 525 | 1461 | 632 | 819 | 1867 | 3.5 | 3.5 | 4 | 4.004 | 4.634 | 5.612 | 4.533 | 5.189 | 5.747 | 2638 | 972 | 152 | 805 | 413 | 99 | 2.5 | 3 | 4 | No | - | - | - | - | N/A | N/A | N/A | 13 | 3.8118 | 3.8761
[SEER Non Multi-Split <=65kW] GEMS (Air Conditioners up to 65kW) Determination 2019 | MEPS 2019 | AS/NZS 3823.1.1:2012 | U-71PZH2R5/S-6071PU3E |  | N/A | PANASONIC | 1.527 | Non Ducted | Single Split System | Cassette | Air | Air | China | 1.75 | 5.573 | 7.1 | 840 | 2.6271 | 8.018 | 3.052 | 256 | 1.86 | 8 | Calorimeter Room | 3.8697 | 4.0985 | Yes | - | N/A | 13 | 13 | N/A | N/A | N/A | N/A | N/A | 3.7777 | 4.0067 | N/A | N/A | 3.0554 | 3.5135 | 3 | 3.5 | Calorimeter Room | Single | R32 | Australia,New Zealand | 128306 | 2025-07-29 |  | Approved | Reverse Cycle | 840 | Yes | Class 9 | Yes | Yes | N/A | Yes | Yes | Yes | N/A | 3.8697 | Available | N/A | N/A |  |  | Yes |  | https://reg.energyrating.gov.au/static/common/images/star_ratings_2014/aircon_rating_3_3.5.png | AAC5055 | Yes | Variable output compressor | Inverter | No | - | 7100 | 1.75 | - | 650 | 3550 | No | - | - | - | 1599.5 | 7646.7 | Yes | 520 | 3700 | Yes | 252 | 2200 | 8000 | 1.86 | 740 | 4000 | Yes | 310 | 1900 | Yes | 3080 | 8000 | No | - | - | No | - | - | - | - | - | No | - | - | No | - | - | No | - | - | 52 | 64 | 5.161 | 5.104 | 5.862 | 7.417 | 6.839 | 6.582 | 357 | 553 | 1555 | 673 | 868 | 1999 | 3.5 | 3.5 | 4 | 4.114 | 4.772 | 5.68 | 4.63 | 5.307 | 5.818 | 2568 | 945 | 151 | 789 | 404 | 99 | 2.5 | 3 | 4 | No | - | - | - | - | N/A | N/A | N/A | 13 | 3.9578 | 4.2018
[SEER Non Multi-Split <=65kW] GEMS (Air Conditioners up to 65kW) Determination 2019 | MEPS 2019 | AS/NZS 3823.1.2:2012 | U-71PZH2R5/S-71PE3R |  | N/A | PANASONIC | 1 | Ducted | Single Split System | - | Air | Air | China | 2.04 | 5 | 7.1 | 700 | N/A | N/A | N/A | 290 | 2.03 | 8 | Enthalpy Test Room | 3.5539 | 4.064 | Yes | - | N/A | 17 | 17 | N/A | N/A | N/A | N/A | N/A | 3.6774 | 4.4255 | N/A | N/A | N/A | N/A | N/A | N/A | Enthalpy Test Room | Single | R32 | Australia,New Zealand | 134063 | 2025-12-09 |  | Approved | Reverse Cycle | 1000 | Yes | Class 10 | Yes | N/A | N/A | Yes | Yes | Yes | N/A | 3.8107 | Available | N/A | N/A |  |  | Yes |  |  | AAC5577 | Yes | Variable output compressor | Inverter | No | - | 7100 | 2.04 | - | 850 | 3600 | No | - | - | - | 1864.56 | 7646.7 | Yes | 700 | 3950 | Yes | 430 | 2100 | 8000 | 2.03 | 830 | 4000 | Yes | 420 | 2100 | Yes | 2860 | 8000 | No | - | - | No | - | - | - | - | - | No | - | - | No | - | - | No | - | - | - | 64 | 4.195 | 4.114 | 4.683 | 5.375 | 5.007 | 5.155 | 448 | 697 | 1957 | 942 | 1197 | 2561 | 2.5 | 2.5 | 3 | 3.81 | 4.243 | 4.827 | 4.129 | 4.535 | 4.858 | 2768 | 1056 | 169 | 879 | 467 | 111 | 2 | 2.5 | 3 | No | - | - | - | - | N/A | N/A | N/A | 12 | 3.4125 | 3.8637
[SEER Non Multi-Split <=65kW] GEMS (Air Conditioners up to 65kW) Determination 2019 | MEPS 2019 | AS/NZS 3823.1.2:2012 | U-71PZH3R5/S-6071PF3E |  | N/A | PANASONIC | 1.314 | Ducted | Single Split System | - | Air | Air | China | 1.82 | 5.786 | 6.8 | 700 | 2.7675 | 8.402 | 3.036 | 290 | 1.86 | 7.5 | Enthalpy Test Room | 3.7885 | 4.1034 | Yes | - | N/A | 13 | 13 | N/A | N/A | N/A | N/A | N/A | 3.7251 | 4.0894 | N/A | N/A | N/A | N/A | N/A | N/A | Enthalpy Test Room | Single | R32 | Australia,New Zealand | 134119 | 2025-12-09 |  | Approved | Reverse Cycle | 1000 | Yes | Class 10 | Yes | N/A | N/A | Yes | Yes | Yes | N/A | 3.8132 | Available | N/A | N/A |  |  | Yes |  |  | AAC5582 | Yes | Variable output compressor | Inverter | No | - | 6800 | 1.82 | - | 680 | 3400 | No | - | - | - | 1663.48 | 7323.6 | Yes | 560 | 3650 | Yes | 285 | 2200 | 7500 | 1.86 | 680 | 3750 | Yes | 333 | 1900 | Yes | 2530 | 7500 | No | - | - | No | - | - | - | - | - | No | - | - | No | - | - | No | - | - | - | 64 | 4.829 | 4.753 | 5.404 | 6.768 | 6.252 | 6.026 | 369 | 572 | 1619 | 710 | 912 | 2094 | 3 | 3 | 3.5 | 4.132 | 4.674 | 5.497 | 4.561 | 5.085 | 5.548 | 2397 | 903 | 144 | 750 | 394 | 95 | 2.5 | 3 | 3.5 | No | - | - | - | - | N/A | N/A | N/A | 12 | 3.6548 | 3.9462
[SEER Non Multi-Split <=65kW] GEMS (Air Conditioners up to 65kW) Determination 2019 | MEPS 2019 | AS/NZS 3823.1.1:2012 | U-71PZH3R5/S-6071PT3E |  | N/A | PANASONIC | 1.64 | Non Ducted | Single Split System | Floor/Ceiling | Air | Air | China | 1.74 | 5.46 | 6.8 | 690 | 2.7751 | 8.056 | 2.903 | 235 | 2.02 | 8 | Calorimeter Room | 4.3508 | 4.2611 | Yes | - | N/A | 13 | 13 | N/A | N/A | N/A | N/A | N/A | 3.6921 | 4.1115 | N/A | N/A | 2.8843 | 3.7231 | 2.5 | 3.5 | Calorimeter Room | Single | R32 | Australia,New Zealand | 134577 | 2026-02-12 |  | Approved | Reverse Cycle | 1275 | Yes | Class 9 | Yes | Yes | N/A | Yes | Yes | Yes | N/A | 3.7787 | Available | N/A | N/A |  |  | Yes |  | https://reg.energyrating.gov.au/static/common/images/star_ratings_2014/aircon_rating_2.5_3.5.png | AAC5768 | Yes | Variable output compressor | Inverter | No | - | 6800 | 1.74 | - | 575 | 3400 | No | - | - | - | 1590.36 | 7323.6 | Yes | 460 | 3550 | Yes | 255 | 2200 | 8000 | 2.02 | 740 | 4000 | Yes | 315 | 1900 | Yes | 3080 | 8000 | No | - | - | No | - | - | - | - | - | No | - | - | No | - | - | No | - | - | 57 | 64 | 5.245 | 5.133 | 5.966 | 7.553 | 6.923 | 6.743 | 335 | 525 | 1461 | 632 | 819 | 1867 | 3.5 | 3.5 | 4 | 4.004 | 4.634 | 5.612 | 4.533 | 5.189 | 5.747 | 2638 | 972 | 152 | 805 | 413 | 99 | 2.5 | 3 | 4 | No | - | - | - | - | N/A | N/A | N/A | 13 | 3.8118 | 3.8761
[SEER Non Multi-Split <=65kW] GEMS (Air Conditioners up to 65kW) Determination 2019 | MEPS 2019 | AS/NZS 3823.1.1:2012 | U-71PZH3R5/S-6071PU3E |  | N/A | PANASONIC | 1.527 | Non Ducted | Single Split System | Cassette | Air | Air | China | 1.75 | 5.573 | 7.1 | 840 | 2.6271 | 8.018 | 3.052 | 256 | 1.86 | 8 | Calorimeter Room | 3.8697 | 4.0985 | Yes | - | N/A | 13 | 13 | N/A | N/A | N/A | N/A | N/A | 3.7777 | 4.0067 | N/A | N/A | 3.0554 | 3.5135 | 3 | 3.5 | Calorimeter Room | Single | R32 | Australia,New Zealand | 134111 | 2025-12-09 |  | Approved | Reverse Cycle | 840 | Yes | Class 9 | Yes | Yes | N/A | Yes | Yes | Yes | N/A | 3.8697 | Available | N/A | N/A |  |  | Yes |  | https://reg.energyrating.gov.au/static/common/images/star_ratings_2014/aircon_rating_3_3.5.png | AAC5579 | Yes | Variable output compressor | Inverter | No | - | 7100 | 1.75 | - | 650 | 3550 | No | - | - | - | 1599.5 | 7646.7 | Yes | 520 | 3700 | Yes | 252 | 2200 | 8000 | 1.86 | 740 | 4000 | Yes | 310 | 1900 | Yes | 3080 | 8000 | No | - | - | No | - | - | - | - | - | No | - | - | No | - | - | No | - | - | 52 | 64 | 5.161 | 5.104 | 5.862 | 7.417 | 6.839 | 6.582 | 357 | 553 | 1555 | 673 | 868 | 1999 | 3.5 | 3.5 | 4 | 4.114 | 4.772 | 5.68 | 4.63 | 5.307 | 5.818 | 2568 | 945 | 151 | 789 | 404 | 99 | 2.5 | 3 | 4 | No | - | - | - | - | N/A | N/A | N/A | 13 | 3.9578 | 4.2018
[SEER Non Multi-Split <=65kW] GEMS (Air Conditioners up to 65kW) Determination 2019 | MEPS 2019 | AS/NZS 3823.1.2:2012 | U-71PZH3R5/S-71PE3R |  | N/A | PANASONIC | 1 | Ducted | Single Split System | - | Air | Air | China | 2.04 | 5 | 7.1 | 700 | N/A | N/A | N/A | 290 | 2.06 | 8 | Enthalpy Test Room | 3.5539 | 4.1915 | Yes | - | N/A | 17 | 17 | N/A | N/A | N/A | N/A | N/A | 3.6774 | 4.4255 | N/A | N/A | N/A | N/A | N/A | N/A | Enthalpy Test Room | Single | R32 | Australia,New Zealand | 133169 | 2025-11-30 |  | Approved | Reverse Cycle | 1000 | Yes | Class 10 | Yes | N/A | N/A | Yes | Yes | Yes | N/A | 3.8107 | Available | N/A | N/A |  |  | Yes |  |  | AAC5516 | Yes | Variable output compressor | Inverter | No | - | 7100 | 2.04 | - | 850 | 3600 | No | - | - | - | 1864.56 | 7646.7 | Yes | 700 | 3950 | Yes | 430 | 2100 | 8000 | 2.06 | 830 | 4000 | Yes | 420 | 2100 | Yes | 2860 | 8000 | No | - | - | No | - | - | - | - | - | No | - | - | No | - | - | No | - | - | - | 64 | 4.195 | 4.114 | 4.683 | 5.375 | 5.007 | 5.155 | 448 | 697 | 1957 | 942 | 1197 | 2561 | 2.5 | 2.5 | 3 | 3.793 | 4.224 | 4.824 | 4.118 | 4.524 | 4.857 | 2781 | 1060 | 169 | 881 | 468 | 111 | 2 | 2.5 | 3 | No | - | - | - | - | N/A | N/A | N/A | 12 | 3.4125 | 3.8085
[SEER Multi-Split <=65kW] GEMS (Air Conditioners up to 65kW) Determination 2019 | MEPS 2019 | AS/NZS 3823.1.4:2012 | U-8LE1R8 | U-8LE1R8 | N/A | PANASONIC | 2.46 | Ducted | vrf | N/A | Air | Air | Malaysia | 5.89 | 19.94 | 22.4 | N/A | N/A | N/A | N/A | N/A | 6.22 | 25 | Enthalpy Test Room | 3.6586 | 3.897 | Yes | - | N/A | 41.6 | 38.5 | N/A | N/A | N/A | N/A | N/A | 3.5749 | 3.818 | N/A | N/A | N/A | N/A | N/A | N/A | Enthalpy Test Room | Three | R410A | Australia,New Zealand | 138328 | 2026-06-22 |  | Approved | Reverse Cycle | N/A | Yes | Class 20 | Yes | N/A | N/A | Yes | Yes | Yes | N/A | 3.6586 | Available | N/A | N/A |  |  | Yes |  |  | AAC6106 | Yes | Variable output compressor | Inverter | No | - | 22400 | 5.89 | - | 1980 | 11200 | No | - | - | - | 5383.46 | 24124.8 | No | 1809.72 | 12062.4 | No | - | - | 25000 | 6.22 | 2220 | 12500 | No | - | - | Yes | 7530 | 22000 | No | - | - | No | - | - | - | - | - | No | - | - | No | - | - | No | - | - | N/A | 80 | 4.555 | 4.504 | 5.217 | 6.021 | 5.682 | 5.701 | 1274 | 1973 | 5507 | 2622 | 3297 | 7280 | 3 | 3 | 3.5 | 3.888 | 4.517 | 5.154 | 4.234 | 4.78 | 5.165 | 8503 | 3133 | 527 | 2703 | 1409 | 352 | 2 | 3 | 3.5 | N/A | N/A | N/A | N/A | N/A | N/A | N/A | N/A | 48 | 3.7011 | 3.9171
[SEER Multi-Split <=65kW] GEMS (Air Conditioners up to 65kW) Determination 2019 | MEPS 2019 | AS/NZS 3823.1.4:2012 | U-8LE1R8E | U-8LE1R8 | N/A | PANASONIC | 2.46 | Ducted | vrf | N/A | Air | Air | Malaysia | 5.89 | 19.94 | 22.4 | N/A | N/A | N/A | N/A | N/A | 6.22 | 25 | Enthalpy Test Room | 3.6586 | 3.897 | Yes | - | N/A | 41.6 | 38.5 | N/A | N/A | N/A | N/A | N/A | 3.5749 | 3.818 | N/A | N/A | N/A | N/A | N/A | N/A | Enthalpy Test Room | Three | R410A | Australia,New Zealand | 138328 | 2026-06-22 |  | Approved | Reverse Cycle | N/A | Yes | Class 20 | Yes | N/A | N/A | Yes | Yes | Yes | N/A | 3.6586 | Available | N/A | N/A |  |  | Yes |  |  | AAC6106 | Yes | Variable output compressor | Inverter | No | - | 22400 | 5.89 | - | 1980 | 11200 | No | - | - | - | 5383.46 | 24124.8 | No | 1809.72 | 12062.4 | No | - | - | 25000 | 6.22 | 2220 | 12500 | No | - | - | Yes | 7530 | 22000 | No | - | - | No | - | - | - | - | - | No | - | - | No | - | - | No | - | - | N/A | 80 | 4.555 | 4.504 | 5.217 | 6.021 | 5.682 | 5.701 | 1274 | 1973 | 5507 | 2622 | 3297 | 7280 | 3 | 3 | 3.5 | 3.888 | 4.517 | 5.154 | 4.234 | 4.78 | 5.165 | 8503 | 3133 | 527 | 2703 | 1409 | 352 | 2 | 3 | 3.5 | N/A | N/A | N/A | N/A | N/A | N/A | N/A | N/A | 48 | 3.7011 | 3.9171
[SEER Multi-Split <=65kW] GEMS (Air Conditioners up to 65kW) Determination 2019 | MEPS 2019 | AS/NZS 3823.1.4:2012 | U-8LZ2E8 |  | N/A | PANASONIC | N/A | Both | vrf | N/A | Air | Air | Malaysia | 5.83 | N/A | 22.4 | N/A | N/A | N/A | N/A | N/A | 5.81 | 25 | Enthalpy Test Room | 3.8289 | 4.1558 | N/A | - | N/A | N/A | N/A | N/A | N/A | N/A | N/A | N/A | N/A | N/A | N/A | N/A | N/A | N/A | N/A | N/A | N/A | Three | R32 | Australia,New Zealand | 149735 | 2027-09-11 |  | Approved | Reverse Cycle | N/A | Yes | Class 20 | Yes | N/A | N/A | N/A | N/A | N/A | N/A | N/A | Available | N/A | N/A |  |  | N/A |  |  | AAC6986 | Yes | Variable output compressor | Inverter | No | - | 22400 | 5.83 | - | 1960 | 11200 | No | - | - | - | 5328.62 | 24124.8 | No | 1791.44 | 12062.4 | No | - | - | 25000 | 5.81 | 2070 | 12500 | No | - | - | No | - | - | - | 7340 | 22000 | No | - | - | - | - | - | - | - | - | No | - | - | No | - | - | N/A | 72 | 4.466 | 4.444 | 5.227 | 5.997 | 5.674 | 5.729 | 1286 | 1983 | 5479 | 2619 | 3287 | 7229 | 2.5 | 2.5 | 3.5 | 4.024 | 4.72 | 5.51 | 4.437 | 5.058 | 5.534 | 8236 | 3022 | 518 | 2598 | 1351 | 349 | 2.5 | 3 | 4 | N/A | N/A | N/A | N/A | N/A | N/A | N/A | N/A | 55 | 3.7235 | 4.1695
[SEER Multi-Split <=65kW] GEMS (Air Conditioners up to 65kW) Determination 2019 | MEPS 2019 | AS/NZS 3823.1.4:2012 | U-8ME2R8 | U-8ME2R8 | N/A | PANASONIC | 2.24 | Ducted | vrf | N/A | Air | Air | Malaysia | 5.76 | 20.16 | 22.4 | N/A | N/A | N/A | N/A | N/A | 4.21 | 25 | Enthalpy Test Room | 3.7452 | 5.7959 | Yes | - | N/A | 40.1 | 37 | N/A | N/A | N/A | N/A | N/A | 4.4102 | 4.8358 | N/A | N/A | N/A | N/A | N/A | N/A | Enthalpy Test Room | Three | R410A | Australia,New Zealand | 131858 | 2025-09-25 |  | Approved | Reverse Cycle | N/A | Yes | Class 20 | Yes | N/A | N/A | Yes | Yes | Yes | N/A | 4.5332 | Available | N/A | N/A |  |  | Yes |  |  | AAC5317 | Yes | Variable output compressor | Inverter | No | - | 22400 | 5.76 | - | 1890 | 11200 | Yes | 1050 | 6500 | - | 5264.64 | 24124.8 | No | 1727.46 | 12062.4 | - | 820 | 7200 | 25000 | 4.21 | 1590 | 12500 | Yes | 790 | 6900 | Yes | 5390 | 24500 | No | - | - | No | - | - | - | - | - | No | - | - | No | - | - | No | - | - | N/A | 79 | 4.98 | 4.962 | 5.714 | 7.929 | 7.143 | 6.423 | 1154 | 1777 | 5015 | 1965 | 2600 | 6448 | 3 | 3 | 4 | 5.944 | 6.839 | 8.144 | 6.639 | 7.547 | 8.283 | 5601 | 2115 | 380 | 1762 | 931 | 258 | 4 | 5 | 6.5 | N/A | N/A | N/A | N/A | N/A | N/A | N/A | N/A | 49 | 3.7802 | 5.7135
[SEER Multi-Split <=65kW] GEMS (Air Conditioners up to 65kW) Determination 2019 | MEPS 2019 | AS/NZS 3823.1.4:2012 | U-8ME2R8E | U-8ME2R8 | N/A | PANASONIC | 2.24 | Ducted | vrf | N/A | Air | Air | Malaysia | 5.76 | 20.16 | 22.4 | N/A | N/A | N/A | N/A | N/A | 4.21 | 25 | Enthalpy Test Room | 3.7452 | 5.7959 | Yes | - | N/A | 40.1 | 37 | N/A | N/A | N/A | N/A | N/A | 4.4102 | 4.8358 | N/A | N/A | N/A | N/A | N/A | N/A | Enthalpy Test Room | Three | R410A | Australia,New Zealand | 131858 | 2025-09-25 |  | Approved | Reverse Cycle | N/A | Yes | Class 20 | Yes | N/A | N/A | Yes | Yes | Yes | N/A | 4.5332 | Available | N/A | N/A |  |  | Yes |  |  | AAC5317 | Yes | Variable output compressor | Inverter | No | - | 22400 | 5.76 | - | 1890 | 11200 | Yes | 1050 | 6500 | - | 5264.64 | 24124.8 | No | 1727.46 | 12062.4 | - | 820 | 7200 | 25000 | 4.21 | 1590 | 12500 | Yes | 790 | 6900 | Yes | 5390 | 24500 | No | - | - | No | - | - | - | - | - | No | - | - | No | - | - | No | - | - | N/A | 79 | 4.98 | 4.962 | 5.714 | 7.929 | 7.143 | 6.423 | 1154 | 1777 | 5015 | 1965 | 2600 | 6448 | 3 | 3 | 4 | 5.944 | 6.839 | 8.144 | 6.639 | 7.547 | 8.283 | 5601 | 2115 | 380 | 1762 | 931 | 258 | 4 | 5 | 6.5 | N/A | N/A | N/A | N/A | N/A | N/A | N/A | N/A | 49 | 3.7802 | 5.7135
[SEER Multi-Split <=65kW] GEMS (Air Conditioners up to 65kW) Determination 2019 | MEPS 2019 | AS/NZS 3823.1.4:2012 | U-8MF3R7 |  | N/A | PANASONIC | 1.62 | Both | vrf | N/A | Air | Air | Malaysia | 4.6 | 20.78 | 22.4 | N/A | N/A | N/A | N/A | N/A | 4.91 | 25 | Enthalpy Test Room | 4.6775 | 4.8986 | Yes | - | N/A | 45.4 | 41.8 | N/A | N/A | N/A | N/A | N/A | 4.5528 | 4.7773 | N/A | N/A | N/A | N/A | N/A | N/A | Enthalpy Test Room | Three | R410A | Australia,New Zealand | 155658 | 2028-07-23 |  | Approved | Reverse Cycle | N/A | Yes | Class 20 | Yes | N/A | N/A | Yes | Yes | Yes | N/A | 4.7024 | Available | N/A | N/A |  |  | Yes |  |  | AAC7646 | Yes | Variable output compressor | Inverter | No | - | 22400 | 4.6 | - | 1490 | 11200 | No | - | - | - | 4204.4 | 24124.8 | No | 1361.86 | 12062.4 | No | - | - | 25000 | 4.91 | 1730 | 12500 | No | - | - | Yes | 6300 | 21300 | No | - | - | No | - | - | - | - | - | No | - | - | No | - | - | No | - | - | N/A | 72.8 | 5.589 | 5.587 | 6.7 | 7.689 | 7.283 | 7.39 | 1014 | 1561 | 4257 | 2028 | 2546 | 5589 | 4 | 4 | 5 | 4.654 | 5.667 | 6.611 | 5.166 | 6.05 | 6.627 | 7126 | 2528 | 442 | 2237 | 1138 | 300 | 3 | 4 | 5 | N/A | N/A | N/A | N/A | N/A | N/A | N/A | N/A | 50 | 4.697 | 4.9222
[SEER Non Multi-Split <=65kW] GEMS (Air Conditioners up to 65kW) Determination 2019 | MEPS 2019 | AS/NZS 3823.1.2:2012 | CPE-60A1/VPC-60D1 | VPC-60D1/VPE-60A1/CPE-60A1 | N/A | PIONEER INTERNATIONAL | 1.9 | Ducted | Single Split System | - | Air | Air | Australia,China | 4.63 | 14.39 | 16.29 | 715 | N/A | N/A | N/A | 280 | 4.65 | 16 | Calorimeter Room | 3.6061 | 3.4974 | Yes | - | N/A | 30 | 30 | N/A | N/A | N/A | N/A | N/A | 3.5253 | 3.4184 | N/A | N/A | N/A | N/A | N/A | N/A | Calorimeter Room | Three | M60 | Australia,New Zealand | 152924 | 2028-04-04 |  | Approved | Reverse Cycle | 1390 | No | Class 11 | No | N/A | N/A | N/A | N/A | N/A | N/A | 3.6061 | Available | N/A | N/A |  | http://www.pioneerair.com.au | Yes |  |  | AAC7409 | Yes | Variable output compressor | Inverter | No | - | 16290 | 4.63 | - | 1545 | 8192 | No | - | - | - | 4231.82 | 17544.33 | No | 1412.13 | 8822.784 | No | - | - | 16000 | 4.65 | 1472 | 7590 | No | - | - | No | - | - | - | 5088 | 11798 | No | - | - | - | - | - | - | - | - | No | - | - | No | - | - | - | - | 5.207 | 4.903 | 5.125 | 6.165 | 5.706 | 5.494 | 874 | 1398 | 4161 | 1929 | 2456 | 5563 | 3.5 | 3 | 3.5 | 3.071 | 3.616 | 4.659 | 3.548 | 4.085 | 4.728 | 6809 | 2408 | 293 | 1992 | 985 | 182 | 1.5 | 2 | 3 | No | - | - | - | - | N/A | N/A | N/A | 2 | 3.5132 | 3.4359
[SEER Non Multi-Split <=65kW] GEMS (Air Conditioners up to 65kW) Determination 2019 | MEPS 2019 | AS/NZS 3823.1.1:2012 | HPR-09A2 |  | N/A | PIONEER INTERNATIONAL | N/A | Non Ducted | Single Split System | Wall Hung | Air | Air | China | 0.63 | N/A | 2.5 | N/A | N/A | N/A | N/A | N/A | 0.55 | 2.6 | Calorimeter Room | 3.984 | 4.8071 | N/A | - | N/A | N/A | N/A | N/A | N/A | N/A | N/A | N/A | N/A | N/A | N/A | N/A | N/A | N/A | N/A | N/A | N/A | Single | M50 | Australia,New Zealand | 139807 | 2026-10-26 |  | Approved | Reverse Cycle | N/A | No | Class 8 | No | N/A | N/A | N/A | N/A | N/A | N/A | N/A | Available | N/A | N/A |  | http://www.pioneerair.com.au | N/A |  |  | AAC6315 | Yes | Variable output compressor | Inverter | No | - | 2500 | 0.63 | - | 270 | 1281 | Yes | 172 | 575 | - | 575.82 | 2692.5 | Yes | 210 | 1310 | - | 84 | 584 | 2600 | 0.55 | 220 | 1292 | Yes | 146 | 902 | No | - | - | - | 1416 | 3571 | Yes | 410 | 1752 | - | - | - | - | - | - | Yes | 1346 | 3180 | Yes | 480 | 1602 | 39 | 52 | 6.097 | 6.042 | 6.44 | 39.754 | -25.123 | -2.303 | 111 | 169 | 504 | 42 | -90 | -2042 | 4.5 | 4.5 | 4.5 | 4.652 | 5.054 | 5.764 | 5.02 | 5.438 | 5.839 | 734 | 285 | 43 | 233 | 124 | 27 | 3 | 3.5 | 4 | No | - | - | - | - | N/A | N/A | N/A | 2 | 3.9261 | 4.6699
[SEER Non Multi-Split <=65kW] GEMS (Air Conditioners up to 65kW) Determination 2019 | MEPS 2019 | AS/NZS 3823.1.1:2012 | HPR-12A2 |  | N/A | PIONEER INTERNATIONAL | N/A | Non Ducted | Single Split System | Wall Hung | Air | Air | China | 0.93 | N/A | 3.5 | N/A | N/A | N/A | N/A | N/A | 0.88 | 3.6 | Calorimeter Room | 3.6903 | 4.0704 | N/A | - | N/A | N/A | N/A | N/A | N/A | N/A | N/A | N/A | N/A | N/A | N/A | N/A | N/A | N/A | N/A | N/A | N/A | Single | M50 | Australia,New Zealand | 139862 | 2026-10-18 |  | Approved | Reverse Cycle | N/A | No | Class 8 | No | N/A | N/A | N/A | N/A | N/A | N/A | N/A | Available | N/A | N/A |  | http://www.pioneerair.com.au | N/A |  |  | AAC6289 | Yes | Variable output compressor | Inverter | No | - | 3500 | 0.93 | - | 333 | 1703 | Yes | 174 | 598 | - | 850.02 | 3769.5 | Yes | 265 | 1800 | - | 87 | 656 | 3600 | 0.88 | 318 | 1768 | Yes | 156 | 944 | No | - | - | - | 1414 | 3080 | Yes | 383 | 1540 | - | - | - | - | - | - | Yes | 1434 | 2988 | Yes | 687 | 1472 | 39 | 53 | 6.507 | 6.294 | 6.636 | 44.192 | -1.477 | 2.003 | 147 | 230 | 686 | 54 | -2046 | 3277 | 5 | 4.5 | 5 | 3.867 | 4.775 | 5.711 | 4.365 | 5.341 | 5.833 | 1220 | 415 | 58 | 368 | 173 | 36 | 2 | 3 | 4 | No | - | - | - | - | N/A | N/A | N/A | 2 | 3.7363 | 4.0597
[SEER Non Multi-Split <=65kW] GEMS (Air Conditioners up to 65kW) Determination 2019 | MEPS 2019 | AS/NZS 3823.1.1:2012 | HPR-18A2 |  | N/A | PIONEER INTERNATIONAL | N/A | Non Ducted | Single Split System | Wall Hung | Air | Air | China,Australia | 1.54 | N/A | 5 | N/A | N/A | N/A | N/A | N/A | 1.35 | 5.1 | Calorimeter Room | 3.3713 | 3.8996 | N/A | - | N/A | N/A | N/A | N/A | N/A | N/A | N/A | N/A | N/A | N/A | N/A | N/A | N/A | N/A | N/A | N/A | N/A | Single | M50 | Australia,New Zealand | 139864 | 2026-10-18 |  | Approved | Reverse Cycle | N/A | No | Class 9 | No | N/A | N/A | N/A | N/A | N/A | N/A | N/A | Available | N/A | N/A |  | http://www.pioneerair.com.au | N/A |  |  | AAC6290 | Yes | Variable output compressor | Inverter | No | - | 5000 | 1.54 | - | 512 | 2459 | Yes | 195 | 596 | - | 1407.56 | 5385 | Yes | 406 | 2523 | - | 101 | 759 | 5100 | 1.35 | 475 | 2508 | Yes | 210 | 1270 | No | - | - | - | 1970 | 5167 | Yes | 738 | 2575 | - | - | - | - | - | - | Yes | 1973 | 5012 | Yes | 853 | 2466 | 44 | 55 | 5.893 | 5.607 | 5.752 | 9.738 | -115.344 | 18.643 | 234 | 371 | 1134 | 371 | -42 | 499 | 4 | 4 | 4 | 3.851 | 4.263 | 5.369 | 4.4 | 5.01 | 5.646 | 1734 | 655 | 85 | 515 | 259 | 51 | 2 | 2.5 | 3.5 | No | - | - | - | - | N/A | N/A | N/A | 2 | 3.2326 | 3.759
[SEER Non Multi-Split <=65kW] GEMS (Air Conditioners up to 65kW) Determination 2019 | MEPS 2019 | AS/NZS 3823.1.1:2012 | HPR-24A2 |  | N/A | PIONEER INTERNATIONAL | N/A | Non Ducted | Single Split System | Wall Hung | Air | Air | Australia,China | 1.95 | N/A | 6.7 | N/A | N/A | N/A | N/A | N/A | 1.8 | 7 | Calorimeter Room | 3.4274 | 3.8661 | N/A | - | N/A | N/A | N/A | N/A | N/A | N/A | N/A | N/A | N/A | N/A | N/A | N/A | N/A | N/A | N/A | N/A | N/A | Single | M50 | Australia,New Zealand | 139865 | 2026-10-25 |  | Approved | Reverse Cycle | N/A | No | Class 9 | No | N/A | N/A | N/A | N/A | N/A | N/A | N/A | Available | N/A | N/A |  | http://www.pioneerair.com.au | N/A |  |  | AAC6307 | Yes | Variable output compressor | Inverter | No | - | 6700 | 1.95 | - | 681 | 3431 | Yes | 203 | 657 | - | 1782.3 | 7215.9 | Yes | 546 | 3574 | - | 105 | 832 | 7000 | 1.8 | 604 | 3441 | Yes | 209 | 1291 | No | - | - | - | 2087 | 5349 | Yes | 663 | 2618 | - | - | - | - | - | - | Yes | 2142 | 5510 | Yes | 843 | 2691 | 47 | 57 | 6.674 | 6.368 | 6.498 | 9.028 | -124.788 | 14.129 | 277 | 439 | 1346 | 539 | -50 | 886 | 5 | 4.5 | 4.5 | 3.471 | 4.092 | 5.576 | 4.151 | 4.976 | 5.919 | 2638 | 934 | 110 | 748 | 356 | 66 | 1.5 | 2.5 | 4 | No | - | - | - | - | N/A | N/A | N/A | 2 | 3.424 | 3.8743
[SEER Multi-Split <=65kW] GEMS (Air Conditioners up to 65kW) Determination 2019 | MEPS 2019 | AS/NZS 3823.1.4:2012 | TVN-090A1 |  | N/A | PIONEER INTERNATIONAL | N/A | Both | vrf | N/A | Air | Air | Australia,China | 2 | N/A | 9 | N/A | N/A | N/A | N/A | N/A | 2.18 | 10 | Enthalpy Test Room | 4.599 | 4.9127 | N/A | - | N/A | N/A | N/A | N/A | N/A | N/A | N/A | N/A | N/A | N/A | N/A | N/A | N/A | N/A | N/A | N/A | N/A | Single | M60 | Australia | 129556 | 2026-04-29 |  | Approved | Reverse Cycle | N/A | No | Class 19 | No | N/A | N/A | N/A | N/A | N/A | N/A | N/A | Available | N/A | N/A |  | http://www.pioneerair.com.au | N/A |  |  | AAC5928 | Yes | Variable output compressor | Inverter | No | - | 9000 | 2 | - | 930 | 4500 | No | - | - | - | 1828 | 9693 | No | 850.02 | 4846.5 | Yes | 200 | 1240 | 10000 | 2.18 | 1000 | 5000 | No | - | - | No | - | - | - | 2950 | 9500 | No | - | - | - | - | - | - | - | - | No | - | - | No | - | - | N/A | 66 | 4.808 | 4.831 | 5.322 | 6.131 | 5.83 | 5.686 | 499 | 755 | 2186 | 1049 | 1305 | 2947 | 3 | 3 | 3.5 | 3.84 | 4.261 | 4.605 | 4.029 | 4.386 | 4.599 | 3427 | 1306 | 212 | 1119 | 596 | 139 | 2 | 2.5 | 3 | N/A | N/A | N/A | N/A | N/A | N/A | N/A | N/A | 12 | 4.4106 | 4.5034
[SEER Multi-Split <=65kW] GEMS (Air Conditioners up to 65kW) Determination 2019 | MEPS 2019 | AS/NZS 3823.1.4:2012 | TVN-100A1 |  | N/A | PIONEER INTERNATIONAL | N/A | Ducted | vrf | N/A | Air | Air | Australia,China | 2.3 | N/A | 10 | N/A | N/A | N/A | N/A | N/A | 2.35 | 11.5 | Enthalpy Test Room | 4.353 | 4.8451 | N/A | - | N/A | N/A | N/A | N/A | N/A | N/A | N/A | N/A | N/A | N/A | N/A | N/A | N/A | N/A | N/A | N/A | N/A | Single | M60 | Australia | 137836 | 2026-05-03 |  | Approved | Reverse Cycle | N/A | No | Class 20 | No | N/A | N/A | N/A | N/A | N/A | N/A | N/A | Available | N/A | N/A |  | http://www.pioneerair.com.au | N/A |  |  | AAC5933 | Yes | Variable output compressor | Inverter | No | - | 10000 | 2.3 | - | 885 | 4500 | No | - | - | - | 2102.2 | 10770 | No | 808.89 | 4846.5 | Yes | 250 | 1500 | 11500 | 2.35 | 1100 | 5450 | No | - | - | No | - | - | - | 3050 | 10500 | No | - | - | - | - | - | - | - | - | No | - | - | No | - | - | N/A | 66 | 4.908 | 4.884 | 5.36 | 6.2 | 5.874 | 5.739 | 545 | 833 | 2415 | 1155 | 1442 | 3247 | 3 | 3 | 3.5 | 3.872 | 4.288 | 4.601 | 4.045 | 4.396 | 4.591 | 3905 | 1488 | 240 | 1278 | 680 | 156 | 2 | 2.5 | 3 | N/A | N/A | N/A | N/A | N/A | N/A | N/A | N/A | 12 | 4.2725 | 4.8106
[SEER Multi-Split <=65kW] GEMS (Air Conditioners up to 65kW) Determination 2019 | MEPS 2019 | AS/NZS 3823.1.4:2012 | TVN-120A1 |  | N/A | PIONEER INTERNATIONAL | N/A | Ducted | vrf | N/A | Air | Air | Australia,China | 3.35 | N/A | 12 | N/A | N/A | N/A | N/A | N/A | 3.6 | 14 | Enthalpy Test Room | 3.5908 | 3.9739 | N/A | - | N/A | N/A | N/A | N/A | N/A | N/A | N/A | N/A | N/A | N/A | N/A | N/A | N/A | N/A | N/A | N/A | N/A | Single | M60 | Australia | 137864 | 2026-05-05 |  | Approved | Reverse Cycle | N/A | No | Class 20 | No | N/A | N/A | N/A | N/A | N/A | N/A | N/A | Available | N/A | N/A |  | http://www.pioneerair.com.au | N/A |  |  | AAC5946 | Yes | Variable output compressor | Inverter | No | - | 12000 | 3.35 | - | 1330 | 5800 | No | - | - | - | 3061.9 | 12924 | No | 1215.62 | 6246.6 | Yes | 600 | 3300 | 14000 | 3.6 | 1400 | 7000 | No | - | - | No | - | - | - | 4100 | 10500 | No | - | - | - | - | - | - | - | - | No | - | - | No | - | - | N/A | 68.9 | 4.344 | 4.273 | 4.599 | 5.426 | 5.109 | 4.921 | 749 | 1154 | 3390 | 1593 | 1999 | 4554 | 2.5 | 2.5 | 3 | 3.209 | 3.727 | 4.536 | 3.604 | 4.085 | 4.574 | 5723 | 2072 | 289 | 1738 | 883 | 185 | 1.5 | 2 | 3 | N/A | N/A | N/A | N/A | N/A | N/A | N/A | N/A | 12 | 3.5392 | 3.8456
[SEER Non Multi-Split <=65kW] GEMS (Air Conditioners up to 65kW) Determination 2019 | MEPS 2019 | AS/NZS 3823.1.2:2012 | VPC-36A1 | VPC-36A1 | N/A | PIONEER INTERNATIONAL | 0.8 | Ducted | Single Split System | - | Air | Air | Australia,China | 2.8 | 9.2 | 10 | 715 | N/A | N/A | N/A | 280 | 2.63 | 10 | Calorimeter Room | 3.5585 | 3.7158 | Yes | - | N/A | 1 | 1 | N/A | N/A | N/A | N/A | N/A | 3.5541 | 3.711 | N/A | N/A | N/A | N/A | N/A | N/A | Calorimeter Room | Single | M60 | Australia,New Zealand | 152820 | 2028-03-12 |  | Approved | Reverse Cycle | 1390 | No | Class 11 | No | N/A | N/A | N/A | N/A | N/A | N/A | 3.5585 | Available | N/A | N/A |  | http://www.pioneerair.com.au | Yes |  |  | AAC7349 | Yes | Variable output compressor | Inverter | No | - | 10000 | 2.8 | - | 964 | 5046 | No | - | - | - | 2559.2 | 10770 | No | 881.096 | 5434.542 | No | - | - | 10000 | 2.63 | 883 | 4835 | No | - | - | No | - | - | - | 3051 | 7517 | No | - | - | - | - | - | - | - | - | No | - | - | No | - | - | - | - | 5.144 | 4.868 | 5.107 | 6.094 | 5.655 | 5.47 | 541 | 862 | 2561 | 1196 | 1520 | 3428 | 3.5 | 3 | 3.5 | 3.283 | 3.885 | 4.952 | 3.779 | 4.363 | 5.017 | 3982 | 1403 | 174 | 1171 | 578 | 109 | 1.5 | 2 | 3 | No | - | - | - | - | N/A | N/A | N/A | 2 | 3.5628 | 3.7925
[SEER Non Multi-Split <=65kW] GEMS (Air Conditioners up to 65kW) Determination 2019 | MEPS 2019 | AS/NZS 3823.1.2:2012 | VPC-36A1/CPE-36A1 | VPC-36A1 | N/A | PIONEER INTERNATIONAL | 0.8 | Ducted | Single Split System | - | Air | Air | Australia,China | 2.8 | 9.2 | 10 | 715 | N/A | N/A | N/A | 280 | 2.63 | 10 | Calorimeter Room | 3.5585 | 3.7158 | Yes | - | N/A | 1 | 1 | N/A | N/A | N/A | N/A | N/A | 3.5541 | 3.711 | N/A | N/A | N/A | N/A | N/A | N/A | Calorimeter Room | Single | M60 | Australia,New Zealand | 152820 | 2028-03-12 |  | Approved | Reverse Cycle | 1390 | No | Class 11 | No | N/A | N/A | N/A | N/A | N/A | N/A | 3.5585 | Available | N/A | N/A |  | http://www.pioneerair.com.au | Yes |  |  | AAC7349 | Yes | Variable output compressor | Inverter | No | - | 10000 | 2.8 | - | 964 | 5046 | No | - | - | - | 2559.2 | 10770 | No | 881.096 | 5434.542 | No | - | - | 10000 | 2.63 | 883 | 4835 | No | - | - | No | - | - | - | 3051 | 7517 | No | - | - | - | - | - | - | - | - | No | - | - | No | - | - | - | - | 5.144 | 4.868 | 5.107 | 6.094 | 5.655 | 5.47 | 541 | 862 | 2561 | 1196 | 1520 | 3428 | 3.5 | 3 | 3.5 | 3.283 | 3.885 | 4.952 | 3.779 | 4.363 | 5.017 | 3982 | 1403 | 174 | 1171 | 578 | 109 | 1.5 | 2 | 3 | No | - | - | - | - | N/A | N/A | N/A | 2 | 3.5628 | 3.7925
[SEER Non Multi-Split <=65kW] GEMS (Air Conditioners up to 65kW) Determination 2019 | MEPS 2019 | AS/NZS 3823.1.2:2012 | VPC-36A1/VPE-36A1 | VPC-36A1 | N/A | PIONEER INTERNATIONAL | 0.8 | Ducted | Single Split System | - | Air | Air | Australia,China | 2.8 | 9.2 | 10 | 715 | N/A | N/A | N/A | 280 | 2.63 | 10 | Calorimeter Room | 3.5585 | 3.7158 | Yes | - | N/A | 1 | 1 | N/A | N/A | N/A | N/A | N/A | 3.5541 | 3.711 | N/A | N/A | N/A | N/A | N/A | N/A | Calorimeter Room | Single | M60 | Australia,New Zealand | 152820 | 2028-03-12 |  | Approved | Reverse Cycle | 1390 | No | Class 11 | No | N/A | N/A | N/A | N/A | N/A | N/A | 3.5585 | Available | N/A | N/A |  | http://www.pioneerair.com.au | Yes |  |  | AAC7349 | Yes | Variable output compressor | Inverter | No | - | 10000 | 2.8 | - | 964 | 5046 | No | - | - | - | 2559.2 | 10770 | No | 881.096 | 5434.542 | No | - | - | 10000 | 2.63 | 883 | 4835 | No | - | - | No | - | - | - | 3051 | 7517 | No | - | - | - | - | - | - | - | - | No | - | - | No | - | - | - | - | 5.144 | 4.868 | 5.107 | 6.094 | 5.655 | 5.47 | 541 | 862 | 2561 | 1196 | 1520 | 3428 | 3.5 | 3 | 3.5 | 3.283 | 3.885 | 4.952 | 3.779 | 4.363 | 5.017 | 3982 | 1403 | 174 | 1171 | 578 | 109 | 1.5 | 2 | 3 | No | - | - | - | - | N/A | N/A | N/A | 2 | 3.5628 | 3.7925
[SEER Non Multi-Split <=65kW] GEMS (Air Conditioners up to 65kW) Determination 2019 | MEPS 2019 | AS/NZS 3823.1.2:2012 | VPC-48A1 | VPC-48A1 | N/A | PIONEER INTERNATIONAL | 1.103 | Ducted | Single Split System | - | Air | Air | Australia,China | 3.6 | 12.897 | 14 | 715 | N/A | N/A | N/A | 280 | 3.55 | 14 | Calorimeter Room | 3.8767 | 3.8864 | Yes | - | N/A | 30 | 30 | N/A | N/A | N/A | N/A | N/A | 3.7705 | 3.7775 | N/A | N/A | N/A | N/A | N/A | N/A | Calorimeter Room | Single | M60 | Australia,New Zealand | 152920 | 2028-03-06 |  | Approved | Reverse Cycle | 1390 | No | Class 11 | No | N/A | N/A | N/A | N/A | N/A | N/A | 3.8767 | Available | N/A | N/A |  | http://www.pioneerair.com.au | Yes |  |  | AAC7341 | Yes | Variable output compressor | Inverter | No | - | 14000 | 3.6 | - | 1258 | 7170 | No | - | - | - | 3290.4 | 15078 | No | 1149.812 | 7722.09 | No | - | - | 14000 | 3.55 | 1181 | 6764 | No | - | - | No | - | - | - | 4081 | 10515 | No | - | - | - | - | - | - | - | - | No | - | - | No | - | - | - | - | 5.632 | 5.321 | 5.573 | 6.647 | 6.163 | 5.963 | 693 | 1106 | 3287 | 1537 | 1953 | 4404 | 4 | 3.5 | 4 | 3.406 | 4.052 | 5.179 | 3.928 | 4.555 | 5.248 | 5372 | 1882 | 232 | 1576 | 773 | 144 | 1.5 | 2.5 | 3.5 | No | - | - | - | - | N/A | N/A | N/A | 2 | 3.8816 | 3.9362
[SEER Non Multi-Split <=65kW] GEMS (Air Conditioners up to 65kW) Determination 2019 | MEPS 2019 | AS/NZS 3823.1.2:2012 | VPC-48A1/CPE-48A1 | VPC-48A1 | N/A | PIONEER INTERNATIONAL | 1.103 | Ducted | Single Split System | - | Air | Air | Australia,China | 3.6 | 12.897 | 14 | 715 | N/A | N/A | N/A | 280 | 3.55 | 14 | Calorimeter Room | 3.8767 | 3.8864 | Yes | - | N/A | 30 | 30 | N/A | N/A | N/A | N/A | N/A | 3.7705 | 3.7775 | N/A | N/A | N/A | N/A | N/A | N/A | Calorimeter Room | Single | M60 | Australia,New Zealand | 152920 | 2028-03-06 |  | Approved | Reverse Cycle | 1390 | No | Class 11 | No | N/A | N/A | N/A | N/A | N/A | N/A | 3.8767 | Available | N/A | N/A |  | http://www.pioneerair.com.au | Yes |  |  | AAC7341 | Yes | Variable output compressor | Inverter | No | - | 14000 | 3.6 | - | 1258 | 7170 | No | - | - | - | 3290.4 | 15078 | No | 1149.812 | 7722.09 | No | - | - | 14000 | 3.55 | 1181 | 6764 | No | - | - | No | - | - | - | 4081 | 10515 | No | - | - | - | - | - | - | - | - | No | - | - | No | - | - | - | - | 5.632 | 5.321 | 5.573 | 6.647 | 6.163 | 5.963 | 693 | 1106 | 3287 | 1537 | 1953 | 4404 | 4 | 3.5 | 4 | 3.406 | 4.052 | 5.179 | 3.928 | 4.555 | 5.248 | 5372 | 1882 | 232 | 1576 | 773 | 144 | 1.5 | 2.5 | 3.5 | No | - | - | - | - | N/A | N/A | N/A | 2 | 3.8816 | 3.9362
[SEER Non Multi-Split <=65kW] GEMS (Air Conditioners up to 65kW) Determination 2019 | MEPS 2019 | AS/NZS 3823.1.2:2012 | VPC-48A1/VPE-48A1 | VPC-48A1 | N/A | PIONEER INTERNATIONAL | 1.103 | Ducted | Single Split System | - | Air | Air | Australia,China | 3.6 | 12.897 | 14 | 715 | N/A | N/A | N/A | 280 | 3.55 | 14 | Calorimeter Room | 3.8767 | 3.8864 | Yes | - | N/A | 30 | 30 | N/A | N/A | N/A | N/A | N/A | 3.7705 | 3.7775 | N/A | N/A | N/A | N/A | N/A | N/A | Calorimeter Room | Single | M60 | Australia,New Zealand | 152920 | 2028-03-06 |  | Approved | Reverse Cycle | 1390 | No | Class 11 | No | N/A | N/A | N/A | N/A | N/A | N/A | 3.8767 | Available | N/A | N/A |  | http://www.pioneerair.com.au | Yes |  |  | AAC7341 | Yes | Variable output compressor | Inverter | No | - | 14000 | 3.6 | - | 1258 | 7170 | No | - | - | - | 3290.4 | 15078 | No | 1149.812 | 7722.09 | No | - | - | 14000 | 3.55 | 1181 | 6764 | No | - | - | No | - | - | - | 4081 | 10515 | No | - | - | - | - | - | - | - | - | No | - | - | No | - | - | - | - | 5.632 | 5.321 | 5.573 | 6.647 | 6.163 | 5.963 | 693 | 1106 | 3287 | 1537 | 1953 | 4404 | 4 | 3.5 | 4 | 3.406 | 4.052 | 5.179 | 3.928 | 4.555 | 5.248 | 5372 | 1882 | 232 | 1576 | 773 | 144 | 1.5 | 2.5 | 3.5 | No | - | - | - | - | N/A | N/A | N/A | 2 | 3.8816 | 3.9362
[SEER Non Multi-Split <=65kW] GEMS (Air Conditioners up to 65kW) Determination 2019 | MEPS 2019 | AS/NZS 3823.1.2:2012 | VPC-60D1/VPE-60A1/CPE-60A1 | VPC-60D1/VPE-60A1/CPE-60A1 | N/A | PIONEER INTERNATIONAL | 1.9 | Ducted | Single Split System | - | Air | Air | Australia,China | 4.63 | 14.39 | 16.29 | 715 | N/A | N/A | N/A | 280 | 4.65 | 16 | Calorimeter Room | 3.6061 | 3.4974 | Yes | - | N/A | 30 | 30 | N/A | N/A | N/A | N/A | N/A | 3.5253 | 3.4184 | N/A | N/A | N/A | N/A | N/A | N/A | Calorimeter Room | Three | M60 | Australia,New Zealand | 152924 | 2028-04-04 |  | Approved | Reverse Cycle | 1390 | No | Class 11 | No | N/A | N/A | N/A | N/A | N/A | N/A | 3.6061 | Available | N/A | N/A |  | http://www.pioneerair.com.au | Yes |  |  | AAC7409 | Yes | Variable output compressor | Inverter | No | - | 16290 | 4.63 | - | 1545 | 8192 | No | - | - | - | 4231.82 | 17544.33 | No | 1412.13 | 8822.784 | No | - | - | 16000 | 4.65 | 1472 | 7590 | No | - | - | No | - | - | - | 5088 | 11798 | No | - | - | - | - | - | - | - | - | No | - | - | No | - | - | - | - | 5.207 | 4.903 | 5.125 | 6.165 | 5.706 | 5.494 | 874 | 1398 | 4161 | 1929 | 2456 | 5563 | 3.5 | 3 | 3.5 | 3.071 | 3.616 | 4.659 | 3.548 | 4.085 | 4.728 | 6809 | 2408 | 293 | 1992 | 985 | 182 | 1.5 | 2 | 3 | No | - | - | - | - | N/A | N/A | N/A | 2 | 3.5132 | 3.4359
[SEER Non Multi-Split <=65kW] GEMS (Air Conditioners up to 65kW) Determination 2019 | MEPS 2019 | AS/NZS 3823.1.2:2012 | VPE-60A1/VPC-60D1 | VPC-60D1/VPE-60A1/CPE-60A1 | N/A | PIONEER INTERNATIONAL | 1.9 | Ducted | Single Split System | - | Air | Air | Australia,China | 4.63 | 14.39 | 16.29 | 715 | N/A | N/A | N/A | 280 | 4.65 | 16 | Calorimeter Room | 3.6061 | 3.4974 | Yes | - | N/A | 30 | 30 | N/A | N/A | N/A | N/A | N/A | 3.5253 | 3.4184 | N/A | N/A | N/A | N/A | N/A | N/A | Calorimeter Room | Three | M60 | Australia,New Zealand | 152924 | 2028-04-04 |  | Approved | Reverse Cycle | 1390 | No | Class 11 | No | N/A | N/A | N/A | N/A | N/A | N/A | 3.6061 | Available | N/A | N/A |  | http://www.pioneerair.com.au | Yes |  |  | AAC7409 | Yes | Variable output compressor | Inverter | No | - | 16290 | 4.63 | - | 1545 | 8192 | No | - | - | - | 4231.82 | 17544.33 | No | 1412.13 | 8822.784 | No | - | - | 16000 | 4.65 | 1472 | 7590 | No | - | - | No | - | - | - | 5088 | 11798 | No | - | - | - | - | - | - | - | - | No | - | - | No | - | - | - | - | 5.207 | 4.903 | 5.125 | 6.165 | 5.706 | 5.494 | 874 | 1398 | 4161 | 1929 | 2456 | 5563 | 3.5 | 3 | 3.5 | 3.071 | 3.616 | 4.659 | 3.548 | 4.085 | 4.728 | 6809 | 2408 | 293 | 1992 | 985 | 182 | 1.5 | 2 | 3 | No | - | - | - | - | N/A | N/A | N/A | 2 | 3.5132 | 3.4359
[Unitary Single-Duct] GEMS (Air Conditioners up to 65kW) Determination 2019 | MEPS 2019 | AS/NZS 3823.1.5:2015 | EX10C |  | N/A | POLO | N/A | Non Ducted | Portable | N/A | N/A | N/A | China | 0.95 | N/A | 2.5 | N/A | N/A | N/A | N/A | N/A | 0 | 0 | Calorimeter Room | 2.8869 | 0 | N/A | N/A | N/A | N/A | N/A | N/A | N/A | N/A | N/A | N/A | N/A | N/A | N/A | N/A | N/A | N/A | N/A | N/A | Calorimeter Room | Single | R290 | Australia | 130387 | 2025-08-18 |  | Approved | Cooling Only | N/A | N/A | Class 4 | N/A | N/A | N/A | N/A | N/A | N/A | N/A | N/A | Available | N/A | N/A | http://rinnai.com.au |  | N/A |  |  | AAC5166 | No | N/A | N/A | N/A | N/A | 2500 | 0.95 | N/A | N/A | N/A | N/A | N/A | N/A | N/A | N/A | N/A | N/A | N/A | N/A | N/A | N/A | N/A | 0 | 0 | N/A | N/A | N/A | N/A | N/A | N/A | N/A | N/A | N/A | N/A | N/A | N/A | N/A | N/A | N/A | N/A | N/A | N/A | N/A | N/A | N/A | N/A | N/A | N/A | N/A | N/A | 63.6 | N/A | N/A | N/A | N/A | N/A | N/A | N/A | 518 | 798 | 2135 | N/A | N/A | N/A | 0 | 0 | 0 | N/A | N/A | N/A | N/A | N/A | N/A | 0 | 0 | 0 | N/A | N/A | N/A | 0 | 0 | 0 | N/A | No | 0 | 0 | 0 | 0 | 0 | 0 | N/A | 2.6316 | 0
[Unitary Single-Duct] GEMS (Air Conditioners up to 65kW) Determination 2019 | MEPS 2019 | AS/NZS 3823.1.5:2015 | PC35CWF |  | N/A | POLO | N/A | Non Ducted | Portable | N/A | N/A | N/A | China | 1.23 | N/A | 3.5 | N/A | N/A | N/A | N/A | N/A | - | - | Calorimeter Room | 2.8783 | - | N/A | N/A | N/A | N/A | N/A | N/A | N/A | N/A | N/A | N/A | N/A | N/A | N/A | N/A | N/A | N/A | N/A | N/A | Calorimeter Room | Single | R290 | Australia,Fiji,New Zealand | 161551 | 2029-05-07 |  | Approved | Cooling Only | N/A | N/A | Class 4 | N/A | N/A | N/A | N/A | N/A | N/A | N/A | N/A | Available | N/A | N/A | http://rinnai.com.au |  | N/A |  |  | AAC8208 | No | N/A | N/A | N/A | N/A | 3500 | 1.23 | N/A | N/A | N/A | N/A | N/A | N/A | N/A | N/A | N/A | N/A | N/A | N/A | N/A | N/A | N/A | - | - | N/A | N/A | N/A | N/A | N/A | N/A | N/A | N/A | N/A | N/A | N/A | N/A | N/A | N/A | N/A | N/A | N/A | N/A | N/A | N/A | N/A | N/A | N/A | N/A | N/A | N/A | 63.54 | N/A | N/A | N/A | N/A | N/A | N/A | N/A | 670 | 1033 | 2764 | N/A | N/A | N/A | 0 | 0 | 0 | N/A | N/A | N/A | N/A | N/A | N/A | - | - | - | N/A | N/A | N/A | - | - | - | N/A | No | - | - | - | - | - | - | N/A | 2.8455 | -
[Unitary Single-Duct] GEMS (Air Conditioners up to 65kW) Determination 2019 | MEPS 2019 | AS/NZS 3823.1.5:2015 | PC35RWF |  | N/A | POLO | N/A | Non Ducted | Portable | N/A | N/A | N/A | China | 1.35 | N/A | 3.5 | N/A | N/A | N/A | N/A | N/A | 1.045 | 3 | Calorimeter Room | 2.6311 | 3.1187 | N/A | N/A | N/A | N/A | N/A | N/A | N/A | N/A | N/A | N/A | N/A | N/A | N/A | N/A | N/A | N/A | N/A | N/A | Calorimeter Room | Single | R290 | Australia,Fiji,New Zealand | 159693 | 2029-04-02 |  | Approved | Reverse Cycle | N/A | N/A | Class 4 | N/A | N/A | N/A | N/A | N/A | N/A | N/A | N/A | Available | N/A | N/A | http://rinnai.com.au |  | N/A |  |  | AAC8157 | No | N/A | N/A | N/A | N/A | 3500 | 1.35 | N/A | N/A | N/A | N/A | N/A | N/A | N/A | N/A | N/A | N/A | N/A | N/A | N/A | N/A | N/A | 3000 | 1.045 | N/A | N/A | N/A | N/A | N/A | N/A | N/A | N/A | N/A | N/A | N/A | N/A | N/A | N/A | N/A | N/A | N/A | N/A | N/A | N/A | N/A | N/A | N/A | N/A | N/A | N/A | 62.7 | N/A | N/A | N/A | N/A | N/A | N/A | N/A | 736 | 1134 | 3033 | N/A | N/A | N/A | 0 | 0 | 0 | N/A | N/A | N/A | N/A | N/A | N/A | 2780 | 1349 | 289 | N/A | N/A | N/A | 0 | 0 | 0 | N/A | No | - | - | - | - | - | - | N/A | 2.5926 | 2.8708
[Unitary Single-Duct] GEMS (Air Conditioners up to 65kW) Determination 2019 | MEPS 2019 | AS/NZS 3823.1.5:2015 | PC47C |  | N/A | POLO | N/A | Non Ducted | Portable | N/A | N/A | N/A | China | 1.75 | N/A | 4.7 | N/A | N/A | N/A | N/A | N/A | 0 | 0 | Calorimeter Room | 2.7544 | 0 | N/A | N/A | N/A | N/A | N/A | N/A | N/A | N/A | N/A | N/A | N/A | N/A | N/A | N/A | N/A | N/A | N/A | N/A | Calorimeter Room | Single | R32 | Australia | 131697 | 2025-08-18 |  | Approved | Cooling Only | N/A | N/A | Class 4 | N/A | N/A | N/A | N/A | N/A | N/A | N/A | N/A | Available | N/A | N/A | http://rinnai.com.au |  | N/A |  |  | AAC5167 | No | N/A | N/A | N/A | N/A | 4700 | 1.75 | N/A | N/A | N/A | N/A | N/A | N/A | N/A | N/A | N/A | N/A | N/A | N/A | N/A | N/A | N/A | 0 | 0 | N/A | N/A | N/A | N/A | N/A | N/A | N/A | N/A | N/A | N/A | N/A | N/A | N/A | N/A | N/A | N/A | N/A | N/A | N/A | N/A | N/A | N/A | N/A | N/A | N/A | N/A | 64.2 | N/A | N/A | N/A | N/A | N/A | N/A | N/A | 954 | 1470 | 3932 | N/A | N/A | N/A | 0 | 0 | 0 | N/A | N/A | N/A | N/A | N/A | N/A | 0 | 0 | 0 | N/A | N/A | N/A | 0 | 0 | 0 | N/A | No | 0 | 0 | 0 | 0 | 0 | 0 | N/A | 2.6857 | 0
[Unitary Single-Duct] GEMS (Air Conditioners up to 65kW) Determination 2019 | MEPS 2019 | AS/NZS 3823.1.5:2015 | PH26C |  | N/A | POLO | N/A | Non Ducted | Portable | N/A | N/A | N/A | China | 1 | N/A | 2.56 | N/A | N/A | N/A | N/A | N/A | 0 | 0 | Calorimeter Room | 2.609 | 0 | N/A | N/A | N/A | N/A | N/A | N/A | N/A | N/A | N/A | N/A | N/A | N/A | N/A | N/A | N/A | N/A | N/A | N/A | Calorimeter Room | Single | R290 | Australia | 130595 | 2025-08-31 |  | Approved | Cooling Only | N/A | N/A | Class 4 | N/A | N/A | N/A | N/A | N/A | N/A | N/A | N/A | Available | N/A | N/A | http://www.rinnai.com.au |  | N/A |  |  | AAC5212 | No | N/A | N/A | N/A | N/A | 2560 | 1 | N/A | N/A | N/A | N/A | N/A | N/A | N/A | N/A | N/A | N/A | N/A | N/A | N/A | N/A | N/A | 0 | 0 | N/A | N/A | N/A | N/A | N/A | N/A | N/A | N/A | N/A | N/A | N/A | N/A | N/A | N/A | N/A | N/A | N/A | N/A | N/A | N/A | N/A | N/A | N/A | N/A | N/A | N/A | 63 | N/A | N/A | N/A | N/A | N/A | N/A | N/A | 545 | 840 | 2247 | N/A | N/A | N/A | 0 | 0 | 0 | N/A | N/A | N/A | N/A | N/A | N/A | 0 | 0 | 0 | N/A | N/A | N/A | 0 | 0 | 0 | N/A | No | 0 | 0 | 0 | 0 | 0 | 0 | N/A | 2.56 | 0
[Unitary Single-Duct] GEMS (Air Conditioners up to 65kW) Determination 2019 | MEPS 2019 | AS/NZS 3823.1.5:2015 | PH26CWF |  | N/A | POLO | N/A | Non Ducted | Portable | N/A | N/A | N/A | China | 1 | N/A | 2.56 | N/A | N/A | N/A | N/A | N/A | - | - | Calorimeter Room | 2.557 | - | N/A | N/A | N/A | N/A | N/A | N/A | N/A | N/A | N/A | N/A | N/A | N/A | N/A | N/A | N/A | N/A | N/A | N/A | Calorimeter Room | Single | R290 | Australia,Fiji,New Zealand | 159692 | 2029-04-02 |  | Approved | Cooling Only | N/A | N/A | Class 4 | N/A | N/A | N/A | N/A | N/A | N/A | N/A | N/A | Available | N/A | N/A | http://rinnai.com.au |  | N/A |  |  | AAC8156 | No | N/A | N/A | N/A | N/A | 2560 | 1 | N/A | N/A | N/A | N/A | N/A | N/A | N/A | N/A | N/A | N/A | N/A | N/A | N/A | N/A | N/A | - | - | N/A | N/A | N/A | N/A | N/A | N/A | N/A | N/A | N/A | N/A | N/A | N/A | N/A | N/A | N/A | N/A | N/A | N/A | N/A | N/A | N/A | N/A | N/A | N/A | N/A | N/A | 62.3 | N/A | N/A | N/A | N/A | N/A | N/A | N/A | 545 | 840 | 2247 | N/A | N/A | N/A | 0 | 0 | 0 | N/A | N/A | N/A | N/A | N/A | N/A | - | - | - | N/A | N/A | N/A | - | - | - | N/A | No | - | - | - | - | - | - | N/A | 2.56 | -
[Unitary Single-Duct] GEMS (Air Conditioners up to 65kW) Determination 2019 | MEPS 2019 | AS/NZS 3823.1.5:2015 | PN46CWF |  | N/A | POLO | N/A | Non Ducted | Portable | N/A | N/A | N/A | China | 1.74 | N/A | 4.6 | N/A | N/A | N/A | N/A | N/A | - | - | Calorimeter Room | 2.78 | - | N/A | N/A | N/A | N/A | N/A | N/A | N/A | N/A | N/A | N/A | N/A | N/A | N/A | N/A | N/A | N/A | N/A | N/A | Calorimeter Room | Single | R290 | Australia,Fiji,New Zealand | 161181 | 2029-05-02 |  | Approved | Cooling Only | N/A | N/A | Class 4 | N/A | N/A | N/A | N/A | N/A | N/A | N/A | N/A | Available | N/A | N/A | http://rinnai.com.au |  | N/A |  |  | AAC8205 | No | N/A | N/A | N/A | N/A | 4600 | 1.74 | N/A | N/A | N/A | N/A | N/A | N/A | N/A | N/A | N/A | N/A | N/A | N/A | N/A | N/A | N/A | - | - | N/A | N/A | N/A | N/A | N/A | N/A | N/A | N/A | N/A | N/A | N/A | N/A | N/A | N/A | N/A | N/A | N/A | N/A | N/A | N/A | N/A | N/A | N/A | N/A | N/A | N/A | 64.8 | N/A | N/A | N/A | N/A | N/A | N/A | N/A | 948 | 1462 | 3910 | N/A | N/A | N/A | 0 | 0 | 0 | N/A | N/A | N/A | N/A | N/A | N/A | - | - | - | N/A | N/A | N/A | - | - | - | N/A | No | - | - | - | - | - | - | N/A | 2.6437 | -
[Unitary Single-Duct] GEMS (Air Conditioners up to 65kW) Determination 2019 | MEPS 2019 | AS/NZS 3823.1.5:2015 | PQ10C |  | N/A | POLO | N/A | Non Ducted | Portable | N/A | N/A | N/A | China | 1 | N/A | 2.7 | N/A | N/A | N/A | N/A | N/A | 0 | 0 | Calorimeter Room | 2.6804 | 0 | N/A | N/A | N/A | N/A | N/A | N/A | N/A | N/A | N/A | N/A | N/A | N/A | N/A | N/A | N/A | N/A | N/A | N/A | Calorimeter Room | Single | R290 | Australia | 130589 | 2025-08-10 |  | Approved | Cooling Only | N/A | N/A | Class 4 | N/A | N/A | N/A | N/A | N/A | N/A | N/A | N/A | Available | N/A | N/A | http://www.rinnai.com.au |  | N/A |  |  | AAC5119 | No | N/A | N/A | N/A | N/A | 2700 | 1 | N/A | N/A | N/A | N/A | N/A | N/A | N/A | N/A | N/A | N/A | N/A | N/A | N/A | N/A | N/A | 0 | 0 | N/A | N/A | N/A | N/A | N/A | N/A | N/A | N/A | N/A | N/A | N/A | N/A | N/A | N/A | N/A | N/A | N/A | N/A | N/A | N/A | N/A | N/A | N/A | N/A | N/A | N/A | 57 | N/A | N/A | N/A | N/A | N/A | N/A | N/A | 545 | 840 | 2247 | N/A | N/A | N/A | 0 | 0 | 0 | N/A | N/A | N/A | N/A | N/A | N/A | 0 | 0 | 0 | N/A | N/A | N/A | 0 | 0 | 0 | N/A | No | 0 | 0 | 0 | 0 | 0 | 0 | N/A | 2.7 | 0
[Unitary Single-Duct] GEMS (Air Conditioners up to 65kW) Determination 2019 | MEPS 2019 | AS/NZS 3823.1.5:2015 | PQ10CWF |  | N/A | POLO | N/A | Non Ducted | Portable | N/A | N/A | N/A | China | 1 | N/A | 2.7 | N/A | N/A | N/A | N/A | N/A | - | - | Calorimeter Room | 2.6804 | - | N/A | N/A | N/A | N/A | N/A | N/A | N/A | N/A | N/A | N/A | N/A | N/A | N/A | N/A | N/A | N/A | N/A | N/A | Calorimeter Room | Single | R290 | Australia,Fiji,New Zealand | 159691 | 2029-03-03 |  | Approved | Cooling Only | N/A | N/A | Class 4 | N/A | N/A | N/A | N/A | N/A | N/A | N/A | N/A | Available | N/A | N/A | http://rinnai.com.au |  | N/A |  |  | AAC8078 | No | N/A | N/A | N/A | N/A | 2700 | 1 | N/A | N/A | N/A | N/A | N/A | N/A | N/A | N/A | N/A | N/A | N/A | N/A | N/A | N/A | N/A | - | - | N/A | N/A | N/A | N/A | N/A | N/A | N/A | N/A | N/A | N/A | N/A | N/A | N/A | N/A | N/A | N/A | N/A | N/A | N/A | N/A | N/A | N/A | N/A | N/A | N/A | N/A | 57 | N/A | N/A | N/A | N/A | N/A | N/A | N/A | 545 | 840 | 2247 | N/A | N/A | N/A | 0 | 0 | 0 | N/A | N/A | N/A | N/A | N/A | N/A | - | - | - | N/A | N/A | N/A | - | - | - | N/A | No | - | - | - | - | - | - | N/A | 2.7 | -
[Unitary Single-Duct] GEMS (Air Conditioners up to 65kW) Determination 2019 | MEPS 2019 | AS/NZS 3823.1.5:2015 | A007C-07C |  | N/A | Prinetti | N/A | Non Ducted | Portable | N/A | N/A | N/A | China | 0.7 | N/A | 1.9 | N/A | N/A | N/A | N/A | N/A | 0 | 0 | Calorimeter Room | 2.8292 | 0 | N/A | N/A | N/A | N/A | N/A | N/A | N/A | N/A | N/A | N/A | N/A | N/A | N/A | N/A | N/A | N/A | N/A | N/A | Calorimeter Room | Single | R290 | Australia,Fiji,New Zealand | 131351 | 2025-08-05 |  | Approved | Cooling Only | N/A | N/A | Class 4 | N/A | N/A | N/A | N/A | N/A | N/A | N/A | N/A | Available | N/A | N/A | http://www.emtek.com.cn |  | N/A |  |  | AAC5098 | No | N/A | N/A | N/A | N/A | 1900 | 0.7 | N/A | N/A | N/A | N/A | N/A | N/A | N/A | N/A | N/A | N/A | N/A | N/A | N/A | N/A | N/A | 0 | 0 | N/A | N/A | N/A | N/A | N/A | N/A | N/A | N/A | N/A | N/A | N/A | N/A | N/A | N/A | N/A | N/A | N/A | N/A | N/A | N/A | N/A | N/A | N/A | N/A | N/A | N/A | 66 | N/A | N/A | N/A | N/A | N/A | N/A | N/A | 382 | 588 | 1573 | N/A | N/A | N/A | 0 | 0 | 0 | N/A | N/A | N/A | N/A | N/A | N/A | 0 | 0 | 0 | N/A | N/A | N/A | 0 | 0 | 0 | N/A | No | 0 | 0 | 0 | 0 | 0 | 0 | N/A | 2.7143 | 0
[Unitary Single-Duct] GEMS (Air Conditioners up to 65kW) Determination 2019 | MEPS 2019 | AS/NZS 3823.1.5:2015 | IA5036 |  | N/A | Prinetti | N/A | Non Ducted | Portable | N/A | N/A | N/A | China | 1 | N/A | 2.7 | N/A | N/A | N/A | N/A | N/A | - | - | Calorimeter Room | 2.6968 | - | N/A | N/A | N/A | N/A | N/A | N/A | N/A | N/A | N/A | N/A | N/A | N/A | N/A | N/A | N/A | N/A | N/A | N/A | Calorimeter Room | Single | R290 | Australia,Fiji,New Zealand | 139028 | 2026-06-10 |  | Approved | Cooling Only | N/A | N/A | Class 4 | N/A | N/A | N/A | N/A | N/A | N/A | N/A | N/A | Unavailable | N/A | N/A |  |  | N/A |  |  | AAC6067 | No | N/A | N/A | N/A | N/A | 2700 | 1 | N/A | N/A | N/A | N/A | N/A | N/A | N/A | N/A | N/A | N/A | N/A | N/A | N/A | N/A | N/A | - | - | N/A | N/A | N/A | N/A | N/A | N/A | N/A | N/A | N/A | N/A | N/A | N/A | N/A | N/A | N/A | N/A | N/A | N/A | N/A | N/A | N/A | N/A | N/A | N/A | N/A | N/A | 66.2 | N/A | N/A | N/A | N/A | N/A | N/A | N/A | 545 | 840 | 2247 | N/A | N/A | N/A | 0 | 0 | 0 | N/A | N/A | N/A | N/A | N/A | N/A | - | - | - | N/A | N/A | N/A | - | - | - | N/A | No | - | - | - | - | - | - | N/A | 2.7 | -
[Unitary Single-Duct] GEMS (Air Conditioners up to 65kW) Determination 2019 | MEPS 2019 | AS/NZS 3823.1.5:2015 | IA5909 |  | N/A | Prinetti | N/A | Non Ducted | Portable | N/A | N/A | N/A | China | 1 | N/A | 2.6 | N/A | N/A | N/A | N/A | N/A | - | - | Calorimeter Room | 2.7347 | - | N/A | N/A | N/A | N/A | N/A | N/A | N/A | N/A | N/A | N/A | N/A | N/A | N/A | N/A | N/A | N/A | N/A | N/A | Calorimeter Room | Single | R290 | Australia,New Zealand | 163454 | 2029-07-28 |  | Approved | Cooling Only | N/A | N/A | Class 4 | N/A | N/A | N/A | N/A | N/A | N/A | N/A | N/A | Available | N/A | N/A |  |  | N/A |  |  | AAC8367 | No | N/A | N/A | N/A | N/A | 2600 | 1 | N/A | N/A | N/A | N/A | N/A | N/A | N/A | N/A | N/A | N/A | N/A | N/A | N/A | N/A | N/A | - | - | N/A | N/A | N/A | N/A | N/A | N/A | N/A | N/A | N/A | N/A | N/A | N/A | N/A | N/A | N/A | N/A | N/A | N/A | N/A | N/A | N/A | N/A | N/A | N/A | N/A | N/A | 64.7 | N/A | N/A | N/A | N/A | N/A | N/A | N/A | 545 | 840 | 2247 | N/A | N/A | N/A | 0 | 0 | 0 | N/A | N/A | N/A | N/A | N/A | N/A | - | - | - | N/A | N/A | N/A | - | - | - | N/A | No | - | - | - | - | - | - | N/A | 2.6 | -
[SEER Non Multi-Split <=65kW] GEMS (Air Conditioners up to 65kW) Determination 2019 | MEPS 2019 | AS/NZS 3823.1.1:2012 | PRO-26ITP |  | N/A | PROMA | N/A | Non Ducted | Single Split System | Wall Hung | Air | Air | China | 0.595 | N/A | 2.64 | N/A | N/A | N/A | N/A | N/A | 0.985 | 4.05 | Calorimeter Room | 4.3349 | 3.8501 | N/A | - | N/A | N/A | N/A | N/A | N/A | N/A | N/A | N/A | N/A | N/A | N/A | N/A | N/A | N/A | N/A | N/A | N/A | Single | R32 | Australia | 145342 | 2027-03-15 |  | Approved | Reverse Cycle | N/A | Yes | Class 8 | Yes | N/A | N/A | N/A | N/A | N/A | N/A | N/A | Available | N/A | N/A |  |  | N/A |  |  | AAC6558 | Yes | Variable output compressor | Inverter | No | - | 2640 | 0.595 | - | 445 | 1450 | No | - | - | - | 543.83 | 2843.28 | Yes | 170 | 1280 | No | - | - | 4050 | 0.985 | 345 | 1930 | No | - | - | No | - | - | - | 1450 | 3500 | No | - | - | - | - | - | - | - | - | No | - | - | No | - | - | 47.19 | 57.7 | 7.694 | 7.472 | 11.119 | -2.057 | -16.853 | -8.091 | 87 | 139 | 301 | -947 | -143 | -621 | 6 | 5.5 | 9.5 | 3.575 | 4.201 | 5.101 | 4.02 | 4.602 | 5.145 | 1488 | 534 | 77 | 452 | 229 | 49 | 2 | 2.5 | 3.5 | No | - | - | - | - | N/A | N/A | N/A | 4 | 4.3384 | 4.056
[SEER Non Multi-Split <=65kW] GEMS (Air Conditioners up to 65kW) Determination 2019 | MEPS 2019 | AS/NZS 3823.1.1:2012 | PRO-35ITP |  | N/A | PROMA | N/A | Non Ducted | Single Split System | Wall Hung | Air | Air | China | 0.8 | N/A | 3.5 | N/A | N/A | N/A | N/A | N/A | 1.07 | 4.5 | Calorimeter Room | 4.3234 | 4.2021 | N/A | - | N/A | N/A | N/A | N/A | N/A | N/A | N/A | N/A | N/A | N/A | N/A | N/A | N/A | N/A | N/A | N/A | N/A | Single | R32 | Australia | 140884 | 2026-10-06 |  | Approved | Reverse Cycle | N/A | Yes | Class 8 | Yes | N/A | N/A | N/A | N/A | N/A | N/A | N/A | Unavailable | N/A | N/A |  |  | N/A |  |  | AAC6274 | Yes | Variable output compressor | Inverter | No | - | 3500 | 0.8 | - | 390 | 1800 | No | - | - | - | 731.2 | 3769.5 | Yes | 225 | 1700 | No | - | - | 4500 | 1.07 | 420 | 2260 | No | - | - | No | - | - | - | 1590 | 4300 | No | - | - | - | - | - | - | - | - | No | - | - | No | - | - | 47.73 | 59.55 | 6.266 | 6.093 | 7.083 | 22.912 | 11.53 | 10.266 | 148 | 232 | 638 | 103 | 253 | 632 | 4.5 | 4.5 | 5.5 | 3.792 | 4.334 | 4.922 | 4.106 | 4.581 | 4.935 | 1558 | 574 | 87 | 492 | 254 | 56 | 2 | 2.5 | 3 | No | - | - | - | - | N/A | N/A | N/A | 4 | 4.3023 | 4.1531
[SEER Non Multi-Split <=65kW] GEMS (Air Conditioners up to 65kW) Determination 2019 | MEPS 2019 | AS/NZS 3823.1.1:2012 | PRO-52ITW |  | N/A | PROMA | N/A | Non Ducted | Single Split System | Wall Hung | Air | Air | China | 1.505 | N/A | 5.25 | N/A | N/A | N/A | N/A | N/A | 1.35 | 5.4 | Calorimeter Room | 3.5006 | 4.0075 | N/A | - | N/A | N/A | N/A | N/A | N/A | N/A | N/A | N/A | N/A | N/A | N/A | N/A | N/A | N/A | N/A | N/A | N/A | Single | R410A | Australia | 133824 | 2026-10-06 |  | Approved | Reverse Cycle | N/A | Yes | Class 9 | Yes | N/A | N/A | N/A | N/A | N/A | N/A | N/A | Available | N/A | N/A |  |  | N/A |  |  | AAC6273 | Yes | Two-stage | - | No | - | 5250 | 1.505 | - | - | - | Yes | 605 | 2700 | No | - | - | - | - | - | - | 605 | 2700 | 5400 | 1.35 | - | - | - | 495 | 2650 | - | - | - | - | 1595 | 4750 | - | - | - | No | - | - | - | - | - | No | - | - | - | - | - | 48.9 | 60.2 | 3.938 | 3.844 | 4.034 | 4.047 | 3.985 | 4.115 | 370 | 572 | 1700 | 945 | 1131 | 2391 | 2 | 2 | 2.5 | 3.517 | 3.945 | 4.709 | 3.886 | 4.412 | 4.849 | 2009 | 749 | 101 | 617 | 311 | 63 | 2 | 2 | 3 | No | - | - | - | - | N/A | N/A | N/A | 2 | 3.4728 | 3.9801
[SEER Non Multi-Split <=65kW] GEMS (Air Conditioners up to 65kW) Determination 2019 | MEPS 2019 | AS/NZS 3823.1.1:2012 | PRO-72ITP |  | N/A | PROMA | N/A | Non Ducted | Single Split System | Wall Hung | Air | Air | China | 1.9 | N/A | 7.2 | N/A | N/A | N/A | N/A | N/A | 1.7 | 7.2 | Calorimeter Room | 3.5574 | 4.0042 | N/A | - | N/A | N/A | N/A | N/A | N/A | N/A | N/A | N/A | N/A | N/A | N/A | N/A | N/A | N/A | N/A | N/A | N/A | Single | R32 | Australia | 140891 | 2026-10-07 |  | Approved | Reverse Cycle | N/A | Yes | Class 9 | Yes | N/A | N/A | N/A | N/A | N/A | N/A | N/A | Unavailable | N/A | N/A |  |  | N/A |  |  | AAC6276 | Yes | Variable output compressor | Inverter | No | - | 7200 | 1.9 | - | 750 | 3700 | No | - | - | - | 1736.6 | 7754.4 | Yes | 580 | 3700 | No | - | - | 7200 | 1.7 | 690 | 3700 | No | - | - | No | - | - | - | 2100 | 6200 | No | - | - | - | - | - | - | - | - | No | - | - | No | - | - | 53.68 | 62.97 | 5.205 | 5.013 | 5.432 | 7.37 | 6.444 | 6.104 | 377 | 593 | 1725 | 704 | 952 | 2205 | 3.5 | 3.5 | 3.5 | 3.735 | 4.297 | 4.891 | 4.055 | 4.547 | 4.905 | 2528 | 923 | 136 | 793 | 407 | 87 | 2 | 2.5 | 3 | No | - | - | - | - | N/A | N/A | N/A | 5 | 3.7561 | 4.1936
AS/NZS 3823.2:2013 [Non Multi-Split] | NZ MEPS April 2013 | AS/NZS 3823.1.2:2012 | DINLU10Z7/DONSC10Z7 |  | N/A | Rinnai | 2.118 | Ducted | Packaged | - | Air | - | China | 2.9 | 8.007 | 10.125 | 810 | 0 | 0 | 0 | 410 | 0 | 0 | Calorimeter Room | 3.4926 | 0 | No | 0 | N/A | 9.3 | 0 | 0 | 0 | N/A | N/A | N/A | 3.4551 | 0 | N/A | N/A | 0 | 0 | 0 | 0 | Calorimeter Room | Single | R410A | New Zealand | 121574 | 2119-05-15 | 2022-07-04 | Superseded | Cooling Only | 946 | No | Class 7 | No | - | No | - | - | - | - | 3.4926 | Unavailable | N/A | N/A |  | https://rinnai.co.nz/ | - |  |  | ZAC0628 | N/A | - | - | N/A | N/A | N/A | 2.9 | N/A | N/A | N/A | N/A | N/A | N/A | N/A | N/A | N/A | N/A | N/A | N/A | N/A | N/A | N/A | N/A | 0 | N/A | N/A | N/A | N/A | N/A | N/A | N/A | N/A | N/A | N/A | N/A | N/A | N/A | N/A | N/A | N/A | N/A | N/A | N/A | N/A | N/A | N/A | N/A | N/A | N/A | N/A | N/A | N/A | N/A | N/A | N/A | N/A | N/A | N/A | N/A | N/A | N/A | N/A | N/A | N/A | N/A | N/A | N/A | N/A | N/A | N/A | N/A | N/A | N/A | N/A | N/A | N/A | N/A | N/A | N/A | N/A | N/A | N/A | N/A | N/A | N/A | N/A | N/A | N/A | N/A | N/A | N/A | 3.4539 | 0
[SEER Non Multi-Split <=65kW] GEMS (Air Conditioners up to 65kW) Determination 2019 | MEPS 2019 | AS/NZS 3823.1.2:2012 | DONSGHW18Z2/DINLR17Z72 | DONSR17Z72 | N/A | RINNAI | N/A | Ducted | Single Split System | - | Air | Air | China | 5.155 | N/A | 17 | N/A | N/A | N/A | N/A | N/A | 4.6 | 17.5 | Calorimeter Room | 3.3236 | 3.8033 | N/A | - | N/A | N/A | N/A | N/A | N/A | N/A | N/A | N/A | N/A | N/A | N/A | N/A | N/A | N/A | N/A | N/A | N/A | Single | R410A | Australia,Fiji,New Zealand | 146740 | 2027-05-08 |  | Approved | Reverse Cycle | N/A | Yes | Class 11 | Yes | N/A | N/A | N/A | N/A | N/A | N/A | N/A | Available | N/A | N/A | http://rinnai.com.au | http://www.rinnai.com.au | N/A |  |  | AAC6662 | Yes | Variable output compressor | Inverter | No | - | 17000 | 5.155 | - | 1720 | 8500 | Yes | 1010 | 2750 | - | 4711.67 | 18309 | Yes | 1290 | 8700 | - | 500 | 3300 | 17500 | 4.6 | 1700 | 8500 | Yes | 600 | 3000 | Yes | 4700 | 12500 | No | - | - | No | - | - | - | - | - | No | - | - | No | - | - | No | - | - | - | - | 6.107 | 5.784 | 6.124 | 17.934 | -10.894 | 1.341 | 759 | 1215 | 3613 | 673 | -1365 | 23784 | 4.5 | 4 | 4.5 | 3.279 | 3.984 | 4.94 | 3.665 | 4.286 | 5.027 | 6992 | 2412 | 322 | 2126 | 1043 | 203 | 1.5 | 2 | 3 | No | - | - | - | - | N/A | N/A | N/A | 10 | 3.2763 | 3.7766
[SEER Non Multi-Split <=65kW] GEMS (Air Conditioners up to 65kW) Determination 2019 | MEPS 2019 | AS/NZS 3823.1.2:2012 | DONSR07B1/DINLR07B1 |  | N/A | RINNAI | N/A | Ducted | Single Split System | - | Air | Air | China | 2.1 | N/A | 7.3 | N/A | N/A | N/A | N/A | N/A | 1.7 | 7.5 | Calorimeter Room | 3.4868 | 4.398 | N/A | - | N/A | N/A | N/A | N/A | N/A | N/A | N/A | N/A | N/A | N/A | N/A | N/A | N/A | N/A | N/A | N/A | N/A | Single | R32 | Australia,Fiji,New Zealand | 147218 | 2027-05-24 |  | Approved | Reverse Cycle | N/A | Yes | Class 10 | Yes | N/A | N/A | N/A | N/A | N/A | N/A | N/A | Available | N/A | N/A | http://www.rinnai.com.au | http://www.rinnai.com.au | N/A |  |  | AAC6723 | Yes | Variable output compressor | Inverter | No | - | 7300 | 2.1 | - | 1120 | 3850 | Yes | 550 | 2800 | - | 1919.4 | 7862.1 | Yes | 600 | 3650 | - | 280 | 2200 | 7500 | 1.7 | 700 | 3800 | Yes | 370 | 1850 | Yes | 2700 | 7850 | No | - | - | No | - | - | - | - | - | No | - | - | No | - | - | No | - | - | - | - | 5.408 | 5.262 | 6.139 | 4.385 | -5.546 | 7.771 | 357 | 559 | 1533 | 1197 | -1155 | 1743 | 3.5 | 3.5 | 4.5 | 4.184 | 4.642 | 5.105 | 4.415 | 4.782 | 5.054 | 2363 | 904 | 148 | 770 | 413 | 98 | 2.5 | 3 | 3.5 | No | - | - | - | - | N/A | N/A | N/A | 10 | 3.4211 | 4.3258
[SEER Non Multi-Split <=65kW] GEMS (Air Conditioners up to 65kW) Determination 2019 | MEPS 2019 | AS/NZS 3823.1.2:2012 | DONSR07B1/DINLR07B1 |  | N/A | RINNAI | N/A | Ducted | Single Split System | - | Air | Air | China | 2.1 | N/A | 7.3 | N/A | N/A | N/A | N/A | N/A | 1.7 | 7.5 | Enthalpy Test Room | 3.4868 | 4.398 | N/A | - | N/A | N/A | N/A | N/A | N/A | N/A | N/A | N/A | N/A | N/A | N/A | N/A | N/A | N/A | N/A | N/A | N/A | Single | R32 | Australia,Fiji,New Zealand | 161041 | 2029-05-01 |  | Approved | Reverse Cycle | N/A | Yes | Class 10 | Yes | N/A | N/A | N/A | N/A | N/A | N/A | N/A | Available | N/A | N/A | http://www.rinnai.com.au | http://www.rinnai.com.au | N/A |  |  | AAC8197 | Yes | Variable output compressor | Inverter | No | - | 7300 | 2.1 | - | 1120 | 3850 | Yes | 550 | 2800 | - | 1919.4 | 7862.1 | Yes | 641 | 3650 | - | 315 | 2200 | 7500 | 1.7 | 700 | 3800 | Yes | 370 | 1850 | Yes | 2700 | 7850 | No | - | - | No | - | - | - | - | - | No | - | - | No | - | - | No | - | - | - | 63.9 | 4.941 | 4.833 | 5.551 | 1.226 | 7.306 | 10.073 | 393 | 611 | 1698 | 4337 | 840 | 1340 | 3 | 3 | 4 | 4.184 | 4.642 | 5.105 | 4.415 | 4.782 | 5.054 | 2363 | 904 | 148 | 770 | 413 | 98 | 2.5 | 3 | 3.5 | No | - | - | - | - | N/A | N/A | N/A | 10 | 3.4211 | 4.3258
[SEER Non Multi-Split <=65kW] GEMS (Air Conditioners up to 65kW) Determination 2019 | MEPS 2019 | AS/NZS 3823.1.2:2012 | DONSR07Z72/DINLR07Z72 |  | N/A | Rinnai | 1.5 | Ducted | Single Split System | - | Air | Air | China | 2.12 | 5.6 | 7 | 720 | N/A | N/A | N/A | 248 | 2.4 | 8 | Calorimeter Room | 3.3135 | 3.4494 | Yes | - | N/A | 10 | 10 | N/A | N/A | N/A | N/A | N/A | 3.3694 | 3.4012 | N/A | N/A | N/A | N/A | N/A | N/A | Calorimeter Room | Single | R410A | Australia | 156254 | 2028-08-21 |  | Approved | Reverse Cycle | 1100 | Yes | Class 10 | Yes | N/A | N/A | Yes | Yes | Yes | N/A | 3.4245 | Available | N/A | N/A | http://rinnai.com.au |  | Yes |  |  | AAC7726 | Yes | Variable output compressor | Inverter | No | - | 7000 | 2.12 | - | 870 | 3600 | Yes | 475 | 1750 | - | 1937.68 | 7539 | Yes | 665 | 3600 | - | 380 | 1810 | 8000 | 2.4 | 790 | 3800 | Yes | 380 | 1850 | Yes | 2500 | 6000 | No | - | - | No | - | - | - | - | - | No | - | - | No | - | - | No | - | - | - | - | 4.217 | 4.12 | 4.599 | 6.016 | 5.332 | 5.191 | 444 | 691 | 1970 | 830 | 1111 | 2511 | 2.5 | 2.5 | 3 | 3.135 | 3.769 | 4.721 | 3.491 | 4.231 | 4.782 | 3354 | 1179 | 167 | 1031 | 494 | 108 | 1.5 | 2 | 3 | No | - | - | - | - | N/A | N/A | N/A | 10 | 3.2501 | 3.287
[SEER Non Multi-Split <=65kW] GEMS (Air Conditioners up to 65kW) Determination 2019 | MEPS 2019 | AS/NZS 3823.1.2:2012 | DONSR09B1/DINLR09B1 |  | N/A | RINNAI | N/A | Ducted | Single Split System | - | Air | Air | China | 2.55 | N/A | 9 | N/A | N/A | N/A | N/A | N/A | 2.25 | 10 | Calorimeter Room | 3.5289 | 4.4435 | N/A | - | N/A | N/A | N/A | N/A | N/A | N/A | N/A | N/A | N/A | N/A | N/A | N/A | N/A | N/A | N/A | N/A | N/A | Single | R32 | Australia,Fiji,New Zealand | 147220 | 2027-05-24 |  | Approved | Reverse Cycle | N/A | Yes | Class 10 | Yes | N/A | N/A | N/A | N/A | N/A | N/A | N/A | Available | N/A | N/A | http://www.rinnai.com.au | http://www.rinnai.com.au | N/A |  |  | AAC6722 | Yes | Variable output compressor | Inverter | No | - | 9000 | 2.55 | - | 1225 | 4360 | Yes | 735 | 2670 | - | 2330.7 | 9693 | Yes | 800 | 4670 | - | 350 | 2500 | 10000 | 2.25 | 920 | 4780 | Yes | 480 | 2470 | Yes | 3300 | 9780 | No | - | - | No | - | - | - | - | - | No | - | - | No | - | - | No | - | - | - | - | 5.535 | 5.457 | 6.088 | -3.001 | -9.756 | 4.342 | 434 | 670 | 1912 | -2214 | -816 | 3871 | 4 | 3.5 | 4.5 | 4.076 | 4.572 | 5.09 | 4.367 | 4.799 | 5.092 | 3226 | 1214 | 190 | 1030 | 542 | 123 | 2.5 | 3 | 3.5 | No | - | - | - | - | N/A | N/A | N/A | 10 | 3.4832 | 4.3787
[SEER Non Multi-Split <=65kW] GEMS (Air Conditioners up to 65kW) Determination 2019 | MEPS 2019 | AS/NZS 3823.1.2:2012 | DONSR09B1/DINLR09B1 |  | N/A | RINNAI | N/A | Ducted | Single Split System | - | Air | Air | China | 2.55 | N/A | 9 | N/A | N/A | N/A | N/A | N/A | 2.25 | 10 | Enthalpy Test Room | 3.5289 | 4.4435 | N/A | - | N/A | N/A | N/A | N/A | N/A | N/A | N/A | N/A | N/A | N/A | N/A | N/A | N/A | N/A | N/A | N/A | N/A | Single | R32 | Australia,Fiji,New Zealand | 161046 | 2029-05-02 |  | Approved | Reverse Cycle | N/A | Yes | Class 10 | Yes | N/A | N/A | N/A | N/A | N/A | N/A | N/A | Available | N/A | N/A | http://www.rinnai.com.au | http://www.rinnai.com.au | N/A |  |  | AAC8204 | Yes | Variable output compressor | Inverter | No | - | 9000 | 2.55 | - | 1225 | 4360 | Yes | 735 | 2670 | - | 2330.7 | 9693 | Yes | 762 | 4670 | - | 421 | 2500 | 10000 | 2.25 | 920 | 4780 | Yes | 480 | 2470 | Yes | 3300 | 9780 | No | - | - | No | - | - | - | - | - | No | - | - | No | - | - | No | - | - | - | 67.1 | 5.232 | 5.076 | 5.737 | 22.906 | 10.423 | 8.332 | 461 | 722 | 2031 | 267 | 723 | 2008 | 3.5 | 3.5 | 4 | 4.076 | 4.572 | 5.09 | 4.367 | 4.799 | 5.092 | 3226 | 1214 | 190 | 1030 | 542 | 123 | 2.5 | 3 | 3.5 | No | - | - | - | - | N/A | N/A | N/A | 10 | 3.4832 | 4.3787
[SEER Non Multi-Split <=65kW] GEMS (Air Conditioners up to 65kW) Determination 2019 | MEPS 2019 | AS/NZS 3823.1.2:2012 | DONSR10Z72/ DINLR10Z72 |  | N/A | Rinnai | 2.13 | Ducted | Single Split System | - | Air | Air | China | 3.18 | 7.77 | 10.5 | 720 | N/A | N/A | N/A | 248 | 3.18 | 10.5 | Calorimeter Room | 3.3905 | 3.4768 | Yes | - | N/A | 10 | 10 | N/A | N/A | N/A | N/A | N/A | 3.232 | 3.4503 | N/A | N/A | N/A | N/A | N/A | N/A | Calorimeter Room | Single | R410A | Australia | 156261 | 2028-08-28 |  | Approved | Reverse Cycle | 1110 | Yes | Class 11 | Yes | N/A | N/A | Yes | Yes | Yes | N/A | 3.2682 | Available | N/A | N/A | http://rinnai.com.au |  | Yes |  |  | AAC7746 | Yes | Variable output compressor | Inverter | No | - | 10500 | 3.18 | - | 1100 | 5250 | Yes | 510 | 1800 | - | 2906.52 | 11308.5 | Yes | 900 | 5500 | - | 430 | 2750 | 10500 | 3.18 | 920 | 5050 | Yes | 430 | 2100 | Yes | 3950 | 9900 | No | - | - | No | - | - | - | - | - | No | - | - | No | - | - | No | - | - | - | - | 4.909 | 4.712 | 5.1 | 7.339 | 6.438 | 5.761 | 578 | 915 | 2673 | 1026 | 1385 | 3402 | 3 | 3 | 3.5 | 3.622 | 4.204 | 5.073 | 4.045 | 4.556 | 5.068 | 3807 | 1383 | 199 | 1165 | 598 | 129 | 2 | 2.5 | 3.5 | No | - | - | - | - | N/A | N/A | N/A | 10 | 3.2672 | 3.2672
[SEER Non Multi-Split <=65kW] GEMS (Air Conditioners up to 65kW) Determination 2019 | MEPS 2019 | AS/NZS 3823.1.2:2012 | DONSR11B1/DINLR11B1 |  | N/A | RINNAI | N/A | Ducted | Single Split System | - | Air | Air | China | 3.1 | N/A | 10.5 | N/A | N/A | N/A | N/A | N/A | 2.7 | 11.5 | Calorimeter Room | 3.3269 | 4.0926 | N/A | - | N/A | N/A | N/A | N/A | N/A | N/A | N/A | N/A | N/A | N/A | N/A | N/A | N/A | N/A | N/A | N/A | N/A | Single | R32 | Australia,Fiji,New Zealand | 147221 | 2027-05-24 |  | Approved | Reverse Cycle | N/A | Yes | Class 11 | Yes | N/A | N/A | N/A | N/A | N/A | N/A | N/A | Available | N/A | N/A | http://www.rinnai.com.au | http://www.rinnai.com.au | N/A |  |  | AAC6725 | Yes | Variable output compressor | Inverter | No | - | 10500 | 3.1 | - | 1650 | 5145 | Yes | 615 | 2590 | - | 2833.4 | 11308.5 | Yes | 710 | 5070 | - | 350 | 2630 | 11500 | 2.7 | 1080 | 5690 | Yes | 490 | 2320 | Yes | 3590 | 10080 | No | - | - | No | - | - | - | - | - | No | - | - | No | - | - | No | - | - | - | - | 6.414 | 5.907 | 7.495 | -40.42 | 16.862 | 30.201 | 437 | 724 | 1811 | -211 | 516 | 632 | 4.5 | 4 | 5.5 | 3.808 | 4.418 | 4.952 | 4.107 | 4.594 | 4.912 | 3966 | 1440 | 220 | 1255 | 647 | 143 | 2 | 2.5 | 3 | No | - | - | - | - | N/A | N/A | N/A | 10 | 3.3506 | 4.2066
[SEER Non Multi-Split <=65kW] GEMS (Air Conditioners up to 65kW) Determination 2019 | MEPS 2019 | AS/NZS 3823.1.2:2012 | DONSR11B1/DINLR11B1 |  | N/A | RINNAI | N/A | Ducted | Single Split System | - | Air | Air | China | 3.1 | N/A | 10.5 | N/A | N/A | N/A | N/A | N/A | 2.7 | 11.5 | Calorimeter Room | 3.3269 | 4.0926 | N/A | - | N/A | N/A | N/A | N/A | N/A | N/A | N/A | N/A | N/A | N/A | N/A | N/A | N/A | N/A | N/A | N/A | N/A | Single | R32 | Australia,Fiji,New Zealand | 160312 | 2029-03-21 |  | Approved | Reverse Cycle | N/A | Yes | Class 11 | Yes | N/A | N/A | N/A | N/A | N/A | N/A | N/A | Available | N/A | N/A | http://www.rinnai.com.au | http://www.rinnai.com.au | N/A |  |  | AAC8130 | Yes | Variable output compressor | Inverter | No | - | 10500 | 3.1 | - | 1650 | 5145 | Yes | 615 | 2590 | - | 2833.4 | 11308.5 | Yes | 710 | 5090 | - | 350 | 2630 | 11500 | 2.7 | 1080 | 5690 | Yes | 490 | 2320 | Yes | 3590 | 10080 | No | - | - | No | - | - | - | - | - | No | - | - | No | - | - | No | - | - | - | 68.1 | 6.409 | 5.904 | 7.479 | -49.823 | 16.641 | 27.731 | 438 | 725 | 1815 | -175 | 523 | 691 | 4.5 | 4 | 5.5 | 3.808 | 4.418 | 4.952 | 4.107 | 4.594 | 4.912 | 3966 | 1440 | 220 | 1255 | 647 | 143 | 2 | 2.5 | 3 | No | - | - | - | - | N/A | N/A | N/A | 10 | 3.3506 | 4.2066
[SEER Non Multi-Split <=65kW] GEMS (Air Conditioners up to 65kW) Determination 2019 | MEPS 2019 | AS/NZS 3823.1.2:2012 | DONSR11B1/DINLR11B1 |  | N/A | RINNAI | N/A | Ducted | Single Split System | - | Air | Air | China | 3.1 | N/A | 10.5 | N/A | N/A | N/A | N/A | N/A | 2.7 | 11.5 | Enthalpy Test Room | 3.3269 | 4.0926 | N/A | - | N/A | N/A | N/A | N/A | N/A | N/A | N/A | N/A | N/A | N/A | N/A | N/A | N/A | N/A | N/A | N/A | N/A | Single | R32 | Australia,Fiji,New Zealand | 161054 | 2029-05-01 |  | Approved | Reverse Cycle | N/A | Yes | Class 11 | Yes | N/A | N/A | N/A | N/A | N/A | N/A | N/A | Available | N/A | N/A | http://www.rinnai.com.au | http://www.rinnai.com.au | N/A |  |  | AAC8198 | Yes | Variable output compressor | Inverter | No | - | 10500 | 3.1 | - | 1650 | 5145 | Yes | 615 | 2590 | - | 2833.4 | 11308.5 | Yes | 944 | 5090 | - | 352 | 2630 | 11500 | 2.7 | 1080 | 5690 | Yes | 490 | 2320 | Yes | 3590 | 10080 | No | - | - | No | - | - | - | - | - | No | - | - | No | - | - | No | - | - | - | 68.1 | 5.123 | 4.974 | 5.551 | 11.212 | 10.024 | 8.211 | 553 | 865 | 2454 | 664 | 882 | 2380 | 3.5 | 3 | 4 | 3.808 | 4.418 | 4.952 | 4.107 | 4.594 | 4.912 | 3966 | 1440 | 220 | 1255 | 647 | 143 | 2 | 2.5 | 3 | No | - | - | - | - | N/A | N/A | N/A | 10 | 3.3506 | 4.2066
[SEER Non Multi-Split <=65kW] GEMS (Air Conditioners up to 65kW) Determination 2019 | MEPS 2019 | AS/NZS 3823.1.2:2012 | DONSR12Z72/DINLR12Z72 |  | N/A | Rinnai | 1.98 | Ducted | Single Split System | - | Air | Air | China | 3.785 | 10.72 | 13 | 1200 | N/A | N/A | N/A | 380 | 3.9 | 15 | Calorimeter Room | 3.3801 | 3.7098 | Yes | - | N/A | 10 | 10 | N/A | N/A | N/A | N/A | N/A | 3.3026 | 3.7033 | N/A | N/A | N/A | N/A | N/A | N/A | Calorimeter Room | Single | R410A | Australia | 156262 | 2029-02-20 |  | Approved | Reverse Cycle | 625 | Yes | Class 11 | Yes | N/A | N/A | Yes | Yes | Yes | N/A | 3.3319 | Available | N/A | N/A | http://rinnai.com.au |  | Yes |  |  | AAC8070 | Yes | Variable output compressor | Inverter | No | - | 13000 | 3.785 | - | 1310 | 6500 | Yes | 740 | 2650 | - | 3459.49 | 14001 | Yes | 1215 | 7300 | - | 575 | 3550 | 15000 | 3.9 | 1270 | 7000 | Yes | 625 | 2530 | Yes | 5080 | 14000 | No | - | - | No | - | - | - | - | - | No | - | - | No | - | - | No | - | - | - | - | 4.972 | 4.798 | 5.164 | 7.581 | 6.605 | 5.803 | 707 | 1112 | 3269 | 1230 | 1671 | 4182 | 3 | 3 | 3.5 | 3.787 | 4.305 | 4.791 | 3.992 | 4.32 | 4.62 | 5199 | 1924 | 293 | 1681 | 894 | 195 | 2 | 2.5 | 3 | No | - | - | - | - | N/A | N/A | N/A | 12 | 3.3982 | 3.8066
[SEER Non Multi-Split <=65kW] GEMS (Air Conditioners up to 65kW) Determination 2019 | MEPS 2019 | AS/NZS 3823.1.2:2012 | DONSR13B1/DINLR13B1 |  | N/A | RINNAI | N/A | Ducted | Single Split System | - | Air | Air | China | 3.5 | N/A | 12.5 | N/A | N/A | N/A | N/A | N/A | 3.15 | 13 | Calorimeter Room | 3.5633 | 4.1296 | N/A | - | N/A | N/A | N/A | N/A | N/A | N/A | N/A | N/A | N/A | N/A | N/A | N/A | N/A | N/A | N/A | N/A | N/A | Single | R32 | Australia,Fiji,New Zealand | 147222 | 2027-05-24 |  | Approved | Reverse Cycle | N/A | Yes | Class 11 | Yes | N/A | N/A | N/A | N/A | N/A | N/A | N/A | Available | N/A | N/A | http://www.rinnai.com.au | http://www.rinnai.com.au | N/A |  |  | AAC6721 | Yes | Variable output compressor | Inverter | No | - | 12500 | 3.5 | - | 1580 | 6435 | Yes | 900 | 3210 | - | 3199 | 13462.5 | Yes | 960 | 6200 | - | 531 | 3770 | 13000 | 3.15 | 1335 | 6720 | Yes | 540 | 2800 | Yes | 5540 | 14720 | No | - | - | No | - | - | - | - | - | No | - | - | No | - | - | No | - | - | - | - | 5.665 | 5.425 | 6.002 | 15.525 | 9.675 | 8.074 | 597 | 947 | 2704 | 568 | 1092 | 2886 | 4 | 3.5 | 4.5 | 4.031 | 4.453 | 5.053 | 4.367 | 4.78 | 5.116 | 4233 | 1612 | 241 | 1333 | 702 | 154 | 2.5 | 2.5 | 3.5 | No | - | - | - | - | N/A | N/A | N/A | 10 | 3.5373 | 4.0832
[SEER Non Multi-Split <=65kW] GEMS (Air Conditioners up to 65kW) Determination 2019 | MEPS 2019 | AS/NZS 3823.1.2:2012 | DONSR14Z72/ DINLR14Z72 |  | N/A | Rinnai | 2.23 | Ducted | Single Split System | - | Air | Air | China | 4.255 | 11.97 | 14.5 | 625 | N/A | N/A | N/A | 380 | 4.5 | 17 | Calorimeter Room | 3.2965 | 3.9008 | Yes | - | N/A | 10 | 10 | N/A | N/A | N/A | N/A | N/A | 3.3962 | 3.8713 | N/A | N/A | N/A | N/A | N/A | N/A | Calorimeter Room | Single | R410A | Australia | 156263 | 2028-08-28 |  | Approved | Reverse Cycle | 1200 | Yes | Class 11 | Yes | N/A | N/A | Yes | Yes | Yes | N/A | 3.4239 | Available | N/A | N/A | http://rinnai.com.au |  | Yes |  |  | AAC7745 | Yes | Variable output compressor | Inverter | No | - | 14500 | 4.255 | - | 1500 | 6900 | Yes | 1100 | 2300 | - | 3889.07 | 15616.5 | Yes | 1160 | 7500 | - | 500 | 3480 | 17000 | 4.5 | 1820 | 8000 | Yes | 560 | 2750 | Yes | 4300 | 11500 | No | - | - | No | - | - | - | - | - | No | - | - | No | - | - | No | - | - | - | - | 6.082 | 5.853 | 6.249 | -12.151 | -1.275 | 5.327 | 647 | 1020 | 3016 | -894 | -9819 | 5090 | 4.5 | 4 | 4.5 | 2.845 | 3.391 | 4.567 | 3.266 | 4.054 | 4.727 | 7824 | 2749 | 337 | 2316 | 1070 | 209 | 1 | 1.5 | 3 | No | - | - | - | - | N/A | N/A | N/A | 10 | 3.3809 | 3.7496
[SEER Non Multi-Split <=65kW] GEMS (Air Conditioners up to 65kW) Determination 2019 | MEPS 2019 | AS/NZS 3823.1.2:2012 | DONSR15B1/DINLR15B1 |  | N/A | RINNAI | N/A | Ducted | Single Split System | - | Air | Air | China | 4.2 | N/A | 14 | N/A | N/A | N/A | N/A | N/A | 3.6 | 14.5 | Calorimeter Room | 3.324 | 4.0445 | N/A | - | N/A | N/A | N/A | N/A | N/A | N/A | N/A | N/A | N/A | N/A | N/A | N/A | N/A | N/A | N/A | N/A | N/A | Single | R32 | Australia,Fiji,New Zealand | 147223 | 2027-05-24 |  | Approved | Reverse Cycle | N/A | Yes | Class 11 | Yes | N/A | N/A | N/A | N/A | N/A | N/A | N/A | Available | N/A | N/A | http://www.rinnai.com.au | http://www.rinnai.com.au | N/A |  |  | AAC6726 | Yes | Variable output compressor | Inverter | No | - | 14000 | 4.2 | - | 1730 | 6550 | Yes | 890 | 3210 | - | 3838.8 | 15078 | Yes | 1095 | 7100 | - | 530 | 3770 | 14500 | 3.6 | 1300 | 6525 | Yes | 560 | 2800 | Yes | 5060 | 14150 | No | - | - | No | - | - | - | - | - | No | - | - | No | - | - | No | - | - | - | - | 5.619 | 5.319 | 5.865 | 15.246 | 9.524 | 7.749 | 677 | 1085 | 3103 | 651 | 1246 | 3372 | 4 | 3.5 | 4 | 3.85 | 4.331 | 4.944 | 4.198 | 4.656 | 5.001 | 4941 | 1845 | 271 | 1544 | 800 | 172 | 2 | 2.5 | 3 | No | - | - | - | - | N/A | N/A | N/A | 10 | 3.3067 | 3.9903
[SEER Non Multi-Split <=65kW] GEMS (Air Conditioners up to 65kW) Determination 2019 | MEPS 2019 | AS/NZS 3823.1.2:2012 | DONSR17Z72 | DONSR17Z72 | N/A | RINNAI | N/A | Ducted | Single Split System | - | Air | Air | China | 5.155 | N/A | 17 | N/A | N/A | N/A | N/A | N/A | 4.6 | 17.5 | Calorimeter Room | 3.3236 | 3.8033 | N/A | - | N/A | N/A | N/A | N/A | N/A | N/A | N/A | N/A | N/A | N/A | N/A | N/A | N/A | N/A | N/A | N/A | N/A | Single | R410A | Australia,Fiji,New Zealand | 146740 | 2027-05-08 |  | Approved | Reverse Cycle | N/A | Yes | Class 11 | Yes | N/A | N/A | N/A | N/A | N/A | N/A | N/A | Available | N/A | N/A | http://rinnai.com.au | http://www.rinnai.com.au | N/A |  |  | AAC6662 | Yes | Variable output compressor | Inverter | No | - | 17000 | 5.155 | - | 1720 | 8500 | Yes | 1010 | 2750 | - | 4711.67 | 18309 | Yes | 1290 | 8700 | - | 500 | 3300 | 17500 | 4.6 | 1700 | 8500 | Yes | 600 | 3000 | Yes | 4700 | 12500 | No | - | - | No | - | - | - | - | - | No | - | - | No | - | - | No | - | - | - | - | 6.107 | 5.784 | 6.124 | 17.934 | -10.894 | 1.341 | 759 | 1215 | 3613 | 673 | -1365 | 23784 | 4.5 | 4 | 4.5 | 3.279 | 3.984 | 4.94 | 3.665 | 4.286 | 5.027 | 6992 | 2412 | 322 | 2126 | 1043 | 203 | 1.5 | 2 | 3 | No | - | - | - | - | N/A | N/A | N/A | 10 | 3.2763 | 3.7766
[SEER Non Multi-Split <=65kW] GEMS (Air Conditioners up to 65kW) Determination 2019 | MEPS 2019 | AS/NZS 3823.1.2:2012 | DONSR17Z72/DINLR17Z72 | DONSR17Z72 | N/A | RINNAI | N/A | Ducted | Single Split System | - | Air | Air | China | 5.155 | N/A | 17 | N/A | N/A | N/A | N/A | N/A | 4.6 | 17.5 | Calorimeter Room | 3.3236 | 3.8033 | N/A | - | N/A | N/A | N/A | N/A | N/A | N/A | N/A | N/A | N/A | N/A | N/A | N/A | N/A | N/A | N/A | N/A | N/A | Single | R410A | Australia,Fiji,New Zealand | 146740 | 2027-05-08 |  | Approved | Reverse Cycle | N/A | Yes | Class 11 | Yes | N/A | N/A | N/A | N/A | N/A | N/A | N/A | Available | N/A | N/A | http://rinnai.com.au | http://www.rinnai.com.au | N/A |  |  | AAC6662 | Yes | Variable output compressor | Inverter | No | - | 17000 | 5.155 | - | 1720 | 8500 | Yes | 1010 | 2750 | - | 4711.67 | 18309 | Yes | 1290 | 8700 | - | 500 | 3300 | 17500 | 4.6 | 1700 | 8500 | Yes | 600 | 3000 | Yes | 4700 | 12500 | No | - | - | No | - | - | - | - | - | No | - | - | No | - | - | No | - | - | - | - | 6.107 | 5.784 | 6.124 | 17.934 | -10.894 | 1.341 | 759 | 1215 | 3613 | 673 | -1365 | 23784 | 4.5 | 4 | 4.5 | 3.279 | 3.984 | 4.94 | 3.665 | 4.286 | 5.027 | 6992 | 2412 | 322 | 2126 | 1043 | 203 | 1.5 | 2 | 3 | No | - | - | - | - | N/A | N/A | N/A | 10 | 3.2763 | 3.7766
[SEER Non Multi-Split <=65kW] GEMS (Air Conditioners up to 65kW) Determination 2019 | MEPS 2019 | AS/NZS 3823.1.2:2012 | DONSR18B1/DINLR18B1 |  | N/A | RINNAI | N/A | Ducted | Single Split System | - | Air | Air | China | 5.25 | N/A | 17 | N/A | N/A | N/A | N/A | N/A | 4.55 | 18 | Calorimeter Room | 3.271 | 3.9234 | N/A | - | N/A | N/A | N/A | N/A | N/A | N/A | N/A | N/A | N/A | N/A | N/A | N/A | N/A | N/A | N/A | N/A | N/A | Single | R32 | Australia,Fiji,New Zealand | 147224 | 2027-05-24 |  | Approved | Reverse Cycle | N/A | Yes | Class 11 | Yes | N/A | N/A | N/A | N/A | N/A | N/A | N/A | Available | N/A | N/A | http://www.rinnai.com.au | http://www.rinnai.com.au | N/A |  |  | AAC6720 | Yes | Variable output compressor | Inverter | No | - | 17000 | 5.25 | - | 2720 | 8030 | Yes | 1100 | 4490 | - | 4798.5 | 18309 | Yes | 1355 | 8125 | - | 645 | 4050 | 18000 | 4.55 | 1720 | 8670 | Yes | 780 | 4130 | Yes | 4950 | 14510 | No | - | - | No | - | - | - | - | - | No | - | - | No | - | - | - | - | - | - | - | 5.543 | 5.202 | 6.094 | -20.49 | 12.66 | 13.39 | 832 | 1346 | 3623 | -634 | 1130 | 2357 | 4 | 3.5 | 4.5 | 3.641 | 4.282 | 5.076 | 4.087 | 4.694 | 5.154 | 6485 | 2317 | 330 | 1969 | 987 | 210 | 2 | 2.5 | 3.5 | No | - | - | - | - | N/A | N/A | N/A | 13 | 3.2112 | 3.9182
[SEER Non Multi-Split <=65kW] GEMS (Air Conditioners up to 65kW) Determination 2019 | MEPS 2019 | AS/NZS 3823.1.2:2012 | DONSR18B1/DINLR18B1 |  | N/A | RINNAI | N/A | Ducted | Single Split System | - | Air | Air | China | 5.25 | N/A | 17 | N/A | N/A | N/A | N/A | N/A | 4.55 | 18 | Enthalpy Test Room | 3.2966 | 3.9192 | N/A | - | N/A | N/A | N/A | N/A | N/A | N/A | N/A | N/A | N/A | N/A | N/A | N/A | N/A | N/A | N/A | N/A | N/A | Single | R32 | Australia,Fiji,New Zealand | 160318 | 2029-03-26 |  | Approved | Reverse Cycle | N/A | Yes | Class 11 | Yes | N/A | N/A | N/A | N/A | N/A | N/A | N/A | Available | N/A | N/A | http://www.rinnai.com.au | http://www.rinnai.com.au | N/A |  |  | AAC8145 | Yes | Variable output compressor | Inverter | No | - | 17000 | 5.25 | - | 2720 | 8030 | Yes | 1100 | 4490 | - | 4798.5 | 18309 | Yes | 1355 | 8250 | - | 645 | 4050 | 18000 | 4.55 | 1720 | 8670 | Yes | 780 | 4130 | Yes | 4950 | 14510 | No | - | - | No | - | - | - | - | - | No | - | - | No | - | - | No | - | - | - | 70.9 | 5.553 | 5.21 | 6.099 | 27.091 | 12.506 | 11.935 | 831 | 1344 | 3620 | 432 | 1144 | 2648 | 4 | 3.5 | 4.5 | 3.641 | 4.282 | 5.076 | 4.087 | 4.694 | 5.154 | 6485 | 2317 | 330 | 1969 | 987 | 210 | 2 | 2.5 | 3.5 | No | - | - | - | - | N/A | N/A | N/A | 13 | 3.2112 | 3.9182
[SEER Non Multi-Split <=65kW] GEMS (Air Conditioners up to 65kW) Determination 2019 | MEPS 2019 | AS/NZS 3823.1.2:2012 | DONSR18B1/DINLR18B1 |  | N/A | RINNAI | N/A | Ducted | Single Split System | - | Air | Air | China | 5.25 | N/A | 17 | N/A | N/A | N/A | N/A | N/A | 4.55 | 18 | Enthalpy Test Room | 3.2966 | 3.9192 | N/A | - | N/A | N/A | N/A | N/A | N/A | N/A | N/A | N/A | N/A | N/A | N/A | N/A | N/A | N/A | N/A | N/A | N/A | Single | R32 | Australia,Fiji,New Zealand | 161055 | 2029-05-01 |  | Approved | Reverse Cycle | N/A | Yes | Class 11 | Yes | N/A | N/A | N/A | N/A | N/A | N/A | N/A | Available | N/A | N/A | http://www.rinnai.com.au | http://www.rinnai.com.au | N/A |  |  | AAC8199 | Yes | Variable output compressor | Inverter | No | - | 17000 | 5.25 | - | 2720 | 8030 | Yes | 1100 | 4490 | - | 4798.5 | 18309 | Yes | 1556 | 8250 | - | 630 | 4050 | 18000 | 4.55 | 1720 | 8670 | Yes | 780 | 4130 | Yes | 4950 | 14510 | No | - | - | No | - | - | - | - | - | No | - | - | No | - | - | No | - | - | - | 70.9 | 5.041 | 4.847 | 5.389 | 33.356 | 12.136 | 11.1 | 918 | 1447 | 4101 | 346 | 1180 | 2849 | 3.5 | 3 | 3.5 | 3.641 | 4.282 | 5.076 | 4.087 | 4.694 | 5.154 | 6485 | 2317 | 330 | 1969 | 987 | 210 | 2 | 2.5 | 3.5 | No | - | - | - | - | N/A | N/A | N/A | 13 | 3.2112 | 3.9182
[SEER Non Multi-Split <=65kW] GEMS (Air Conditioners up to 65kW) Determination 2019 | MEPS Oct 2011 | AS/NZS 3823.1.2:2012 | DONSR20Z9 / DINLR20Z7 |  | N/A | RINNAI | 1.25 | Ducted | Single Split System | - | Air | Air | China | 5.95 | 18.75 | 20 | - | 0 | 0 | 0 | - | 5.9 | 20 | Enthalpy Test Room | 3.3283 | 3.3617 | Yes | 0 | N/A | 37.2 | 36.8 | 0 | 0 | N/A | N/A | N/A | 3.2582 | 3.2928 | N/A | N/A | 0 | 0 | 0 | 0 | Enthalpy Test Room | Three | R410A | Australia,Fiji,New Zealand | 127381 | 2025-03-13 |  | Approved | Reverse Cycle | - | No | Class 11 | No | - | No | - | - | - | - | 3.3283 | Available | N/A | N/A | http://www.rinnai.com.au | http://www.rinnai.com.au | Yes |  |  | AAC4633 | N/A | Variable output compressor | Inverter | N/A | N/A | N/A | 5.95 | N/A | N/A | N/A | N/A | N/A | N/A | N/A | N/A | N/A | N/A | N/A | N/A | N/A | N/A | N/A | N/A | 5.9 | N/A | N/A | N/A | N/A | N/A | N/A | N/A | N/A | N/A | N/A | N/A | N/A | N/A | N/A | N/A | N/A | N/A | N/A | N/A | N/A | N/A | N/A | N/A | N/A | N/A | N/A | N/A | N/A | N/A | N/A | N/A | N/A | N/A | N/A | N/A | N/A | N/A | N/A | N/A | N/A | N/A | N/A | N/A | N/A | N/A | N/A | N/A | N/A | N/A | N/A | N/A | N/A | N/A | N/A | N/A | N/A | N/A | N/A | N/A | N/A | N/A | N/A | N/A | N/A | N/A | N/A | N/A | 3.2918 | 3.3198
[SEER Non Multi-Split <=65kW] GEMS (Air Conditioners up to 65kW) Determination 2019 | MEPS Oct 2011 | AS/NZS 3823.1.2:2012 | DONSR24Z9 / DINLR24Z7 |  | N/A | RINNAI | 1.8 | Ducted | Single Split System | - | Air | Air | China | 6.7 | 21.7 | 23.5 | - | 0 | 0 | 0 | - | 7.15 | 25 | Enthalpy Test Room | 3.4693 | 3.4696 | Yes | 0 | N/A | 38.2 | 37.8 | 0 | 0 | N/A | N/A | N/A | 3.4042 | 3.4092 | N/A | N/A | 0 | 0 | 0 | 0 | Enthalpy Test Room | Three | R410A | Australia,Fiji,New Zealand | 127385 | 2025-03-13 |  | Approved | Reverse Cycle | - | No | Class 11 | No | - | No | - | - | - | - | 3.4693 | Available | N/A | N/A | http://www.rinnai.com.au | http://www.rinnai.com.au | Yes |  |  | AAC4630 | N/A | Variable output compressor | Inverter | N/A | N/A | N/A | 6.7 | N/A | N/A | N/A | N/A | N/A | N/A | N/A | N/A | N/A | N/A | N/A | N/A | N/A | N/A | N/A | N/A | 7.15 | N/A | N/A | N/A | N/A | N/A | N/A | N/A | N/A | N/A | N/A | N/A | N/A | N/A | N/A | N/A | N/A | N/A | N/A | N/A | N/A | N/A | N/A | N/A | N/A | N/A | N/A | N/A | N/A | N/A | N/A | N/A | N/A | N/A | N/A | N/A | N/A | N/A | N/A | N/A | N/A | N/A | N/A | N/A | N/A | N/A | N/A | N/A | N/A | N/A | N/A | N/A | N/A | N/A | N/A | N/A | N/A | N/A | N/A | N/A | N/A | N/A | N/A | N/A | N/A | N/A | N/A | N/A | 3.4411 | 3.4351
AS/NZS 3823.2:2013 [Non Multi-Split] | NZ MEPS April 2013 | AS/NZS 3823.1.2:2012 | DSNR07A12 |  | N/A | Rinnai | 1.4 | Ducted | Single Split System | - | Air | Air | China | 2.12 | 5.6 | 7 | 720 | 0 | 0 | 0 | 248 | 2.27 | 7.5 | Calorimeter Room | 3.7294 | 3.4494 | Yes | 0 | N/A | 10 | 10 | 0 | 0 | N/A | N/A | N/A | 3.6694 | 3.4012 | N/A | N/A | 2.8388 | 2.3024 | 2.5 | 2 | Calorimeter Room | Single | R410A | New Zealand | 122624 | 2119-10-23 | 2022-07-04 | Superseded | Reverse Cycle | 1100 | No | Class 6 | No | - | No | - | - | - | - | 3.7294 | Available | N/A | N/A |  | https://rinnai.co.nz/ | Yes |  | https://reg.energyrating.gov.au/static/common/images/star_ratings_2014/aircon_rating_2.5_2.png | ZAC0651 | N/A | Variable output compressor | Inverter | N/A | N/A | N/A | 2.12 | N/A | N/A | N/A | N/A | N/A | N/A | N/A | N/A | N/A | N/A | N/A | N/A | N/A | N/A | N/A | N/A | 2.27 | N/A | N/A | N/A | N/A | N/A | N/A | N/A | N/A | N/A | N/A | N/A | N/A | N/A | N/A | N/A | N/A | N/A | N/A | N/A | N/A | N/A | N/A | N/A | N/A | N/A | N/A | N/A | N/A | N/A | N/A | N/A | N/A | N/A | N/A | N/A | N/A | N/A | N/A | N/A | N/A | N/A | N/A | N/A | N/A | N/A | N/A | N/A | N/A | N/A | N/A | N/A | N/A | N/A | N/A | N/A | N/A | N/A | N/A | N/A | N/A | N/A | N/A | N/A | N/A | N/A | N/A | N/A | 3.2501 | 3.2555
AS/NZS 3823.2:2013 [Non Multi-Split] | NZ MEPS April 2013 | AS/NZS 3823.1.2:2012 | DSNR10A12 |  | N/A | Rinnai | 2.15 | Ducted | Single Split System | - | Air | Air | China | 3.03 | 7.85 | 10 | 720 | 0 | 0 | 0 | 248 | 3.18 | 10.5 | Calorimeter Room | 3.2682 | 3.4885 | Yes | 0 | N/A | 10 | 10 | 0 | 0 | N/A | N/A | N/A | 3.232 | 3.4503 | N/A | N/A | 0 | 0 | 0 | 0 | Calorimeter Room | Single | R410A | New Zealand | 122625 | 2119-10-23 | 2022-07-04 | Superseded | Reverse Cycle | 1100 | No | Class 7 | No | - | No | - | - | - | - | 3.2682 | Available | N/A | N/A |  | https://rinnai.co.nz/ | Yes |  |  | ZAC0652 | N/A | Variable output compressor | Inverter | N/A | N/A | N/A | 3.03 | N/A | N/A | N/A | N/A | N/A | N/A | N/A | N/A | N/A | N/A | N/A | N/A | N/A | N/A | N/A | N/A | 3.18 | N/A | N/A | N/A | N/A | N/A | N/A | N/A | N/A | N/A | N/A | N/A | N/A | N/A | N/A | N/A | N/A | N/A | N/A | N/A | N/A | N/A | N/A | N/A | N/A | N/A | N/A | N/A | N/A | N/A | N/A | N/A | N/A | N/A | N/A | N/A | N/A | N/A | N/A | N/A | N/A | N/A | N/A | N/A | N/A | N/A | N/A | N/A | N/A | N/A | N/A | N/A | N/A | N/A | N/A | N/A | N/A | N/A | N/A | N/A | N/A | N/A | N/A | N/A | N/A | N/A | N/A | N/A | 3.2639 | 3.2672
AS/NZS 3823.2:2013 [Non Multi-Split] | NZ MEPS April 2013 | AS/NZS 3823.1.2:2012 | DSNR12A12 |  | N/A | Rinnai | 2 | Ducted | Single Split System | - | Air | Air | China | 4.25 | 11.8 | 13.8 | 625 | 0 | 0 | 0 | 380 | 4.3 | 14.5 | Calorimeter Room | 3.4239 | 3.9008 | Yes | 0 | N/A | 10 | 10 | 0 | 0 | N/A | N/A | N/A | 3.3962 | 3.8713 | N/A | N/A | 2.2925 | 3.2426 | 2 | 3 | Calorimeter Room | Single | R410A | New Zealand | 122637 | 2119-10-23 | 2022-07-04 | Superseded | Reverse Cycle | 1200 | No | Class 7 | No | - | No | - | - | - | - | 3.4239 | Available | N/A | N/A |  | https://rinnai.co.nz/ | Yes |  | https://reg.energyrating.gov.au/static/common/images/star_ratings_2014/aircon_rating_2_3.png | ZAC0653 | N/A | Variable output compressor | Inverter | N/A | N/A | N/A | 4.25 | N/A | N/A | N/A | N/A | N/A | N/A | N/A | N/A | N/A | N/A | N/A | N/A | N/A | N/A | N/A | N/A | 4.3 | N/A | N/A | N/A | N/A | N/A | N/A | N/A | N/A | N/A | N/A | N/A | N/A | N/A | N/A | N/A | N/A | N/A | N/A | N/A | N/A | N/A | N/A | N/A | N/A | N/A | N/A | N/A | N/A | N/A | N/A | N/A | N/A | N/A | N/A | N/A | N/A | N/A | N/A | N/A | N/A | N/A | N/A | N/A | N/A | N/A | N/A | N/A | N/A | N/A | N/A | N/A | N/A | N/A | N/A | N/A | N/A | N/A | N/A | N/A | N/A | N/A | N/A | N/A | N/A | N/A | N/A | N/A | 3.2214 | 3.3458
[SEER Non Multi-Split <=65kW] GEMS (Air Conditioners up to 65kW) Determination 2019 | MEPS 2019 | AS/NZS 3823.1.1:2012 | FSNRP50B |  | N/A | RINNAI | N/A | Non Ducted | Single Split System | Floor Mounted | Air | Air | China | 1.34 | N/A | 4.9 | N/A | N/A | N/A | N/A | N/A | 1.3 | 5.5 | Calorimeter Room | 3.4945 | 3.9043 | N/A | - | N/A | N/A | N/A | N/A | N/A | N/A | N/A | N/A | N/A | N/A | N/A | N/A | N/A | N/A | N/A | N/A | N/A | Single | R32 | Australia,Fiji,New Zealand | 162467 | 2029-06-11 |  | Approved | Reverse Cycle | N/A | Yes | Class 9 | Yes | N/A | N/A | N/A | N/A | N/A | N/A | N/A | Available | N/A | N/A | http://www.rinnai.com.au | http://www.rinnai.com.au | N/A |  |  | AAC8294 | Yes | Variable output compressor | Inverter | No | - | 4900 | 1.34 | - | 507 | 2414.3 | Yes | 350.5 | 1464 | - | 1224.76 | 5277.3 | Yes | 388 | 2612 | - | 201 | 1600 | 5500 | 1.3 | 489 | 2604 | Yes | 275 | 1334 | Yes | 1761 | 4820 | - | - | - | No | - | - | - | - | - | - | - | - | No | - | - | No | - | - | 54 | 64.2 | 6.075 | 5.793 | 6.121 | 15.523 | 10.078 | 7.535 | 222 | 351 | 1044 | 226 | 414 | 1216 | 4.5 | 4 | 4.5 | 3.79 | 4.416 | 4.982 | 4.099 | 4.596 | 4.932 | 1900 | 682 | 98 | 596 | 304 | 63 | 2 | 2.5 | 3 | No | - | - | - | - | N/A | N/A | N/A | 2.213 | 3.6364 | 4.2066
[SEER Non Multi-Split <=65kW] GEMS (Air Conditioners up to 65kW) Determination 2019 | MEPS 2019 | AS/NZS 3823.1.1:2012 | HONCJ25B / HINCJ25B |  | N/A | Rinnai | N/A | Non Ducted | Single Split System | Wall Hung | Air | - | China | 0.55 | N/A | 2.64 | N/A | N/A | N/A | N/A | N/A | - | - | Calorimeter Room | 4.8032 | - | N/A | - | N/A | N/A | N/A | N/A | N/A | N/A | N/A | N/A | N/A | N/A | N/A | N/A | N/A | N/A | N/A | N/A | N/A | Single | R32 | Australia | 137291 | 2026-05-13 |  | Approved | Cooling Only | N/A | Yes | Class 8 | Yes | N/A | N/A | Yes | Yes | Yes | N/A | N/A | Available | N/A | N/A | http://rinnai.com.au |  | N/A |  |  | AAC5998 | Yes | Variable output compressor | Inverter | No | - | 2640 | 0.55 | - | 350 | 1450 | No | - | - | - | 502.7 | 2843.28 | Yes | 150 | 1300 | No | - | - | - | - | - | - | - | - | - | - | - | - | - | - | - | - | - | - | - | - | - | - | - | - | - | - | - | - | - | - | 54.3 | 58.6 | 8.655 | 8.202 | 10.375 | -6.11 | 452.181 | 46.689 | 82 | 131 | 329 | -320 | 1 | 102 | 7 | 6.5 | 8.5 | - | - | - | - | - | - | - | - | - | - | - | - | - | - | - | No | - | - | - | - | N/A | N/A | N/A | 1.86 | 4.7458 | -
[SEER Non Multi-Split <=65kW] GEMS (Air Conditioners up to 65kW) Determination 2019 | MEPS 2019 | AS/NZS 3823.1.1:2012 | HONCJ35B / HINCJ35B |  | N/A | Rinnai | N/A | Non Ducted | Single Split System | Wall Hung | Air | - | China | 0.81 | N/A | 3.5 | N/A | N/A | N/A | N/A | N/A | - | - | Calorimeter Room | 4.5136 | - | N/A | - | N/A | N/A | N/A | N/A | N/A | N/A | N/A | N/A | N/A | N/A | N/A | N/A | N/A | N/A | N/A | N/A | N/A | Single | R32 | Australia | 137295 | 2026-05-13 |  | Approved | Cooling Only | N/A | Yes | Class 8 | Yes | N/A | N/A | Yes | Yes | Yes | N/A | N/A | Available | N/A | N/A | http://rinnai.com.au |  | N/A |  |  | AAC5999 | Yes | Variable output compressor | Inverter | No | - | 3500 | 0.81 | - | 400 | 1750 | No | - | - | - | 740.34 | 3769.5 | Yes | 220 | 1750 | No | - | - | - | - | - | - | - | - | - | - | - | - | - | - | - | - | - | - | - | - | - | - | - | - | - | - | - | - | - | - | 58.6 | 63 | 7.301 | 6.868 | 7.667 | 34.701 | 13.881 | 11.487 | 132 | 212 | 595 | 71 | 215 | 570 | 5.5 | 5 | 6 | - | - | - | - | - | - | - | - | - | - | - | - | - | - | - | No | - | - | - | - | N/A | N/A | N/A | 1.173 | 4.2999 | -
[SEER Non Multi-Split <=65kW] GEMS (Air Conditioners up to 65kW) Determination 2019 | MEPS 2019 | AS/NZS 3823.1.1:2012 | HONCJ50B / HINCJ50B |  | N/A | Rinnai | N/A | Non Ducted | Single Split System | Wall Hung | Air | - | China | 1.28 | N/A | 5.2 | N/A | N/A | N/A | N/A | N/A | - | - | Calorimeter Room | 3.9809 | - | N/A | - | N/A | N/A | N/A | N/A | N/A | N/A | N/A | N/A | N/A | N/A | N/A | N/A | N/A | N/A | N/A | N/A | N/A | Single | R32 | Australia | 137297 | 2026-05-13 |  | Approved | Cooling Only | N/A | Yes | Class 9 | Yes | N/A | N/A | Yes | Yes | Yes | N/A | N/A | Available | N/A | N/A | http://rinnai.com.au |  | N/A |  |  | AAC6000 | Yes | Variable output compressor | Inverter | No | - | 5200 | 1.28 | - | 470 | 2600 | Yes | 340 | 1650 | - | 1169.92 | 5600.4 | Yes | 370 | 2600 | - | 220 | 1650 | - | - | - | - | - | - | - | - | - | - | - | - | - | - | - | - | - | - | - | - | - | - | - | - | - | - | - | - | 60.6 | 60 | 6.146 | 5.887 | 6.163 | 11.077 | 8.625 | 7.103 | 233 | 368 | 1101 | 339 | 516 | 1371 | 4.5 | 4 | 4.5 | - | - | - | - | - | - | - | - | - | - | - | - | - | - | - | No | - | - | - | - | N/A | N/A | N/A | 1.9 | 4.0422 | -
[SEER Non Multi-Split <=65kW] GEMS (Air Conditioners up to 65kW) Determination 2019 | MEPS 2019 | AS/NZS 3823.1.1:2012 | HONCJ70B / HINCJ70B |  | N/A | Rinnai | N/A | Non Ducted | Single Split System | Wall Hung | Air | - | China | 1.95 | N/A | 7.04 | N/A | N/A | N/A | N/A | N/A | - | - | Calorimeter Room | 3.6807 | - | N/A | - | N/A | N/A | N/A | N/A | N/A | N/A | N/A | N/A | N/A | N/A | N/A | N/A | N/A | N/A | N/A | N/A | N/A | Single | R32 | Australia | 137298 | 2026-05-05 |  | Approved | Cooling Only | N/A | Yes | Class 9 | Yes | N/A | N/A | Yes | Yes | Yes | N/A | N/A | Available | N/A | N/A | http://rinnai.com.au |  | N/A |  |  | AAC5947 | Yes | Variable output compressor | Inverter | No | - | 7040 | 1.95 | - | 790 | 3700 | No | - | - | - | 1782.3 | 7582.08 | Yes | 550 | 3700 | No | - | - | - | - | - | - | - | - | - | - | - | - | - | - | - | - | - | - | - | - | - | - | - | - | - | - | - | - | - | - | 62.3 | 65 | 5.63 | 5.315 | 5.734 | 9.497 | 7.511 | 6.812 | 345 | 552 | 1602 | 537 | 802 | 1935 | 4 | 3.5 | 4 | - | - | - | - | - | - | - | - | - | - | - | - | - | - | - | No | - | - | - | - | N/A | N/A | N/A | 2.782 | 3.5929 | -
[SEER Non Multi-Split <=65kW] GEMS (Air Conditioners up to 65kW) Determination 2019 | MEPS Oct 2011 | AS/NZS 3823.1.1:2012 | HONCS25B / HINCS25B |  | N/A | RINNAI | 0 | Non Ducted | Single Split System | Wall Hung | Air | - | China | 0.5 | 2.5 | 2.5 | - | 0 | 0 | 0 | - | 0 | 0 | Calorimeter Room | 5.1793 | 0 | Yes | 0 | N/A | 1.5 | 0 | 0 | 0 | N/A | N/A | N/A | 5.1275 | 0 | N/A | N/A | 5.755 | 0 | 5.5 | 0 | Calorimeter Room | Single | R32 | Australia,Fiji,New Zealand | 123437 | 2024-08-23 |  | Approved | Cooling Only | - | Yes | Class 8 | Yes | Yes | - | Yes | Yes | Yes | - | 5.1793 | Available | N/A | N/A | http://rinnai.com.au | http://www.rinnai.com.au | Yes | https://reg.energyrating.gov.au/static/common/images/star_ratings_2014/Blue_EnergyStarRating_5.5_Star.eps | https://reg.energyrating.gov.au/static/common/images/star_ratings_2014/Blue_EnergyStarRating_5.5_Star.png | AAC4198 | N/A | Variable output compressor | Inverter | N/A | N/A | N/A | 0.5 | N/A | N/A | N/A | N/A | N/A | N/A | N/A | N/A | N/A | N/A | N/A | N/A | N/A | N/A | N/A | N/A | 0 | N/A | N/A | N/A | N/A | N/A | N/A | N/A | N/A | N/A | N/A | N/A | N/A | N/A | N/A | N/A | N/A | N/A | N/A | N/A | N/A | N/A | N/A | N/A | N/A | N/A | N/A | N/A | N/A | N/A | N/A | N/A | N/A | N/A | N/A | N/A | N/A | N/A | N/A | N/A | N/A | N/A | N/A | N/A | N/A | N/A | N/A | N/A | N/A | N/A | N/A | N/A | N/A | N/A | N/A | N/A | N/A | N/A | N/A | N/A | N/A | N/A | N/A | N/A | N/A | N/A | N/A | N/A | 4.9498 | 0
[SEER Non Multi-Split <=65kW] GEMS (Air Conditioners up to 65kW) Determination 2019 | MEPS Oct 2011 | AS/NZS 3823.1.1:2012 | HONCS34B / HINCS34B |  | N/A | RINNAI | 0.35 | Non Ducted | Single Split System | Wall Hung | Air | - | China | 0.7 | 3 | 3.35 | - | 0 | 0 | 0 | - | 0 | 0 | Calorimeter Room | 4.8029 | 0 | Yes | 0 | N/A | 1.5 | 0 | 0 | 0 | N/A | N/A | N/A | 4.7683 | 0 | N/A | N/A | 5.0366 | 0 | 5 | 0 | Calorimeter Room | Single | R32 | Australia,Fiji,New Zealand | 123440 | 2024-08-23 |  | Approved | Cooling Only | - | Yes | Class 8 | Yes | Yes | - | Yes | Yes | Yes | - | 4.8029 | Available | N/A | N/A | http://rinnai.com.au | http://www.rinnai.com.au | Yes | https://reg.energyrating.gov.au/static/common/images/star_ratings_2014/Blue_EnergyStarRating_5_Star.eps | https://reg.energyrating.gov.au/static/common/images/star_ratings_2014/Blue_EnergyStarRating_5_Star.png | AAC4194 | N/A | Variable output compressor | Inverter | N/A | N/A | N/A | 0.7 | N/A | N/A | N/A | N/A | N/A | N/A | N/A | N/A | N/A | N/A | N/A | N/A | N/A | N/A | N/A | N/A | 0 | N/A | N/A | N/A | N/A | N/A | N/A | N/A | N/A | N/A | N/A | N/A | N/A | N/A | N/A | N/A | N/A | N/A | N/A | N/A | N/A | N/A | N/A | N/A | N/A | N/A | N/A | N/A | N/A | N/A | N/A | N/A | N/A | N/A | N/A | N/A | N/A | N/A | N/A | N/A | N/A | N/A | N/A | N/A | N/A | N/A | N/A | N/A | N/A | N/A | N/A | N/A | N/A | N/A | N/A | N/A | N/A | N/A | N/A | N/A | N/A | N/A | N/A | N/A | N/A | N/A | N/A | N/A | 4.7513 | 0
[SEER Non Multi-Split <=65kW] GEMS (Air Conditioners up to 65kW) Determination 2019 | MEPS Oct 2011 | AS/NZS 3823.1.1:2012 | HONCS50B / HINCS50B |  | N/A | RINNAI | 0.5 | Non Ducted | Single Split System | Wall Hung | Air | - | China | 1.19 | 4.6 | 5.1 | - | 0 | 0 | 0 | - | 0 | 0 | Calorimeter Room | 4.3041 | 0 | Yes | 0 | N/A | 1.5 | 0 | 0 | 0 | N/A | N/A | N/A | 4.2858 | 0 | N/A | N/A | 4.0716 | 0 | 4 | 0 | Calorimeter Room | Single | R32 | Australia,Fiji,New Zealand | 123441 | 2024-08-23 |  | Approved | Cooling Only | - | Yes | Class 9 | Yes | Yes | - | Yes | Yes | Yes | - | 4.3041 | Available | N/A | N/A | http://rinnai.com.au | http://www.rinnai.com.au | Yes | https://reg.energyrating.gov.au/static/common/images/star_ratings_2014/Blue_EnergyStarRating_4_Star.eps | https://reg.energyrating.gov.au/static/common/images/star_ratings_2014/Blue_EnergyStarRating_4_Star.png | AAC4195 | N/A | Variable output compressor | Inverter | N/A | N/A | N/A | 1.19 | N/A | N/A | N/A | N/A | N/A | N/A | N/A | N/A | N/A | N/A | N/A | N/A | N/A | N/A | N/A | N/A | 0 | N/A | N/A | N/A | N/A | N/A | N/A | N/A | N/A | N/A | N/A | N/A | N/A | N/A | N/A | N/A | N/A | N/A | N/A | N/A | N/A | N/A | N/A | N/A | N/A | N/A | N/A | N/A | N/A | N/A | N/A | N/A | N/A | N/A | N/A | N/A | N/A | N/A | N/A | N/A | N/A | N/A | N/A | N/A | N/A | N/A | N/A | N/A | N/A | N/A | N/A | N/A | N/A | N/A | N/A | N/A | N/A | N/A | N/A | N/A | N/A | N/A | N/A | N/A | N/A | N/A | N/A | N/A | 4.2675 | 0
[SEER Non Multi-Split <=65kW] GEMS (Air Conditioners up to 65kW) Determination 2019 | MEPS Oct 2011 | AS/NZS 3823.1.1:2012 | HONCS70B / HINCS70B |  | N/A | RINNAI | 1 | Non Ducted | Single Split System | Wall Hung | Air | - | China | 1.8 | 6.3 | 7.3 | - | 0 | 0 | 0 | - | 0 | 0 | Calorimeter Room | 4.0133 | 0 | Yes | 0 | N/A | 1.5 | 0 | 0 | 0 | N/A | N/A | N/A | 4.0021 | 0 | N/A | N/A | 3.5041 | 0 | 3.5 | 0 | Calorimeter Room | Single | R32 | Australia,Fiji,New Zealand | 123443 | 2024-08-23 |  | Approved | Cooling Only | - | Yes | Class 9 | Yes | Yes | - | Yes | Yes | Yes | - | 4.0133 | Available | N/A | N/A | http://rinnai.com.au | http://www.rinnai.com.au | Yes | https://reg.energyrating.gov.au/static/common/images/star_ratings_2014/Blue_EnergyStarRating_3.5_Star.eps | https://reg.energyrating.gov.au/static/common/images/star_ratings_2014/Blue_EnergyStarRating_3.5_Star.png | AAC4196 | N/A | Variable output compressor | Inverter | N/A | N/A | N/A | 1.8 | N/A | N/A | N/A | N/A | N/A | N/A | N/A | N/A | N/A | N/A | N/A | N/A | N/A | N/A | N/A | N/A | 0 | N/A | N/A | N/A | N/A | N/A | N/A | N/A | N/A | N/A | N/A | N/A | N/A | N/A | N/A | N/A | N/A | N/A | N/A | N/A | N/A | N/A | N/A | N/A | N/A | N/A | N/A | N/A | N/A | N/A | N/A | N/A | N/A | N/A | N/A | N/A | N/A | N/A | N/A | N/A | N/A | N/A | N/A | N/A | N/A | N/A | N/A | N/A | N/A | N/A | N/A | N/A | N/A | N/A | N/A | N/A | N/A | N/A | N/A | N/A | N/A | N/A | N/A | N/A | N/A | N/A | N/A | N/A | 4.0442 | 0
[SEER Non Multi-Split <=65kW] GEMS (Air Conditioners up to 65kW) Determination 2019 | MEPS Oct 2011 | AS/NZS 3823.1.1:2012 | HONCS80B / HINCS80B |  | N/A | RINNAI | 0.8 | Non Ducted | Single Split System | Wall Hung | Air | - | China | 2.11 | 7.2 | 8 | - | 0 | 0 | 0 | - | 0 | 0 | Calorimeter Room | 3.7967 | 0 | Yes | 0 | N/A | 1.5 | 0 | 0 | 0 | N/A | N/A | N/A | 3.7876 | 0 | N/A | N/A | 3.0752 | 0 | 3 | 0 | Calorimeter Room | Single | R32 | Australia,Fiji,New Zealand | 123444 | 2024-08-23 |  | Approved | Cooling Only | - | Yes | Class 9 | Yes | Yes | - | Yes | Yes | Yes | - | 3.7967 | Available | N/A | N/A | http://rinnai.com.au | http://www.rinnai.com.au | Yes | https://reg.energyrating.gov.au/static/common/images/star_ratings_2014/Blue_EnergyStarRating_3_Star.eps | https://reg.energyrating.gov.au/static/common/images/star_ratings_2014/Blue_EnergyStarRating_3_Star.png | AAC4197 | N/A | Variable output compressor | Inverter | N/A | N/A | N/A | 2.11 | N/A | N/A | N/A | N/A | N/A | N/A | N/A | N/A | N/A | N/A | N/A | N/A | N/A | N/A | N/A | N/A | 0 | N/A | N/A | N/A | N/A | N/A | N/A | N/A | N/A | N/A | N/A | N/A | N/A | N/A | N/A | N/A | N/A | N/A | N/A | N/A | N/A | N/A | N/A | N/A | N/A | N/A | N/A | N/A | N/A | N/A | N/A | N/A | N/A | N/A | N/A | N/A | N/A | N/A | N/A | N/A | N/A | N/A | N/A | N/A | N/A | N/A | N/A | N/A | N/A | N/A | N/A | N/A | N/A | N/A | N/A | N/A | N/A | N/A | N/A | N/A | N/A | N/A | N/A | N/A | N/A | N/A | N/A | N/A | 3.7824 | 0
[SEER Non Multi-Split <=65kW] GEMS (Air Conditioners up to 65kW) Determination 2019 | MEPS 2019 | AS/NZS 3823.1.1:2012 | HONRJ25B / HINRJ25B |  | N/A | Rinnai | N/A | Non Ducted | Single Split System | Wall Hung | Air | Air | China | 0.56 | N/A | 2.5 | N/A | N/A | N/A | N/A | N/A | 0.6 | 2.7 | Calorimeter Room | 4.291 | 4.4561 | N/A | - | N/A | N/A | N/A | N/A | N/A | N/A | N/A | N/A | N/A | N/A | N/A | N/A | N/A | N/A | N/A | N/A | N/A | Single | R32 | Australia | 127980 | 2025-04-20 |  | Approved | Reverse Cycle | N/A | Yes | Class 8 | Yes | N/A | N/A | Yes | Yes | Yes | N/A | N/A | Available | N/A | N/A | http://rinnai.com.au |  | N/A |  |  | AAC4797 | Yes | Variable output compressor | Inverter | No | - | 2500 | 0.56 | - | 420 | 1250 | No | - | - | - | 511.84 | 2692.5 | Yes | 160 | 1350 | No | - | - | 2700 | 0.6 | 260 | 1450 | No | - | - | No | - | - | - | 850 | 3000 | No | - | - | - | - | - | - | - | - | No | - | - | No | - | - | 53.5 | 59.2 | 9.028 | 8.466 | 10.253 | -14.364 | 980.015 | 44.284 | 77 | 124 | 318 | -128 | 1 | 105 | 7.5 | 6.5 | 8.5 | 4.336 | 4.771 | 5.091 | 4.509 | 4.882 | 5.087 | 814 | 309 | 46 | 265 | 139 | 29 | 2.5 | 3 | 3.5 | No | - | - | - | - | N/A | N/A | N/A | 0.455 | 4.4521 | 4.4885
[SEER Non Multi-Split <=65kW] GEMS (Air Conditioners up to 65kW) Determination 2019 | MEPS 2019 | AS/NZS 3823.1.1:2012 | HONRJ25B / HINRJ25B |  | N/A | Rinnai | N/A | Non Ducted | Single Split System | Wall Hung | Air | Air | China | 0.53 | N/A | 2.64 | N/A | N/A | N/A | N/A | N/A | 0.68 | 2.9 | Calorimeter Room | 4.8032 | 4.3658 | N/A | - | N/A | N/A | N/A | N/A | N/A | N/A | N/A | N/A | N/A | N/A | N/A | N/A | N/A | N/A | N/A | N/A | N/A | Single | R32 | Australia | 134810 | 2026-03-17 |  | Approved | Reverse Cycle | N/A | Yes | Class 8 | Yes | N/A | N/A | Yes | Yes | Yes | N/A | N/A | Available | N/A | N/A | http://rinnai.com.au |  | N/A |  |  | AAC5841 | Yes | Variable output compressor | Inverter | No | - | 2640 | 0.53 | - | 350 | 1450 | No | - | - | - | 484.42 | 2843.28 | Yes | 150 | 1300 | No | - | - | 2900 | 0.68 | 260 | 1450 | No | - | - | No | - | - | - | 820 | 2800 | No | - | - | - | - | - | - | - | - | No | - | - | No | - | - | 54.3 | 58.6 | 9.252 | 8.699 | 10.725 | -5.136 | -2767.301 | 67.822 | 78 | 125 | 320 | -378 | -3 | 71 | 7.5 | 7 | 9 | 4.13 | 4.664 | 5.125 | 4.387 | 4.841 | 5.123 | 919 | 340 | 50 | 294 | 152 | 32 | 2.5 | 3 | 3.5 | No | - | - | - | - | N/A | N/A | N/A | 1.05 | 4.948 | 4.2426
[SEER Non Multi-Split <=65kW] GEMS (Air Conditioners up to 65kW) Determination 2019 | MEPS 2019 | AS/NZS 3823.1.1:2012 | HONRJ35B / HINRJ35B |  | N/A | Rinnai | N/A | Non Ducted | Single Split System | Wall Hung | Air | Air | China | 0.87 | N/A | 3.5 | N/A | N/A | N/A | N/A | N/A | 1.05 | 4 | Calorimeter Room | 4.1005 | 3.9827 | N/A | - | N/A | N/A | N/A | N/A | N/A | N/A | N/A | N/A | N/A | N/A | N/A | N/A | N/A | N/A | N/A | N/A | N/A | Single | R32 | Australia | 127981 | 2025-04-22 |  | Approved | Reverse Cycle | N/A | Yes | Class 8 | Yes | N/A | N/A | Yes | Yes | Yes | N/A | N/A | Available | N/A | N/A | http://rinnai.com.au |  | N/A |  |  | AAC4810 | Yes | Variable output compressor | Inverter | No | - | 3500 | 0.87 | - | 420 | 1750 | No | - | - | - | 795.18 | 3769.5 | Yes | 230 | 1750 | No | - | - | 4000 | 1.05 | 380 | 2000 | No | - | - | No | - | - | - | 1050 | 3250 | No | - | - | - | - | - | - | - | - | No | - | - | No | - | - | 49.7 | 54.1 | 7.135 | 6.637 | 7.316 | 36.122 | 13.499 | 11.031 | 137 | 221 | 626 | 70 | 222 | 595 | 5.5 | 5 | 5.5 | 3.624 | 4.193 | 4.813 | 3.955 | 4.454 | 4.827 | 1442 | 519 | 71 | 447 | 226 | 45 | 2 | 2.5 | 3 | No | - | - | - | - | N/A | N/A | N/A | 0.5153 | 4.015 | 3.8032
[SEER Non Multi-Split <=65kW] GEMS (Air Conditioners up to 65kW) Determination 2019 | MEPS 2019 | AS/NZS 3823.1.1:2012 | HONRJ35B / HINRJ35B |  | N/A | Rinnai | N/A | Non Ducted | Single Split System | Wall Hung | Air | Air | China | 0.87 | N/A | 3.5 | N/A | N/A | N/A | N/A | N/A | 1.05 | 4 | Calorimeter Room | 4.1686 | 3.9827 | N/A | - | N/A | N/A | N/A | N/A | N/A | N/A | N/A | N/A | N/A | N/A | N/A | N/A | N/A | N/A | N/A | N/A | N/A | Single | R32 | Australia | 134840 | 2026-03-17 |  | Approved | Reverse Cycle | N/A | Yes | Class 8 | Yes | N/A | N/A | Yes | Yes | Yes | N/A | N/A | Available | N/A | N/A | http://rinnai.com.au |  | N/A |  |  | AAC5842 | Yes | Variable output compressor | Inverter | No | - | 3500 | 0.87 | - | 420 | 1800 | No | - | - | - | 795.18 | 3769.5 | Yes | 230 | 1800 | No | - | - | 4000 | 1.05 | 380 | 2000 | No | - | - | No | - | - | - | 1050 | 3250 | No | - | - | - | - | - | - | - | - | No | - | - | No | - | - | 56.8 | 61.3 | 7.036 | 6.575 | 7.333 | 32.483 | 13.298 | 10.891 | 137 | 222 | 623 | 77 | 224 | 601 | 5.5 | 5 | 5.5 | 3.624 | 4.193 | 4.813 | 3.955 | 4.454 | 4.827 | 1444 | 521 | 73 | 448 | 227 | 46 | 2 | 2.5 | 3 | No | - | - | - | - | N/A | N/A | N/A | 1.113 | 4.0057 | 3.7959
[SEER Non Multi-Split <=65kW] GEMS (Air Conditioners up to 65kW) Determination 2019 | MEPS 2019 | AS/NZS 3823.1.1:2012 | HONRJ50B / HINRJ50B |  | N/A | Rinnai | N/A | Non Ducted | Single Split System | Wall Hung | Air | Air | China | 1.2 | N/A | 5 | N/A | N/A | N/A | N/A | N/A | 1.2 | 5 | Calorimeter Room | 3.985 | 4.307 | N/A | - | N/A | N/A | N/A | N/A | N/A | N/A | N/A | N/A | N/A | N/A | N/A | N/A | N/A | N/A | N/A | N/A | N/A | Single | R32 | Australia | 127985 | 2025-04-22 |  | Approved | Reverse Cycle | N/A | Yes | Class 9 | Yes | N/A | N/A | Yes | Yes | Yes | N/A | N/A | Available | N/A | N/A | http://rinnai.com.au |  | N/A |  |  | AAC4811 | Yes | Variable output compressor | Inverter | No | - | 5000 | 1.2 | - | 500 | 2500 | No | - | - | - | 1096.8 | 5385 | Yes | 385 | 2500 | No | - | - | 5000 | 1.2 | 480 | 2500 | No | - | - | No | - | - | - | 1700 | 5100 | No | - | - | - | - | - | - | - | - | No | - | - | No | - | - | 48 | 51.5 | 5.806 | 5.553 | 5.817 | 7.959 | 6.911 | 6.492 | 241 | 379 | 1125 | 459 | 623 | 1445 | 4 | 4 | 4 | 3.899 | 4.356 | 4.785 | 4.131 | 4.522 | 4.785 | 1676 | 624 | 89 | 534 | 278 | 56 | 2 | 2.5 | 3 | No | - | - | - | - | N/A | N/A | N/A | 0.4 | 4.162 | 4.162
[SEER Non Multi-Split <=65kW] GEMS (Air Conditioners up to 65kW) Determination 2019 | MEPS 2019 | AS/NZS 3823.1.1:2012 | HONRJ50B / HINRJ50B |  | N/A | Rinnai | N/A | Non Ducted | Single Split System | Wall Hung | Air | Air | China | 1.28 | N/A | 5.2 | N/A | N/A | N/A | N/A | N/A | 1.26 | 5.2 | Calorimeter Room | 3.9809 | 4.3622 | N/A | - | N/A | N/A | N/A | N/A | N/A | N/A | N/A | N/A | N/A | N/A | N/A | N/A | N/A | N/A | N/A | N/A | N/A | Single | R32 | Australia | 134844 | 2026-03-17 |  | Approved | Reverse Cycle | N/A | Yes | Class 9 | Yes | N/A | N/A | Yes | Yes | Yes | N/A | N/A | Available | N/A | N/A | http://rinnai.com.au |  | N/A |  |  | AAC5843 | Yes | Variable output compressor | Inverter | No | - | 5200 | 1.28 | - | 470 | 2600 | Yes | 340 | 1650 | - | 1169.92 | 5600.4 | Yes | 370 | 2600 | - | 220 | 1650 | 5200 | 1.26 | 450 | 2400 | No | - | - | No | - | - | - | 1800 | 5200 | No | - | - | - | - | - | - | - | - | No | - | - | No | - | - | 60.6 | 60 | 6.146 | 5.887 | 6.163 | 11.077 | 8.625 | 7.103 | 233 | 368 | 1101 | 339 | 516 | 1371 | 4.5 | 4 | 4.5 | 3.882 | 4.38 | 4.927 | 4.173 | 4.608 | 4.937 | 1753 | 650 | 93 | 553 | 286 | 59 | 2 | 2.5 | 3 | No | - | - | - | - | N/A | N/A | N/A | 1.9 | 4.0422 | 4.1061
[SEER Non Multi-Split <=65kW] GEMS (Air Conditioners up to 65kW) Determination 2019 | MEPS 2019 | AS/NZS 3823.1.1:2012 | HONRJ70B / HINRJ70B |  | N/A | Rinnai | N/A | Non Ducted | Single Split System | Wall Hung | Air | Air | China | 2 | N/A | 7.04 | N/A | N/A | N/A | N/A | N/A | 2.4 | 8.2 | Calorimeter Room | 3.6667 | 3.6388 | N/A | - | N/A | N/A | N/A | N/A | N/A | N/A | N/A | N/A | N/A | N/A | N/A | N/A | N/A | N/A | N/A | N/A | N/A | Single | R32 | Australia | 127986 | 2025-04-22 |  | Approved | Reverse Cycle | N/A | Yes | Class 9 | Yes | N/A | N/A | Yes | Yes | Yes | N/A | N/A | Available | N/A | N/A | http://rinnai.com.au |  | N/A |  |  | AAC4813 | Yes | Variable output compressor | Inverter | No | - | 7040 | 2 | - | 790 | 3800 | No | - | - | - | 1828 | 7582.08 | Yes | 550 | 3700 | No | - | - | 8200 | 2.4 | 890 | 4300 | Yes | 400 | 2300 | No | - | - | - | 2250 | 6200 | No | - | - | - | - | - | - | - | - | No | - | - | No | - | - | 61.1 | 67.3 | 5.772 | 5.383 | 5.692 | 9.522 | 7.481 | 6.722 | 341 | 551 | 1620 | 540 | 810 | 1965 | 4 | 3.5 | 4 | 3.368 | 3.994 | 5.2 | 3.961 | 4.636 | 5.354 | 3181 | 1116 | 134 | 914 | 444 | 81 | 1.5 | 2 | 3.5 | No | - | - | - | - | N/A | N/A | N/A | 0.5153 | 3.5169 | 3.4142
[SEER Non Multi-Split <=65kW] GEMS (Air Conditioners up to 65kW) Determination 2019 | MEPS 2019 | AS/NZS 3823.1.1:2012 | HONRJ70B / HINRJ70B |  | N/A | Rinnai | N/A | Non Ducted | Single Split System | Wall Hung | Air | Air | China | 2 | N/A | 7.04 | N/A | N/A | N/A | N/A | N/A | 2.4 | 8.2 | Calorimeter Room | 3.6667 | 3.6388 | N/A | - | N/A | N/A | N/A | N/A | N/A | N/A | N/A | N/A | N/A | N/A | N/A | N/A | N/A | N/A | N/A | N/A | N/A | Single | R32 | Australia | 134851 | 2026-03-18 |  | Approved | Reverse Cycle | N/A | Yes | Class 9 | Yes | N/A | N/A | Yes | Yes | Yes | N/A | N/A | Available | N/A | N/A | http://rinnai.com.au |  | N/A |  |  | AAC5845 | Yes | Variable output compressor | Inverter | No | - | 7040 | 2 | - | 790 | 3800 | No | - | - | - | 1828 | 7582.08 | Yes | 550 | 3700 | No | - | - | 8200 | 2.4 | 890 | 4300 | Yes | 400 | 2300 | No | - | - | - | 2250 | 6200 | No | - | - | - | - | - | - | - | - | No | - | - | No | - | - | 63.7 | 63.8 | 5.698 | 5.332 | 5.675 | 9.45 | 7.443 | 6.709 | 344 | 554 | 1623 | 542 | 812 | 1968 | 4 | 3.5 | 4 | 3.368 | 3.994 | 5.2 | 3.961 | 4.636 | 5.354 | 3182 | 1119 | 136 | 915 | 445 | 83 | 1.5 | 2 | 3.5 | No | - | - | - | - | N/A | N/A | N/A | 1.314 | 3.5122 | 3.4104
[SEER Non Multi-Split <=65kW] GEMS (Air Conditioners up to 65kW) Determination 2019 | MEPS 2019 | AS/NZS 3823.1.1:2012 | HONRJ80B / HINRJ80B |  | N/A | Rinnai | N/A | Non Ducted | Single Split System | Wall Hung | Air | Air | China | 2.4 | N/A | 8 | N/A | N/A | N/A | N/A | N/A | 2.55 | 8.4 | Calorimeter Room | 3.3539 | 3.45 | N/A | - | N/A | N/A | N/A | N/A | N/A | N/A | N/A | N/A | N/A | N/A | N/A | N/A | N/A | N/A | N/A | N/A | N/A | Single | R32 | Australia | 127987 | 2025-04-22 |  | Approved | Reverse Cycle | N/A | Yes | Class 9 | Yes | N/A | N/A | Yes | Yes | Yes | N/A | N/A | Available | N/A | N/A | http://rinnai.com.au |  | N/A |  |  | AAC4812 | Yes | Variable output compressor | Inverter | No | - | 8000 | 2.4 | - | 880 | 3800 | No | - | - | - | 2193.6 | 8616 | Yes | 750 | 4100 | Yes | 270 | 1600 | 8400 | 2.55 | 940 | 4350 | Yes | 310 | 1360 | No | - | - | - | 3000 | 7300 | No | - | - | - | - | - | - | - | - | No | - | - | No | - | - | 64.7 | 65.5 | 4.581 | 4.417 | 4.713 | 5.903 | 5.43 | 5.148 | 478 | 750 | 2211 | 980 | 1258 | 2906 | 3 | 2.5 | 3 | 3.26 | 3.757 | 4.457 | 3.636 | 4.104 | 4.51 | 3376 | 1228 | 172 | 1030 | 523 | 109 | 1.5 | 2 | 2.5 | No | - | - | - | - | N/A | N/A | N/A | 5.4099 | 3.3081 | 3.2707
[SEER Non Multi-Split <=65kW] GEMS (Air Conditioners up to 65kW) Determination 2019 | MEPS 2019 | AS/NZS 3823.1.1:2012 | HONRT25B / HINRT25B |  | N/A | Rinnai | N/A | Non Ducted | Single Split System | Wall Hung | Air | Air | China | 0.53 | N/A | 2.64 | N/A | N/A | N/A | N/A | N/A | 0.68 | 2.9 | Calorimeter Room | 4.8032 | 4.3658 | N/A | - | N/A | N/A | N/A | N/A | N/A | N/A | N/A | N/A | N/A | N/A | N/A | N/A | N/A | N/A | N/A | N/A | N/A | Single | R32 | Australia | 138134 | 2026-06-25 |  | Approved | Reverse Cycle | N/A | Yes | Class 8 | Yes | N/A | N/A | Yes | Yes | Yes | N/A | N/A | Available | N/A | N/A | http://rinnai.com.au |  | N/A |  |  | AAC6111 | Yes | Variable output compressor | Inverter | No | - | 2640 | 0.53 | - | 350 | 1450 | No | - | - | - | 484.42 | 2843.28 | Yes | 150 | 1300 | No | - | - | 2900 | 0.68 | 260 | 1450 | No | - | - | No | - | - | - | 820 | 2800 | No | - | - | - | - | - | - | - | - | No | - | - | No | - | - | 54.3 | 58.6 | 9.252 | 8.699 | 10.725 | -5.136 | -2767.301 | 67.822 | 78 | 125 | 320 | -378 | -3 | 71 | 7.5 | 7 | 9 | 4.13 | 4.664 | 5.125 | 4.387 | 4.841 | 5.123 | 919 | 340 | 50 | 294 | 152 | 32 | 2.5 | 3 | 3.5 | No | - | - | - | - | N/A | N/A | N/A | 1.05 | 4.948 | 4.2426
[SEER Non Multi-Split <=65kW] GEMS (Air Conditioners up to 65kW) Determination 2019 | MEPS 2019 | AS/NZS 3823.1.1:2012 | HONRT35B / HINRT35B |  | N/A | Rinnai | N/A | Non Ducted | Single Split System | Wall Hung | Air | Air | China | 0.87 | N/A | 3.5 | N/A | N/A | N/A | N/A | N/A | 1.05 | 4 | Calorimeter Room | 4.1686 | 3.9827 | N/A | - | N/A | N/A | N/A | N/A | N/A | N/A | N/A | N/A | N/A | N/A | N/A | N/A | N/A | N/A | N/A | N/A | N/A | Single | R32 | Australia | 138223 | 2026-06-28 |  | Approved | Reverse Cycle | N/A | Yes | Class 8 | Yes | N/A | N/A | Yes | Yes | Yes | N/A | N/A | Available | N/A | N/A | http://rinnai.com.au |  | N/A |  |  | AAC6112 | Yes | Variable output compressor | Inverter | No | - | 3500 | 0.87 | - | 420 | 1800 | No | - | - | - | 795.18 | 3769.5 | Yes | 230 | 1800 | No | - | - | 4000 | 1.05 | 380 | 2000 | No | - | - | No | - | - | - | 1050 | 3250 | No | - | - | - | - | - | - | - | - | No | - | - | No | - | - | 56.8 | 61.3 | 7.036 | 6.575 | 7.333 | 32.483 | 13.298 | 10.891 | 137 | 222 | 623 | 77 | 224 | 601 | 5.5 | 5 | 5.5 | 3.624 | 4.193 | 4.813 | 3.955 | 4.454 | 4.827 | 1444 | 521 | 73 | 448 | 227 | 46 | 2 | 2.5 | 3 | No | - | - | - | - | N/A | N/A | N/A | 1.113 | 4.0057 | 3.7959
[SEER Non Multi-Split <=65kW] GEMS (Air Conditioners up to 65kW) Determination 2019 | MEPS 2019 | AS/NZS 3823.1.1:2012 | HONRT50B / HINRT50B |  | N/A | Rinnai | N/A | Non Ducted | Single Split System | Wall Hung | Air | Air | China | 1.28 | N/A | 5.2 | N/A | N/A | N/A | N/A | N/A | 1.26 | 5.2 | Calorimeter Room | 3.9809 | 4.3622 | N/A | - | N/A | N/A | N/A | N/A | N/A | N/A | N/A | N/A | N/A | N/A | N/A | N/A | N/A | N/A | N/A | N/A | N/A | Single | R32 | Australia | 138224 | 2026-06-25 |  | Approved | Reverse Cycle | N/A | Yes | Class 9 | Yes | N/A | N/A | Yes | Yes | Yes | N/A | N/A | Available | N/A | N/A | http://rinnai.com.au |  | N/A |  |  | AAC6110 | Yes | Variable output compressor | Inverter | No | - | 5200 | 1.28 | - | 470 | 2600 | Yes | 340 | 1650 | - | 1169.92 | 5600.4 | Yes | 370 | 2600 | - | 220 | 1650 | 5200 | 1.26 | 450 | 2400 | No | - | - | No | - | - | - | 1800 | 5200 | No | - | - | - | - | - | - | - | - | No | - | - | No | - | - | 60.6 | 60 | 6.146 | 5.887 | 6.163 | 11.077 | 8.625 | 7.103 | 233 | 368 | 1101 | 339 | 516 | 1371 | 4.5 | 4 | 4.5 | 3.882 | 4.38 | 4.927 | 4.173 | 4.608 | 4.937 | 1753 | 650 | 93 | 553 | 286 | 59 | 2 | 2.5 | 3 | No | - | - | - | - | N/A | N/A | N/A | 1.9 | 4.0422 | 4.1061
[SEER Non Multi-Split <=65kW] GEMS (Air Conditioners up to 65kW) Determination 2019 | MEPS 2019 | AS/NZS 3823.1.1:2012 | HONRT70B / HINRT70B |  | N/A | Rinnai | N/A | Non Ducted | Single Split System | Wall Hung | Air | Air | China | 2 | N/A | 7.04 | N/A | N/A | N/A | N/A | N/A | 2.4 | 8.2 | Calorimeter Room | 3.6667 | 3.6388 | N/A | - | N/A | N/A | N/A | N/A | N/A | N/A | N/A | N/A | N/A | N/A | N/A | N/A | N/A | N/A | N/A | N/A | N/A | Single | R32 | Australia | 138226 | 2026-06-25 |  | Approved | Reverse Cycle | N/A | Yes | Class 9 | Yes | N/A | N/A | Yes | Yes | Yes | N/A | N/A | Available | N/A | N/A | http://rinnai.com.au |  | N/A |  |  | AAC6109 | Yes | Variable output compressor | Inverter | No | - | 7040 | 2 | - | 790 | 3800 | No | - | - | - | 1828 | 7582.08 | Yes | 550 | 3700 | No | - | - | 8200 | 2.4 | 890 | 4300 | Yes | 400 | 2300 | No | - | - | - | 2250 | 6200 | No | - | - | - | - | - | - | - | - | No | - | - | No | - | - | 63.7 | 63.8 | 5.698 | 5.332 | 5.675 | 9.45 | 7.443 | 6.709 | 344 | 554 | 1623 | 542 | 812 | 1968 | 4 | 3.5 | 4 | 3.368 | 3.994 | 5.2 | 3.961 | 4.636 | 5.354 | 3182 | 1119 | 136 | 915 | 445 | 83 | 1.5 | 2 | 3.5 | No | - | - | - | - | N/A | N/A | N/A | 1.314 | 3.5122 | 3.4104
[SEER Non Multi-Split <=65kW] GEMS (Air Conditioners up to 65kW) Determination 2019 | MEPS 2019 | AS/NZS 3823.1.1:2012 | HONRT80B / HINRT80B |  | N/A | Rinnai | N/A | Non Ducted | Single Split System | Wall Hung | Air | Air | China | 2.4 | N/A | 8 | N/A | N/A | N/A | N/A | N/A | 2.55 | 8.4 | Calorimeter Room | 3.3539 | 3.45 | N/A | - | N/A | N/A | N/A | N/A | N/A | N/A | N/A | N/A | N/A | N/A | N/A | N/A | N/A | N/A | N/A | N/A | N/A | Single | R32 | Australia | 138230 | 2026-06-28 |  | Approved | Reverse Cycle | N/A | Yes | Class 9 | Yes | N/A | N/A | Yes | Yes | Yes | N/A | N/A | Available | N/A | N/A | http://rinnai.com.au |  | N/A |  |  | AAC6115 | Yes | Variable output compressor | Inverter | No | - | 8000 | 2.4 | - | 880 | 3800 | No | - | - | - | 2193.6 | 8616 | Yes | 750 | 4100 | Yes | 270 | 1600 | 8400 | 2.55 | 940 | 4350 | Yes | 310 | 1360 | No | - | - | - | 3000 | 7300 | No | - | - | - | - | - | - | - | - | No | - | - | No | - | - | 64.7 | 65.5 | 4.581 | 4.417 | 4.713 | 5.903 | 5.43 | 5.148 | 478 | 750 | 2211 | 980 | 1258 | 2906 | 3 | 2.5 | 3 | 3.26 | 3.757 | 4.457 | 3.636 | 4.104 | 4.51 | 3376 | 1228 | 172 | 1030 | 523 | 109 | 1.5 | 2 | 2.5 | No | - | - | - | - | N/A | N/A | N/A | 5.4099 | 3.3081 | 3.2707
AS/NZS 3823.2:2013 [Non Multi-Split] | NZ MEPS April 2013 | AS/NZS 3823.1.1:2012 | HSNRG51A11 |  | N/A | Rinnai | 0.693 | Non Ducted | Single Split System | Wall Hung | Air | Air | China | 1.5 | 4.232 | 4.925 | 250 | 0 | 0 | 0 | 420 | 1.45 | 5.5 | Calorimeter Room | 3.3345 | 3.6074 | No | 0 | N/A | 3.6 | 3.6 | 0 | 0 | N/A | N/A | N/A | 3.3072 | 3.5782 | N/A | N/A | 2.1144 | 2.6565 | 2 | 2.5 | Calorimeter Room | Single | R410A | New Zealand | 121621 | 2119-05-15 | 2021-06-30 | Superseded | Reverse Cycle | 750 | No | Class 4 | No | - | No | - | - | - | - | 3.3345 | Unavailable | N/A | N/A |  | https://rinnai.co.nz/ | - |  | https://reg.energyrating.gov.au/static/common/images/star_ratings_2014/aircon_rating_2_2.5.png | ZAC0629 | N/A | - | - | N/A | N/A | N/A | 1.5 | N/A | N/A | N/A | N/A | N/A | N/A | N/A | N/A | N/A | N/A | N/A | N/A | N/A | N/A | N/A | N/A | 1.45 | N/A | N/A | N/A | N/A | N/A | N/A | N/A | N/A | N/A | N/A | N/A | N/A | N/A | N/A | N/A | N/A | N/A | N/A | N/A | N/A | N/A | N/A | N/A | N/A | N/A | N/A | N/A | N/A | N/A | N/A | N/A | N/A | N/A | N/A | N/A | N/A | N/A | N/A | N/A | N/A | N/A | N/A | N/A | N/A | N/A | N/A | N/A | N/A | N/A | N/A | N/A | N/A | N/A | N/A | N/A | N/A | N/A | N/A | N/A | N/A | N/A | N/A | N/A | N/A | N/A | N/A | N/A | 3.2569 | 3.7615
[SEER Non Multi-Split <=65kW] GEMS (Air Conditioners up to 65kW) Determination 2019 | MEPS 2019 | AS/NZS 3823.1.1:2012 | HSNRP20 |  | N/A | RINNAI | N/A | Non Ducted | Single Split System | Wall Hung | Air | Air | China | 0.43 | N/A | 2 | N/A | N/A | N/A | N/A | N/A | 0.46 | 2.25 | Calorimeter Room | 4.6975 | 4.8242 | N/A | - | N/A | N/A | N/A | N/A | N/A | N/A | N/A | N/A | N/A | N/A | N/A | N/A | N/A | N/A | N/A | N/A | N/A | Single | R32 | Australia,Fiji,New Zealand | 138203 | 2026-05-11 |  | Approved | Reverse Cycle | N/A | Yes | Class 8 | Yes | N/A | N/A | N/A | N/A | N/A | N/A | N/A | Available | N/A | N/A | http://www.rinnai.com.au | http://www.rinnai.com.au | N/A |  |  | AAC5978 | Yes | Variable output compressor | Inverter | No | - | 2000 | 0.43 | - | 200 | 1000 | Yes | 165 | 745 | - | 393.02 | 2154 | Yes | 140 | 1180 | - | 110 | 915 | 2250 | 0.46 | 200 | 1100 | Yes | 155 | 860 | Yes | 940 | 2850 | No | - | - | No | - | - | - | - | - | No | - | - | No | - | - | No | - | - | 53 | 54 | 7.3 | 6.931 | 7.534 | 13.711 | 10.498 | 9.153 | 76 | 120 | 346 | 105 | 163 | 409 | 5.5 | 5 | 6 | 4.586 | 4.909 | 5.287 | 4.762 | 5.04 | 5.266 | 642 | 250 | 37 | 210 | 113 | 24 | 3 | 3 | 3.5 | No | - | - | - | - | N/A | N/A | N/A | 0.6 | 4.6293 | 4.8698
[SEER Non Multi-Split <=65kW] GEMS (Air Conditioners up to 65kW) Determination 2019 | MEPS 2019 | AS/NZS 3823.1.1:2012 | HSNRP26 |  | N/A | RINNAI | N/A | Non Ducted | Single Split System | Wall Hung | Air | Air | China | 0.53 | N/A | 2.65 | N/A | N/A | N/A | N/A | N/A | 0.51 | 2.7 | Calorimeter Room | 4.9618 | 5.3465 | N/A | - | N/A | N/A | N/A | N/A | N/A | N/A | N/A | N/A | N/A | N/A | N/A | N/A | N/A | N/A | N/A | N/A | N/A | Single | R32 | Australia,Fiji,New Zealand | 138205 | 2026-05-11 |  | Approved | Reverse Cycle | N/A | Yes | Class 8 | Yes | N/A | N/A | N/A | N/A | N/A | N/A | N/A | Available | N/A | N/A | http://www.rinnai.com.au | http://www.rinnai.com.au | N/A |  |  | AAC5979 | Yes | Variable output compressor | Inverter | No | - | 2650 | 0.53 | - | 230 | 1300 | Yes | 180 | 990 | - | 484.42 | 2854.05 | Yes | 150 | 1290 | - | 115 | 1080 | 2700 | 0.51 | 220 | 1320 | Yes | 160 | 965 | Yes | 1130 | 3470 | No | - | - | No | - | - | - | - | - | No | - | - | No | - | - | No | - | - | 55 | 57 | 7.887 | 7.497 | 8.018 | 16.555 | 11.782 | 10.066 | 93 | 148 | 432 | 116 | 193 | 493 | 6 | 5.5 | 6.5 | 4.961 | 5.345 | 5.79 | 5.175 | 5.505 | 5.767 | 712 | 276 | 41 | 231 | 124 | 26 | 3 | 3.5 | 4 | No | - | - | - | - | N/A | N/A | N/A | 0.6 | 4.9809 | 5.2731
[SEER Non Multi-Split <=65kW] GEMS (Air Conditioners up to 65kW) Determination 2019 | MEPS 2019 | AS/NZS 3823.1.1:2012 | HSNRP26B |  | N/A | RINNAI | N/A | Non Ducted | Single Split System | Wall Hung | Air | Air | China | 0.53 | N/A | 2.65 | N/A | N/A | N/A | N/A | N/A | 0.51 | 2.7 | Calorimeter Room | 5.0357 | 5.155 | N/A | - | N/A | N/A | N/A | N/A | N/A | N/A | N/A | N/A | N/A | N/A | N/A | N/A | N/A | N/A | N/A | N/A | N/A | Single | R32 | Australia,Fiji,New Zealand | 156209 | 2028-08-15 |  | Approved | Reverse Cycle | N/A | Yes | Class 8 | Yes | N/A | N/A | N/A | N/A | N/A | N/A | N/A | Available | N/A | N/A | http://rinnai.com.au | http://www.rinnai.com.au | N/A |  |  | AAC7708 | Yes | Variable output compressor | Inverter | No | - | 2650 | 0.53 | - | 230 | 1300 | Yes | 180 | 990 | - | 484.42 | 2854.05 | Yes | 150 | 1290 | - | 115 | 1080 | 2700 | 0.51 | 220 | 1320 | Yes | 160 | 965 | Yes | 1130 | 3470 | No | - | - | No | - | - | - | - | - | No | - | - | No | - | - | No | - | - | 55.3 | 57.8 | 7.887 | 7.497 | 8.018 | 16.555 | 11.782 | 10.066 | 93 | 148 | 432 | 116 | 193 | 493 | 6 | 5.5 | 6.5 | 4.961 | 5.345 | 5.79 | 5.175 | 5.505 | 5.767 | 712 | 276 | 41 | 231 | 124 | 26 | 3 | 3.5 | 4 | No | - | - | - | - | N/A | N/A | N/A | 0.6 | 4.9809 | 5.2731
[SEER Non Multi-Split <=65kW] GEMS (Air Conditioners up to 65kW) Determination 2019 | MEPS 2019 | AS/NZS 3823.1.1:2012 | HSNRP35 |  | N/A | RINNAI | N/A | Non Ducted | Single Split System | Wall Hung | Air | Air | China | 0.82 | N/A | 3.55 | N/A | N/A | N/A | N/A | N/A | 0.92 | 4 | Calorimeter Room | 4.2683 | 4.4312 | N/A | - | N/A | N/A | N/A | N/A | N/A | N/A | N/A | N/A | N/A | N/A | N/A | N/A | N/A | N/A | N/A | N/A | N/A | Single | R32 | Australia,Fiji,New Zealand | 138206 | 2026-05-11 |  | Approved | Reverse Cycle | N/A | Yes | Class 8 | Yes | N/A | N/A | N/A | N/A | N/A | N/A | N/A | Available | N/A | N/A | http://www.rinnai.com.au | http://www.rinnai.com.au | N/A |  |  | AAC5983 | Yes | Variable output compressor | Inverter | No | - | 3550 | 0.82 | - | 330 | 1800 | Yes | 170 | 800 | - | 749.48 | 3823.35 | Yes | 230 | 1730 | - | 140 | 1160 | 4000 | 0.92 | 340 | 2000 | Yes | 160 | 965 | Yes | 1020 | 3190 | No | - | - | No | - | - | - | - | - | No | - | - | No | - | - | No | - | - | 56 | 56 | 6.622 | 6.3 | 6.683 | 10.346 | 8.634 | 7.834 | 148 | 235 | 694 | 249 | 352 | 849 | 5 | 4.5 | 5 | 4.001 | 4.837 | 5.842 | 4.536 | 5.305 | 5.9 | 1308 | 452 | 60 | 391 | 191 | 38 | 2.5 | 3 | 4 | No | - | - | - | - | N/A | N/A | N/A | 1 | 4.3115 | 4.3319
[SEER Non Multi-Split <=65kW] GEMS (Air Conditioners up to 65kW) Determination 2019 | MEPS 2019 | AS/NZS 3823.1.1:2012 | HSNRP35B |  | N/A | RINNAI | N/A | Non Ducted | Single Split System | Wall Hung | Air | Air | China | 0.79 | N/A | 3.5 | N/A | N/A | N/A | N/A | N/A | 0.83 | 3.8 | Calorimeter Room | 4.3932 | 4.4562 | N/A | - | N/A | N/A | N/A | N/A | N/A | N/A | N/A | N/A | N/A | N/A | N/A | N/A | N/A | N/A | N/A | N/A | N/A | Single | R32 | Australia,Fiji,New Zealand | 156212 | 2028-08-15 |  | Approved | Reverse Cycle | N/A | Yes | Class 8 | Yes | N/A | N/A | N/A | N/A | N/A | N/A | N/A | Available | N/A | N/A | http://rinnai.com.au | http://www.rinnai.com.au | N/A |  |  | AAC7709 | Yes | Variable output compressor | Inverter | No | - | 3500 | 0.79 | - | 315 | 1835 | Yes | 182 | 1000 | - | 722.06 | 3769.5 | Yes | 250 | 1900 | - | 112 | 1025 | 3800 | 0.83 | 310 | 1870 | Yes | 160 | 1070 | Yes | 1090 | 3570 | No | - | - | No | - | - | - | - | - | No | - | - | No | - | - | No | - | - | 56.4 | 58.5 | 7.07 | 6.763 | 6.997 | 15.297 | 10.732 | 8.286 | 137 | 217 | 654 | 166 | 279 | 791 | 5.5 | 5 | 5 | 4.501 | 5.216 | 6.231 | 5.052 | 5.759 | 6.333 | 1104 | 398 | 53 | 333 | 167 | 33 | 3 | 3.5 | 4.5 | No | - | - | - | - | N/A | N/A | N/A | 0.768 | 4.4159 | 4.564
[SEER Non Multi-Split <=65kW] GEMS (Air Conditioners up to 65kW) Determination 2019 | MEPS 2019 | AS/NZS 3823.1.1:2012 | HSNRP50 |  | N/A | RINNAI | N/A | Non Ducted | Single Split System | Wall Hung | Air | Air | China | 1.3 | N/A | 5 | N/A | N/A | N/A | N/A | N/A | 1.35 | 5.2 | Calorimeter Room | 3.9219 | 3.9543 | N/A | - | N/A | N/A | N/A | N/A | N/A | N/A | N/A | N/A | N/A | N/A | N/A | N/A | N/A | N/A | N/A | N/A | N/A | Single | R32 | Australia,Fiji,New Zealand | 138212 | 2026-05-11 |  | Approved | Reverse Cycle | N/A | Yes | Class 9 | Yes | N/A | N/A | N/A | N/A | N/A | N/A | N/A | Available | N/A | N/A | http://www.rinnai.com.au | http://www.rinnai.com.au | N/A |  |  | AAC5984 | Yes | Variable output compressor | Inverter | No | - | 5000 | 1.3 | - | 535 | 2600 | Yes | 495 | 2350 | - | 1188.2 | 5385 | Yes | 395 | 2730 | - | 320 | 2340 | 5200 | 1.35 | 530 | 2600 | Yes | 460 | 2310 | Yes | 1755 | 4700 | No | - | - | No | - | - | - | - | - | No | - | - | No | - | - | No | - | - | 57 | 65 | 6.152 | 5.82 | 6.15 | 11.471 | 8.667 | 7.292 | 226 | 360 | 1063 | 317 | 495 | 1285 | 4.5 | 4 | 4.5 | 3.622 | 4.137 | 4.667 | 3.909 | 4.352 | 4.67 | 1877 | 685 | 96 | 589 | 301 | 60 | 2 | 2.5 | 3 | No | - | - | - | - | N/A | N/A | N/A | 1 | 3.8362 | 3.8422
[SEER Non Multi-Split <=65kW] GEMS (Air Conditioners up to 65kW) Determination 2019 | MEPS 2019 | AS/NZS 3823.1.1:2012 | HSNRP50B |  | N/A | RINNAI | N/A | Non Ducted | Single Split System | Wall Hung | Air | Air | China | 1.28 | N/A | 5 | N/A | N/A | N/A | N/A | N/A | 1.34 | 5.4 | Calorimeter Room | 3.9435 | 4.1202 | N/A | - | N/A | N/A | N/A | N/A | N/A | N/A | N/A | N/A | N/A | N/A | N/A | N/A | N/A | N/A | N/A | N/A | N/A | Single | R32 | Australia,Fiji,New Zealand | 156213 | 2028-08-19 |  | Approved | Reverse Cycle | N/A | Yes | Class 9 | Yes | N/A | N/A | N/A | N/A | N/A | N/A | N/A | Available | N/A | N/A | http://rinnai.com.au | http://www.rinnai.com.au | N/A |  |  | AAC7713 | Yes | Variable output compressor | Inverter | No | - | 5000 | 1.28 | - | 530 | 2590 | Yes | 480 | 2330 | - | 1169.92 | 5385 | Yes | 380 | 2670 | - | 320 | 2300 | 5400 | 1.34 | 520 | 2690 | Yes | 460 | 2420 | Yes | 1849 | 4830 | No | - | - | No | - | - | - | - | - | No | - | - | No | - | - | No | - | - | 59.8 | 65.2 | 6.171 | 5.83 | 6.188 | 10.954 | 8.442 | 7.34 | 225 | 360 | 1056 | 332 | 508 | 1277 | 4.5 | 4 | 4.5 | 3.708 | 4.309 | 4.887 | 4.028 | 4.54 | 4.89 | 1904 | 683 | 95 | 593 | 300 | 60 | 2 | 2.5 | 3 | No | - | - | - | - | N/A | N/A | N/A | 1 | 3.896 | 4.0197
[SEER Non Multi-Split <=65kW] GEMS (Air Conditioners up to 65kW) Determination 2019 | MEPS 2019 | AS/NZS 3823.1.1:2012 | HSNRP60 |  | N/A | RINNAI | N/A | Non Ducted | Single Split System | Wall Hung | Air | Air | China | 1.8 | N/A | 6 | N/A | N/A | N/A | N/A | N/A | 1.7 | 6.2 | Calorimeter Room | 3.3628 | 3.5993 | N/A | - | N/A | N/A | N/A | N/A | N/A | N/A | N/A | N/A | N/A | N/A | N/A | N/A | N/A | N/A | N/A | N/A | N/A | Single | R32 | Australia,Fiji,New Zealand | 138214 | 2026-05-11 |  | Approved | Reverse Cycle | N/A | Yes | Class 9 | Yes | N/A | N/A | N/A | N/A | N/A | N/A | N/A | Available | N/A | N/A | http://www.rinnai.com.au | http://www.rinnai.com.au | N/A |  |  | AAC5985 | Yes | Variable output compressor | Inverter | No | - | 6000 | 1.8 | - | 660 | 3000 | Yes | 580 | 2750 | - | 1645.2 | 6462 | Yes | 500 | 3170 | - | 325 | 2320 | 6200 | 1.7 | 605 | 3000 | Yes | 460 | 2310 | Yes | 1755 | 4700 | No | - | - | No | - | - | - | - | - | No | - | - | No | - | - | No | - | - | 59 | 66 | 5.746 | 5.4 | 5.627 | -10.468 | 9.987 | 7.269 | 291 | 467 | 1395 | -421 | 516 | 1548 | 4 | 3.5 | 4 | 3.32 | 3.95 | 4.749 | 3.607 | 4.293 | 4.759 | 2441 | 855 | 112 | 760 | 364 | 70 | 1.5 | 2 | 3 | No | - | - | - | - | N/A | N/A | N/A | 1 | 3.3271 | 3.6398
[SEER Non Multi-Split <=65kW] GEMS (Air Conditioners up to 65kW) Determination 2019 | MEPS 2019 | AS/NZS 3823.1.1:2012 | HSNRP60B |  | N/A | RINNAI | N/A | Non Ducted | Single Split System | Wall Hung | Air | Air | China | 1.75 | N/A | 6 | N/A | N/A | N/A | N/A | N/A | 1.686 | 6.5 | Calorimeter Room | 3.4401 | 3.7926 | N/A | - | N/A | N/A | N/A | N/A | N/A | N/A | N/A | N/A | N/A | N/A | N/A | N/A | N/A | N/A | N/A | N/A | N/A | Single | R32 | Australia,Fiji,New Zealand | 156215 | 2028-08-19 |  | Approved | Reverse Cycle | N/A | Yes | Class 9 | Yes | N/A | N/A | N/A | N/A | N/A | N/A | N/A | Available | N/A | N/A | http://rinnai.com.au | http://www.rinnai.com.au | N/A |  |  | AAC7714 | Yes | Variable output compressor | Inverter | No | - | 6000 | 1.75 | - | 647 | 3122 | Yes | 575 | 2805 | - | 1599.5 | 6462 | Yes | 495 | 3293 | - | 321 | 2339 | 6500 | 1.686 | 575 | 3200 | Yes | 460 | 2420 | Yes | 1790 | 4896 | No | - | - | No | - | - | - | - | - | No | - | - | No | - | - | No | - | - | 59.8 | 65.2 | 5.988 | 5.612 | 5.859 | -12.491 | 10.668 | 7.666 | 279 | 449 | 1339 | -353 | 483 | 1467 | 4 | 4 | 4 | 3.479 | 4.212 | 5.069 | 3.783 | 4.541 | 5.045 | 2442 | 841 | 110 | 760 | 360 | 70 | 1.5 | 2.5 | 3.5 | No | - | - | - | - | N/A | N/A | N/A | 1 | 3.422 | 3.8476
[SEER Non Multi-Split <=65kW] GEMS (Air Conditioners up to 65kW) Determination 2019 | MEPS 2019 | AS/NZS 3823.1.1:2012 | HSNRP70 |  | N/A | RINNAI | N/A | Non Ducted | Single Split System | Wall Hung | Air | Air | China | 1.95 | N/A | 7 | N/A | N/A | N/A | N/A | N/A | 1.95 | 7.5 | Calorimeter Room | 3.5783 | 3.8353 | N/A | - | N/A | N/A | N/A | N/A | N/A | N/A | N/A | N/A | N/A | N/A | N/A | N/A | N/A | N/A | N/A | N/A | N/A | Single | R32 | Australia,Fiji,New Zealand | 138215 | 2026-05-11 |  | Approved | Reverse Cycle | N/A | Yes | Class 9 | Yes | N/A | N/A | N/A | N/A | N/A | N/A | N/A | Available | N/A | N/A | http://www.rinnai.com.au | http://www.rinnai.com.au | N/A |  |  | AAC5980 | Yes | Variable output compressor | Inverter | No | - | 7000 | 1.95 | - | 740 | 3600 | Yes | 710 | 3360 | - | 1782.3 | 7539 | Yes | 625 | 3920 | - | 500 | 3280 | 7500 | 1.95 | 740 | 3800 | Yes | 415 | 2130 | Yes | 2860 | 6320 | No | - | - | No | - | - | - | - | - | No | - | - | No | - | - | No | - | - | 63 | 65 | 5.551 | 5.252 | 5.488 | 8.559 | 7.094 | 6.213 | 352 | 560 | 1669 | 596 | 848 | 2113 | 4 | 3.5 | 3.5 | 3.44 | 4.172 | 4.997 | 3.875 | 4.514 | 5.002 | 2849 | 979 | 128 | 855 | 418 | 81 | 1.5 | 2.5 | 3 | No | - | - | - | - | N/A | N/A | N/A | 1 | 3.5835 | 3.8395
[SEER Non Multi-Split <=65kW] GEMS (Air Conditioners up to 65kW) Determination 2019 | MEPS 2019 | AS/NZS 3823.1.1:2012 | HSNRP70B |  | N/A | RINNAI | N/A | Non Ducted | Single Split System | Wall Hung | Air | Air | China | 1.92 | N/A | 7.15 | N/A | N/A | N/A | N/A | N/A | 1.99 | 7.8 | Calorimeter Room | 3.5353 | 3.7408 | N/A | - | N/A | N/A | N/A | N/A | N/A | N/A | N/A | N/A | N/A | N/A | N/A | N/A | N/A | N/A | N/A | N/A | N/A | Single | R32 | Australia,Fiji,New Zealand | 156217 | 2028-08-19 |  | Approved | Reverse Cycle | N/A | Yes | Class 9 | Yes | N/A | N/A | N/A | N/A | N/A | N/A | N/A | Available | N/A | N/A | http://rinnai.com.au | http://www.rinnai.com.au | N/A |  |  | AAC7715 | Yes | Variable output compressor | Inverter | No | - | 7150 | 1.92 | - | 720 | 3300 | Yes | 630 | 2860 | - | 1754.88 | 7700.55 | Yes | 620 | 3700 | - | 490 | 3100 | 7800 | 1.99 | 750 | 3790 | Yes | 460 | 2380 | Yes | 2970 | 7780 | No | - | - | No | - | - | - | - | - | No | - | - | No | - | - | No | - | - | 62.2 | 65 | 5.373 | 5.14 | 5.355 | 7.53 | 6.571 | 5.947 | 371 | 585 | 1747 | 693 | 935 | 2255 | 3.5 | 3.5 | 3.5 | 3.817 | 4.32 | 4.97 | 4.16 | 4.614 | 4.983 | 2671 | 983 | 134 | 829 | 425 | 84 | 2 | 2.5 | 3 | No | - | - | - | - | N/A | N/A | N/A | 1 | 3.7174 | 3.913
[SEER Non Multi-Split <=65kW] GEMS (Air Conditioners up to 65kW) Determination 2019 | MEPS 2019 | AS/NZS 3823.1.1:2012 | HSNRP80 |  | N/A | RINNAI | N/A | Non Ducted | Single Split System | Wall Hung | Air | Air | China | 2.35 | N/A | 8 | N/A | N/A | N/A | N/A | N/A | 2.25 | 8.5 | Calorimeter Room | 3.42 | 3.7006 | N/A | - | N/A | N/A | N/A | N/A | N/A | N/A | N/A | N/A | N/A | N/A | N/A | N/A | N/A | N/A | N/A | N/A | N/A | Single | R32 | Australia,Fiji,New Zealand | 138216 | 2026-05-11 |  | Approved | Reverse Cycle | N/A | Yes | Class 9 | Yes | N/A | N/A | N/A | N/A | N/A | N/A | N/A | Available | N/A | N/A | http://www.rinnai.com.au | http://www.rinnai.com.au | N/A |  |  | AAC5986 | Yes | Variable output compressor | Inverter | No | - | 8000 | 2.35 | - | 885 | 4100 | Yes | 780 | 3790 | - | 2147.9 | 8616 | Yes | 690 | 4250 | - | 500 | 3280 | 8500 | 2.25 | 800 | 4100 | Yes | 415 | 2130 | Yes | 2860 | 6320 | No | - | - | No | - | - | - | - | - | No | - | - | No | - | - | No | - | - | 64 | 67 | 5.464 | 5.152 | 5.369 | 10.197 | 7.493 | 6.258 | 409 | 653 | 1950 | 572 | 918 | 2398 | 3.5 | 3.5 | 3.5 | 3.178 | 3.938 | 5.012 | 3.589 | 4.428 | 5.041 | 3495 | 1175 | 145 | 1046 | 483 | 91 | 1.5 | 2 | 3.5 | No | - | - | - | - | N/A | N/A | N/A | 1 | 3.3994 | 3.7721
[SEER Non Multi-Split <=65kW] GEMS (Air Conditioners up to 65kW) Determination 2019 | MEPS 2019 | AS/NZS 3823.1.1:2012 | HSNRP80B |  | N/A | RINNAI | N/A | Non Ducted | Single Split System | Wall Hung | Air | Air | China | 2.2 | N/A | 7.8 | N/A | N/A | N/A | N/A | N/A | 2.28 | 8.3 | Calorimeter Room | 3.3973 | 3.6166 | N/A | - | N/A | N/A | N/A | N/A | N/A | N/A | N/A | N/A | N/A | N/A | N/A | N/A | N/A | N/A | N/A | N/A | N/A | Single | R32 | Australia,Fiji,New Zealand | 156222 | 2028-08-15 |  | Approved | Reverse Cycle | N/A | Yes | Class 9 | Yes | N/A | N/A | N/A | N/A | N/A | N/A | N/A | Available | N/A | N/A | http://rinnai.com.au | http://www.rinnai.com.au | N/A |  |  | AAC7710 | Yes | Variable output compressor | Inverter | No | - | 7800 | 2.2 | - | 780 | 3790 | Yes | 665 | 3100 | - | 2010.8 | 8400.6 | Yes | 686 | 4165 | - | 480 | 3260 | 8300 | 2.28 | 800 | 4020 | Yes | 460 | 2380 | Yes | 2979 | 7782 | No | - | - | No | - | - | - | - | - | No | - | - | No | - | - | No | - | - | 64.6 | 66.5 | 5.479 | 5.207 | 5.382 | 8.314 | 7.021 | 6.025 | 398 | 630 | 1897 | 684 | 955 | 2429 | 3.5 | 3.5 | 3.5 | 3.659 | 4.197 | 4.955 | 4.059 | 4.557 | 4.99 | 2964 | 1077 | 143 | 904 | 458 | 89 | 2 | 2.5 | 3 | No | - | - | - | - | N/A | N/A | N/A | 1 | 3.54 | 3.635
AS/NZS 3823.2:2013 [Non Multi-Split] | NZ MEPS April 2013 | AS/NZS 3823.1.1:2012 | HSNRQ25B |  | N/A | Rinnai | 0.05 | Non Ducted | Single Split System | Wall Hung | Air | Air | China | 0.525 | 2.45 | 2.5 | 250 | 0 | 0 | 0 | 310 | 0.525 | 2.5 | Calorimeter Room | 4.8115 | 4.9117 | No | 0 | N/A | 0.2 | 0.2 | 0 | 0 | N/A | N/A | N/A | 4.8053 | 4.9054 | N/A | N/A | 5.1106 | 5.3108 | 5 | 5 | Calorimeter Room | Single | R32 | New Zealand | 120279 | 2119-04-15 | 2021-06-30 | Superseded | Reverse Cycle | 940 | No | Class 3 | No | - | No | - | - | - | - | 4.8115 | Unavailable | N/A | N/A |  | https://rinnai.co.nz/ | - |  | https://reg.energyrating.gov.au/static/common/images/star_ratings_2014/aircon_rating_5_5.png | ZAC0626 | N/A | - | - | N/A | N/A | N/A | 0.525 | N/A | N/A | N/A | N/A | N/A | N/A | N/A | N/A | N/A | N/A | N/A | N/A | N/A | N/A | N/A | N/A | 0.525 | N/A | N/A | N/A | N/A | N/A | N/A | N/A | N/A | N/A | N/A | N/A | N/A | N/A | N/A | N/A | N/A | N/A | N/A | N/A | N/A | N/A | N/A | N/A | N/A | N/A | N/A | N/A | N/A | N/A | N/A | N/A | N/A | N/A | N/A | N/A | N/A | N/A | N/A | N/A | N/A | N/A | N/A | N/A | N/A | N/A | N/A | N/A | N/A | N/A | N/A | N/A | N/A | N/A | N/A | N/A | N/A | N/A | N/A | N/A | N/A | N/A | N/A | N/A | N/A | N/A | N/A | N/A | 4.7558 | 4.7558
AS/NZS 3823.2:2013 [Non Multi-Split] | NZ MEPS April 2013 | AS/NZS 3823.1.1:2012 | HSNRQ35B |  | N/A | Rinnai | 0.07 | Non Ducted | Single Split System | Wall Hung | Air | Air | China | 0.74 | 3.33 | 3.4 | 250 | 0 | 0 | 0 | 350 | 0.74 | 3.5 | Calorimeter Room | 4.8479 | 4.8709 | No | 0 | N/A | 0.3 | 0.3 | 0 | 0 | N/A | N/A | N/A | 4.8413 | 4.8645 | N/A | N/A | 5.1826 | 5.229 | 5 | 5 | Calorimeter Room | Single | R32 | New Zealand | 120102 | 2119-04-15 | 2021-06-30 | Superseded | Reverse Cycle | 1000 | No | Class 3 | No | - | No | - | - | - | - | 4.8479 | Unavailable | N/A | N/A |  | https://rinnai.co.nz/ | - |  | https://reg.energyrating.gov.au/static/common/images/star_ratings_2014/aircon_rating_5_5.png | ZAC0625 | N/A | - | - | N/A | N/A | N/A | 0.74 | N/A | N/A | N/A | N/A | N/A | N/A | N/A | N/A | N/A | N/A | N/A | N/A | N/A | N/A | N/A | N/A | 0.74 | N/A | N/A | N/A | N/A | N/A | N/A | N/A | N/A | N/A | N/A | N/A | N/A | N/A | N/A | N/A | N/A | N/A | N/A | N/A | N/A | N/A | N/A | N/A | N/A | N/A | N/A | N/A | N/A | N/A | N/A | N/A | N/A | N/A | N/A | N/A | N/A | N/A | N/A | N/A | N/A | N/A | N/A | N/A | N/A | N/A | N/A | N/A | N/A | N/A | N/A | N/A | N/A | N/A | N/A | N/A | N/A | N/A | N/A | N/A | N/A | N/A | N/A | N/A | N/A | N/A | N/A | N/A | 4.5883 | 4.7233
AS/NZS 3823.2:2013 [Non Multi-Split] | NZ MEPS April 2013 | AS/NZS 3823.1.1:2012 | HSNRQ50B |  | N/A | Rinnai | 0.26 | Non Ducted | Single Split System | Wall Hung | Air | Air | China | 1.2 | 4.94 | 5.2 | 250 | 0 | 0 | 0 | 350 | 1.21 | 5.2 | Calorimeter Room | 4.436 | 4.4258 | No | 0 | N/A | 0.3 | 0.3 | 0 | 0 | N/A | N/A | N/A | 4.432 | 4.422 | N/A | N/A | 4.364 | 4.3439 | 4 | 4 | Calorimeter Room | Single | R32 | New Zealand | 120098 | 2119-04-15 | 2021-06-30 | Superseded | Reverse Cycle | 1000 | Yes | Class 4 | No | - | No | - | - | - | - | 4.436 | Unavailable | N/A | N/A |  | https://rinnai.co.nz/ | - |  | https://reg.energyrating.gov.au/static/common/images/star_ratings_2014/aircon_rating_4_4.png | ZAC0624 | N/A | - | - | N/A | N/A | N/A | 1.2 | N/A | N/A | N/A | N/A | N/A | N/A | N/A | N/A | N/A | N/A | N/A | N/A | N/A | N/A | N/A | N/A | 1.21 | N/A | N/A | N/A | N/A | N/A | N/A | N/A | N/A | N/A | N/A | N/A | N/A | N/A | N/A | N/A | N/A | N/A | N/A | N/A | N/A | N/A | N/A | N/A | N/A | N/A | N/A | N/A | N/A | N/A | N/A | N/A | N/A | N/A | N/A | N/A | N/A | N/A | N/A | N/A | N/A | N/A | N/A | N/A | N/A | N/A | N/A | N/A | N/A | N/A | N/A | N/A | N/A | N/A | N/A | N/A | N/A | N/A | N/A | N/A | N/A | N/A | N/A | N/A | N/A | N/A | N/A | N/A | 4.3297 | 4.2939
AS/NZS 3823.2:2013 [Non Multi-Split] | NZ MEPS April 2013 | AS/NZS 3823.1.1:2012 | HSNRQ70B |  | N/A | Rinnai | 1.43 | Non Ducted | Single Split System | Wall Hung | Air | Air | China | 1.865 | 5.6 | 7.03 | 250 | 0 | 0 | 0 | 350 | 1.85 | 7.03 | Calorimeter Room | 3.8027 | 3.8704 | No | 0 | N/A | 0.3 | 0.3 | 0 | 0 | N/A | N/A | N/A | 3.8006 | 3.8682 | N/A | N/A | 3.1012 | 3.2364 | 3 | 3 | Calorimeter Room | Single | R32 | New Zealand | 120290 | 2119-04-15 | 2021-06-30 | Superseded | Reverse Cycle | 1000 | No | Class 4 | No | - | No | - | - | - | - | 3.8027 | Unavailable | N/A | N/A |  | https://rinnai.co.nz/ | - |  | https://reg.energyrating.gov.au/static/common/images/star_ratings_2014/aircon_rating_3_3.png | ZAC0627 | N/A | - | - | N/A | N/A | N/A | 1.865 | N/A | N/A | N/A | N/A | N/A | N/A | N/A | N/A | N/A | N/A | N/A | N/A | N/A | N/A | N/A | N/A | 1.85 | N/A | N/A | N/A | N/A | N/A | N/A | N/A | N/A | N/A | N/A | N/A | N/A | N/A | N/A | N/A | N/A | N/A | N/A | N/A | N/A | N/A | N/A | N/A | N/A | N/A | N/A | N/A | N/A | N/A | N/A | N/A | N/A | N/A | N/A | N/A | N/A | N/A | N/A | N/A | N/A | N/A | N/A | N/A | N/A | N/A | N/A | N/A | N/A | N/A | N/A | N/A | N/A | N/A | N/A | N/A | N/A | N/A | N/A | N/A | N/A | N/A | N/A | N/A | N/A | N/A | N/A | N/A | 3.7674 | 3.7979
AS/NZS 3823.2:2013 [Non Multi-Split] | NZ MEPS April 2013 | AS/NZS 3823.1.1:2012 | HSNRQ80B |  | N/A | Rinnai | 2.1 | Non Ducted | Single Split System | Wall Hung | Air | Air | China | 2.4 | 5.9 | 8 | 250 | 0 | 0 | 0 | 350 | 2.55 | 8.4 | Calorimeter Room | 3.2813 | 3.3217 | No | 0 | N/A | 5 | 5 | 0 | 0 | N/A | N/A | N/A | 3.2581 | 3.2999 | N/A | N/A | 2.0162 | 2.0997 | 2 | 2 | Calorimeter Room | Single | R32 | New Zealand | 120294 | 2119-04-15 | 2021-06-30 | Superseded | Reverse Cycle | 1000 | Yes | Class 4 | No | - | No | - | - | - | - | 3.2813 | Unavailable | N/A | N/A |  | https://rinnai.co.nz/ | - |  | https://reg.energyrating.gov.au/static/common/images/star_ratings_2014/aircon_rating_2_2.png | ZAC0623 | N/A | - | - | N/A | N/A | N/A | 2.4 | N/A | N/A | N/A | N/A | N/A | N/A | N/A | N/A | N/A | N/A | N/A | N/A | N/A | N/A | N/A | N/A | 2.55 | N/A | N/A | N/A | N/A | N/A | N/A | N/A | N/A | N/A | N/A | N/A | N/A | N/A | N/A | N/A | N/A | N/A | N/A | N/A | N/A | N/A | N/A | N/A | N/A | N/A | N/A | N/A | N/A | N/A | N/A | N/A | N/A | N/A | N/A | N/A | N/A | N/A | N/A | N/A | N/A | N/A | N/A | N/A | N/A | N/A | N/A | N/A | N/A | N/A | N/A | N/A | N/A | N/A | N/A | N/A | N/A | N/A | N/A | N/A | N/A | N/A | N/A | N/A | N/A | N/A | N/A | N/A | 3.31 | 3.2724
[SEER Multi-Split <=65kW] GEMS (Air Conditioners up to 65kW) Determination 2019 | MEPS 2019 | AS/NZS 3823.1.4:2012 | MON3H07B |  | N/A | RINNAI | N/A | Both | vrf | N/A | Air | Air | China | 1.98 | N/A | 7.5 | N/A | N/A | N/A | N/A | N/A | 1.59 | 7.4 | Calorimeter Room | 3.8033 | 4.6602 | N/A | - | N/A | N/A | N/A | N/A | N/A | N/A | N/A | N/A | N/A | N/A | N/A | N/A | N/A | N/A | N/A | N/A | N/A | Single | R32 | Australia,Fiji,New Zealand | 148797 | 2027-08-16 |  | Approved | Reverse Cycle | N/A | Yes | Class 19 | Yes | N/A | N/A | N/A | N/A | N/A | N/A | N/A | Available | N/A | N/A | http://rinnai.com.au | http://www.rinnai.com.au | N/A |  |  | AAC6874 | Yes | Variable output compressor | Inverter | No | - | 7500 | 1.98 | - | 760 | 3700 | Yes | 660 | 3255 | - | 1809.72 | 8077.5 | Yes | 510 | 3650 | - | 380 | 2990 | 7400 | 1.59 | 650 | 3380 | Yes | 380 | 2035 | Yes | 2550 | 7800 | No | - | - | No | - | - | - | - | - | No | - | - | No | - | - | No | - | - | N/A | 66 | 5.474 | 5.347 | 6.137 | 15.109 | 9.592 | 7.892 | 358 | 561 | 1572 | 338 | 649 | 1760 | 3.5 | 3.5 | 4.5 | 4.271 | 4.693 | 5.182 | 4.544 | 4.926 | 5.194 | 2289 | 888 | 150 | 743 | 401 | 99 | 2.5 | 3 | 3.5 | N/A | N/A | N/A | N/A | N/A | N/A | N/A | N/A | 12 | 3.7118 | 4.5383
[SEER Multi-Split <=65kW] GEMS (Air Conditioners up to 65kW) Determination 2019 | MEPS 2019 | AS/NZS 3823.1.4:2012 | MON3H07B |  | N/A | RINNAI | N/A | Both | vrf | N/A | Air | Air | China | 1.98 | N/A | 7.5 | N/A | N/A | N/A | N/A | N/A | 1.59 | 7.4 | Enthalpy Test Room | 3.8033 | 4.6602 | N/A | - | N/A | N/A | N/A | N/A | N/A | N/A | N/A | N/A | N/A | N/A | N/A | N/A | N/A | N/A | N/A | N/A | N/A | Single | R32 | Australia,Fiji,New Zealand | 160718 | 2029-04-11 |  | Approved | Reverse Cycle | N/A | Yes | Class 19 | Yes | N/A | N/A | N/A | N/A | N/A | N/A | N/A | Available | N/A | N/A | http://rinnai.com.au | http://www.rinnai.com.au | N/A |  |  | AAC8177 | Yes | Variable output compressor | Inverter | No | - | 7500 | 1.98 | - | 760 | 3700 | Yes | 660 | 3255 | - | 1809.72 | 8077.5 | Yes | 510 | 3650 | - | 380 | 2990 | 7400 | 1.59 | 650 | 3380 | Yes | 380 | 2035 | Yes | 2550 | 7800 | No | - | - | No | - | - | - | - | - | No | - | - | No | - | - | No | - | - | N/A | 65.84 | 5.342 | 5.247 | 6.097 | 14.751 | 9.468 | 7.854 | 364 | 567 | 1578 | 344 | 654 | 1765 | 3.5 | 3.5 | 4.5 | 4.271 | 4.693 | 5.182 | 4.544 | 4.926 | 5.194 | 2293 | 893 | 154 | 746 | 405 | 103 | 2.5 | 3 | 3.5 | N/A | N/A | N/A | N/A | N/A | N/A | N/A | N/A | 13.7 | 3.7013 | 4.5224
[SEER Multi-Split <=65kW] GEMS (Air Conditioners up to 65kW) Determination 2019 | MEPS 2019 | AS/NZS 3823.1.4:2012 | MON4H09B |  | N/A | RINNAI | N/A | Both | vrf | N/A | Air | Air | China | 2.38 | N/A | 9.15 | N/A | N/A | N/A | N/A | N/A | 2.25 | 9.6 | Calorimeter Room | 3.8625 | 4.3303 | N/A | - | N/A | N/A | N/A | N/A | N/A | N/A | N/A | N/A | N/A | N/A | N/A | N/A | N/A | N/A | N/A | N/A | N/A | Single | R32 | Australia,Fiji,New Zealand | 148808 | 2027-08-10 |  | Approved | Reverse Cycle | N/A | Yes | Class 19 | Yes | N/A | N/A | N/A | N/A | N/A | N/A | N/A | Available | N/A | N/A | http://rinnai.com.au | http://www.rinnai.com.au | N/A |  |  | AAC6861 | Yes | Variable output compressor | Inverter | No | - | 9150 | 2.38 | - | 1100 | 4760 | Yes | 610 | 2870 | - | 2175.32 | 9854.55 | Yes | 620 | 4730 | - | 350 | 2770 | 9600 | 2.25 | 905 | 4850 | Yes | 460 | 2530 | Yes | 2510 | 8240 | No | - | - | No | - | - | - | - | - | No | - | - | No | - | - | No | - | - | N/A | 68 | 5.723 | 5.573 | 6.708 | 14.97 | 11.274 | 9.863 | 413 | 651 | 1748 | 414 | 666 | 1709 | 4 | 4 | 5 | 4.001 | 4.621 | 5.331 | 4.395 | 4.956 | 5.358 | 3169 | 1171 | 191 | 996 | 518 | 127 | 2.5 | 3 | 3.5 | N/A | N/A | N/A | N/A | N/A | N/A | N/A | N/A | 16 | 3.7591 | 4.1665
[SEER Multi-Split <=65kW] GEMS (Air Conditioners up to 65kW) Determination 2019 | MEPS 2019 | AS/NZS 3823.1.4:2012 | MON4H09B |  | N/A | RINNAI | N/A | Both | fixed | N/A | Air | Air | China | 2.07 | N/A | 9 | N/A | N/A | N/A | N/A | N/A | 2.07 | 9.3 | Enthalpy Test Room | 4.1833 | 4.4894 | N/A | - | N/A | N/A | N/A | N/A | N/A | N/A | N/A | N/A | N/A | N/A | N/A | N/A | N/A | N/A | N/A | N/A | N/A | Single | R32 | Australia,Fiji,New Zealand | 159986 | 2029-03-11 |  | Approved | Reverse Cycle | N/A | Yes | Class 19 | Yes | N/A | N/A | N/A | N/A | N/A | N/A | N/A | Available | N/A | N/A | http://rinnai.com.au | http://www.rinnai.com.au | N/A |  |  | AAC8090 | Yes | Variable output compressor | Inverter | No | - | 9000 | 2.07 | - | 930 | 4750 | Yes | 650 | 3270 | - | 1891.98 | 9693 | Yes | 630 | 4700 | - | 340 | 2900 | 9300 | 2.07 | 910 | 4800 | Yes | 480 | 2500 | Yes | 2400 | 8000 | No | - | - | No | - | - | - | - | - | No | - | - | No | - | - | No | - | - | N/A | 68.41 | 5.858 | 5.863 | 6.821 | 21.781 | 6.613 | 9.69 | 395 | 605 | 1689 | 269 | 1139 | 1711 | 4 | 4 | 5 | 4.013 | 4.6 | 5.141 | 4.324 | 4.817 | 5.127 | 3062 | 1141 | 192 | 982 | 517 | 128 | 2.5 | 3 | 3.5 | N/A | N/A | N/A | N/A | N/A | N/A | N/A | N/A | 16.2 | 4.2358 | 4.377
[SEER Multi-Split <=65kW] GEMS (Air Conditioners up to 65kW) Determination 2019 | MEPS 2019 | AS/NZS 3823.1.4:2012 | MON5H11B |  | N/A | RINNAI | N/A | Both | vrf | N/A | Air | Air | China | 3.42 | N/A | 12 | N/A | N/A | N/A | N/A | N/A | 3.1 | 12.5 | Calorimeter Room | 3.4297 | 3.8699 | N/A | - | N/A | N/A | N/A | N/A | N/A | N/A | N/A | N/A | N/A | N/A | N/A | N/A | N/A | N/A | N/A | N/A | N/A | Single | R32 | Australia,Fiji,New Zealand | 148809 | 2027-08-16 |  | Approved | Reverse Cycle | N/A | Yes | Class 20 | Yes | N/A | N/A | N/A | N/A | N/A | N/A | N/A | Available | N/A | N/A | http://rinnai.com.au | http://www.rinnai.com.au | N/A |  |  | AAC6873 | Yes | Variable output compressor | Inverter | No | - | 12000 | 3.42 | - | 1155 | 5790 | Yes | 560 | 2675 | - | 3125.88 | 12924 | Yes | 755 | 5800 | - | 450 | 3220 | 12500 | 3.1 | 1255 | 6020 | Yes | 580 | 2530 | Yes | 3380 | 9800 | No | - | - | No | - | - | - | - | - | No | - | - | No | - | - | No | - | - | N/A | 72 | 5.365 | 5.121 | 5.991 | 9.384 | 7.6 | 7.468 | 586 | 939 | 2577 | 896 | 1321 | 2978 | 3.5 | 3.5 | 4 | 3.461 | 4.027 | 4.544 | 3.764 | 4.197 | 4.513 | 4758 | 1736 | 278 | 1503 | 785 | 184 | 1.5 | 2.5 | 3 | N/A | N/A | N/A | N/A | N/A | N/A | N/A | N/A | 19 | 3.4441 | 3.9504
[SEER Multi-Split <=65kW] GEMS (Air Conditioners up to 65kW) Determination 2019 | MEPS 2019 | AS/NZS 3823.1.4:2012 | MON5H11B |  | N/A | RINNAI | N/A | Both | fixed | N/A | Air | Air | China | 3.1 | N/A | 11.5 | N/A | N/A | N/A | N/A | N/A | 3.1 | 12.3 | Enthalpy Test Room | 3.7335 | 3.805 | N/A | - | N/A | N/A | N/A | N/A | N/A | N/A | N/A | N/A | N/A | N/A | N/A | N/A | N/A | N/A | N/A | N/A | N/A | Single | R32 | Australia,Fiji,New Zealand | 157613 | 2028-11-21 |  | Approved | Reverse Cycle | N/A | Yes | Class 20 | Yes | N/A | N/A | N/A | N/A | N/A | N/A | N/A | Available | N/A | N/A | http://rinnai.com.au | http://www.rinnai.com.au | N/A |  |  | AAC7902 | Yes | Variable output compressor | Inverter | No | - | 11500 | 3.1 | - | 1157 | 5780 | Yes | 559 | 2881 | - | 2833.4 | 12385.5 | Yes | 755 | 5747 | - | 448 | 3590 | 12300 | 3.1 | 1210 | 6330 | Yes | 590 | 2670 | Yes | 3260 | 9942 | No | - | - | No | - | - | - | - | - | No | - | - | No | - | - | No | - | - | N/A | 67.9 | 5.474 | 5.276 | 6.148 | 9.59 | 7.865 | 7.597 | 549 | 872 | 2406 | 840 | 1222 | 2805 | 3.5 | 3.5 | 4.5 | 3.657 | 4.249 | 4.783 | 3.941 | 4.392 | 4.715 | 4432 | 1620 | 261 | 1414 | 739 | 174 | 2 | 2.5 | 3 | N/A | N/A | N/A | N/A | N/A | N/A | N/A | N/A | 18.2 | 3.6375 | 3.8905
[SEER Multi-Split <=65kW] GEMS (Air Conditioners up to 65kW) Determination 2019 | MEPS 2019 | AS/NZS 3823.1.4:2012 | MON5H11B |  | N/A | RINNAI | N/A | Both | fixed | N/A | Air | Air | China | 3.1 | N/A | 11.5 | N/A | N/A | N/A | N/A | N/A | 3.1 | 12.3 | Enthalpy Test Room | 3.7335 | 3.805 | N/A | - | N/A | N/A | N/A | N/A | N/A | N/A | N/A | N/A | N/A | N/A | N/A | N/A | N/A | N/A | N/A | N/A | N/A | Single | R32 | Australia,Fiji,New Zealand | 162431 | 2029-06-11 |  | Approved | Reverse Cycle | N/A | Yes | Class 20 | Yes | N/A | N/A | N/A | N/A | N/A | N/A | N/A | Available | N/A | N/A | http://rinnai.com.au | http://www.rinnai.com.au | N/A |  |  | AAC8293 | Yes | Variable output compressor | Inverter | No | - | 11500 | 3.1 | - | 1157 | 5780 | Yes | 559 | 2881 | - | 2833.4 | 12385.5 | Yes | 755 | 5747 | - | 448 | 3590 | 12300 | 3.1 | 1210 | 6330 | Yes | 590 | 2670 | Yes | 3260 | 9942 | No | - | - | No | - | - | - | - | - | No | - | - | No | - | - | No | - | - | N/A | 67.9 | 5.474 | 5.276 | 6.148 | 9.59 | 7.865 | 7.597 | 549 | 872 | 2406 | 840 | 1222 | 2805 | 3.5 | 3.5 | 4.5 | 3.657 | 4.249 | 4.783 | 3.941 | 4.392 | 4.715 | 4432 | 1620 | 261 | 1414 | 739 | 174 | 2 | 2.5 | 3 | N/A | N/A | N/A | N/A | N/A | N/A | N/A | N/A | 18.2 | 3.6375 | 3.8905
[SEER Multi-Split <=65kW] GEMS (Air Conditioners up to 65kW) Determination 2019 | MEPS 2019 | AS/NZS 3823.1.4:2012 | MON5H13B |  | N/A | RINNAI | N/A | Both | fixed | N/A | Air | Air | China | 3.8 | N/A | 13 | N/A | N/A | N/A | N/A | N/A | 3.22 | 13.5 | Enthalpy Test Room | 3.4743 | 4.2758 | N/A | - | N/A | N/A | N/A | N/A | N/A | N/A | N/A | N/A | N/A | N/A | N/A | N/A | N/A | N/A | N/A | N/A | N/A | Single | R32 | Australia,Fiji,New Zealand | 158068 | 2029-01-20 |  | Approved | Reverse Cycle | N/A | Yes | Class 20 | Yes | N/A | N/A | N/A | N/A | N/A | N/A | N/A | Available | N/A | N/A | http://rinnai.com.au | http://www.rinnai.com.au | N/A |  |  | AAC8012 | Yes | Variable output compressor | Inverter | No | - | 13000 | 3.8 | - | 1320 | 7140 | Yes | 810 | 5000 | - | 3473.2 | 14001 | Yes | 1020 | 7600 | - | 590 | 5000 | 13500 | 3.22 | 1270 | 6800 | Yes | 650 | 3850 | Yes | 4900 | 14800 | No | - | - | No | - | - | - | - | - | No | - | - | No | - | - | No | - | - | N/A | 72 | 5.449 | 5.183 | 5.871 | 9.117 | 7.633 | 6.874 | 630 | 1011 | 2857 | 1006 | 1430 | 3514 | 3.5 | 3.5 | 4 | 4.276 | 4.733 | 5.543 | 4.705 | 5.173 | 5.62 | 4163 | 1597 | 250 | 1302 | 691 | 163 | 2.5 | 3 | 4 | N/A | N/A | N/A | N/A | N/A | N/A | N/A | N/A | 18.145 | 3.3667 | 4.1142
[SEER Non Multi-Split <=65kW] GEMS (Air Conditioners up to 65kW) Determination 2019 | MEPS Oct 2011 | AS/NZS 3823.1.1:2012 | RINV25RHDRC / RINV25RCMPC |  | N/A | RINNAI | 0.171 | Non Ducted | Single Split System | Wall Hung | Air | Air | China | 0.65 | 2.329 | 2.5 | 198 | 0 | - | - | 300 | 0.65 | 2.8 | Calorimeter Room | 3.9011 | 4.1106 | Yes | - | N/A | 3.5 | 3.5 | 0 | 0 | N/A | N/A | N/A | 3.831 | 4.0372 | N/A | N/A | 3.1621 | 3.5745 | 3 | 3.5 | Calorimeter Room | Single | R410A | Australia | 126945 | 2025-08-18 |  | Approved | Reverse Cycle | 800 | Yes | Class 8 | Yes | Yes | No | Yes | Yes | Yes | - | 3.9011 | Available | N/A | N/A | http://rinnai.com.au | http://www.rinnai.com.au | Yes |  | https://reg.energyrating.gov.au/static/common/images/star_ratings_2014/aircon_rating_3_3.5.png | AAC4488 | N/A | Variable output compressor | Inverter | N/A | N/A | N/A | 0.65 | N/A | N/A | N/A | N/A | N/A | N/A | N/A | N/A | N/A | N/A | N/A | N/A | N/A | N/A | N/A | N/A | 0.65 | N/A | N/A | N/A | N/A | N/A | N/A | N/A | N/A | N/A | N/A | N/A | N/A | N/A | N/A | N/A | N/A | N/A | N/A | N/A | N/A | N/A | N/A | N/A | N/A | N/A | N/A | N/A | N/A | N/A | N/A | N/A | N/A | N/A | N/A | N/A | N/A | N/A | N/A | N/A | N/A | N/A | N/A | N/A | N/A | N/A | N/A | N/A | N/A | N/A | N/A | N/A | N/A | N/A | N/A | N/A | N/A | N/A | N/A | N/A | N/A | N/A | N/A | N/A | N/A | N/A | N/A | N/A | 3.7774 | 4.2307
[SEER Non Multi-Split <=65kW] GEMS (Air Conditioners up to 65kW) Determination 2019 | MEPS Oct 2011 | AS/NZS 3823.1.1:2012 | RINV34RC |  | N/A | RINNAI | 0.527 | Non Ducted | Single Split System | Wall Hung | Air | Air | China | 0.87 | 2.873 | 3.4 | 198 | 0 | - | - | 300 | 0.95 | 3.85 | Calorimeter Room | 3.8191 | 4.1094 | Yes | - | N/A | 3.5 | 3.5 | 0 | 0 | N/A | N/A | N/A | 3.7678 | 4.0579 | N/A | N/A | 3.0355 | 3.6159 | 3 | 3.5 | Calorimeter Room | Single | R410A | Australia | 126946 | 2025-08-07 |  | Approved | Reverse Cycle | 850 | Yes | Class 8 | Yes | Yes | - | Yes | Yes | Yes | - | 3.8191 | Available | N/A | N/A | http://rinnai.com.au | http://www.rinnai.com.au | Yes |  | https://reg.energyrating.gov.au/static/common/images/star_ratings_2014/aircon_rating_3_3.5.png | AAC4489 | N/A | Variable output compressor | Inverter | N/A | N/A | N/A | 0.87 | N/A | N/A | N/A | N/A | N/A | N/A | N/A | N/A | N/A | N/A | N/A | N/A | N/A | N/A | N/A | N/A | 0.95 | N/A | N/A | N/A | N/A | N/A | N/A | N/A | N/A | N/A | N/A | N/A | N/A | N/A | N/A | N/A | N/A | N/A | N/A | N/A | N/A | N/A | N/A | N/A | N/A | N/A | N/A | N/A | N/A | N/A | N/A | N/A | N/A | N/A | N/A | N/A | N/A | N/A | N/A | N/A | N/A | N/A | N/A | N/A | N/A | N/A | N/A | N/A | N/A | N/A | N/A | N/A | N/A | N/A | N/A | N/A | N/A | N/A | N/A | N/A | N/A | N/A | N/A | N/A | N/A | N/A | N/A | N/A | 3.8556 | 4.0028
[SEER Non Multi-Split <=65kW] GEMS (Air Conditioners up to 65kW) Determination 2019 | MEPS Oct 2011 | AS/NZS 3823.1.1:2012 | RINV51RHDRC / RINV51RCMPC |  | N/A | RINNAI | 0.718 | Non Ducted | Single Split System | Wall Hung | Air | Air | China | 1.5 | 4.382 | 5.1 | 235 | 0 | - | - | 315 | 1.45 | 5.5 | Calorimeter Room | 3.3345 | 3.6074 | Yes | - | N/A | 3.6 | 3.6 | 0 | 0 | N/A | N/A | N/A | 3.3072 | 3.5782 | N/A | N/A | 2.1144 | 2.6565 | 2 | 2.5 | Calorimeter Room | Single | R410A | Australia | 126947 | 2025-08-18 |  | Approved | Reverse Cycle | 970 | Yes | Class 9 | Yes | Yes | - | Yes | Yes | Yes | - | 3.3345 | Available | N/A | N/A | http://rinnai.com.au | http://www.rinnai.com.au | Yes |  | https://reg.energyrating.gov.au/static/common/images/star_ratings_2014/aircon_rating_2_2.5.png | AAC4490 | N/A | Variable output compressor | Inverter | N/A | N/A | N/A | 1.5 | N/A | N/A | N/A | N/A | N/A | N/A | N/A | N/A | N/A | N/A | N/A | N/A | N/A | N/A | N/A | N/A | 1.45 | N/A | N/A | N/A | N/A | N/A | N/A | N/A | N/A | N/A | N/A | N/A | N/A | N/A | N/A | N/A | N/A | N/A | N/A | N/A | N/A | N/A | N/A | N/A | N/A | N/A | N/A | N/A | N/A | N/A | N/A | N/A | N/A | N/A | N/A | N/A | N/A | N/A | N/A | N/A | N/A | N/A | N/A | N/A | N/A | N/A | N/A | N/A | N/A | N/A | N/A | N/A | N/A | N/A | N/A | N/A | N/A | N/A | N/A | N/A | N/A | N/A | N/A | N/A | N/A | N/A | N/A | N/A | 3.3726 | 3.7615
[SEER Non Multi-Split <=65kW] GEMS (Air Conditioners up to 65kW) Determination 2019 | MEPS Oct 2011 | AS/NZS 3823.1.1:2012 | RINV70RHDRC / RINV70RCMPC |  | N/A | RINNAI | 1.606 | Non Ducted | Single Split System | Wall Hung | Air | Air | China | 2.05 | 5.394 | 7 | 235 | 0 | - | - | 330 | 2.1 | 7.5 | Calorimeter Room | 3.2993 | 3.4135 | Yes | - | N/A | 3.3 | 3.3 | 0 | 0 | N/A | N/A | N/A | 3.2814 | 3.3961 | N/A | N/A | 2.0629 | 2.2922 | 2 | 2 | Calorimeter Room | Single | R410A | Australia | 126948 | 2025-08-17 |  | Approved | Reverse Cycle | 1100 | Yes | Class 9 | Yes | Yes | - | Yes | Yes | Yes | - | 3.2993 | Available | N/A | N/A | http://rinnai.com.au | http://www.rinnai.com.au | Yes |  | https://reg.energyrating.gov.au/static/common/images/star_ratings_2014/aircon_rating_2_2.png | AAC4491 | N/A | Variable output compressor | Inverter | N/A | N/A | N/A | 2.05 | N/A | N/A | N/A | N/A | N/A | N/A | N/A | N/A | N/A | N/A | N/A | N/A | N/A | N/A | N/A | N/A | 2.1 | N/A | N/A | N/A | N/A | N/A | N/A | N/A | N/A | N/A | N/A | N/A | N/A | N/A | N/A | N/A | N/A | N/A | N/A | N/A | N/A | N/A | N/A | N/A | N/A | N/A | N/A | N/A | N/A | N/A | N/A | N/A | N/A | N/A | N/A | N/A | N/A | N/A | N/A | N/A | N/A | N/A | N/A | N/A | N/A | N/A | N/A | N/A | N/A | N/A | N/A | N/A | N/A | N/A | N/A | N/A | N/A | N/A | N/A | N/A | N/A | N/A | N/A | N/A | N/A | N/A | N/A | N/A | 3.3962 | 3.5526
[Unitary Single-Duct] GEMS (Air Conditioners up to 65kW) Determination 2019 | MEPS 2019 | AS/NZS 3823.1.5:2015 | RPC26MC |  | N/A | Rinnai | N/A | Non Ducted | Portable | N/A | N/A | N/A | China | 0.92 | N/A | 2.6 | N/A | N/A | N/A | N/A | N/A | 0 | 0 | Calorimeter Room | 2.7308 | 0 | N/A | N/A | N/A | N/A | N/A | N/A | N/A | N/A | N/A | N/A | N/A | N/A | N/A | N/A | N/A | N/A | N/A | N/A | Calorimeter Room | Single | R290 | Australia | 130415 | 2025-08-10 |  | Approved | Cooling Only | N/A | N/A | Class 4 | N/A | N/A | N/A | N/A | N/A | N/A | N/A | N/A | Available | N/A | N/A | http://rinnai.com.au |  | N/A |  |  | AAC5111 | No | N/A | N/A | N/A | N/A | 2600 | 0.92 | N/A | N/A | N/A | N/A | N/A | N/A | N/A | N/A | N/A | N/A | N/A | N/A | N/A | N/A | N/A | 0 | 0 | N/A | N/A | N/A | N/A | N/A | N/A | N/A | N/A | N/A | N/A | N/A | N/A | N/A | N/A | N/A | N/A | N/A | N/A | N/A | N/A | N/A | N/A | N/A | N/A | N/A | N/A | 63.9 | N/A | N/A | N/A | N/A | N/A | N/A | N/A | 501 | 773 | 2067 | N/A | N/A | N/A | 0 | 0 | 0 | N/A | N/A | N/A | N/A | N/A | N/A | 0 | 0 | 0 | N/A | N/A | N/A | 0 | 0 | 0 | N/A | No | 0 | 0 | 0 | 0 | 0 | 0 | N/A | 2.8261 | 0
[Unitary Single-Duct] GEMS (Air Conditioners up to 65kW) Determination 2019 | MEPS 2019 | AS/NZS 3823.1.5:2015 | RPC26MCWF |  | N/A | Rinnai | N/A | Non Ducted | Portable | N/A | N/A | N/A | China | 1 | N/A | 2.6 | N/A | N/A | N/A | N/A | N/A | - | - | Calorimeter Room | 2.6466 | - | N/A | N/A | N/A | N/A | N/A | N/A | N/A | N/A | N/A | N/A | N/A | N/A | N/A | N/A | N/A | N/A | N/A | N/A | Calorimeter Room | Single | R290 | Australia,Fiji,New Zealand | 160666 | 2029-04-03 |  | Approved | Cooling Only | N/A | N/A | Class 4 | N/A | N/A | N/A | N/A | N/A | N/A | N/A | N/A | Available | N/A | N/A | http://rinnai.com.au |  | N/A |  |  | AAC8161 | No | N/A | N/A | N/A | N/A | 2600 | 1 | N/A | N/A | N/A | N/A | N/A | N/A | N/A | N/A | N/A | N/A | N/A | N/A | N/A | N/A | N/A | - | - | N/A | N/A | N/A | N/A | N/A | N/A | N/A | N/A | N/A | N/A | N/A | N/A | N/A | N/A | N/A | N/A | N/A | N/A | N/A | N/A | N/A | N/A | N/A | N/A | N/A | N/A | 63.9 | N/A | N/A | N/A | N/A | N/A | N/A | N/A | 545 | 840 | 2247 | N/A | N/A | N/A | 0 | 0 | 0 | N/A | N/A | N/A | N/A | N/A | N/A | - | - | - | N/A | N/A | N/A | - | - | - | N/A | No | - | - | - | - | - | - | N/A | 2.6 | -
[Unitary Single-Duct] GEMS (Air Conditioners up to 65kW) Determination 2019 | MEPS 2019 | AS/NZS 3823.1.5:2015 | RPC34MCWF |  | N/A | Rinnai | N/A | Non Ducted | Portable | N/A | N/A | N/A | China | 1.28 | N/A | 3.4 | N/A | N/A | N/A | N/A | N/A | - | - | Calorimeter Room | 2.6133 | - | N/A | N/A | N/A | N/A | N/A | N/A | N/A | N/A | N/A | N/A | N/A | N/A | N/A | N/A | N/A | N/A | N/A | N/A | Calorimeter Room | Single | R290 | Australia,Fiji,New Zealand | 160689 | 2029-04-04 |  | Approved | Cooling Only | N/A | N/A | Class 4 | N/A | N/A | N/A | N/A | N/A | N/A | N/A | N/A | Available | N/A | N/A | http://rinnai.com.au |  | N/A |  |  | AAC8164 | No | N/A | N/A | N/A | N/A | 3400 | 1.28 | N/A | N/A | N/A | N/A | N/A | N/A | N/A | N/A | N/A | N/A | N/A | N/A | N/A | N/A | N/A | - | - | N/A | N/A | N/A | N/A | N/A | N/A | N/A | N/A | N/A | N/A | N/A | N/A | N/A | N/A | N/A | N/A | N/A | N/A | N/A | N/A | N/A | N/A | N/A | N/A | N/A | N/A | 64.5 | N/A | N/A | N/A | N/A | N/A | N/A | N/A | 698 | 1075 | 2876 | N/A | N/A | N/A | 0 | 0 | 0 | N/A | N/A | N/A | N/A | N/A | N/A | - | - | - | N/A | N/A | N/A | - | - | - | N/A | No | - | - | - | - | - | - | N/A | 2.6562 | -
[Unitary Single-Duct] GEMS (Air Conditioners up to 65kW) Determination 2019 | MEPS 2019 | AS/NZS 3823.1.5:2015 | RPC35MC |  | N/A | Rinnai | N/A | Non Ducted | Portable | N/A | N/A | N/A | China | 1.28 | N/A | 3.4 | N/A | N/A | N/A | N/A | N/A | 0 | 0 | Calorimeter Room | 2.6133 | 0 | N/A | N/A | N/A | N/A | N/A | N/A | N/A | N/A | N/A | N/A | N/A | N/A | N/A | N/A | N/A | N/A | N/A | N/A | Calorimeter Room | Single | R290 | Australia | 130463 | 2025-08-10 |  | Approved | Cooling Only | N/A | N/A | Class 4 | N/A | N/A | N/A | N/A | N/A | N/A | N/A | N/A | Unavailable | N/A | N/A | http://rinnai.com.au |  | N/A |  |  | AAC5112 | No | N/A | N/A | N/A | N/A | 3400 | 1.28 | N/A | N/A | N/A | N/A | N/A | N/A | N/A | N/A | N/A | N/A | N/A | N/A | N/A | N/A | N/A | 0 | 0 | N/A | N/A | N/A | N/A | N/A | N/A | N/A | N/A | N/A | N/A | N/A | N/A | N/A | N/A | N/A | N/A | N/A | N/A | N/A | N/A | N/A | N/A | N/A | N/A | N/A | N/A | 64.5 | N/A | N/A | N/A | N/A | N/A | N/A | N/A | 698 | 1075 | 2876 | N/A | N/A | N/A | 0 | 0 | 0 | N/A | N/A | N/A | N/A | N/A | N/A | 0 | 0 | 0 | N/A | N/A | N/A | 0 | 0 | 0 | N/A | No | 0 | 0 | 0 | 0 | 0 | 0 | N/A | 2.6562 | 0
[Unitary Single-Duct] GEMS (Air Conditioners up to 65kW) Determination 2019 | MEPS 2019 | AS/NZS 3823.1.5:2015 | RPC35PDRWF |  | N/A | Rinnai | N/A | Non Ducted | Portable | N/A | N/A | N/A | China | 1.32 | N/A | 3.5 | N/A | N/A | N/A | N/A | N/A | 1.045 | 3 | Calorimeter Room | 2.6895 | 3.1187 | N/A | N/A | N/A | N/A | N/A | N/A | N/A | N/A | N/A | N/A | N/A | N/A | N/A | N/A | N/A | N/A | N/A | N/A | Calorimeter Room | Single | R290 | Australia,Fiji,New Zealand | 161554 | 2029-05-21 |  | Approved | Reverse Cycle | N/A | N/A | Class 4 | N/A | N/A | N/A | N/A | N/A | N/A | N/A | N/A | Available | N/A | N/A | http://rinnai.com.au |  | N/A |  |  | AAC8255 | No | N/A | N/A | N/A | N/A | 3500 | 1.32 | N/A | N/A | N/A | N/A | N/A | N/A | N/A | N/A | N/A | N/A | N/A | N/A | N/A | N/A | N/A | 3000 | 1.045 | N/A | N/A | N/A | N/A | N/A | N/A | N/A | N/A | N/A | N/A | N/A | N/A | N/A | N/A | N/A | N/A | N/A | N/A | N/A | N/A | N/A | N/A | N/A | N/A | N/A | N/A | 62.7 | N/A | N/A | N/A | N/A | N/A | N/A | N/A | 719 | 1109 | 2966 | N/A | N/A | N/A | 0 | 0 | 0 | N/A | N/A | N/A | N/A | N/A | N/A | 2780 | 1349 | 289 | N/A | N/A | N/A | 0 | 0 | 0 | N/A | No | - | - | - | - | - | - | N/A | 2.6515 | 2.8708
[Unitary Single-Duct] GEMS (Air Conditioners up to 65kW) Determination 2019 | MEPS 2019 | AS/NZS 3823.1.5:2015 | RPC41MCWF |  | N/A | Rinnai | N/A | Non Ducted | Portable | N/A | N/A | N/A | China | 1.61 | N/A | 4.1 | N/A | N/A | N/A | N/A | N/A | - | - | Calorimeter Room | 2.5507 | - | N/A | N/A | N/A | N/A | N/A | N/A | N/A | N/A | N/A | N/A | N/A | N/A | N/A | N/A | N/A | N/A | N/A | N/A | Calorimeter Room | Single | R290 | Australia,Fiji,New Zealand | 160692 | 2029-04-03 |  | Approved | Cooling Only | N/A | N/A | Class 4 | N/A | N/A | N/A | N/A | N/A | N/A | N/A | N/A | Available | N/A | N/A | http://rinnai.com.au |  | N/A |  |  | AAC8162 | No | N/A | N/A | N/A | N/A | 4100 | 1.61 | N/A | N/A | N/A | N/A | N/A | N/A | N/A | N/A | N/A | N/A | N/A | N/A | N/A | N/A | N/A | - | - | N/A | N/A | N/A | N/A | N/A | N/A | N/A | N/A | N/A | N/A | N/A | N/A | N/A | N/A | N/A | N/A | N/A | N/A | N/A | N/A | N/A | N/A | N/A | N/A | N/A | N/A | 64 | N/A | N/A | N/A | N/A | N/A | N/A | N/A | 877 | 1352 | 3618 | N/A | N/A | N/A | 0 | 0 | 0 | N/A | N/A | N/A | N/A | N/A | N/A | - | - | - | N/A | N/A | N/A | - | - | - | N/A | No | - | - | - | - | - | - | N/A | 2.5466 | -
[Unitary Single-Duct] GEMS (Air Conditioners up to 65kW) Determination 2019 | MEPS 2019 | AS/NZS 3823.1.5:2015 | RPC41NC |  | N/A | Rinnai | N/A | Non Ducted | Portable | N/A | N/A | N/A | China | 1.52 | N/A | 4.1 | N/A | N/A | N/A | N/A | N/A | 0 | 0 | Calorimeter Room | 2.8284 | 0 | N/A | N/A | N/A | N/A | N/A | N/A | N/A | N/A | N/A | N/A | N/A | N/A | N/A | N/A | N/A | N/A | N/A | N/A | Calorimeter Room | Single | R290 | Australia | 131400 | 2025-08-18 |  | Approved | Cooling Only | N/A | N/A | Class 4 | N/A | N/A | N/A | N/A | N/A | N/A | N/A | N/A | Available | N/A | N/A | http://rinnai.com.au |  | N/A |  |  | AAC5165 | No | N/A | N/A | N/A | N/A | 4100 | 1.52 | N/A | N/A | N/A | N/A | N/A | N/A | N/A | N/A | N/A | N/A | N/A | N/A | N/A | N/A | N/A | 0 | 0 | N/A | N/A | N/A | N/A | N/A | N/A | N/A | N/A | N/A | N/A | N/A | N/A | N/A | N/A | N/A | N/A | N/A | N/A | N/A | N/A | N/A | N/A | N/A | N/A | N/A | N/A | 63.6 | N/A | N/A | N/A | N/A | N/A | N/A | N/A | 828 | 1277 | 3415 | N/A | N/A | N/A | 0 | 0 | 0 | N/A | N/A | N/A | N/A | N/A | N/A | 0 | 0 | 0 | N/A | N/A | N/A | 0 | 0 | 0 | N/A | No | 0 | 0 | 0 | 0 | 0 | 0 | N/A | 2.6974 | 0
[SEER Multi-Split <=65kW] GEMS (Air Conditioners up to 65kW) Determination 2019 | N/A | AS/NZS 3823.1.4:2012 | HS-VRAF-11 | HS-VRAF-11 | N/A | SAI HVAC | 1.1 | Both | Multiple split - VRF | N/A | Air | Air | Australia,Thailand | 3 | 8.9 | 10 | N/A | 0 | 0 | 0 | N/A | 3.1 | 11 | Enthalpy Test Room | 3.488 | 3.535 | Yes | 0 | N/A | 35.5 | 35.5 | 0 | 0 | N/A | N/A | N/A | 3.3552 | 3.404 | N/A | N/A | N/A | N/A | N/A | N/A | Enthalpy Test Room | Single | R410A | Australia | 126830 | 2025-03-27 |  | Approved | Reverse Cycle | N/A | Yes | Class 20 | Yes | N/A | - | Yes | Yes | Yes | - | 3.488 | Available | N/A | N/A | https://www.compactcomfort.com | http://www.saihvac.com.au/ | Yes |  |  | AAC4746 | N/A | Variable output compressor,Variable speed fan systems | Inverter | N/A | N/A | N/A | 3 | N/A | N/A | N/A | N/A | N/A | N/A | N/A | N/A | N/A | N/A | N/A | N/A | N/A | N/A | N/A | N/A | 3.1 | N/A | N/A | N/A | N/A | N/A | N/A | N/A | N/A | N/A | N/A | N/A | N/A | N/A | N/A | N/A | N/A | N/A | N/A | N/A | N/A | N/A | N/A | N/A | N/A | N/A | N/A | N/A | N/A | N/A | N/A | N/A | N/A | N/A | N/A | N/A | N/A | N/A | N/A | N/A | N/A | N/A | N/A | N/A | N/A | N/A | N/A | N/A | N/A | N/A | N/A | N/A | N/A | N/A | N/A | N/A | N/A | N/A | N/A | N/A | N/A | N/A | N/A | N/A | N/A | N/A | N/A | N/A | 3.2051 | 3.4162
[SEER Multi-Split <=65kW] GEMS (Air Conditioners up to 65kW) Determination 2019 | N/A | AS/NZS 3823.1.4:2012 | HS-VRAF-11-H-1 | HS-VRAF-11 | N/A | SAI HVAC | 1.1 | Both | Multiple split - VRF | N/A | Air | Air | Australia,Thailand | 3 | 8.9 | 10 | N/A | 0 | 0 | 0 | N/A | 3.1 | 11 | Enthalpy Test Room | 3.488 | 3.535 | Yes | 0 | N/A | 35.5 | 35.5 | 0 | 0 | N/A | N/A | N/A | 3.3552 | 3.404 | N/A | N/A | N/A | N/A | N/A | N/A | Enthalpy Test Room | Single | R410A | Australia | 126830 | 2025-03-27 |  | Approved | Reverse Cycle | N/A | Yes | Class 20 | Yes | N/A | - | Yes | Yes | Yes | - | 3.488 | Available | N/A | N/A | https://www.compactcomfort.com | http://www.saihvac.com.au/ | Yes |  |  | AAC4746 | N/A | Variable output compressor,Variable speed fan systems | Inverter | N/A | N/A | N/A | 3 | N/A | N/A | N/A | N/A | N/A | N/A | N/A | N/A | N/A | N/A | N/A | N/A | N/A | N/A | N/A | N/A | 3.1 | N/A | N/A | N/A | N/A | N/A | N/A | N/A | N/A | N/A | N/A | N/A | N/A | N/A | N/A | N/A | N/A | N/A | N/A | N/A | N/A | N/A | N/A | N/A | N/A | N/A | N/A | N/A | N/A | N/A | N/A | N/A | N/A | N/A | N/A | N/A | N/A | N/A | N/A | N/A | N/A | N/A | N/A | N/A | N/A | N/A | N/A | N/A | N/A | N/A | N/A | N/A | N/A | N/A | N/A | N/A | N/A | N/A | N/A | N/A | N/A | N/A | N/A | N/A | N/A | N/A | N/A | N/A | 3.2051 | 3.4162
[SEER Multi-Split <=65kW] GEMS (Air Conditioners up to 65kW) Determination 2019 | N/A | AS/NZS 3823.1.4:2012 | HS-VRAF-11-H-1/HS-3SP-11 | HS-VRAF-11 | N/A | SAI HVAC | 1.1 | Both | Multiple split - VRF | N/A | Air | Air | Australia,Thailand | 3 | 8.9 | 10 | N/A | 0 | 0 | 0 | N/A | 3.1 | 11 | Enthalpy Test Room | 3.488 | 3.535 | Yes | 0 | N/A | 35.5 | 35.5 | 0 | 0 | N/A | N/A | N/A | 3.3552 | 3.404 | N/A | N/A | N/A | N/A | N/A | N/A | Enthalpy Test Room | Single | R410A | Australia | 126830 | 2025-03-27 |  | Approved | Reverse Cycle | N/A | Yes | Class 20 | Yes | N/A | - | Yes | Yes | Yes | - | 3.488 | Available | N/A | N/A | https://www.compactcomfort.com | http://www.saihvac.com.au/ | Yes |  |  | AAC4746 | N/A | Variable output compressor,Variable speed fan systems | Inverter | N/A | N/A | N/A | 3 | N/A | N/A | N/A | N/A | N/A | N/A | N/A | N/A | N/A | N/A | N/A | N/A | N/A | N/A | N/A | N/A | 3.1 | N/A | N/A | N/A | N/A | N/A | N/A | N/A | N/A | N/A | N/A | N/A | N/A | N/A | N/A | N/A | N/A | N/A | N/A | N/A | N/A | N/A | N/A | N/A | N/A | N/A | N/A | N/A | N/A | N/A | N/A | N/A | N/A | N/A | N/A | N/A | N/A | N/A | N/A | N/A | N/A | N/A | N/A | N/A | N/A | N/A | N/A | N/A | N/A | N/A | N/A | N/A | N/A | N/A | N/A | N/A | N/A | N/A | N/A | N/A | N/A | N/A | N/A | N/A | N/A | N/A | N/A | N/A | 3.2051 | 3.4162
[SEER Multi-Split <=65kW] GEMS (Air Conditioners up to 65kW) Determination 2019 | N/A | AS/NZS 3823.1.4:2012 | HS-VRAF-11-H-1/HS-HWS-2 | HS-VRAF-11 | N/A | SAI HVAC | 1.1 | Both | Multiple split - VRF | N/A | Air | Air | Australia,Thailand | 3 | 8.9 | 10 | N/A | 0 | 0 | 0 | N/A | 3.1 | 11 | Enthalpy Test Room | 3.488 | 3.535 | Yes | 0 | N/A | 35.5 | 35.5 | 0 | 0 | N/A | N/A | N/A | 3.3552 | 3.404 | N/A | N/A | N/A | N/A | N/A | N/A | Enthalpy Test Room | Single | R410A | Australia | 126830 | 2025-03-27 |  | Approved | Reverse Cycle | N/A | Yes | Class 20 | Yes | N/A | - | Yes | Yes | Yes | - | 3.488 | Available | N/A | N/A | https://www.compactcomfort.com | http://www.saihvac.com.au/ | Yes |  |  | AAC4746 | N/A | Variable output compressor,Variable speed fan systems | Inverter | N/A | N/A | N/A | 3 | N/A | N/A | N/A | N/A | N/A | N/A | N/A | N/A | N/A | N/A | N/A | N/A | N/A | N/A | N/A | N/A | 3.1 | N/A | N/A | N/A | N/A | N/A | N/A | N/A | N/A | N/A | N/A | N/A | N/A | N/A | N/A | N/A | N/A | N/A | N/A | N/A | N/A | N/A | N/A | N/A | N/A | N/A | N/A | N/A | N/A | N/A | N/A | N/A | N/A | N/A | N/A | N/A | N/A | N/A | N/A | N/A | N/A | N/A | N/A | N/A | N/A | N/A | N/A | N/A | N/A | N/A | N/A | N/A | N/A | N/A | N/A | N/A | N/A | N/A | N/A | N/A | N/A | N/A | N/A | N/A | N/A | N/A | N/A | N/A | 3.2051 | 3.4162
[SEER Multi-Split <=65kW] GEMS (Air Conditioners up to 65kW) Determination 2019 | N/A | AS/NZS 3823.1.4:2012 | HS-VRAF-11-H-1/HS-HWS-4 | HS-VRAF-11 | N/A | SAI HVAC | 1.1 | Both | Multiple split - VRF | N/A | Air | Air | Australia,Thailand | 3 | 8.9 | 10 | N/A | 0 | 0 | 0 | N/A | 3.1 | 11 | Enthalpy Test Room | 3.488 | 3.535 | Yes | 0 | N/A | 35.5 | 35.5 | 0 | 0 | N/A | N/A | N/A | 3.3552 | 3.404 | N/A | N/A | N/A | N/A | N/A | N/A | Enthalpy Test Room | Single | R410A | Australia | 126830 | 2025-03-27 |  | Approved | Reverse Cycle | N/A | Yes | Class 20 | Yes | N/A | - | Yes | Yes | Yes | - | 3.488 | Available | N/A | N/A | https://www.compactcomfort.com | http://www.saihvac.com.au/ | Yes |  |  | AAC4746 | N/A | Variable output compressor,Variable speed fan systems | Inverter | N/A | N/A | N/A | 3 | N/A | N/A | N/A | N/A | N/A | N/A | N/A | N/A | N/A | N/A | N/A | N/A | N/A | N/A | N/A | N/A | 3.1 | N/A | N/A | N/A | N/A | N/A | N/A | N/A | N/A | N/A | N/A | N/A | N/A | N/A | N/A | N/A | N/A | N/A | N/A | N/A | N/A | N/A | N/A | N/A | N/A | N/A | N/A | N/A | N/A | N/A | N/A | N/A | N/A | N/A | N/A | N/A | N/A | N/A | N/A | N/A | N/A | N/A | N/A | N/A | N/A | N/A | N/A | N/A | N/A | N/A | N/A | N/A | N/A | N/A | N/A | N/A | N/A | N/A | N/A | N/A | N/A | N/A | N/A | N/A | N/A | N/A | N/A | N/A | 3.2051 | 3.4162
[SEER Multi-Split <=65kW] GEMS (Air Conditioners up to 65kW) Determination 2019 | N/A | AS/NZS 3823.1.4:2012 | HS-VRAF-11-H-1/HS-HWS-6 | HS-VRAF-11 | N/A | SAI HVAC | 1.1 | Both | Multiple split - VRF | N/A | Air | Air | Australia,Thailand | 3 | 8.9 | 10 | N/A | 0 | 0 | 0 | N/A | 3.1 | 11 | Enthalpy Test Room | 3.488 | 3.535 | Yes | 0 | N/A | 35.5 | 35.5 | 0 | 0 | N/A | N/A | N/A | 3.3552 | 3.404 | N/A | N/A | N/A | N/A | N/A | N/A | Enthalpy Test Room | Single | R410A | Australia | 126830 | 2025-03-27 |  | Approved | Reverse Cycle | N/A | Yes | Class 20 | Yes | N/A | - | Yes | Yes | Yes | - | 3.488 | Available | N/A | N/A | https://www.compactcomfort.com | http://www.saihvac.com.au/ | Yes |  |  | AAC4746 | N/A | Variable output compressor,Variable speed fan systems | Inverter | N/A | N/A | N/A | 3 | N/A | N/A | N/A | N/A | N/A | N/A | N/A | N/A | N/A | N/A | N/A | N/A | N/A | N/A | N/A | N/A | 3.1 | N/A | N/A | N/A | N/A | N/A | N/A | N/A | N/A | N/A | N/A | N/A | N/A | N/A | N/A | N/A | N/A | N/A | N/A | N/A | N/A | N/A | N/A | N/A | N/A | N/A | N/A | N/A | N/A | N/A | N/A | N/A | N/A | N/A | N/A | N/A | N/A | N/A | N/A | N/A | N/A | N/A | N/A | N/A | N/A | N/A | N/A | N/A | N/A | N/A | N/A | N/A | N/A | N/A | N/A | N/A | N/A | N/A | N/A | N/A | N/A | N/A | N/A | N/A | N/A | N/A | N/A | N/A | 3.2051 | 3.4162
[SEER Multi-Split <=65kW] GEMS (Air Conditioners up to 65kW) Determination 2019 | N/A | AS/NZS 3823.1.4:2012 | HS-VRAF-11-H-1/HS-HWS-7 | HS-VRAF-11 | N/A | SAI HVAC | 1.1 | Both | Multiple split - VRF | N/A | Air | Air | Australia,Thailand | 3 | 8.9 | 10 | N/A | 0 | 0 | 0 | N/A | 3.1 | 11 | Enthalpy Test Room | 3.488 | 3.535 | Yes | 0 | N/A | 35.5 | 35.5 | 0 | 0 | N/A | N/A | N/A | 3.3552 | 3.404 | N/A | N/A | N/A | N/A | N/A | N/A | Enthalpy Test Room | Single | R410A | Australia | 126830 | 2025-03-27 |  | Approved | Reverse Cycle | N/A | Yes | Class 20 | Yes | N/A | - | Yes | Yes | Yes | - | 3.488 | Available | N/A | N/A | https://www.compactcomfort.com | http://www.saihvac.com.au/ | Yes |  |  | AAC4746 | N/A | Variable output compressor,Variable speed fan systems | Inverter | N/A | N/A | N/A | 3 | N/A | N/A | N/A | N/A | N/A | N/A | N/A | N/A | N/A | N/A | N/A | N/A | N/A | N/A | N/A | N/A | 3.1 | N/A | N/A | N/A | N/A | N/A | N/A | N/A | N/A | N/A | N/A | N/A | N/A | N/A | N/A | N/A | N/A | N/A | N/A | N/A | N/A | N/A | N/A | N/A | N/A | N/A | N/A | N/A | N/A | N/A | N/A | N/A | N/A | N/A | N/A | N/A | N/A | N/A | N/A | N/A | N/A | N/A | N/A | N/A | N/A | N/A | N/A | N/A | N/A | N/A | N/A | N/A | N/A | N/A | N/A | N/A | N/A | N/A | N/A | N/A | N/A | N/A | N/A | N/A | N/A | N/A | N/A | N/A | 3.2051 | 3.4162
[SEER Multi-Split <=65kW] GEMS (Air Conditioners up to 65kW) Determination 2019 | N/A | AS/NZS 3823.1.4:2012 | HS-VRAF-11-H-1/HS-HWS-8 | HS-VRAF-11 | N/A | SAI HVAC | 1.1 | Both | Multiple split - VRF | N/A | Air | Air | Australia,Thailand | 3 | 8.9 | 10 | N/A | 0 | 0 | 0 | N/A | 3.1 | 11 | Enthalpy Test Room | 3.488 | 3.535 | Yes | 0 | N/A | 35.5 | 35.5 | 0 | 0 | N/A | N/A | N/A | 3.3552 | 3.404 | N/A | N/A | N/A | N/A | N/A | N/A | Enthalpy Test Room | Single | R410A | Australia | 126830 | 2025-03-27 |  | Approved | Reverse Cycle | N/A | Yes | Class 20 | Yes | N/A | - | Yes | Yes | Yes | - | 3.488 | Available | N/A | N/A | https://www.compactcomfort.com | http://www.saihvac.com.au/ | Yes |  |  | AAC4746 | N/A | Variable output compressor,Variable speed fan systems | Inverter | N/A | N/A | N/A | 3 | N/A | N/A | N/A | N/A | N/A | N/A | N/A | N/A | N/A | N/A | N/A | N/A | N/A | N/A | N/A | N/A | 3.1 | N/A | N/A | N/A | N/A | N/A | N/A | N/A | N/A | N/A | N/A | N/A | N/A | N/A | N/A | N/A | N/A | N/A | N/A | N/A | N/A | N/A | N/A | N/A | N/A | N/A | N/A | N/A | N/A | N/A | N/A | N/A | N/A | N/A | N/A | N/A | N/A | N/A | N/A | N/A | N/A | N/A | N/A | N/A | N/A | N/A | N/A | N/A | N/A | N/A | N/A | N/A | N/A | N/A | N/A | N/A | N/A | N/A | N/A | N/A | N/A | N/A | N/A | N/A | N/A | N/A | N/A | N/A | 3.2051 | 3.4162
[SEER Multi-Split <=65kW] GEMS (Air Conditioners up to 65kW) Determination 2019 | N/A | AS/NZS 3823.1.4:2012 | HS-VRAF-11-H-1/HS-LBH-2 | HS-VRAF-11 | N/A | SAI HVAC | 1.1 | Both | Multiple split - VRF | N/A | Air | Air | Australia,Thailand | 3 | 8.9 | 10 | N/A | 0 | 0 | 0 | N/A | 3.1 | 11 | Enthalpy Test Room | 3.488 | 3.535 | Yes | 0 | N/A | 35.5 | 35.5 | 0 | 0 | N/A | N/A | N/A | 3.3552 | 3.404 | N/A | N/A | N/A | N/A | N/A | N/A | Enthalpy Test Room | Single | R410A | Australia | 126830 | 2025-03-27 |  | Approved | Reverse Cycle | N/A | Yes | Class 20 | Yes | N/A | - | Yes | Yes | Yes | - | 3.488 | Available | N/A | N/A | https://www.compactcomfort.com | http://www.saihvac.com.au/ | Yes |  |  | AAC4746 | N/A | Variable output compressor,Variable speed fan systems | Inverter | N/A | N/A | N/A | 3 | N/A | N/A | N/A | N/A | N/A | N/A | N/A | N/A | N/A | N/A | N/A | N/A | N/A | N/A | N/A | N/A | 3.1 | N/A | N/A | N/A | N/A | N/A | N/A | N/A | N/A | N/A | N/A | N/A | N/A | N/A | N/A | N/A | N/A | N/A | N/A | N/A | N/A | N/A | N/A | N/A | N/A | N/A | N/A | N/A | N/A | N/A | N/A | N/A | N/A | N/A | N/A | N/A | N/A | N/A | N/A | N/A | N/A | N/A | N/A | N/A | N/A | N/A | N/A | N/A | N/A | N/A | N/A | N/A | N/A | N/A | N/A | N/A | N/A | N/A | N/A | N/A | N/A | N/A | N/A | N/A | N/A | N/A | N/A | N/A | 3.2051 | 3.4162
[SEER Multi-Split <=65kW] GEMS (Air Conditioners up to 65kW) Determination 2019 | N/A | AS/NZS 3823.1.4:2012 | HS-VRAF-11-H-1/HS-MBH-4 | HS-VRAF-11 | N/A | SAI HVAC | 1.1 | Both | Multiple split - VRF | N/A | Air | Air | Australia,Thailand | 3 | 8.9 | 10 | N/A | 0 | 0 | 0 | N/A | 3.1 | 11 | Enthalpy Test Room | 3.488 | 3.535 | Yes | 0 | N/A | 35.5 | 35.5 | 0 | 0 | N/A | N/A | N/A | 3.3552 | 3.404 | N/A | N/A | N/A | N/A | N/A | N/A | Enthalpy Test Room | Single | R410A | Australia | 126830 | 2025-03-27 |  | Approved | Reverse Cycle | N/A | Yes | Class 20 | Yes | N/A | - | Yes | Yes | Yes | - | 3.488 | Available | N/A | N/A | https://www.compactcomfort.com | http://www.saihvac.com.au/ | Yes |  |  | AAC4746 | N/A | Variable output compressor,Variable speed fan systems | Inverter | N/A | N/A | N/A | 3 | N/A | N/A | N/A | N/A | N/A | N/A | N/A | N/A | N/A | N/A | N/A | N/A | N/A | N/A | N/A | N/A | 3.1 | N/A | N/A | N/A | N/A | N/A | N/A | N/A | N/A | N/A | N/A | N/A | N/A | N/A | N/A | N/A | N/A | N/A | N/A | N/A | N/A | N/A | N/A | N/A | N/A | N/A | N/A | N/A | N/A | N/A | N/A | N/A | N/A | N/A | N/A | N/A | N/A | N/A | N/A | N/A | N/A | N/A | N/A | N/A | N/A | N/A | N/A | N/A | N/A | N/A | N/A | N/A | N/A | N/A | N/A | N/A | N/A | N/A | N/A | N/A | N/A | N/A | N/A | N/A | N/A | N/A | N/A | N/A | 3.2051 | 3.4162
[SEER Multi-Split <=65kW] GEMS (Air Conditioners up to 65kW) Determination 2019 | N/A | AS/NZS 3823.1.4:2012 | HS-VRAF-11-H-1/HS-MBH-9 | HS-VRAF-11 | N/A | SAI HVAC | 1.1 | Both | Multiple split - VRF | N/A | Air | Air | Australia,Thailand | 3 | 8.9 | 10 | N/A | 0 | 0 | 0 | N/A | 3.1 | 11 | Enthalpy Test Room | 3.488 | 3.535 | Yes | 0 | N/A | 35.5 | 35.5 | 0 | 0 | N/A | N/A | N/A | 3.3552 | 3.404 | N/A | N/A | N/A | N/A | N/A | N/A | Enthalpy Test Room | Single | R410A | Australia | 126830 | 2025-03-27 |  | Approved | Reverse Cycle | N/A | Yes | Class 20 | Yes | N/A | - | Yes | Yes | Yes | - | 3.488 | Available | N/A | N/A | https://www.compactcomfort.com | http://www.saihvac.com.au/ | Yes |  |  | AAC4746 | N/A | Variable output compressor,Variable speed fan systems | Inverter | N/A | N/A | N/A | 3 | N/A | N/A | N/A | N/A | N/A | N/A | N/A | N/A | N/A | N/A | N/A | N/A | N/A | N/A | N/A | N/A | 3.1 | N/A | N/A | N/A | N/A | N/A | N/A | N/A | N/A | N/A | N/A | N/A | N/A | N/A | N/A | N/A | N/A | N/A | N/A | N/A | N/A | N/A | N/A | N/A | N/A | N/A | N/A | N/A | N/A | N/A | N/A | N/A | N/A | N/A | N/A | N/A | N/A | N/A | N/A | N/A | N/A | N/A | N/A | N/A | N/A | N/A | N/A | N/A | N/A | N/A | N/A | N/A | N/A | N/A | N/A | N/A | N/A | N/A | N/A | N/A | N/A | N/A | N/A | N/A | N/A | N/A | N/A | N/A | 3.2051 | 3.4162
[SEER Multi-Split <=65kW] GEMS (Air Conditioners up to 65kW) Determination 2019 | N/A | AS/NZS 3823.1.4:2012 | HS-VRAF-11-H-1/HS-MICRO-4 | HS-VRAF-11 | N/A | SAI HVAC | 1.1 | Both | Multiple split - VRF | N/A | Air | Air | Australia,Thailand | 3 | 8.9 | 10 | N/A | 0 | 0 | 0 | N/A | 3.1 | 11 | Enthalpy Test Room | 3.488 | 3.535 | Yes | 0 | N/A | 35.5 | 35.5 | 0 | 0 | N/A | N/A | N/A | 3.3552 | 3.404 | N/A | N/A | N/A | N/A | N/A | N/A | Enthalpy Test Room | Single | R410A | Australia | 126830 | 2025-03-27 |  | Approved | Reverse Cycle | N/A | Yes | Class 20 | Yes | N/A | - | Yes | Yes | Yes | - | 3.488 | Available | N/A | N/A | https://www.compactcomfort.com | http://www.saihvac.com.au/ | Yes |  |  | AAC4746 | N/A | Variable output compressor,Variable speed fan systems | Inverter | N/A | N/A | N/A | 3 | N/A | N/A | N/A | N/A | N/A | N/A | N/A | N/A | N/A | N/A | N/A | N/A | N/A | N/A | N/A | N/A | 3.1 | N/A | N/A | N/A | N/A | N/A | N/A | N/A | N/A | N/A | N/A | N/A | N/A | N/A | N/A | N/A | N/A | N/A | N/A | N/A | N/A | N/A | N/A | N/A | N/A | N/A | N/A | N/A | N/A | N/A | N/A | N/A | N/A | N/A | N/A | N/A | N/A | N/A | N/A | N/A | N/A | N/A | N/A | N/A | N/A | N/A | N/A | N/A | N/A | N/A | N/A | N/A | N/A | N/A | N/A | N/A | N/A | N/A | N/A | N/A | N/A | N/A | N/A | N/A | N/A | N/A | N/A | N/A | 3.2051 | 3.4162
[SEER Multi-Split <=65kW] GEMS (Air Conditioners up to 65kW) Determination 2019 | N/A | AS/NZS 3823.1.4:2012 | HS-VRAF-11-H-1/HS-MICRO-6 | HS-VRAF-11 | N/A | SAI HVAC | 1.1 | Both | Multiple split - VRF | N/A | Air | Air | Australia,Thailand | 3 | 8.9 | 10 | N/A | 0 | 0 | 0 | N/A | 3.1 | 11 | Enthalpy Test Room | 3.488 | 3.535 | Yes | 0 | N/A | 35.5 | 35.5 | 0 | 0 | N/A | N/A | N/A | 3.3552 | 3.404 | N/A | N/A | N/A | N/A | N/A | N/A | Enthalpy Test Room | Single | R410A | Australia | 126830 | 2025-03-27 |  | Approved | Reverse Cycle | N/A | Yes | Class 20 | Yes | N/A | - | Yes | Yes | Yes | - | 3.488 | Available | N/A | N/A | https://www.compactcomfort.com | http://www.saihvac.com.au/ | Yes |  |  | AAC4746 | N/A | Variable output compressor,Variable speed fan systems | Inverter | N/A | N/A | N/A | 3 | N/A | N/A | N/A | N/A | N/A | N/A | N/A | N/A | N/A | N/A | N/A | N/A | N/A | N/A | N/A | N/A | 3.1 | N/A | N/A | N/A | N/A | N/A | N/A | N/A | N/A | N/A | N/A | N/A | N/A | N/A | N/A | N/A | N/A | N/A | N/A | N/A | N/A | N/A | N/A | N/A | N/A | N/A | N/A | N/A | N/A | N/A | N/A | N/A | N/A | N/A | N/A | N/A | N/A | N/A | N/A | N/A | N/A | N/A | N/A | N/A | N/A | N/A | N/A | N/A | N/A | N/A | N/A | N/A | N/A | N/A | N/A | N/A | N/A | N/A | N/A | N/A | N/A | N/A | N/A | N/A | N/A | N/A | N/A | N/A | 3.2051 | 3.4162
[SEER Multi-Split <=65kW] GEMS (Air Conditioners up to 65kW) Determination 2019 | N/A | AS/NZS 3823.1.4:2012 | HS-VRAF-11-H-1/HS-MICRO-9 | HS-VRAF-11 | N/A | SAI HVAC | 1.1 | Both | Multiple split - VRF | N/A | Air | Air | Australia,Thailand | 3 | 8.9 | 10 | N/A | 0 | 0 | 0 | N/A | 3.1 | 11 | Enthalpy Test Room | 3.488 | 3.535 | Yes | 0 | N/A | 35.5 | 35.5 | 0 | 0 | N/A | N/A | N/A | 3.3552 | 3.404 | N/A | N/A | N/A | N/A | N/A | N/A | Enthalpy Test Room | Single | R410A | Australia | 126830 | 2025-03-27 |  | Approved | Reverse Cycle | N/A | Yes | Class 20 | Yes | N/A | - | Yes | Yes | Yes | - | 3.488 | Available | N/A | N/A | https://www.compactcomfort.com | http://www.saihvac.com.au/ | Yes |  |  | AAC4746 | N/A | Variable output compressor,Variable speed fan systems | Inverter | N/A | N/A | N/A | 3 | N/A | N/A | N/A | N/A | N/A | N/A | N/A | N/A | N/A | N/A | N/A | N/A | N/A | N/A | N/A | N/A | 3.1 | N/A | N/A | N/A | N/A | N/A | N/A | N/A | N/A | N/A | N/A | N/A | N/A | N/A | N/A | N/A | N/A | N/A | N/A | N/A | N/A | N/A | N/A | N/A | N/A | N/A | N/A | N/A | N/A | N/A | N/A | N/A | N/A | N/A | N/A | N/A | N/A | N/A | N/A | N/A | N/A | N/A | N/A | N/A | N/A | N/A | N/A | N/A | N/A | N/A | N/A | N/A | N/A | N/A | N/A | N/A | N/A | N/A | N/A | N/A | N/A | N/A | N/A | N/A | N/A | N/A | N/A | N/A | 3.2051 | 3.4162
[SEER Multi-Split <=65kW] GEMS (Air Conditioners up to 65kW) Determination 2019 | N/A | AS/NZS 3823.1.4:2012 | HS-VRAF-11-H-1/HS-QB-11 | HS-VRAF-11 | N/A | SAI HVAC | 1.1 | Both | Multiple split - VRF | N/A | Air | Air | Australia,Thailand | 3 | 8.9 | 10 | N/A | 0 | 0 | 0 | N/A | 3.1 | 11 | Enthalpy Test Room | 3.488 | 3.535 | Yes | 0 | N/A | 35.5 | 35.5 | 0 | 0 | N/A | N/A | N/A | 3.3552 | 3.404 | N/A | N/A | N/A | N/A | N/A | N/A | Enthalpy Test Room | Single | R410A | Australia | 126830 | 2025-03-27 |  | Approved | Reverse Cycle | N/A | Yes | Class 20 | Yes | N/A | - | Yes | Yes | Yes | - | 3.488 | Available | N/A | N/A | https://www.compactcomfort.com | http://www.saihvac.com.au/ | Yes |  |  | AAC4746 | N/A | Variable output compressor,Variable speed fan systems | Inverter | N/A | N/A | N/A | 3 | N/A | N/A | N/A | N/A | N/A | N/A | N/A | N/A | N/A | N/A | N/A | N/A | N/A | N/A | N/A | N/A | 3.1 | N/A | N/A | N/A | N/A | N/A | N/A | N/A | N/A | N/A | N/A | N/A | N/A | N/A | N/A | N/A | N/A | N/A | N/A | N/A | N/A | N/A | N/A | N/A | N/A | N/A | N/A | N/A | N/A | N/A | N/A | N/A | N/A | N/A | N/A | N/A | N/A | N/A | N/A | N/A | N/A | N/A | N/A | N/A | N/A | N/A | N/A | N/A | N/A | N/A | N/A | N/A | N/A | N/A | N/A | N/A | N/A | N/A | N/A | N/A | N/A | N/A | N/A | N/A | N/A | N/A | N/A | N/A | 3.2051 | 3.4162
[SEER Multi-Split <=65kW] GEMS (Air Conditioners up to 65kW) Determination 2019 | N/A | AS/NZS 3823.1.4:2012 | HS-VRAF-11-H-1/HS-RAD-11 | HS-VRAF-11 | N/A | SAI HVAC | 1.1 | Both | Multiple split - VRF | N/A | Air | Air | Australia,Thailand | 3 | 8.9 | 10 | N/A | 0 | 0 | 0 | N/A | 3.1 | 11 | Enthalpy Test Room | 3.488 | 3.535 | Yes | 0 | N/A | 35.5 | 35.5 | 0 | 0 | N/A | N/A | N/A | 3.3552 | 3.404 | N/A | N/A | N/A | N/A | N/A | N/A | Enthalpy Test Room | Single | R410A | Australia | 126830 | 2025-03-27 |  | Approved | Reverse Cycle | N/A | Yes | Class 20 | Yes | N/A | - | Yes | Yes | Yes | - | 3.488 | Available | N/A | N/A | https://www.compactcomfort.com | http://www.saihvac.com.au/ | Yes |  |  | AAC4746 | N/A | Variable output compressor,Variable speed fan systems | Inverter | N/A | N/A | N/A | 3 | N/A | N/A | N/A | N/A | N/A | N/A | N/A | N/A | N/A | N/A | N/A | N/A | N/A | N/A | N/A | N/A | 3.1 | N/A | N/A | N/A | N/A | N/A | N/A | N/A | N/A | N/A | N/A | N/A | N/A | N/A | N/A | N/A | N/A | N/A | N/A | N/A | N/A | N/A | N/A | N/A | N/A | N/A | N/A | N/A | N/A | N/A | N/A | N/A | N/A | N/A | N/A | N/A | N/A | N/A | N/A | N/A | N/A | N/A | N/A | N/A | N/A | N/A | N/A | N/A | N/A | N/A | N/A | N/A | N/A | N/A | N/A | N/A | N/A | N/A | N/A | N/A | N/A | N/A | N/A | N/A | N/A | N/A | N/A | N/A | 3.2051 | 3.4162
[SEER Multi-Split <=65kW] GEMS (Air Conditioners up to 65kW) Determination 2019 | N/A | AS/NZS 3823.1.4:2012 | HS-VRAF-11-H-1/HS-VAF-11 | HS-VRAF-11 | N/A | SAI HVAC | 1.1 | Both | Multiple split - VRF | N/A | Air | Air | Australia,Thailand | 3 | 8.9 | 10 | N/A | 0 | 0 | 0 | N/A | 3.1 | 11 | Enthalpy Test Room | 3.488 | 3.535 | Yes | 0 | N/A | 35.5 | 35.5 | 0 | 0 | N/A | N/A | N/A | 3.3552 | 3.404 | N/A | N/A | N/A | N/A | N/A | N/A | Enthalpy Test Room | Single | R410A | Australia | 126830 | 2025-03-27 |  | Approved | Reverse Cycle | N/A | Yes | Class 20 | Yes | N/A | - | Yes | Yes | Yes | - | 3.488 | Available | N/A | N/A | https://www.compactcomfort.com | http://www.saihvac.com.au/ | Yes |  |  | AAC4746 | N/A | Variable output compressor,Variable speed fan systems | Inverter | N/A | N/A | N/A | 3 | N/A | N/A | N/A | N/A | N/A | N/A | N/A | N/A | N/A | N/A | N/A | N/A | N/A | N/A | N/A | N/A | 3.1 | N/A | N/A | N/A | N/A | N/A | N/A | N/A | N/A | N/A | N/A | N/A | N/A | N/A | N/A | N/A | N/A | N/A | N/A | N/A | N/A | N/A | N/A | N/A | N/A | N/A | N/A | N/A | N/A | N/A | N/A | N/A | N/A | N/A | N/A | N/A | N/A | N/A | N/A | N/A | N/A | N/A | N/A | N/A | N/A | N/A | N/A | N/A | N/A | N/A | N/A | N/A | N/A | N/A | N/A | N/A | N/A | N/A | N/A | N/A | N/A | N/A | N/A | N/A | N/A | N/A | N/A | N/A | 3.2051 | 3.4162
[SEER Multi-Split <=65kW] GEMS (Air Conditioners up to 65kW) Determination 2019 | N/A | AS/NZS 3823.1.4:2012 | HS-VRAF-16 | HS-VRAF-16 | N/A | SAI HVAC | 1.2 | Ducted | Multiple split - VRF | N/A | Air | Air | Australia | 4.25 | 14.8 | 16 | N/A | 0 | 0 | 0 | N/A | 4.95 | 17.5 | Enthalpy Test Room | 3.7744 | 3.5562 | Yes | 0 | N/A | 23.5 | 23.5 | 0 | 0 | N/A | N/A | N/A | 3.7055 | 3.5002 | N/A | N/A | N/A | N/A | N/A | N/A | Enthalpy Test Room | Single | R410A | Australia | 126680 | 2025-02-14 |  | Approved | Reverse Cycle | N/A | Yes | Class 20 | Yes | N/A | - | Yes | Yes | Yes | - | 3.7744 | Available | N/A | N/A | https://www.compactcomfort.com | http://www.saihvac.com.au/ | Yes |  |  | AAC4474 | N/A | Variable output compressor,Variable speed fan systems | Inverter | N/A | N/A | N/A | 4.25 | N/A | N/A | N/A | N/A | N/A | N/A | N/A | N/A | N/A | N/A | N/A | N/A | N/A | N/A | N/A | N/A | 4.95 | N/A | N/A | N/A | N/A | N/A | N/A | N/A | N/A | N/A | N/A | N/A | N/A | N/A | N/A | N/A | N/A | N/A | N/A | N/A | N/A | N/A | N/A | N/A | N/A | N/A | N/A | N/A | N/A | N/A | N/A | N/A | N/A | N/A | N/A | N/A | N/A | N/A | N/A | N/A | N/A | N/A | N/A | N/A | N/A | N/A | N/A | N/A | N/A | N/A | N/A | N/A | N/A | N/A | N/A | N/A | N/A | N/A | N/A | N/A | N/A | N/A | N/A | N/A | N/A | N/A | N/A | N/A | 3.6956 | 3.4795
[SEER Multi-Split <=65kW] GEMS (Air Conditioners up to 65kW) Determination 2019 | N/A | AS/NZS 3823.1.4:2012 | HS-VRAF-16-H-1 | HS-VRAF-16 | N/A | SAI HVAC | 1.2 | Ducted | Multiple split - VRF | N/A | Air | Air | Australia | 4.25 | 14.8 | 16 | N/A | 0 | 0 | 0 | N/A | 4.95 | 17.5 | Enthalpy Test Room | 3.7744 | 3.5562 | Yes | 0 | N/A | 23.5 | 23.5 | 0 | 0 | N/A | N/A | N/A | 3.7055 | 3.5002 | N/A | N/A | N/A | N/A | N/A | N/A | Enthalpy Test Room | Single | R410A | Australia | 126680 | 2025-02-14 |  | Approved | Reverse Cycle | N/A | Yes | Class 20 | Yes | N/A | - | Yes | Yes | Yes | - | 3.7744 | Available | N/A | N/A | https://www.compactcomfort.com | http://www.saihvac.com.au/ | Yes |  |  | AAC4474 | N/A | Variable output compressor,Variable speed fan systems | Inverter | N/A | N/A | N/A | 4.25 | N/A | N/A | N/A | N/A | N/A | N/A | N/A | N/A | N/A | N/A | N/A | N/A | N/A | N/A | N/A | N/A | 4.95 | N/A | N/A | N/A | N/A | N/A | N/A | N/A | N/A | N/A | N/A | N/A | N/A | N/A | N/A | N/A | N/A | N/A | N/A | N/A | N/A | N/A | N/A | N/A | N/A | N/A | N/A | N/A | N/A | N/A | N/A | N/A | N/A | N/A | N/A | N/A | N/A | N/A | N/A | N/A | N/A | N/A | N/A | N/A | N/A | N/A | N/A | N/A | N/A | N/A | N/A | N/A | N/A | N/A | N/A | N/A | N/A | N/A | N/A | N/A | N/A | N/A | N/A | N/A | N/A | N/A | N/A | N/A | 3.6956 | 3.4795
[SEER Multi-Split <=65kW] GEMS (Air Conditioners up to 65kW) Determination 2019 | N/A | AS/NZS 3823.1.4:2012 | HS-VRAF-16-H-1/HS-3SP-11 | HS-VRAF-16 | N/A | SAI HVAC | 1.2 | Ducted | Multiple split - VRF | N/A | Air | Air | Australia | 4.25 | 14.8 | 16 | N/A | 0 | 0 | 0 | N/A | 4.95 | 17.5 | Enthalpy Test Room | 3.7744 | 3.5562 | Yes | 0 | N/A | 23.5 | 23.5 | 0 | 0 | N/A | N/A | N/A | 3.7055 | 3.5002 | N/A | N/A | N/A | N/A | N/A | N/A | Enthalpy Test Room | Single | R410A | Australia | 126680 | 2025-02-14 |  | Approved | Reverse Cycle | N/A | Yes | Class 20 | Yes | N/A | - | Yes | Yes | Yes | - | 3.7744 | Available | N/A | N/A | https://www.compactcomfort.com | http://www.saihvac.com.au/ | Yes |  |  | AAC4474 | N/A | Variable output compressor,Variable speed fan systems | Inverter | N/A | N/A | N/A | 4.25 | N/A | N/A | N/A | N/A | N/A | N/A | N/A | N/A | N/A | N/A | N/A | N/A | N/A | N/A | N/A | N/A | 4.95 | N/A | N/A | N/A | N/A | N/A | N/A | N/A | N/A | N/A | N/A | N/A | N/A | N/A | N/A | N/A | N/A | N/A | N/A | N/A | N/A | N/A | N/A | N/A | N/A | N/A | N/A | N/A | N/A | N/A | N/A | N/A | N/A | N/A | N/A | N/A | N/A | N/A | N/A | N/A | N/A | N/A | N/A | N/A | N/A | N/A | N/A | N/A | N/A | N/A | N/A | N/A | N/A | N/A | N/A | N/A | N/A | N/A | N/A | N/A | N/A | N/A | N/A | N/A | N/A | N/A | N/A | N/A | 3.6956 | 3.4795
[SEER Multi-Split <=65kW] GEMS (Air Conditioners up to 65kW) Determination 2019 | N/A | AS/NZS 3823.1.4:2012 | HS-VRAF-16-H-1/HS-3SP-16 | HS-VRAF-16 | N/A | SAI HVAC | 1.2 | Ducted | Multiple split - VRF | N/A | Air | Air | Australia | 4.25 | 14.8 | 16 | N/A | 0 | 0 | 0 | N/A | 4.95 | 17.5 | Enthalpy Test Room | 3.7744 | 3.5562 | Yes | 0 | N/A | 23.5 | 23.5 | 0 | 0 | N/A | N/A | N/A | 3.7055 | 3.5002 | N/A | N/A | N/A | N/A | N/A | N/A | Enthalpy Test Room | Single | R410A | Australia | 126680 | 2025-02-14 |  | Approved | Reverse Cycle | N/A | Yes | Class 20 | Yes | N/A | - | Yes | Yes | Yes | - | 3.7744 | Available | N/A | N/A | https://www.compactcomfort.com | http://www.saihvac.com.au/ | Yes |  |  | AAC4474 | N/A | Variable output compressor,Variable speed fan systems | Inverter | N/A | N/A | N/A | 4.25 | N/A | N/A | N/A | N/A | N/A | N/A | N/A | N/A | N/A | N/A | N/A | N/A | N/A | N/A | N/A | N/A | 4.95 | N/A | N/A | N/A | N/A | N/A | N/A | N/A | N/A | N/A | N/A | N/A | N/A | N/A | N/A | N/A | N/A | N/A | N/A | N/A | N/A | N/A | N/A | N/A | N/A | N/A | N/A | N/A | N/A | N/A | N/A | N/A | N/A | N/A | N/A | N/A | N/A | N/A | N/A | N/A | N/A | N/A | N/A | N/A | N/A | N/A | N/A | N/A | N/A | N/A | N/A | N/A | N/A | N/A | N/A | N/A | N/A | N/A | N/A | N/A | N/A | N/A | N/A | N/A | N/A | N/A | N/A | N/A | 3.6956 | 3.4795
[SEER Multi-Split <=65kW] GEMS (Air Conditioners up to 65kW) Determination 2019 | N/A | AS/NZS 3823.1.4:2012 | HS-VRAF-16-H-1/HS-LBH-2 | HS-VRAF-16 | N/A | SAI HVAC | 1.2 | Ducted | Multiple split - VRF | N/A | Air | Air | Australia | 4.25 | 14.8 | 16 | N/A | 0 | 0 | 0 | N/A | 4.95 | 17.5 | Enthalpy Test Room | 3.7744 | 3.5562 | Yes | 0 | N/A | 23.5 | 23.5 | 0 | 0 | N/A | N/A | N/A | 3.7055 | 3.5002 | N/A | N/A | N/A | N/A | N/A | N/A | Enthalpy Test Room | Single | R410A | Australia | 126680 | 2025-02-14 |  | Approved | Reverse Cycle | N/A | Yes | Class 20 | Yes | N/A | - | Yes | Yes | Yes | - | 3.7744 | Available | N/A | N/A | https://www.compactcomfort.com | http://www.saihvac.com.au/ | Yes |  |  | AAC4474 | N/A | Variable output compressor,Variable speed fan systems | Inverter | N/A | N/A | N/A | 4.25 | N/A | N/A | N/A | N/A | N/A | N/A | N/A | N/A | N/A | N/A | N/A | N/A | N/A | N/A | N/A | N/A | 4.95 | N/A | N/A | N/A | N/A | N/A | N/A | N/A | N/A | N/A | N/A | N/A | N/A | N/A | N/A | N/A | N/A | N/A | N/A | N/A | N/A | N/A | N/A | N/A | N/A | N/A | N/A | N/A | N/A | N/A | N/A | N/A | N/A | N/A | N/A | N/A | N/A | N/A | N/A | N/A | N/A | N/A | N/A | N/A | N/A | N/A | N/A | N/A | N/A | N/A | N/A | N/A | N/A | N/A | N/A | N/A | N/A | N/A | N/A | N/A | N/A | N/A | N/A | N/A | N/A | N/A | N/A | N/A | 3.6956 | 3.4795
[SEER Multi-Split <=65kW] GEMS (Air Conditioners up to 65kW) Determination 2019 | N/A | AS/NZS 3823.1.4:2012 | HS-VRAF-16-H-1/HS-MBH-4 | HS-VRAF-16 | N/A | SAI HVAC | 1.2 | Ducted | Multiple split - VRF | N/A | Air | Air | Australia | 4.25 | 14.8 | 16 | N/A | 0 | 0 | 0 | N/A | 4.95 | 17.5 | Enthalpy Test Room | 3.7744 | 3.5562 | Yes | 0 | N/A | 23.5 | 23.5 | 0 | 0 | N/A | N/A | N/A | 3.7055 | 3.5002 | N/A | N/A | N/A | N/A | N/A | N/A | Enthalpy Test Room | Single | R410A | Australia | 126680 | 2025-02-14 |  | Approved | Reverse Cycle | N/A | Yes | Class 20 | Yes | N/A | - | Yes | Yes | Yes | - | 3.7744 | Available | N/A | N/A | https://www.compactcomfort.com | http://www.saihvac.com.au/ | Yes |  |  | AAC4474 | N/A | Variable output compressor,Variable speed fan systems | Inverter | N/A | N/A | N/A | 4.25 | N/A | N/A | N/A | N/A | N/A | N/A | N/A | N/A | N/A | N/A | N/A | N/A | N/A | N/A | N/A | N/A | 4.95 | N/A | N/A | N/A | N/A | N/A | N/A | N/A | N/A | N/A | N/A | N/A | N/A | N/A | N/A | N/A | N/A | N/A | N/A | N/A | N/A | N/A | N/A | N/A | N/A | N/A | N/A | N/A | N/A | N/A | N/A | N/A | N/A | N/A | N/A | N/A | N/A | N/A | N/A | N/A | N/A | N/A | N/A | N/A | N/A | N/A | N/A | N/A | N/A | N/A | N/A | N/A | N/A | N/A | N/A | N/A | N/A | N/A | N/A | N/A | N/A | N/A | N/A | N/A | N/A | N/A | N/A | N/A | 3.6956 | 3.4795
[SEER Multi-Split <=65kW] GEMS (Air Conditioners up to 65kW) Determination 2019 | N/A | AS/NZS 3823.1.4:2012 | HS-VRAF-16-H-1/HS-MBH-9 | HS-VRAF-16 | N/A | SAI HVAC | 1.2 | Ducted | Multiple split - VRF | N/A | Air | Air | Australia | 4.25 | 14.8 | 16 | N/A | 0 | 0 | 0 | N/A | 4.95 | 17.5 | Enthalpy Test Room | 3.7744 | 3.5562 | Yes | 0 | N/A | 23.5 | 23.5 | 0 | 0 | N/A | N/A | N/A | 3.7055 | 3.5002 | N/A | N/A | N/A | N/A | N/A | N/A | Enthalpy Test Room | Single | R410A | Australia | 126680 | 2025-02-14 |  | Approved | Reverse Cycle | N/A | Yes | Class 20 | Yes | N/A | - | Yes | Yes | Yes | - | 3.7744 | Available | N/A | N/A | https://www.compactcomfort.com | http://www.saihvac.com.au/ | Yes |  |  | AAC4474 | N/A | Variable output compressor,Variable speed fan systems | Inverter | N/A | N/A | N/A | 4.25 | N/A | N/A | N/A | N/A | N/A | N/A | N/A | N/A | N/A | N/A | N/A | N/A | N/A | N/A | N/A | N/A | 4.95 | N/A | N/A | N/A | N/A | N/A | N/A | N/A | N/A | N/A | N/A | N/A | N/A | N/A | N/A | N/A | N/A | N/A | N/A | N/A | N/A | N/A | N/A | N/A | N/A | N/A | N/A | N/A | N/A | N/A | N/A | N/A | N/A | N/A | N/A | N/A | N/A | N/A | N/A | N/A | N/A | N/A | N/A | N/A | N/A | N/A | N/A | N/A | N/A | N/A | N/A | N/A | N/A | N/A | N/A | N/A | N/A | N/A | N/A | N/A | N/A | N/A | N/A | N/A | N/A | N/A | N/A | N/A | 3.6956 | 3.4795
[SEER Multi-Split <=65kW] GEMS (Air Conditioners up to 65kW) Determination 2019 | N/A | AS/NZS 3823.1.4:2012 | HS-VRAF-16-H-1/HS-MICRO-4 | HS-VRAF-16 | N/A | SAI HVAC | 1.2 | Ducted | Multiple split - VRF | N/A | Air | Air | Australia | 4.25 | 14.8 | 16 | N/A | 0 | 0 | 0 | N/A | 4.95 | 17.5 | Enthalpy Test Room | 3.7744 | 3.5562 | Yes | 0 | N/A | 23.5 | 23.5 | 0 | 0 | N/A | N/A | N/A | 3.7055 | 3.5002 | N/A | N/A | N/A | N/A | N/A | N/A | Enthalpy Test Room | Single | R410A | Australia | 126680 | 2025-02-14 |  | Approved | Reverse Cycle | N/A | Yes | Class 20 | Yes | N/A | - | Yes | Yes | Yes | - | 3.7744 | Available | N/A | N/A | https://www.compactcomfort.com | http://www.saihvac.com.au/ | Yes |  |  | AAC4474 | N/A | Variable output compressor,Variable speed fan systems | Inverter | N/A | N/A | N/A | 4.25 | N/A | N/A | N/A | N/A | N/A | N/A | N/A | N/A | N/A | N/A | N/A | N/A | N/A | N/A | N/A | N/A | 4.95 | N/A | N/A | N/A | N/A | N/A | N/A | N/A | N/A | N/A | N/A | N/A | N/A | N/A | N/A | N/A | N/A | N/A | N/A | N/A | N/A | N/A | N/A | N/A | N/A | N/A | N/A | N/A | N/A | N/A | N/A | N/A | N/A | N/A | N/A | N/A | N/A | N/A | N/A | N/A | N/A | N/A | N/A | N/A | N/A | N/A | N/A | N/A | N/A | N/A | N/A | N/A | N/A | N/A | N/A | N/A | N/A | N/A | N/A | N/A | N/A | N/A | N/A | N/A | N/A | N/A | N/A | N/A | 3.6956 | 3.4795
[SEER Multi-Split <=65kW] GEMS (Air Conditioners up to 65kW) Determination 2019 | N/A | AS/NZS 3823.1.4:2012 | HS-VRAF-16-H-1/HS-MICRO-6 | HS-VRAF-16 | N/A | SAI HVAC | 1.2 | Ducted | Multiple split - VRF | N/A | Air | Air | Australia | 4.25 | 14.8 | 16 | N/A | 0 | 0 | 0 | N/A | 4.95 | 17.5 | Enthalpy Test Room | 3.7744 | 3.5562 | Yes | 0 | N/A | 23.5 | 23.5 | 0 | 0 | N/A | N/A | N/A | 3.7055 | 3.5002 | N/A | N/A | N/A | N/A | N/A | N/A | Enthalpy Test Room | Single | R410A | Australia | 126680 | 2025-02-14 |  | Approved | Reverse Cycle | N/A | Yes | Class 20 | Yes | N/A | - | Yes | Yes | Yes | - | 3.7744 | Available | N/A | N/A | https://www.compactcomfort.com | http://www.saihvac.com.au/ | Yes |  |  | AAC4474 | N/A | Variable output compressor,Variable speed fan systems | Inverter | N/A | N/A | N/A | 4.25 | N/A | N/A | N/A | N/A | N/A | N/A | N/A | N/A | N/A | N/A | N/A | N/A | N/A | N/A | N/A | N/A | 4.95 | N/A | N/A | N/A | N/A | N/A | N/A | N/A | N/A | N/A | N/A | N/A | N/A | N/A | N/A | N/A | N/A | N/A | N/A | N/A | N/A | N/A | N/A | N/A | N/A | N/A | N/A | N/A | N/A | N/A | N/A | N/A | N/A | N/A | N/A | N/A | N/A | N/A | N/A | N/A | N/A | N/A | N/A | N/A | N/A | N/A | N/A | N/A | N/A | N/A | N/A | N/A | N/A | N/A | N/A | N/A | N/A | N/A | N/A | N/A | N/A | N/A | N/A | N/A | N/A | N/A | N/A | N/A | 3.6956 | 3.4795
[SEER Multi-Split <=65kW] GEMS (Air Conditioners up to 65kW) Determination 2019 | N/A | AS/NZS 3823.1.4:2012 | HS-VRAF-16-H-1/HS-MICRO-9 | HS-VRAF-16 | N/A | SAI HVAC | 1.2 | Ducted | Multiple split - VRF | N/A | Air | Air | Australia | 4.25 | 14.8 | 16 | N/A | 0 | 0 | 0 | N/A | 4.95 | 17.5 | Enthalpy Test Room | 3.7744 | 3.5562 | Yes | 0 | N/A | 23.5 | 23.5 | 0 | 0 | N/A | N/A | N/A | 3.7055 | 3.5002 | N/A | N/A | N/A | N/A | N/A | N/A | Enthalpy Test Room | Single | R410A | Australia | 126680 | 2025-02-14 |  | Approved | Reverse Cycle | N/A | Yes | Class 20 | Yes | N/A | - | Yes | Yes | Yes | - | 3.7744 | Available | N/A | N/A | https://www.compactcomfort.com | http://www.saihvac.com.au/ | Yes |  |  | AAC4474 | N/A | Variable output compressor,Variable speed fan systems | Inverter | N/A | N/A | N/A | 4.25 | N/A | N/A | N/A | N/A | N/A | N/A | N/A | N/A | N/A | N/A | N/A | N/A | N/A | N/A | N/A | N/A | 4.95 | N/A | N/A | N/A | N/A | N/A | N/A | N/A | N/A | N/A | N/A | N/A | N/A | N/A | N/A | N/A | N/A | N/A | N/A | N/A | N/A | N/A | N/A | N/A | N/A | N/A | N/A | N/A | N/A | N/A | N/A | N/A | N/A | N/A | N/A | N/A | N/A | N/A | N/A | N/A | N/A | N/A | N/A | N/A | N/A | N/A | N/A | N/A | N/A | N/A | N/A | N/A | N/A | N/A | N/A | N/A | N/A | N/A | N/A | N/A | N/A | N/A | N/A | N/A | N/A | N/A | N/A | N/A | 3.6956 | 3.4795
[SEER Multi-Split <=65kW] GEMS (Air Conditioners up to 65kW) Determination 2019 | N/A | AS/NZS 3823.1.4:2012 | HS-VRAF-16-H-1/HS-QB-11 | HS-VRAF-16 | N/A | SAI HVAC | 1.2 | Ducted | Multiple split - VRF | N/A | Air | Air | Australia | 4.25 | 14.8 | 16 | N/A | 0 | 0 | 0 | N/A | 4.95 | 17.5 | Enthalpy Test Room | 3.7744 | 3.5562 | Yes | 0 | N/A | 23.5 | 23.5 | 0 | 0 | N/A | N/A | N/A | 3.7055 | 3.5002 | N/A | N/A | N/A | N/A | N/A | N/A | Enthalpy Test Room | Single | R410A | Australia | 126680 | 2025-02-14 |  | Approved | Reverse Cycle | N/A | Yes | Class 20 | Yes | N/A | - | Yes | Yes | Yes | - | 3.7744 | Available | N/A | N/A | https://www.compactcomfort.com | http://www.saihvac.com.au/ | Yes |  |  | AAC4474 | N/A | Variable output compressor,Variable speed fan systems | Inverter | N/A | N/A | N/A | 4.25 | N/A | N/A | N/A | N/A | N/A | N/A | N/A | N/A | N/A | N/A | N/A | N/A | N/A | N/A | N/A | N/A | 4.95 | N/A | N/A | N/A | N/A | N/A | N/A | N/A | N/A | N/A | N/A | N/A | N/A | N/A | N/A | N/A | N/A | N/A | N/A | N/A | N/A | N/A | N/A | N/A | N/A | N/A | N/A | N/A | N/A | N/A | N/A | N/A | N/A | N/A | N/A | N/A | N/A | N/A | N/A | N/A | N/A | N/A | N/A | N/A | N/A | N/A | N/A | N/A | N/A | N/A | N/A | N/A | N/A | N/A | N/A | N/A | N/A | N/A | N/A | N/A | N/A | N/A | N/A | N/A | N/A | N/A | N/A | N/A | 3.6956 | 3.4795
[SEER Multi-Split <=65kW] GEMS (Air Conditioners up to 65kW) Determination 2019 | N/A | AS/NZS 3823.1.4:2012 | HS-VRAF-16-H-1/HS-QB-16 | HS-VRAF-16 | N/A | SAI HVAC | 1.2 | Ducted | Multiple split - VRF | N/A | Air | Air | Australia | 4.25 | 14.8 | 16 | N/A | 0 | 0 | 0 | N/A | 4.95 | 17.5 | Enthalpy Test Room | 3.7744 | 3.5562 | Yes | 0 | N/A | 23.5 | 23.5 | 0 | 0 | N/A | N/A | N/A | 3.7055 | 3.5002 | N/A | N/A | N/A | N/A | N/A | N/A | Enthalpy Test Room | Single | R410A | Australia | 126680 | 2025-02-14 |  | Approved | Reverse Cycle | N/A | Yes | Class 20 | Yes | N/A | - | Yes | Yes | Yes | - | 3.7744 | Available | N/A | N/A | https://www.compactcomfort.com | http://www.saihvac.com.au/ | Yes |  |  | AAC4474 | N/A | Variable output compressor,Variable speed fan systems | Inverter | N/A | N/A | N/A | 4.25 | N/A | N/A | N/A | N/A | N/A | N/A | N/A | N/A | N/A | N/A | N/A | N/A | N/A | N/A | N/A | N/A | 4.95 | N/A | N/A | N/A | N/A | N/A | N/A | N/A | N/A | N/A | N/A | N/A | N/A | N/A | N/A | N/A | N/A | N/A | N/A | N/A | N/A | N/A | N/A | N/A | N/A | N/A | N/A | N/A | N/A | N/A | N/A | N/A | N/A | N/A | N/A | N/A | N/A | N/A | N/A | N/A | N/A | N/A | N/A | N/A | N/A | N/A | N/A | N/A | N/A | N/A | N/A | N/A | N/A | N/A | N/A | N/A | N/A | N/A | N/A | N/A | N/A | N/A | N/A | N/A | N/A | N/A | N/A | N/A | 3.6956 | 3.4795
[SEER Multi-Split <=65kW] GEMS (Air Conditioners up to 65kW) Determination 2019 | N/A | AS/NZS 3823.1.4:2012 | HS-VRAF-16-H-1/HS-RAD-11 | HS-VRAF-16 | N/A | SAI HVAC | 1.2 | Ducted | Multiple split - VRF | N/A | Air | Air | Australia | 4.25 | 14.8 | 16 | N/A | 0 | 0 | 0 | N/A | 4.95 | 17.5 | Enthalpy Test Room | 3.7744 | 3.5562 | Yes | 0 | N/A | 23.5 | 23.5 | 0 | 0 | N/A | N/A | N/A | 3.7055 | 3.5002 | N/A | N/A | N/A | N/A | N/A | N/A | Enthalpy Test Room | Single | R410A | Australia | 126680 | 2025-02-14 |  | Approved | Reverse Cycle | N/A | Yes | Class 20 | Yes | N/A | - | Yes | Yes | Yes | - | 3.7744 | Available | N/A | N/A | https://www.compactcomfort.com | http://www.saihvac.com.au/ | Yes |  |  | AAC4474 | N/A | Variable output compressor,Variable speed fan systems | Inverter | N/A | N/A | N/A | 4.25 | N/A | N/A | N/A | N/A | N/A | N/A | N/A | N/A | N/A | N/A | N/A | N/A | N/A | N/A | N/A | N/A | 4.95 | N/A | N/A | N/A | N/A | N/A | N/A | N/A | N/A | N/A | N/A | N/A | N/A | N/A | N/A | N/A | N/A | N/A | N/A | N/A | N/A | N/A | N/A | N/A | N/A | N/A | N/A | N/A | N/A | N/A | N/A | N/A | N/A | N/A | N/A | N/A | N/A | N/A | N/A | N/A | N/A | N/A | N/A | N/A | N/A | N/A | N/A | N/A | N/A | N/A | N/A | N/A | N/A | N/A | N/A | N/A | N/A | N/A | N/A | N/A | N/A | N/A | N/A | N/A | N/A | N/A | N/A | N/A | 3.6956 | 3.4795
[SEER Multi-Split <=65kW] GEMS (Air Conditioners up to 65kW) Determination 2019 | N/A | AS/NZS 3823.1.4:2012 | HS-VRAF-16-H-1/HS-RAD-16 | HS-VRAF-16 | N/A | SAI HVAC | 1.2 | Ducted | Multiple split - VRF | N/A | Air | Air | Australia | 4.25 | 14.8 | 16 | N/A | 0 | 0 | 0 | N/A | 4.95 | 17.5 | Enthalpy Test Room | 3.7744 | 3.5562 | Yes | 0 | N/A | 23.5 | 23.5 | 0 | 0 | N/A | N/A | N/A | 3.7055 | 3.5002 | N/A | N/A | N/A | N/A | N/A | N/A | Enthalpy Test Room | Single | R410A | Australia | 126680 | 2025-02-14 |  | Approved | Reverse Cycle | N/A | Yes | Class 20 | Yes | N/A | - | Yes | Yes | Yes | - | 3.7744 | Available | N/A | N/A | https://www.compactcomfort.com | http://www.saihvac.com.au/ | Yes |  |  | AAC4474 | N/A | Variable output compressor,Variable speed fan systems | Inverter | N/A | N/A | N/A | 4.25 | N/A | N/A | N/A | N/A | N/A | N/A | N/A | N/A | N/A | N/A | N/A | N/A | N/A | N/A | N/A | N/A | 4.95 | N/A | N/A | N/A | N/A | N/A | N/A | N/A | N/A | N/A | N/A | N/A | N/A | N/A | N/A | N/A | N/A | N/A | N/A | N/A | N/A | N/A | N/A | N/A | N/A | N/A | N/A | N/A | N/A | N/A | N/A | N/A | N/A | N/A | N/A | N/A | N/A | N/A | N/A | N/A | N/A | N/A | N/A | N/A | N/A | N/A | N/A | N/A | N/A | N/A | N/A | N/A | N/A | N/A | N/A | N/A | N/A | N/A | N/A | N/A | N/A | N/A | N/A | N/A | N/A | N/A | N/A | N/A | 3.6956 | 3.4795
[SEER Multi-Split <=65kW] GEMS (Air Conditioners up to 65kW) Determination 2019 | N/A | AS/NZS 3823.1.4:2012 | HS-VRAF-16-H-1/HS-VAF-11 | HS-VRAF-16 | N/A | SAI HVAC | 1.2 | Ducted | Multiple split - VRF | N/A | Air | Air | Australia | 4.25 | 14.8 | 16 | N/A | 0 | 0 | 0 | N/A | 4.95 | 17.5 | Enthalpy Test Room | 3.7744 | 3.5562 | Yes | 0 | N/A | 23.5 | 23.5 | 0 | 0 | N/A | N/A | N/A | 3.7055 | 3.5002 | N/A | N/A | N/A | N/A | N/A | N/A | Enthalpy Test Room | Single | R410A | Australia | 126680 | 2025-02-14 |  | Approved | Reverse Cycle | N/A | Yes | Class 20 | Yes | N/A | - | Yes | Yes | Yes | - | 3.7744 | Available | N/A | N/A | https://www.compactcomfort.com | http://www.saihvac.com.au/ | Yes |  |  | AAC4474 | N/A | Variable output compressor,Variable speed fan systems | Inverter | N/A | N/A | N/A | 4.25 | N/A | N/A | N/A | N/A | N/A | N/A | N/A | N/A | N/A | N/A | N/A | N/A | N/A | N/A | N/A | N/A | 4.95 | N/A | N/A | N/A | N/A | N/A | N/A | N/A | N/A | N/A | N/A | N/A | N/A | N/A | N/A | N/A | N/A | N/A | N/A | N/A | N/A | N/A | N/A | N/A | N/A | N/A | N/A | N/A | N/A | N/A | N/A | N/A | N/A | N/A | N/A | N/A | N/A | N/A | N/A | N/A | N/A | N/A | N/A | N/A | N/A | N/A | N/A | N/A | N/A | N/A | N/A | N/A | N/A | N/A | N/A | N/A | N/A | N/A | N/A | N/A | N/A | N/A | N/A | N/A | N/A | N/A | N/A | N/A | 3.6956 | 3.4795
[SEER Multi-Split <=65kW] GEMS (Air Conditioners up to 65kW) Determination 2019 | N/A | AS/NZS 3823.1.4:2012 | HS-VRAF-16-H-1/HS-VAF-16 | HS-VRAF-16 | N/A | SAI HVAC | 1.2 | Ducted | Multiple split - VRF | N/A | Air | Air | Australia | 4.25 | 14.8 | 16 | N/A | 0 | 0 | 0 | N/A | 4.95 | 17.5 | Enthalpy Test Room | 3.7744 | 3.5562 | Yes | 0 | N/A | 23.5 | 23.5 | 0 | 0 | N/A | N/A | N/A | 3.7055 | 3.5002 | N/A | N/A | N/A | N/A | N/A | N/A | Enthalpy Test Room | Single | R410A | Australia | 126680 | 2025-02-14 |  | Approved | Reverse Cycle | N/A | Yes | Class 20 | Yes | N/A | - | Yes | Yes | Yes | - | 3.7744 | Available | N/A | N/A | https://www.compactcomfort.com | http://www.saihvac.com.au/ | Yes |  |  | AAC4474 | N/A | Variable output compressor,Variable speed fan systems | Inverter | N/A | N/A | N/A | 4.25 | N/A | N/A | N/A | N/A | N/A | N/A | N/A | N/A | N/A | N/A | N/A | N/A | N/A | N/A | N/A | N/A | 4.95 | N/A | N/A | N/A | N/A | N/A | N/A | N/A | N/A | N/A | N/A | N/A | N/A | N/A | N/A | N/A | N/A | N/A | N/A | N/A | N/A | N/A | N/A | N/A | N/A | N/A | N/A | N/A | N/A | N/A | N/A | N/A | N/A | N/A | N/A | N/A | N/A | N/A | N/A | N/A | N/A | N/A | N/A | N/A | N/A | N/A | N/A | N/A | N/A | N/A | N/A | N/A | N/A | N/A | N/A | N/A | N/A | N/A | N/A | N/A | N/A | N/A | N/A | N/A | N/A | N/A | N/A | N/A | 3.6956 | 3.4795
[SEER Multi-Split <=65kW] GEMS (Air Conditioners up to 65kW) Determination 2019 | N/A | AS/NZS 3823.1.4:2012 | HS-VRAF-20 | HS-VRAF-20 | N/A | SAI HVAC | 1.25 | Both | Multiple split - VRF | N/A | Air | Air | Australia,China | 5.95 | 18.75 | 20 | N/A | 0 | 0 | 0 | N/A | 5.9 | 20 | Enthalpy Test Room | 3.3283 | 3.3617 | Yes | 0 | N/A | 37.2 | 36.8 | 0 | 0 | N/A | N/A | N/A | 3.2582 | 3.2928 | N/A | N/A | N/A | N/A | N/A | N/A | Enthalpy Test Room | Three | R410A | Australia | 127808 | 2025-03-27 |  | Approved | Reverse Cycle | N/A | Yes | Class 20 | Yes | N/A | - | Yes | Yes | Yes | - | 3.3283 | Available | N/A | N/A | https://www.compactcomfort.com | http://www.saihvac.com.au/ | Yes |  |  | AAC4750 | N/A | Variable output compressor,Variable speed fan systems | Inverter | N/A | N/A | N/A | 5.95 | N/A | N/A | N/A | N/A | N/A | N/A | N/A | N/A | N/A | N/A | N/A | N/A | N/A | N/A | N/A | N/A | 5.9 | N/A | N/A | N/A | N/A | N/A | N/A | N/A | N/A | N/A | N/A | N/A | N/A | N/A | N/A | N/A | N/A | N/A | N/A | N/A | N/A | N/A | N/A | N/A | N/A | N/A | N/A | N/A | N/A | N/A | N/A | N/A | N/A | N/A | N/A | N/A | N/A | N/A | N/A | N/A | N/A | N/A | N/A | N/A | N/A | N/A | N/A | N/A | N/A | N/A | N/A | N/A | N/A | N/A | N/A | N/A | N/A | N/A | N/A | N/A | N/A | N/A | N/A | N/A | N/A | N/A | N/A | N/A | 3.2918 | 3.3198
[SEER Multi-Split <=65kW] GEMS (Air Conditioners up to 65kW) Determination 2019 | N/A | AS/NZS 3823.1.4:2012 | HS-VRAF-20-H-3 | HS-VRAF-20 | N/A | SAI HVAC | 1.25 | Both | Multiple split - VRF | N/A | Air | Air | Australia,China | 5.95 | 18.75 | 20 | N/A | 0 | 0 | 0 | N/A | 5.9 | 20 | Enthalpy Test Room | 3.3283 | 3.3617 | Yes | 0 | N/A | 37.2 | 36.8 | 0 | 0 | N/A | N/A | N/A | 3.2582 | 3.2928 | N/A | N/A | N/A | N/A | N/A | N/A | Enthalpy Test Room | Three | R410A | Australia | 127808 | 2025-03-27 |  | Approved | Reverse Cycle | N/A | Yes | Class 20 | Yes | N/A | - | Yes | Yes | Yes | - | 3.3283 | Available | N/A | N/A | https://www.compactcomfort.com | http://www.saihvac.com.au/ | Yes |  |  | AAC4750 | N/A | Variable output compressor,Variable speed fan systems | Inverter | N/A | N/A | N/A | 5.95 | N/A | N/A | N/A | N/A | N/A | N/A | N/A | N/A | N/A | N/A | N/A | N/A | N/A | N/A | N/A | N/A | 5.9 | N/A | N/A | N/A | N/A | N/A | N/A | N/A | N/A | N/A | N/A | N/A | N/A | N/A | N/A | N/A | N/A | N/A | N/A | N/A | N/A | N/A | N/A | N/A | N/A | N/A | N/A | N/A | N/A | N/A | N/A | N/A | N/A | N/A | N/A | N/A | N/A | N/A | N/A | N/A | N/A | N/A | N/A | N/A | N/A | N/A | N/A | N/A | N/A | N/A | N/A | N/A | N/A | N/A | N/A | N/A | N/A | N/A | N/A | N/A | N/A | N/A | N/A | N/A | N/A | N/A | N/A | N/A | 3.2918 | 3.3198
[SEER Multi-Split <=65kW] GEMS (Air Conditioners up to 65kW) Determination 2019 | N/A | AS/NZS 3823.1.4:2012 | HS-VRAF-20-H-3/HS-3SP-11 | HS-VRAF-20 | N/A | SAI HVAC | 1.25 | Both | Multiple split - VRF | N/A | Air | Air | Australia,China | 5.95 | 18.75 | 20 | N/A | 0 | 0 | 0 | N/A | 5.9 | 20 | Enthalpy Test Room | 3.3283 | 3.3617 | Yes | 0 | N/A | 37.2 | 36.8 | 0 | 0 | N/A | N/A | N/A | 3.2582 | 3.2928 | N/A | N/A | N/A | N/A | N/A | N/A | Enthalpy Test Room | Three | R410A | Australia | 127808 | 2025-03-27 |  | Approved | Reverse Cycle | N/A | Yes | Class 20 | Yes | N/A | - | Yes | Yes | Yes | - | 3.3283 | Available | N/A | N/A | https://www.compactcomfort.com | http://www.saihvac.com.au/ | Yes |  |  | AAC4750 | N/A | Variable output compressor,Variable speed fan systems | Inverter | N/A | N/A | N/A | 5.95 | N/A | N/A | N/A | N/A | N/A | N/A | N/A | N/A | N/A | N/A | N/A | N/A | N/A | N/A | N/A | N/A | 5.9 | N/A | N/A | N/A | N/A | N/A | N/A | N/A | N/A | N/A | N/A | N/A | N/A | N/A | N/A | N/A | N/A | N/A | N/A | N/A | N/A | N/A | N/A | N/A | N/A | N/A | N/A | N/A | N/A | N/A | N/A | N/A | N/A | N/A | N/A | N/A | N/A | N/A | N/A | N/A | N/A | N/A | N/A | N/A | N/A | N/A | N/A | N/A | N/A | N/A | N/A | N/A | N/A | N/A | N/A | N/A | N/A | N/A | N/A | N/A | N/A | N/A | N/A | N/A | N/A | N/A | N/A | N/A | 3.2918 | 3.3198
[SEER Multi-Split <=65kW] GEMS (Air Conditioners up to 65kW) Determination 2019 | N/A | AS/NZS 3823.1.4:2012 | HS-VRAF-20-H-3/HS-3SP-16 | HS-VRAF-20 | N/A | SAI HVAC | 1.25 | Both | Multiple split - VRF | N/A | Air | Air | Australia,China | 5.95 | 18.75 | 20 | N/A | 0 | 0 | 0 | N/A | 5.9 | 20 | Enthalpy Test Room | 3.3283 | 3.3617 | Yes | 0 | N/A | 37.2 | 36.8 | 0 | 0 | N/A | N/A | N/A | 3.2582 | 3.2928 | N/A | N/A | N/A | N/A | N/A | N/A | Enthalpy Test Room | Three | R410A | Australia | 127808 | 2025-03-27 |  | Approved | Reverse Cycle | N/A | Yes | Class 20 | Yes | N/A | - | Yes | Yes | Yes | - | 3.3283 | Available | N/A | N/A | https://www.compactcomfort.com | http://www.saihvac.com.au/ | Yes |  |  | AAC4750 | N/A | Variable output compressor,Variable speed fan systems | Inverter | N/A | N/A | N/A | 5.95 | N/A | N/A | N/A | N/A | N/A | N/A | N/A | N/A | N/A | N/A | N/A | N/A | N/A | N/A | N/A | N/A | 5.9 | N/A | N/A | N/A | N/A | N/A | N/A | N/A | N/A | N/A | N/A | N/A | N/A | N/A | N/A | N/A | N/A | N/A | N/A | N/A | N/A | N/A | N/A | N/A | N/A | N/A | N/A | N/A | N/A | N/A | N/A | N/A | N/A | N/A | N/A | N/A | N/A | N/A | N/A | N/A | N/A | N/A | N/A | N/A | N/A | N/A | N/A | N/A | N/A | N/A | N/A | N/A | N/A | N/A | N/A | N/A | N/A | N/A | N/A | N/A | N/A | N/A | N/A | N/A | N/A | N/A | N/A | N/A | 3.2918 | 3.3198
[SEER Multi-Split <=65kW] GEMS (Air Conditioners up to 65kW) Determination 2019 | N/A | AS/NZS 3823.1.4:2012 | HS-VRAF-20-H-3/HS-3SP-20 | HS-VRAF-20 | N/A | SAI HVAC | 1.25 | Both | Multiple split - VRF | N/A | Air | Air | Australia,China | 5.95 | 18.75 | 20 | N/A | 0 | 0 | 0 | N/A | 5.9 | 20 | Enthalpy Test Room | 3.3283 | 3.3617 | Yes | 0 | N/A | 37.2 | 36.8 | 0 | 0 | N/A | N/A | N/A | 3.2582 | 3.2928 | N/A | N/A | N/A | N/A | N/A | N/A | Enthalpy Test Room | Three | R410A | Australia | 127808 | 2025-03-27 |  | Approved | Reverse Cycle | N/A | Yes | Class 20 | Yes | N/A | - | Yes | Yes | Yes | - | 3.3283 | Available | N/A | N/A | https://www.compactcomfort.com | http://www.saihvac.com.au/ | Yes |  |  | AAC4750 | N/A | Variable output compressor,Variable speed fan systems | Inverter | N/A | N/A | N/A | 5.95 | N/A | N/A | N/A | N/A | N/A | N/A | N/A | N/A | N/A | N/A | N/A | N/A | N/A | N/A | N/A | N/A | 5.9 | N/A | N/A | N/A | N/A | N/A | N/A | N/A | N/A | N/A | N/A | N/A | N/A | N/A | N/A | N/A | N/A | N/A | N/A | N/A | N/A | N/A | N/A | N/A | N/A | N/A | N/A | N/A | N/A | N/A | N/A | N/A | N/A | N/A | N/A | N/A | N/A | N/A | N/A | N/A | N/A | N/A | N/A | N/A | N/A | N/A | N/A | N/A | N/A | N/A | N/A | N/A | N/A | N/A | N/A | N/A | N/A | N/A | N/A | N/A | N/A | N/A | N/A | N/A | N/A | N/A | N/A | N/A | 3.2918 | 3.3198
[SEER Multi-Split <=65kW] GEMS (Air Conditioners up to 65kW) Determination 2019 | N/A | AS/NZS 3823.1.4:2012 | HS-VRAF-20-H-3/HS-HWS-2 | HS-VRAF-20 | N/A | SAI HVAC | 1.25 | Both | Multiple split - VRF | N/A | Air | Air | Australia,China | 5.95 | 18.75 | 20 | N/A | 0 | 0 | 0 | N/A | 5.9 | 20 | Enthalpy Test Room | 3.3283 | 3.3617 | Yes | 0 | N/A | 37.2 | 36.8 | 0 | 0 | N/A | N/A | N/A | 3.2582 | 3.2928 | N/A | N/A | N/A | N/A | N/A | N/A | Enthalpy Test Room | Three | R410A | Australia | 127808 | 2025-03-27 |  | Approved | Reverse Cycle | N/A | Yes | Class 20 | Yes | N/A | - | Yes | Yes | Yes | - | 3.3283 | Available | N/A | N/A | https://www.compactcomfort.com | http://www.saihvac.com.au/ | Yes |  |  | AAC4750 | N/A | Variable output compressor,Variable speed fan systems | Inverter | N/A | N/A | N/A | 5.95 | N/A | N/A | N/A | N/A | N/A | N/A | N/A | N/A | N/A | N/A | N/A | N/A | N/A | N/A | N/A | N/A | 5.9 | N/A | N/A | N/A | N/A | N/A | N/A | N/A | N/A | N/A | N/A | N/A | N/A | N/A | N/A | N/A | N/A | N/A | N/A | N/A | N/A | N/A | N/A | N/A | N/A | N/A | N/A | N/A | N/A | N/A | N/A | N/A | N/A | N/A | N/A | N/A | N/A | N/A | N/A | N/A | N/A | N/A | N/A | N/A | N/A | N/A | N/A | N/A | N/A | N/A | N/A | N/A | N/A | N/A | N/A | N/A | N/A | N/A | N/A | N/A | N/A | N/A | N/A | N/A | N/A | N/A | N/A | N/A | 3.2918 | 3.3198
[SEER Multi-Split <=65kW] GEMS (Air Conditioners up to 65kW) Determination 2019 | N/A | AS/NZS 3823.1.4:2012 | HS-VRAF-20-H-3/HS-HWS-4 | HS-VRAF-20 | N/A | SAI HVAC | 1.25 | Both | Multiple split - VRF | N/A | Air | Air | Australia,China | 5.95 | 18.75 | 20 | N/A | 0 | 0 | 0 | N/A | 5.9 | 20 | Enthalpy Test Room | 3.3283 | 3.3617 | Yes | 0 | N/A | 37.2 | 36.8 | 0 | 0 | N/A | N/A | N/A | 3.2582 | 3.2928 | N/A | N/A | N/A | N/A | N/A | N/A | Enthalpy Test Room | Three | R410A | Australia | 127808 | 2025-03-27 |  | Approved | Reverse Cycle | N/A | Yes | Class 20 | Yes | N/A | - | Yes | Yes | Yes | - | 3.3283 | Available | N/A | N/A | https://www.compactcomfort.com | http://www.saihvac.com.au/ | Yes |  |  | AAC4750 | N/A | Variable output compressor,Variable speed fan systems | Inverter | N/A | N/A | N/A | 5.95 | N/A | N/A | N/A | N/A | N/A | N/A | N/A | N/A | N/A | N/A | N/A | N/A | N/A | N/A | N/A | N/A | 5.9 | N/A | N/A | N/A | N/A | N/A | N/A | N/A | N/A | N/A | N/A | N/A | N/A | N/A | N/A | N/A | N/A | N/A | N/A | N/A | N/A | N/A | N/A | N/A | N/A | N/A | N/A | N/A | N/A | N/A | N/A | N/A | N/A | N/A | N/A | N/A | N/A | N/A | N/A | N/A | N/A | N/A | N/A | N/A | N/A | N/A | N/A | N/A | N/A | N/A | N/A | N/A | N/A | N/A | N/A | N/A | N/A | N/A | N/A | N/A | N/A | N/A | N/A | N/A | N/A | N/A | N/A | N/A | 3.2918 | 3.3198
[SEER Multi-Split <=65kW] GEMS (Air Conditioners up to 65kW) Determination 2019 | N/A | AS/NZS 3823.1.4:2012 | HS-VRAF-20-H-3/HS-HWS-6 | HS-VRAF-20 | N/A | SAI HVAC | 1.25 | Both | Multiple split - VRF | N/A | Air | Air | Australia,China | 5.95 | 18.75 | 20 | N/A | 0 | 0 | 0 | N/A | 5.9 | 20 | Enthalpy Test Room | 3.3283 | 3.3617 | Yes | 0 | N/A | 37.2 | 36.8 | 0 | 0 | N/A | N/A | N/A | 3.2582 | 3.2928 | N/A | N/A | N/A | N/A | N/A | N/A | Enthalpy Test Room | Three | R410A | Australia | 127808 | 2025-03-27 |  | Approved | Reverse Cycle | N/A | Yes | Class 20 | Yes | N/A | - | Yes | Yes | Yes | - | 3.3283 | Available | N/A | N/A | https://www.compactcomfort.com | http://www.saihvac.com.au/ | Yes |  |  | AAC4750 | N/A | Variable output compressor,Variable speed fan systems | Inverter | N/A | N/A | N/A | 5.95 | N/A | N/A | N/A | N/A | N/A | N/A | N/A | N/A | N/A | N/A | N/A | N/A | N/A | N/A | N/A | N/A | 5.9 | N/A | N/A | N/A | N/A | N/A | N/A | N/A | N/A | N/A | N/A | N/A | N/A | N/A | N/A | N/A | N/A | N/A | N/A | N/A | N/A | N/A | N/A | N/A | N/A | N/A | N/A | N/A | N/A | N/A | N/A | N/A | N/A | N/A | N/A | N/A | N/A | N/A | N/A | N/A | N/A | N/A | N/A | N/A | N/A | N/A | N/A | N/A | N/A | N/A | N/A | N/A | N/A | N/A | N/A | N/A | N/A | N/A | N/A | N/A | N/A | N/A | N/A | N/A | N/A | N/A | N/A | N/A | 3.2918 | 3.3198
[SEER Multi-Split <=65kW] GEMS (Air Conditioners up to 65kW) Determination 2019 | N/A | AS/NZS 3823.1.4:2012 | HS-VRAF-20-H-3/HS-HWS-7 | HS-VRAF-20 | N/A | SAI HVAC | 1.25 | Both | Multiple split - VRF | N/A | Air | Air | Australia,China | 5.95 | 18.75 | 20 | N/A | 0 | 0 | 0 | N/A | 5.9 | 20 | Enthalpy Test Room | 3.3283 | 3.3617 | Yes | 0 | N/A | 37.2 | 36.8 | 0 | 0 | N/A | N/A | N/A | 3.2582 | 3.2928 | N/A | N/A | N/A | N/A | N/A | N/A | Enthalpy Test Room | Three | R410A | Australia | 127808 | 2025-03-27 |  | Approved | Reverse Cycle | N/A | Yes | Class 20 | Yes | N/A | - | Yes | Yes | Yes | - | 3.3283 | Available | N/A | N/A | https://www.compactcomfort.com | http://www.saihvac.com.au/ | Yes |  |  | AAC4750 | N/A | Variable output compressor,Variable speed fan systems | Inverter | N/A | N/A | N/A | 5.95 | N/A | N/A | N/A | N/A | N/A | N/A | N/A | N/A | N/A | N/A | N/A | N/A | N/A | N/A | N/A | N/A | 5.9 | N/A | N/A | N/A | N/A | N/A | N/A | N/A | N/A | N/A | N/A | N/A | N/A | N/A | N/A | N/A | N/A | N/A | N/A | N/A | N/A | N/A | N/A | N/A | N/A | N/A | N/A | N/A | N/A | N/A | N/A | N/A | N/A | N/A | N/A | N/A | N/A | N/A | N/A | N/A | N/A | N/A | N/A | N/A | N/A | N/A | N/A | N/A | N/A | N/A | N/A | N/A | N/A | N/A | N/A | N/A | N/A | N/A | N/A | N/A | N/A | N/A | N/A | N/A | N/A | N/A | N/A | N/A | 3.2918 | 3.3198
[SEER Multi-Split <=65kW] GEMS (Air Conditioners up to 65kW) Determination 2019 | N/A | AS/NZS 3823.1.4:2012 | HS-VRAF-20-H-3/HS-HWS-8 | HS-VRAF-20 | N/A | SAI HVAC | 1.25 | Both | Multiple split - VRF | N/A | Air | Air | Australia,China | 5.95 | 18.75 | 20 | N/A | 0 | 0 | 0 | N/A | 5.9 | 20 | Enthalpy Test Room | 3.3283 | 3.3617 | Yes | 0 | N/A | 37.2 | 36.8 | 0 | 0 | N/A | N/A | N/A | 3.2582 | 3.2928 | N/A | N/A | N/A | N/A | N/A | N/A | Enthalpy Test Room | Three | R410A | Australia | 127808 | 2025-03-27 |  | Approved | Reverse Cycle | N/A | Yes | Class 20 | Yes | N/A | - | Yes | Yes | Yes | - | 3.3283 | Available | N/A | N/A | https://www.compactcomfort.com | http://www.saihvac.com.au/ | Yes |  |  | AAC4750 | N/A | Variable output compressor,Variable speed fan systems | Inverter | N/A | N/A | N/A | 5.95 | N/A | N/A | N/A | N/A | N/A | N/A | N/A | N/A | N/A | N/A | N/A | N/A | N/A | N/A | N/A | N/A | 5.9 | N/A | N/A | N/A | N/A | N/A | N/A | N/A | N/A | N/A | N/A | N/A | N/A | N/A | N/A | N/A | N/A | N/A | N/A | N/A | N/A | N/A | N/A | N/A | N/A | N/A | N/A | N/A | N/A | N/A | N/A | N/A | N/A | N/A | N/A | N/A | N/A | N/A | N/A | N/A | N/A | N/A | N/A | N/A | N/A | N/A | N/A | N/A | N/A | N/A | N/A | N/A | N/A | N/A | N/A | N/A | N/A | N/A | N/A | N/A | N/A | N/A | N/A | N/A | N/A | N/A | N/A | N/A | 3.2918 | 3.3198
[SEER Multi-Split <=65kW] GEMS (Air Conditioners up to 65kW) Determination 2019 | N/A | AS/NZS 3823.1.4:2012 | HS-VRAF-20-H-3/HS-LBH-2 | HS-VRAF-20 | N/A | SAI HVAC | 1.25 | Both | Multiple split - VRF | N/A | Air | Air | Australia,China | 5.95 | 18.75 | 20 | N/A | 0 | 0 | 0 | N/A | 5.9 | 20 | Enthalpy Test Room | 3.3283 | 3.3617 | Yes | 0 | N/A | 37.2 | 36.8 | 0 | 0 | N/A | N/A | N/A | 3.2582 | 3.2928 | N/A | N/A | N/A | N/A | N/A | N/A | Enthalpy Test Room | Three | R410A | Australia | 127808 | 2025-03-27 |  | Approved | Reverse Cycle | N/A | Yes | Class 20 | Yes | N/A | - | Yes | Yes | Yes | - | 3.3283 | Available | N/A | N/A | https://www.compactcomfort.com | http://www.saihvac.com.au/ | Yes |  |  | AAC4750 | N/A | Variable output compressor,Variable speed fan systems | Inverter | N/A | N/A | N/A | 5.95 | N/A | N/A | N/A | N/A | N/A | N/A | N/A | N/A | N/A | N/A | N/A | N/A | N/A | N/A | N/A | N/A | 5.9 | N/A | N/A | N/A | N/A | N/A | N/A | N/A | N/A | N/A | N/A | N/A | N/A | N/A | N/A | N/A | N/A | N/A | N/A | N/A | N/A | N/A | N/A | N/A | N/A | N/A | N/A | N/A | N/A | N/A | N/A | N/A | N/A | N/A | N/A | N/A | N/A | N/A | N/A | N/A | N/A | N/A | N/A | N/A | N/A | N/A | N/A | N/A | N/A | N/A | N/A | N/A | N/A | N/A | N/A | N/A | N/A | N/A | N/A | N/A | N/A | N/A | N/A | N/A | N/A | N/A | N/A | N/A | 3.2918 | 3.3198
[SEER Multi-Split <=65kW] GEMS (Air Conditioners up to 65kW) Determination 2019 | N/A | AS/NZS 3823.1.4:2012 | HS-VRAF-20-H-3/HS-MBH-4 | HS-VRAF-20 | N/A | SAI HVAC | 1.25 | Both | Multiple split - VRF | N/A | Air | Air | Australia,China | 5.95 | 18.75 | 20 | N/A | 0 | 0 | 0 | N/A | 5.9 | 20 | Enthalpy Test Room | 3.3283 | 3.3617 | Yes | 0 | N/A | 37.2 | 36.8 | 0 | 0 | N/A | N/A | N/A | 3.2582 | 3.2928 | N/A | N/A | N/A | N/A | N/A | N/A | Enthalpy Test Room | Three | R410A | Australia | 127808 | 2025-03-27 |  | Approved | Reverse Cycle | N/A | Yes | Class 20 | Yes | N/A | - | Yes | Yes | Yes | - | 3.3283 | Available | N/A | N/A | https://www.compactcomfort.com | http://www.saihvac.com.au/ | Yes |  |  | AAC4750 | N/A | Variable output compressor,Variable speed fan systems | Inverter | N/A | N/A | N/A | 5.95 | N/A | N/A | N/A | N/A | N/A | N/A | N/A | N/A | N/A | N/A | N/A | N/A | N/A | N/A | N/A | N/A | 5.9 | N/A | N/A | N/A | N/A | N/A | N/A | N/A | N/A | N/A | N/A | N/A | N/A | N/A | N/A | N/A | N/A | N/A | N/A | N/A | N/A | N/A | N/A | N/A | N/A | N/A | N/A | N/A | N/A | N/A | N/A | N/A | N/A | N/A | N/A | N/A | N/A | N/A | N/A | N/A | N/A | N/A | N/A | N/A | N/A | N/A | N/A | N/A | N/A | N/A | N/A | N/A | N/A | N/A | N/A | N/A | N/A | N/A | N/A | N/A | N/A | N/A | N/A | N/A | N/A | N/A | N/A | N/A | 3.2918 | 3.3198
[SEER Multi-Split <=65kW] GEMS (Air Conditioners up to 65kW) Determination 2019 | N/A | AS/NZS 3823.1.4:2012 | HS-VRAF-20-H-3/HS-MBH-9 | HS-VRAF-20 | N/A | SAI HVAC | 1.25 | Both | Multiple split - VRF | N/A | Air | Air | Australia,China | 5.95 | 18.75 | 20 | N/A | 0 | 0 | 0 | N/A | 5.9 | 20 | Enthalpy Test Room | 3.3283 | 3.3617 | Yes | 0 | N/A | 37.2 | 36.8 | 0 | 0 | N/A | N/A | N/A | 3.2582 | 3.2928 | N/A | N/A | N/A | N/A | N/A | N/A | Enthalpy Test Room | Three | R410A | Australia | 127808 | 2025-03-27 |  | Approved | Reverse Cycle | N/A | Yes | Class 20 | Yes | N/A | - | Yes | Yes | Yes | - | 3.3283 | Available | N/A | N/A | https://www.compactcomfort.com | http://www.saihvac.com.au/ | Yes |  |  | AAC4750 | N/A | Variable output compressor,Variable speed fan systems | Inverter | N/A | N/A | N/A | 5.95 | N/A | N/A | N/A | N/A | N/A | N/A | N/A | N/A | N/A | N/A | N/A | N/A | N/A | N/A | N/A | N/A | 5.9 | N/A | N/A | N/A | N/A | N/A | N/A | N/A | N/A | N/A | N/A | N/A | N/A | N/A | N/A | N/A | N/A | N/A | N/A | N/A | N/A | N/A | N/A | N/A | N/A | N/A | N/A | N/A | N/A | N/A | N/A | N/A | N/A | N/A | N/A | N/A | N/A | N/A | N/A | N/A | N/A | N/A | N/A | N/A | N/A | N/A | N/A | N/A | N/A | N/A | N/A | N/A | N/A | N/A | N/A | N/A | N/A | N/A | N/A | N/A | N/A | N/A | N/A | N/A | N/A | N/A | N/A | N/A | 3.2918 | 3.3198
[SEER Multi-Split <=65kW] GEMS (Air Conditioners up to 65kW) Determination 2019 | N/A | AS/NZS 3823.1.4:2012 | HS-VRAF-20-H-3/HS-MICRO-4 | HS-VRAF-20 | N/A | SAI HVAC | 1.25 | Both | Multiple split - VRF | N/A | Air | Air | Australia,China | 5.95 | 18.75 | 20 | N/A | 0 | 0 | 0 | N/A | 5.9 | 20 | Enthalpy Test Room | 3.3283 | 3.3617 | Yes | 0 | N/A | 37.2 | 36.8 | 0 | 0 | N/A | N/A | N/A | 3.2582 | 3.2928 | N/A | N/A | N/A | N/A | N/A | N/A | Enthalpy Test Room | Three | R410A | Australia | 127808 | 2025-03-27 |  | Approved | Reverse Cycle | N/A | Yes | Class 20 | Yes | N/A | - | Yes | Yes | Yes | - | 3.3283 | Available | N/A | N/A | https://www.compactcomfort.com | http://www.saihvac.com.au/ | Yes |  |  | AAC4750 | N/A | Variable output compressor,Variable speed fan systems | Inverter | N/A | N/A | N/A | 5.95 | N/A | N/A | N/A | N/A | N/A | N/A | N/A | N/A | N/A | N/A | N/A | N/A | N/A | N/A | N/A | N/A | 5.9 | N/A | N/A | N/A | N/A | N/A | N/A | N/A | N/A | N/A | N/A | N/A | N/A | N/A | N/A | N/A | N/A | N/A | N/A | N/A | N/A | N/A | N/A | N/A | N/A | N/A | N/A | N/A | N/A | N/A | N/A | N/A | N/A | N/A | N/A | N/A | N/A | N/A | N/A | N/A | N/A | N/A | N/A | N/A | N/A | N/A | N/A | N/A | N/A | N/A | N/A | N/A | N/A | N/A | N/A | N/A | N/A | N/A | N/A | N/A | N/A | N/A | N/A | N/A | N/A | N/A | N/A | N/A | 3.2918 | 3.3198
[SEER Multi-Split <=65kW] GEMS (Air Conditioners up to 65kW) Determination 2019 | N/A | AS/NZS 3823.1.4:2012 | HS-VRAF-20-H-3/HS-MICRO-6 | HS-VRAF-20 | N/A | SAI HVAC | 1.25 | Both | Multiple split - VRF | N/A | Air | Air | Australia,China | 5.95 | 18.75 | 20 | N/A | 0 | 0 | 0 | N/A | 5.9 | 20 | Enthalpy Test Room | 3.3283 | 3.3617 | Yes | 0 | N/A | 37.2 | 36.8 | 0 | 0 | N/A | N/A | N/A | 3.2582 | 3.2928 | N/A | N/A | N/A | N/A | N/A | N/A | Enthalpy Test Room | Three | R410A | Australia | 127808 | 2025-03-27 |  | Approved | Reverse Cycle | N/A | Yes | Class 20 | Yes | N/A | - | Yes | Yes | Yes | - | 3.3283 | Available | N/A | N/A | https://www.compactcomfort.com | http://www.saihvac.com.au/ | Yes |  |  | AAC4750 | N/A | Variable output compressor,Variable speed fan systems | Inverter | N/A | N/A | N/A | 5.95 | N/A | N/A | N/A | N/A | N/A | N/A | N/A | N/A | N/A | N/A | N/A | N/A | N/A | N/A | N/A | N/A | 5.9 | N/A | N/A | N/A | N/A | N/A | N/A | N/A | N/A | N/A | N/A | N/A | N/A | N/A | N/A | N/A | N/A | N/A | N/A | N/A | N/A | N/A | N/A | N/A | N/A | N/A | N/A | N/A | N/A | N/A | N/A | N/A | N/A | N/A | N/A | N/A | N/A | N/A | N/A | N/A | N/A | N/A | N/A | N/A | N/A | N/A | N/A | N/A | N/A | N/A | N/A | N/A | N/A | N/A | N/A | N/A | N/A | N/A | N/A | N/A | N/A | N/A | N/A | N/A | N/A | N/A | N/A | N/A | 3.2918 | 3.3198
[SEER Multi-Split <=65kW] GEMS (Air Conditioners up to 65kW) Determination 2019 | N/A | AS/NZS 3823.1.4:2012 | HS-VRAF-20-H-3/HS-MICRO-9 | HS-VRAF-20 | N/A | SAI HVAC | 1.25 | Both | Multiple split - VRF | N/A | Air | Air | Australia,China | 5.95 | 18.75 | 20 | N/A | 0 | 0 | 0 | N/A | 5.9 | 20 | Enthalpy Test Room | 3.3283 | 3.3617 | Yes | 0 | N/A | 37.2 | 36.8 | 0 | 0 | N/A | N/A | N/A | 3.2582 | 3.2928 | N/A | N/A | N/A | N/A | N/A | N/A | Enthalpy Test Room | Three | R410A | Australia | 127808 | 2025-03-27 |  | Approved | Reverse Cycle | N/A | Yes | Class 20 | Yes | N/A | - | Yes | Yes | Yes | - | 3.3283 | Available | N/A | N/A | https://www.compactcomfort.com | http://www.saihvac.com.au/ | Yes |  |  | AAC4750 | N/A | Variable output compressor,Variable speed fan systems | Inverter | N/A | N/A | N/A | 5.95 | N/A | N/A | N/A | N/A | N/A | N/A | N/A | N/A | N/A | N/A | N/A | N/A | N/A | N/A | N/A | N/A | 5.9 | N/A | N/A | N/A | N/A | N/A | N/A | N/A | N/A | N/A | N/A | N/A | N/A | N/A | N/A | N/A | N/A | N/A | N/A | N/A | N/A | N/A | N/A | N/A | N/A | N/A | N/A | N/A | N/A | N/A | N/A | N/A | N/A | N/A | N/A | N/A | N/A | N/A | N/A | N/A | N/A | N/A | N/A | N/A | N/A | N/A | N/A | N/A | N/A | N/A | N/A | N/A | N/A | N/A | N/A | N/A | N/A | N/A | N/A | N/A | N/A | N/A | N/A | N/A | N/A | N/A | N/A | N/A | 3.2918 | 3.3198
[SEER Multi-Split <=65kW] GEMS (Air Conditioners up to 65kW) Determination 2019 | N/A | AS/NZS 3823.1.4:2012 | HS-VRAF-20-H-3/HS-QB-11 | HS-VRAF-20 | N/A | SAI HVAC | 1.25 | Both | Multiple split - VRF | N/A | Air | Air | Australia,China | 5.95 | 18.75 | 20 | N/A | 0 | 0 | 0 | N/A | 5.9 | 20 | Enthalpy Test Room | 3.3283 | 3.3617 | Yes | 0 | N/A | 37.2 | 36.8 | 0 | 0 | N/A | N/A | N/A | 3.2582 | 3.2928 | N/A | N/A | N/A | N/A | N/A | N/A | Enthalpy Test Room | Three | R410A | Australia | 127808 | 2025-03-27 |  | Approved | Reverse Cycle | N/A | Yes | Class 20 | Yes | N/A | - | Yes | Yes | Yes | - | 3.3283 | Available | N/A | N/A | https://www.compactcomfort.com | http://www.saihvac.com.au/ | Yes |  |  | AAC4750 | N/A | Variable output compressor,Variable speed fan systems | Inverter | N/A | N/A | N/A | 5.95 | N/A | N/A | N/A | N/A | N/A | N/A | N/A | N/A | N/A | N/A | N/A | N/A | N/A | N/A | N/A | N/A | 5.9 | N/A | N/A | N/A | N/A | N/A | N/A | N/A | N/A | N/A | N/A | N/A | N/A | N/A | N/A | N/A | N/A | N/A | N/A | N/A | N/A | N/A | N/A | N/A | N/A | N/A | N/A | N/A | N/A | N/A | N/A | N/A | N/A | N/A | N/A | N/A | N/A | N/A | N/A | N/A | N/A | N/A | N/A | N/A | N/A | N/A | N/A | N/A | N/A | N/A | N/A | N/A | N/A | N/A | N/A | N/A | N/A | N/A | N/A | N/A | N/A | N/A | N/A | N/A | N/A | N/A | N/A | N/A | 3.2918 | 3.3198
[SEER Multi-Split <=65kW] GEMS (Air Conditioners up to 65kW) Determination 2019 | N/A | AS/NZS 3823.1.4:2012 | HS-VRAF-20-H-3/HS-QB-16 | HS-VRAF-20 | N/A | SAI HVAC | 1.25 | Both | Multiple split - VRF | N/A | Air | Air | Australia,China | 5.95 | 18.75 | 20 | N/A | 0 | 0 | 0 | N/A | 5.9 | 20 | Enthalpy Test Room | 3.3283 | 3.3617 | Yes | 0 | N/A | 37.2 | 36.8 | 0 | 0 | N/A | N/A | N/A | 3.2582 | 3.2928 | N/A | N/A | N/A | N/A | N/A | N/A | Enthalpy Test Room | Three | R410A | Australia | 127808 | 2025-03-27 |  | Approved | Reverse Cycle | N/A | Yes | Class 20 | Yes | N/A | - | Yes | Yes | Yes | - | 3.3283 | Available | N/A | N/A | https://www.compactcomfort.com | http://www.saihvac.com.au/ | Yes |  |  | AAC4750 | N/A | Variable output compressor,Variable speed fan systems | Inverter | N/A | N/A | N/A | 5.95 | N/A | N/A | N/A | N/A | N/A | N/A | N/A | N/A | N/A | N/A | N/A | N/A | N/A | N/A | N/A | N/A | 5.9 | N/A | N/A | N/A | N/A | N/A | N/A | N/A | N/A | N/A | N/A | N/A | N/A | N/A | N/A | N/A | N/A | N/A | N/A | N/A | N/A | N/A | N/A | N/A | N/A | N/A | N/A | N/A | N/A | N/A | N/A | N/A | N/A | N/A | N/A | N/A | N/A | N/A | N/A | N/A | N/A | N/A | N/A | N/A | N/A | N/A | N/A | N/A | N/A | N/A | N/A | N/A | N/A | N/A | N/A | N/A | N/A | N/A | N/A | N/A | N/A | N/A | N/A | N/A | N/A | N/A | N/A | N/A | 3.2918 | 3.3198
[SEER Multi-Split <=65kW] GEMS (Air Conditioners up to 65kW) Determination 2019 | N/A | AS/NZS 3823.1.4:2012 | HS-VRAF-20-H-3/HS-QB-20 | HS-VRAF-20 | N/A | SAI HVAC | 1.25 | Both | Multiple split - VRF | N/A | Air | Air | Australia,China | 5.95 | 18.75 | 20 | N/A | 0 | 0 | 0 | N/A | 5.9 | 20 | Enthalpy Test Room | 3.3283 | 3.3617 | Yes | 0 | N/A | 37.2 | 36.8 | 0 | 0 | N/A | N/A | N/A | 3.2582 | 3.2928 | N/A | N/A | N/A | N/A | N/A | N/A | Enthalpy Test Room | Three | R410A | Australia | 127808 | 2025-03-27 |  | Approved | Reverse Cycle | N/A | Yes | Class 20 | Yes | N/A | - | Yes | Yes | Yes | - | 3.3283 | Available | N/A | N/A | https://www.compactcomfort.com | http://www.saihvac.com.au/ | Yes |  |  | AAC4750 | N/A | Variable output compressor,Variable speed fan systems | Inverter | N/A | N/A | N/A | 5.95 | N/A | N/A | N/A | N/A | N/A | N/A | N/A | N/A | N/A | N/A | N/A | N/A | N/A | N/A | N/A | N/A | 5.9 | N/A | N/A | N/A | N/A | N/A | N/A | N/A | N/A | N/A | N/A | N/A | N/A | N/A | N/A | N/A | N/A | N/A | N/A | N/A | N/A | N/A | N/A | N/A | N/A | N/A | N/A | N/A | N/A | N/A | N/A | N/A | N/A | N/A | N/A | N/A | N/A | N/A | N/A | N/A | N/A | N/A | N/A | N/A | N/A | N/A | N/A | N/A | N/A | N/A | N/A | N/A | N/A | N/A | N/A | N/A | N/A | N/A | N/A | N/A | N/A | N/A | N/A | N/A | N/A | N/A | N/A | N/A | 3.2918 | 3.3198
[SEER Multi-Split <=65kW] GEMS (Air Conditioners up to 65kW) Determination 2019 | N/A | AS/NZS 3823.1.4:2012 | HS-VRAF-20-H-3/HS-RAD-11 | HS-VRAF-20 | N/A | SAI HVAC | 1.25 | Both | Multiple split - VRF | N/A | Air | Air | Australia,China | 5.95 | 18.75 | 20 | N/A | 0 | 0 | 0 | N/A | 5.9 | 20 | Enthalpy Test Room | 3.3283 | 3.3617 | Yes | 0 | N/A | 37.2 | 36.8 | 0 | 0 | N/A | N/A | N/A | 3.2582 | 3.2928 | N/A | N/A | N/A | N/A | N/A | N/A | Enthalpy Test Room | Three | R410A | Australia | 127808 | 2025-03-27 |  | Approved | Reverse Cycle | N/A | Yes | Class 20 | Yes | N/A | - | Yes | Yes | Yes | - | 3.3283 | Available | N/A | N/A | https://www.compactcomfort.com | http://www.saihvac.com.au/ | Yes |  |  | AAC4750 | N/A | Variable output compressor,Variable speed fan systems | Inverter | N/A | N/A | N/A | 5.95 | N/A | N/A | N/A | N/A | N/A | N/A | N/A | N/A | N/A | N/A | N/A | N/A | N/A | N/A | N/A | N/A | 5.9 | N/A | N/A | N/A | N/A | N/A | N/A | N/A | N/A | N/A | N/A | N/A | N/A | N/A | N/A | N/A | N/A | N/A | N/A | N/A | N/A | N/A | N/A | N/A | N/A | N/A | N/A | N/A | N/A | N/A | N/A | N/A | N/A | N/A | N/A | N/A | N/A | N/A | N/A | N/A | N/A | N/A | N/A | N/A | N/A | N/A | N/A | N/A | N/A | N/A | N/A | N/A | N/A | N/A | N/A | N/A | N/A | N/A | N/A | N/A | N/A | N/A | N/A | N/A | N/A | N/A | N/A | N/A | 3.2918 | 3.3198
[SEER Multi-Split <=65kW] GEMS (Air Conditioners up to 65kW) Determination 2019 | N/A | AS/NZS 3823.1.4:2012 | HS-VRAF-20-H-3/HS-RAD-16 | HS-VRAF-20 | N/A | SAI HVAC | 1.25 | Both | Multiple split - VRF | N/A | Air | Air | Australia,China | 5.95 | 18.75 | 20 | N/A | 0 | 0 | 0 | N/A | 5.9 | 20 | Enthalpy Test Room | 3.3283 | 3.3617 | Yes | 0 | N/A | 37.2 | 36.8 | 0 | 0 | N/A | N/A | N/A | 3.2582 | 3.2928 | N/A | N/A | N/A | N/A | N/A | N/A | Enthalpy Test Room | Three | R410A | Australia | 127808 | 2025-03-27 |  | Approved | Reverse Cycle | N/A | Yes | Class 20 | Yes | N/A | - | Yes | Yes | Yes | - | 3.3283 | Available | N/A | N/A | https://www.compactcomfort.com | http://www.saihvac.com.au/ | Yes |  |  | AAC4750 | N/A | Variable output compressor,Variable speed fan systems | Inverter | N/A | N/A | N/A | 5.95 | N/A | N/A | N/A | N/A | N/A | N/A | N/A | N/A | N/A | N/A | N/A | N/A | N/A | N/A | N/A | N/A | 5.9 | N/A | N/A | N/A | N/A | N/A | N/A | N/A | N/A | N/A | N/A | N/A | N/A | N/A | N/A | N/A | N/A | N/A | N/A | N/A | N/A | N/A | N/A | N/A | N/A | N/A | N/A | N/A | N/A | N/A | N/A | N/A | N/A | N/A | N/A | N/A | N/A | N/A | N/A | N/A | N/A | N/A | N/A | N/A | N/A | N/A | N/A | N/A | N/A | N/A | N/A | N/A | N/A | N/A | N/A | N/A | N/A | N/A | N/A | N/A | N/A | N/A | N/A | N/A | N/A | N/A | N/A | N/A | 3.2918 | 3.3198
[SEER Multi-Split <=65kW] GEMS (Air Conditioners up to 65kW) Determination 2019 | N/A | AS/NZS 3823.1.4:2012 | HS-VRAF-20-H-3/HS-RAD-20 | HS-VRAF-20 | N/A | SAI HVAC | 1.25 | Both | Multiple split - VRF | N/A | Air | Air | Australia,China | 5.95 | 18.75 | 20 | N/A | 0 | 0 | 0 | N/A | 5.9 | 20 | Enthalpy Test Room | 3.3283 | 3.3617 | Yes | 0 | N/A | 37.2 | 36.8 | 0 | 0 | N/A | N/A | N/A | 3.2582 | 3.2928 | N/A | N/A | N/A | N/A | N/A | N/A | Enthalpy Test Room | Three | R410A | Australia | 127808 | 2025-03-27 |  | Approved | Reverse Cycle | N/A | Yes | Class 20 | Yes | N/A | - | Yes | Yes | Yes | - | 3.3283 | Available | N/A | N/A | https://www.compactcomfort.com | http://www.saihvac.com.au/ | Yes |  |  | AAC4750 | N/A | Variable output compressor,Variable speed fan systems | Inverter | N/A | N/A | N/A | 5.95 | N/A | N/A | N/A | N/A | N/A | N/A | N/A | N/A | N/A | N/A | N/A | N/A | N/A | N/A | N/A | N/A | 5.9 | N/A | N/A | N/A | N/A | N/A | N/A | N/A | N/A | N/A | N/A | N/A | N/A | N/A | N/A | N/A | N/A | N/A | N/A | N/A | N/A | N/A | N/A | N/A | N/A | N/A | N/A | N/A | N/A | N/A | N/A | N/A | N/A | N/A | N/A | N/A | N/A | N/A | N/A | N/A | N/A | N/A | N/A | N/A | N/A | N/A | N/A | N/A | N/A | N/A | N/A | N/A | N/A | N/A | N/A | N/A | N/A | N/A | N/A | N/A | N/A | N/A | N/A | N/A | N/A | N/A | N/A | N/A | 3.2918 | 3.3198
[SEER Multi-Split <=65kW] GEMS (Air Conditioners up to 65kW) Determination 2019 | N/A | AS/NZS 3823.1.4:2012 | HS-VRAF-20-H-3/HS-VAF-11 | HS-VRAF-20 | N/A | SAI HVAC | 1.25 | Both | Multiple split - VRF | N/A | Air | Air | Australia,China | 5.95 | 18.75 | 20 | N/A | 0 | 0 | 0 | N/A | 5.9 | 20 | Enthalpy Test Room | 3.3283 | 3.3617 | Yes | 0 | N/A | 37.2 | 36.8 | 0 | 0 | N/A | N/A | N/A | 3.2582 | 3.2928 | N/A | N/A | N/A | N/A | N/A | N/A | Enthalpy Test Room | Three | R410A | Australia | 127808 | 2025-03-27 |  | Approved | Reverse Cycle | N/A | Yes | Class 20 | Yes | N/A | - | Yes | Yes | Yes | - | 3.3283 | Available | N/A | N/A | https://www.compactcomfort.com | http://www.saihvac.com.au/ | Yes |  |  | AAC4750 | N/A | Variable output compressor,Variable speed fan systems | Inverter | N/A | N/A | N/A | 5.95 | N/A | N/A | N/A | N/A | N/A | N/A | N/A | N/A | N/A | N/A | N/A | N/A | N/A | N/A | N/A | N/A | 5.9 | N/A | N/A | N/A | N/A | N/A | N/A | N/A | N/A | N/A | N/A | N/A | N/A | N/A | N/A | N/A | N/A | N/A | N/A | N/A | N/A | N/A | N/A | N/A | N/A | N/A | N/A | N/A | N/A | N/A | N/A | N/A | N/A | N/A | N/A | N/A | N/A | N/A | N/A | N/A | N/A | N/A | N/A | N/A | N/A | N/A | N/A | N/A | N/A | N/A | N/A | N/A | N/A | N/A | N/A | N/A | N/A | N/A | N/A | N/A | N/A | N/A | N/A | N/A | N/A | N/A | N/A | N/A | 3.2918 | 3.3198
[SEER Multi-Split <=65kW] GEMS (Air Conditioners up to 65kW) Determination 2019 | N/A | AS/NZS 3823.1.4:2012 | HS-VRAF-20-H-3/HS-VAF-16 | HS-VRAF-20 | N/A | SAI HVAC | 1.25 | Both | Multiple split - VRF | N/A | Air | Air | Australia,China | 5.95 | 18.75 | 20 | N/A | 0 | 0 | 0 | N/A | 5.9 | 20 | Enthalpy Test Room | 3.3283 | 3.3617 | Yes | 0 | N/A | 37.2 | 36.8 | 0 | 0 | N/A | N/A | N/A | 3.2582 | 3.2928 | N/A | N/A | N/A | N/A | N/A | N/A | Enthalpy Test Room | Three | R410A | Australia | 127808 | 2025-03-27 |  | Approved | Reverse Cycle | N/A | Yes | Class 20 | Yes | N/A | - | Yes | Yes | Yes | - | 3.3283 | Available | N/A | N/A | https://www.compactcomfort.com | http://www.saihvac.com.au/ | Yes |  |  | AAC4750 | N/A | Variable output compressor,Variable speed fan systems | Inverter | N/A | N/A | N/A | 5.95 | N/A | N/A | N/A | N/A | N/A | N/A | N/A | N/A | N/A | N/A | N/A | N/A | N/A | N/A | N/A | N/A | 5.9 | N/A | N/A | N/A | N/A | N/A | N/A | N/A | N/A | N/A | N/A | N/A | N/A | N/A | N/A | N/A | N/A | N/A | N/A | N/A | N/A | N/A | N/A | N/A | N/A | N/A | N/A | N/A | N/A | N/A | N/A | N/A | N/A | N/A | N/A | N/A | N/A | N/A | N/A | N/A | N/A | N/A | N/A | N/A | N/A | N/A | N/A | N/A | N/A | N/A | N/A | N/A | N/A | N/A | N/A | N/A | N/A | N/A | N/A | N/A | N/A | N/A | N/A | N/A | N/A | N/A | N/A | N/A | 3.2918 | 3.3198
[SEER Multi-Split <=65kW] GEMS (Air Conditioners up to 65kW) Determination 2019 | N/A | AS/NZS 3823.1.4:2012 | HS-VRAF-20-H-3HS-VAF-20 | HS-VRAF-20 | N/A | SAI HVAC | 1.25 | Both | Multiple split - VRF | N/A | Air | Air | Australia,China | 5.95 | 18.75 | 20 | N/A | 0 | 0 | 0 | N/A | 5.9 | 20 | Enthalpy Test Room | 3.3283 | 3.3617 | Yes | 0 | N/A | 37.2 | 36.8 | 0 | 0 | N/A | N/A | N/A | 3.2582 | 3.2928 | N/A | N/A | N/A | N/A | N/A | N/A | Enthalpy Test Room | Three | R410A | Australia | 127808 | 2025-03-27 |  | Approved | Reverse Cycle | N/A | Yes | Class 20 | Yes | N/A | - | Yes | Yes | Yes | - | 3.3283 | Available | N/A | N/A | https://www.compactcomfort.com | http://www.saihvac.com.au/ | Yes |  |  | AAC4750 | N/A | Variable output compressor,Variable speed fan systems | Inverter | N/A | N/A | N/A | 5.95 | N/A | N/A | N/A | N/A | N/A | N/A | N/A | N/A | N/A | N/A | N/A | N/A | N/A | N/A | N/A | N/A | 5.9 | N/A | N/A | N/A | N/A | N/A | N/A | N/A | N/A | N/A | N/A | N/A | N/A | N/A | N/A | N/A | N/A | N/A | N/A | N/A | N/A | N/A | N/A | N/A | N/A | N/A | N/A | N/A | N/A | N/A | N/A | N/A | N/A | N/A | N/A | N/A | N/A | N/A | N/A | N/A | N/A | N/A | N/A | N/A | N/A | N/A | N/A | N/A | N/A | N/A | N/A | N/A | N/A | N/A | N/A | N/A | N/A | N/A | N/A | N/A | N/A | N/A | N/A | N/A | N/A | N/A | N/A | N/A | 3.2918 | 3.3198
[SEER Multi-Split <=65kW] GEMS (Air Conditioners up to 65kW) Determination 2019 | N/A | AS/NZS 3823.1.4:2012 | HS-VRAF-22 | HS-VRAF-22 | N/A | SAI HVAC | 0.25 | Both | Multiple split - VRF | N/A | Air | Air | Australia,China | 5.96 | 22.15 | 22.4 | N/A | 0 | 0 | 0 | N/A | 6.23 | 25 | Enthalpy Test Room | 3.703 | 3.8079 | Yes | 0 | N/A | 114.2 | 114.2 | 0 | 0 | N/A | N/A | N/A | 3.4859 | 3.5939 | N/A | N/A | N/A | N/A | N/A | N/A | Enthalpy Test Room | Three | R410A | Australia | 127811 | 2025-04-01 |  | Approved | Reverse Cycle | N/A | Yes | Class 20 | Yes | N/A | - | Yes | Yes | Yes | - | 3.703 | Available | N/A | N/A | https://www.compactcomfort.com | http://www.saihvac.com.au/ | Yes |  |  | AAC4772 | N/A | Variable output compressor,Variable speed fan systems | Inverter | N/A | N/A | N/A | 5.96 | N/A | N/A | N/A | N/A | N/A | N/A | N/A | N/A | N/A | N/A | N/A | N/A | N/A | N/A | N/A | N/A | 6.23 | N/A | N/A | N/A | N/A | N/A | N/A | N/A | N/A | N/A | N/A | N/A | N/A | N/A | N/A | N/A | N/A | N/A | N/A | N/A | N/A | N/A | N/A | N/A | N/A | N/A | N/A | N/A | N/A | N/A | N/A | N/A | N/A | N/A | N/A | N/A | N/A | N/A | N/A | N/A | N/A | N/A | N/A | N/A | N/A | N/A | N/A | N/A | N/A | N/A | N/A | N/A | N/A | N/A | N/A | N/A | N/A | N/A | N/A | N/A | N/A | N/A | N/A | N/A | N/A | N/A | N/A | N/A | 3.5298 | 3.7787
[SEER Multi-Split <=65kW] GEMS (Air Conditioners up to 65kW) Determination 2019 | N/A | AS/NZS 3823.1.4:2012 | HS-VRAF-22-V-3 | HS-VRAF-22 | N/A | SAI HVAC | 0.25 | Both | Multiple split - VRF | N/A | Air | Air | Australia,China | 5.96 | 22.15 | 22.4 | N/A | 0 | 0 | 0 | N/A | 6.23 | 25 | Enthalpy Test Room | 3.703 | 3.8079 | Yes | 0 | N/A | 114.2 | 114.2 | 0 | 0 | N/A | N/A | N/A | 3.4859 | 3.5939 | N/A | N/A | N/A | N/A | N/A | N/A | Enthalpy Test Room | Three | R410A | Australia | 127811 | 2025-04-01 |  | Approved | Reverse Cycle | N/A | Yes | Class 20 | Yes | N/A | - | Yes | Yes | Yes | - | 3.703 | Available | N/A | N/A | https://www.compactcomfort.com | http://www.saihvac.com.au/ | Yes |  |  | AAC4772 | N/A | Variable output compressor,Variable speed fan systems | Inverter | N/A | N/A | N/A | 5.96 | N/A | N/A | N/A | N/A | N/A | N/A | N/A | N/A | N/A | N/A | N/A | N/A | N/A | N/A | N/A | N/A | 6.23 | N/A | N/A | N/A | N/A | N/A | N/A | N/A | N/A | N/A | N/A | N/A | N/A | N/A | N/A | N/A | N/A | N/A | N/A | N/A | N/A | N/A | N/A | N/A | N/A | N/A | N/A | N/A | N/A | N/A | N/A | N/A | N/A | N/A | N/A | N/A | N/A | N/A | N/A | N/A | N/A | N/A | N/A | N/A | N/A | N/A | N/A | N/A | N/A | N/A | N/A | N/A | N/A | N/A | N/A | N/A | N/A | N/A | N/A | N/A | N/A | N/A | N/A | N/A | N/A | N/A | N/A | N/A | 3.5298 | 3.7787
[SEER Multi-Split <=65kW] GEMS (Air Conditioners up to 65kW) Determination 2019 | N/A | AS/NZS 3823.1.4:2012 | HS-VRAF-22-V-3/HS-3SP-11 | HS-VRAF-22 | N/A | SAI HVAC | 0.25 | Both | Multiple split - VRF | N/A | Air | Air | Australia,China | 5.96 | 22.15 | 22.4 | N/A | 0 | 0 | 0 | N/A | 6.23 | 25 | Enthalpy Test Room | 3.703 | 3.8079 | Yes | 0 | N/A | 114.2 | 114.2 | 0 | 0 | N/A | N/A | N/A | 3.4859 | 3.5939 | N/A | N/A | N/A | N/A | N/A | N/A | Enthalpy Test Room | Three | R410A | Australia | 127811 | 2025-04-01 |  | Approved | Reverse Cycle | N/A | Yes | Class 20 | Yes | N/A | - | Yes | Yes | Yes | - | 3.703 | Available | N/A | N/A | https://www.compactcomfort.com | http://www.saihvac.com.au/ | Yes |  |  | AAC4772 | N/A | Variable output compressor,Variable speed fan systems | Inverter | N/A | N/A | N/A | 5.96 | N/A | N/A | N/A | N/A | N/A | N/A | N/A | N/A | N/A | N/A | N/A | N/A | N/A | N/A | N/A | N/A | 6.23 | N/A | N/A | N/A | N/A | N/A | N/A | N/A | N/A | N/A | N/A | N/A | N/A | N/A | N/A | N/A | N/A | N/A | N/A | N/A | N/A | N/A | N/A | N/A | N/A | N/A | N/A | N/A | N/A | N/A | N/A | N/A | N/A | N/A | N/A | N/A | N/A | N/A | N/A | N/A | N/A | N/A | N/A | N/A | N/A | N/A | N/A | N/A | N/A | N/A | N/A | N/A | N/A | N/A | N/A | N/A | N/A | N/A | N/A | N/A | N/A | N/A | N/A | N/A | N/A | N/A | N/A | N/A | 3.5298 | 3.7787
[SEER Multi-Split <=65kW] GEMS (Air Conditioners up to 65kW) Determination 2019 | N/A | AS/NZS 3823.1.4:2012 | HS-VRAF-22-V-3/HS-3SP-16 | HS-VRAF-22 | N/A | SAI HVAC | 0.25 | Both | Multiple split - VRF | N/A | Air | Air | Australia,China | 5.96 | 22.15 | 22.4 | N/A | 0 | 0 | 0 | N/A | 6.23 | 25 | Enthalpy Test Room | 3.703 | 3.8079 | Yes | 0 | N/A | 114.2 | 114.2 | 0 | 0 | N/A | N/A | N/A | 3.4859 | 3.5939 | N/A | N/A | N/A | N/A | N/A | N/A | Enthalpy Test Room | Three | R410A | Australia | 127811 | 2025-04-01 |  | Approved | Reverse Cycle | N/A | Yes | Class 20 | Yes | N/A | - | Yes | Yes | Yes | - | 3.703 | Available | N/A | N/A | https://www.compactcomfort.com | http://www.saihvac.com.au/ | Yes |  |  | AAC4772 | N/A | Variable output compressor,Variable speed fan systems | Inverter | N/A | N/A | N/A | 5.96 | N/A | N/A | N/A | N/A | N/A | N/A | N/A | N/A | N/A | N/A | N/A | N/A | N/A | N/A | N/A | N/A | 6.23 | N/A | N/A | N/A | N/A | N/A | N/A | N/A | N/A | N/A | N/A | N/A | N/A | N/A | N/A | N/A | N/A | N/A | N/A | N/A | N/A | N/A | N/A | N/A | N/A | N/A | N/A | N/A | N/A | N/A | N/A | N/A | N/A | N/A | N/A | N/A | N/A | N/A | N/A | N/A | N/A | N/A | N/A | N/A | N/A | N/A | N/A | N/A | N/A | N/A | N/A | N/A | N/A | N/A | N/A | N/A | N/A | N/A | N/A | N/A | N/A | N/A | N/A | N/A | N/A | N/A | N/A | N/A | 3.5298 | 3.7787
[SEER Multi-Split <=65kW] GEMS (Air Conditioners up to 65kW) Determination 2019 | N/A | AS/NZS 3823.1.4:2012 | HS-VRAF-22-V-3/HS-3SP-20 | HS-VRAF-22 | N/A | SAI HVAC | 0.25 | Both | Multiple split - VRF | N/A | Air | Air | Australia,China | 5.96 | 22.15 | 22.4 | N/A | 0 | 0 | 0 | N/A | 6.23 | 25 | Enthalpy Test Room | 3.703 | 3.8079 | Yes | 0 | N/A | 114.2 | 114.2 | 0 | 0 | N/A | N/A | N/A | 3.4859 | 3.5939 | N/A | N/A | N/A | N/A | N/A | N/A | Enthalpy Test Room | Three | R410A | Australia | 127811 | 2025-04-01 |  | Approved | Reverse Cycle | N/A | Yes | Class 20 | Yes | N/A | - | Yes | Yes | Yes | - | 3.703 | Available | N/A | N/A | https://www.compactcomfort.com | http://www.saihvac.com.au/ | Yes |  |  | AAC4772 | N/A | Variable output compressor,Variable speed fan systems | Inverter | N/A | N/A | N/A | 5.96 | N/A | N/A | N/A | N/A | N/A | N/A | N/A | N/A | N/A | N/A | N/A | N/A | N/A | N/A | N/A | N/A | 6.23 | N/A | N/A | N/A | N/A | N/A | N/A | N/A | N/A | N/A | N/A | N/A | N/A | N/A | N/A | N/A | N/A | N/A | N/A | N/A | N/A | N/A | N/A | N/A | N/A | N/A | N/A | N/A | N/A | N/A | N/A | N/A | N/A | N/A | N/A | N/A | N/A | N/A | N/A | N/A | N/A | N/A | N/A | N/A | N/A | N/A | N/A | N/A | N/A | N/A | N/A | N/A | N/A | N/A | N/A | N/A | N/A | N/A | N/A | N/A | N/A | N/A | N/A | N/A | N/A | N/A | N/A | N/A | 3.5298 | 3.7787
[SEER Multi-Split <=65kW] GEMS (Air Conditioners up to 65kW) Determination 2019 | N/A | AS/NZS 3823.1.4:2012 | HS-VRAF-22-V-3/HS-HWS-2 | HS-VRAF-22 | N/A | SAI HVAC | 0.25 | Both | Multiple split - VRF | N/A | Air | Air | Australia,China | 5.96 | 22.15 | 22.4 | N/A | 0 | 0 | 0 | N/A | 6.23 | 25 | Enthalpy Test Room | 3.703 | 3.8079 | Yes | 0 | N/A | 114.2 | 114.2 | 0 | 0 | N/A | N/A | N/A | 3.4859 | 3.5939 | N/A | N/A | N/A | N/A | N/A | N/A | Enthalpy Test Room | Three | R410A | Australia | 127811 | 2025-04-01 |  | Approved | Reverse Cycle | N/A | Yes | Class 20 | Yes | N/A | - | Yes | Yes | Yes | - | 3.703 | Available | N/A | N/A | https://www.compactcomfort.com | http://www.saihvac.com.au/ | Yes |  |  | AAC4772 | N/A | Variable output compressor,Variable speed fan systems | Inverter | N/A | N/A | N/A | 5.96 | N/A | N/A | N/A | N/A | N/A | N/A | N/A | N/A | N/A | N/A | N/A | N/A | N/A | N/A | N/A | N/A | 6.23 | N/A | N/A | N/A | N/A | N/A | N/A | N/A | N/A | N/A | N/A | N/A | N/A | N/A | N/A | N/A | N/A | N/A | N/A | N/A | N/A | N/A | N/A | N/A | N/A | N/A | N/A | N/A | N/A | N/A | N/A | N/A | N/A | N/A | N/A | N/A | N/A | N/A | N/A | N/A | N/A | N/A | N/A | N/A | N/A | N/A | N/A | N/A | N/A | N/A | N/A | N/A | N/A | N/A | N/A | N/A | N/A | N/A | N/A | N/A | N/A | N/A | N/A | N/A | N/A | N/A | N/A | N/A | 3.5298 | 3.7787
[SEER Multi-Split <=65kW] GEMS (Air Conditioners up to 65kW) Determination 2019 | N/A | AS/NZS 3823.1.4:2012 | HS-VRAF-22-V-3/HS-HWS-4 | HS-VRAF-22 | N/A | SAI HVAC | 0.25 | Both | Multiple split - VRF | N/A | Air | Air | Australia,China | 5.96 | 22.15 | 22.4 | N/A | 0 | 0 | 0 | N/A | 6.23 | 25 | Enthalpy Test Room | 3.703 | 3.8079 | Yes | 0 | N/A | 114.2 | 114.2 | 0 | 0 | N/A | N/A | N/A | 3.4859 | 3.5939 | N/A | N/A | N/A | N/A | N/A | N/A | Enthalpy Test Room | Three | R410A | Australia | 127811 | 2025-04-01 |  | Approved | Reverse Cycle | N/A | Yes | Class 20 | Yes | N/A | - | Yes | Yes | Yes | - | 3.703 | Available | N/A | N/A | https://www.compactcomfort.com | http://www.saihvac.com.au/ | Yes |  |  | AAC4772 | N/A | Variable output compressor,Variable speed fan systems | Inverter | N/A | N/A | N/A | 5.96 | N/A | N/A | N/A | N/A | N/A | N/A | N/A | N/A | N/A | N/A | N/A | N/A | N/A | N/A | N/A | N/A | 6.23 | N/A | N/A | N/A | N/A | N/A | N/A | N/A | N/A | N/A | N/A | N/A | N/A | N/A | N/A | N/A | N/A | N/A | N/A | N/A | N/A | N/A | N/A | N/A | N/A | N/A | N/A | N/A | N/A | N/A | N/A | N/A | N/A | N/A | N/A | N/A | N/A | N/A | N/A | N/A | N/A | N/A | N/A | N/A | N/A | N/A | N/A | N/A | N/A | N/A | N/A | N/A | N/A | N/A | N/A | N/A | N/A | N/A | N/A | N/A | N/A | N/A | N/A | N/A | N/A | N/A | N/A | N/A | 3.5298 | 3.7787
[SEER Multi-Split <=65kW] GEMS (Air Conditioners up to 65kW) Determination 2019 | N/A | AS/NZS 3823.1.4:2012 | HS-VRAF-22-V-3/HS-HWS-6 | HS-VRAF-22 | N/A | SAI HVAC | 0.25 | Both | Multiple split - VRF | N/A | Air | Air | Australia,China | 5.96 | 22.15 | 22.4 | N/A | 0 | 0 | 0 | N/A | 6.23 | 25 | Enthalpy Test Room | 3.703 | 3.8079 | Yes | 0 | N/A | 114.2 | 114.2 | 0 | 0 | N/A | N/A | N/A | 3.4859 | 3.5939 | N/A | N/A | N/A | N/A | N/A | N/A | Enthalpy Test Room | Three | R410A | Australia | 127811 | 2025-04-01 |  | Approved | Reverse Cycle | N/A | Yes | Class 20 | Yes | N/A | - | Yes | Yes | Yes | - | 3.703 | Available | N/A | N/A | https://www.compactcomfort.com | http://www.saihvac.com.au/ | Yes |  |  | AAC4772 | N/A | Variable output compressor,Variable speed fan systems | Inverter | N/A | N/A | N/A | 5.96 | N/A | N/A | N/A | N/A | N/A | N/A | N/A | N/A | N/A | N/A | N/A | N/A | N/A | N/A | N/A | N/A | 6.23 | N/A | N/A | N/A | N/A | N/A | N/A | N/A | N/A | N/A | N/A | N/A | N/A | N/A | N/A | N/A | N/A | N/A | N/A | N/A | N/A | N/A | N/A | N/A | N/A | N/A | N/A | N/A | N/A | N/A | N/A | N/A | N/A | N/A | N/A | N/A | N/A | N/A | N/A | N/A | N/A | N/A | N/A | N/A | N/A | N/A | N/A | N/A | N/A | N/A | N/A | N/A | N/A | N/A | N/A | N/A | N/A | N/A | N/A | N/A | N/A | N/A | N/A | N/A | N/A | N/A | N/A | N/A | 3.5298 | 3.7787
[SEER Multi-Split <=65kW] GEMS (Air Conditioners up to 65kW) Determination 2019 | N/A | AS/NZS 3823.1.4:2012 | HS-VRAF-22-V-3/HS-HWS-7 | HS-VRAF-22 | N/A | SAI HVAC | 0.25 | Both | Multiple split - VRF | N/A | Air | Air | Australia,China | 5.96 | 22.15 | 22.4 | N/A | 0 | 0 | 0 | N/A | 6.23 | 25 | Enthalpy Test Room | 3.703 | 3.8079 | Yes | 0 | N/A | 114.2 | 114.2 | 0 | 0 | N/A | N/A | N/A | 3.4859 | 3.5939 | N/A | N/A | N/A | N/A | N/A | N/A | Enthalpy Test Room | Three | R410A | Australia | 127811 | 2025-04-01 |  | Approved | Reverse Cycle | N/A | Yes | Class 20 | Yes | N/A | - | Yes | Yes | Yes | - | 3.703 | Available | N/A | N/A | https://www.compactcomfort.com | http://www.saihvac.com.au/ | Yes |  |  | AAC4772 | N/A | Variable output compressor,Variable speed fan systems | Inverter | N/A | N/A | N/A | 5.96 | N/A | N/A | N/A | N/A | N/A | N/A | N/A | N/A | N/A | N/A | N/A | N/A | N/A | N/A | N/A | N/A | 6.23 | N/A | N/A | N/A | N/A | N/A | N/A | N/A | N/A | N/A | N/A | N/A | N/A | N/A | N/A | N/A | N/A | N/A | N/A | N/A | N/A | N/A | N/A | N/A | N/A | N/A | N/A | N/A | N/A | N/A | N/A | N/A | N/A | N/A | N/A | N/A | N/A | N/A | N/A | N/A | N/A | N/A | N/A | N/A | N/A | N/A | N/A | N/A | N/A | N/A | N/A | N/A | N/A | N/A | N/A | N/A | N/A | N/A | N/A | N/A | N/A | N/A | N/A | N/A | N/A | N/A | N/A | N/A | 3.5298 | 3.7787
[SEER Multi-Split <=65kW] GEMS (Air Conditioners up to 65kW) Determination 2019 | N/A | AS/NZS 3823.1.4:2012 | HS-VRAF-22-V-3/HS-HWS-8 | HS-VRAF-22 | N/A | SAI HVAC | 0.25 | Both | Multiple split - VRF | N/A | Air | Air | Australia,China | 5.96 | 22.15 | 22.4 | N/A | 0 | 0 | 0 | N/A | 6.23 | 25 | Enthalpy Test Room | 3.703 | 3.8079 | Yes | 0 | N/A | 114.2 | 114.2 | 0 | 0 | N/A | N/A | N/A | 3.4859 | 3.5939 | N/A | N/A | N/A | N/A | N/A | N/A | Enthalpy Test Room | Three | R410A | Australia | 127811 | 2025-04-01 |  | Approved | Reverse Cycle | N/A | Yes | Class 20 | Yes | N/A | - | Yes | Yes | Yes | - | 3.703 | Available | N/A | N/A | https://www.compactcomfort.com | http://www.saihvac.com.au/ | Yes |  |  | AAC4772 | N/A | Variable output compressor,Variable speed fan systems | Inverter | N/A | N/A | N/A | 5.96 | N/A | N/A | N/A | N/A | N/A | N/A | N/A | N/A | N/A | N/A | N/A | N/A | N/A | N/A | N/A | N/A | 6.23 | N/A | N/A | N/A | N/A | N/A | N/A | N/A | N/A | N/A | N/A | N/A | N/A | N/A | N/A | N/A | N/A | N/A | N/A | N/A | N/A | N/A | N/A | N/A | N/A | N/A | N/A | N/A | N/A | N/A | N/A | N/A | N/A | N/A | N/A | N/A | N/A | N/A | N/A | N/A | N/A | N/A | N/A | N/A | N/A | N/A | N/A | N/A | N/A | N/A | N/A | N/A | N/A | N/A | N/A | N/A | N/A | N/A | N/A | N/A | N/A | N/A | N/A | N/A | N/A | N/A | N/A | N/A | 3.5298 | 3.7787
[SEER Multi-Split <=65kW] GEMS (Air Conditioners up to 65kW) Determination 2019 | N/A | AS/NZS 3823.1.4:2012 | HS-VRAF-22-V-3/HS-LBH-2 | HS-VRAF-22 | N/A | SAI HVAC | 0.25 | Both | Multiple split - VRF | N/A | Air | Air | Australia,China | 5.96 | 22.15 | 22.4 | N/A | 0 | 0 | 0 | N/A | 6.23 | 25 | Enthalpy Test Room | 3.703 | 3.8079 | Yes | 0 | N/A | 114.2 | 114.2 | 0 | 0 | N/A | N/A | N/A | 3.4859 | 3.5939 | N/A | N/A | N/A | N/A | N/A | N/A | Enthalpy Test Room | Three | R410A | Australia | 127811 | 2025-04-01 |  | Approved | Reverse Cycle | N/A | Yes | Class 20 | Yes | N/A | - | Yes | Yes | Yes | - | 3.703 | Available | N/A | N/A | https://www.compactcomfort.com | http://www.saihvac.com.au/ | Yes |  |  | AAC4772 | N/A | Variable output compressor,Variable speed fan systems | Inverter | N/A | N/A | N/A | 5.96 | N/A | N/A | N/A | N/A | N/A | N/A | N/A | N/A | N/A | N/A | N/A | N/A | N/A | N/A | N/A | N/A | 6.23 | N/A | N/A | N/A | N/A | N/A | N/A | N/A | N/A | N/A | N/A | N/A | N/A | N/A | N/A | N/A | N/A | N/A | N/A | N/A | N/A | N/A | N/A | N/A | N/A | N/A | N/A | N/A | N/A | N/A | N/A | N/A | N/A | N/A | N/A | N/A | N/A | N/A | N/A | N/A | N/A | N/A | N/A | N/A | N/A | N/A | N/A | N/A | N/A | N/A | N/A | N/A | N/A | N/A | N/A | N/A | N/A | N/A | N/A | N/A | N/A | N/A | N/A | N/A | N/A | N/A | N/A | N/A | 3.5298 | 3.7787
[SEER Multi-Split <=65kW] GEMS (Air Conditioners up to 65kW) Determination 2019 | N/A | AS/NZS 3823.1.4:2012 | HS-VRAF-22-V-3/HS-MBH-4 | HS-VRAF-22 | N/A | SAI HVAC | 0.25 | Both | Multiple split - VRF | N/A | Air | Air | Australia,China | 5.96 | 22.15 | 22.4 | N/A | 0 | 0 | 0 | N/A | 6.23 | 25 | Enthalpy Test Room | 3.703 | 3.8079 | Yes | 0 | N/A | 114.2 | 114.2 | 0 | 0 | N/A | N/A | N/A | 3.4859 | 3.5939 | N/A | N/A | N/A | N/A | N/A | N/A | Enthalpy Test Room | Three | R410A | Australia | 127811 | 2025-04-01 |  | Approved | Reverse Cycle | N/A | Yes | Class 20 | Yes | N/A | - | Yes | Yes | Yes | - | 3.703 | Available | N/A | N/A | https://www.compactcomfort.com | http://www.saihvac.com.au/ | Yes |  |  | AAC4772 | N/A | Variable output compressor,Variable speed fan systems | Inverter | N/A | N/A | N/A | 5.96 | N/A | N/A | N/A | N/A | N/A | N/A | N/A | N/A | N/A | N/A | N/A | N/A | N/A | N/A | N/A | N/A | 6.23 | N/A | N/A | N/A | N/A | N/A | N/A | N/A | N/A | N/A | N/A | N/A | N/A | N/A | N/A | N/A | N/A | N/A | N/A | N/A | N/A | N/A | N/A | N/A | N/A | N/A | N/A | N/A | N/A | N/A | N/A | N/A | N/A | N/A | N/A | N/A | N/A | N/A | N/A | N/A | N/A | N/A | N/A | N/A | N/A | N/A | N/A | N/A | N/A | N/A | N/A | N/A | N/A | N/A | N/A | N/A | N/A | N/A | N/A | N/A | N/A | N/A | N/A | N/A | N/A | N/A | N/A | N/A | 3.5298 | 3.7787
[SEER Multi-Split <=65kW] GEMS (Air Conditioners up to 65kW) Determination 2019 | N/A | AS/NZS 3823.1.4:2012 | HS-VRAF-22-V-3/HS-MBH-9 | HS-VRAF-22 | N/A | SAI HVAC | 0.25 | Both | Multiple split - VRF | N/A | Air | Air | Australia,China | 5.96 | 22.15 | 22.4 | N/A | 0 | 0 | 0 | N/A | 6.23 | 25 | Enthalpy Test Room | 3.703 | 3.8079 | Yes | 0 | N/A | 114.2 | 114.2 | 0 | 0 | N/A | N/A | N/A | 3.4859 | 3.5939 | N/A | N/A | N/A | N/A | N/A | N/A | Enthalpy Test Room | Three | R410A | Australia | 127811 | 2025-04-01 |  | Approved | Reverse Cycle | N/A | Yes | Class 20 | Yes | N/A | - | Yes | Yes | Yes | - | 3.703 | Available | N/A | N/A | https://www.compactcomfort.com | http://www.saihvac.com.au/ | Yes |  |  | AAC4772 | N/A | Variable output compressor,Variable speed fan systems | Inverter | N/A | N/A | N/A | 5.96 | N/A | N/A | N/A | N/A | N/A | N/A | N/A | N/A | N/A | N/A | N/A | N/A | N/A | N/A | N/A | N/A | 6.23 | N/A | N/A | N/A | N/A | N/A | N/A | N/A | N/A | N/A | N/A | N/A | N/A | N/A | N/A | N/A | N/A | N/A | N/A | N/A | N/A | N/A | N/A | N/A | N/A | N/A | N/A | N/A | N/A | N/A | N/A | N/A | N/A | N/A | N/A | N/A | N/A | N/A | N/A | N/A | N/A | N/A | N/A | N/A | N/A | N/A | N/A | N/A | N/A | N/A | N/A | N/A | N/A | N/A | N/A | N/A | N/A | N/A | N/A | N/A | N/A | N/A | N/A | N/A | N/A | N/A | N/A | N/A | 3.5298 | 3.7787
[SEER Multi-Split <=65kW] GEMS (Air Conditioners up to 65kW) Determination 2019 | N/A | AS/NZS 3823.1.4:2012 | HS-VRAF-22-V-3/HS-MICRO-4 | HS-VRAF-22 | N/A | SAI HVAC | 0.25 | Both | Multiple split - VRF | N/A | Air | Air | Australia,China | 5.96 | 22.15 | 22.4 | N/A | 0 | 0 | 0 | N/A | 6.23 | 25 | Enthalpy Test Room | 3.703 | 3.8079 | Yes | 0 | N/A | 114.2 | 114.2 | 0 | 0 | N/A | N/A | N/A | 3.4859 | 3.5939 | N/A | N/A | N/A | N/A | N/A | N/A | Enthalpy Test Room | Three | R410A | Australia | 127811 | 2025-04-01 |  | Approved | Reverse Cycle | N/A | Yes | Class 20 | Yes | N/A | - | Yes | Yes | Yes | - | 3.703 | Available | N/A | N/A | https://www.compactcomfort.com | http://www.saihvac.com.au/ | Yes |  |  | AAC4772 | N/A | Variable output compressor,Variable speed fan systems | Inverter | N/A | N/A | N/A | 5.96 | N/A | N/A | N/A | N/A | N/A | N/A | N/A | N/A | N/A | N/A | N/A | N/A | N/A | N/A | N/A | N/A | 6.23 | N/A | N/A | N/A | N/A | N/A | N/A | N/A | N/A | N/A | N/A | N/A | N/A | N/A | N/A | N/A | N/A | N/A | N/A | N/A | N/A | N/A | N/A | N/A | N/A | N/A | N/A | N/A | N/A | N/A | N/A | N/A | N/A | N/A | N/A | N/A | N/A | N/A | N/A | N/A | N/A | N/A | N/A | N/A | N/A | N/A | N/A | N/A | N/A | N/A | N/A | N/A | N/A | N/A | N/A | N/A | N/A | N/A | N/A | N/A | N/A | N/A | N/A | N/A | N/A | N/A | N/A | N/A | 3.5298 | 3.7787
[SEER Multi-Split <=65kW] GEMS (Air Conditioners up to 65kW) Determination 2019 | N/A | AS/NZS 3823.1.4:2012 | HS-VRAF-22-V-3/HS-MICRO-6 | HS-VRAF-22 | N/A | SAI HVAC | 0.25 | Both | Multiple split - VRF | N/A | Air | Air | Australia,China | 5.96 | 22.15 | 22.4 | N/A | 0 | 0 | 0 | N/A | 6.23 | 25 | Enthalpy Test Room | 3.703 | 3.8079 | Yes | 0 | N/A | 114.2 | 114.2 | 0 | 0 | N/A | N/A | N/A | 3.4859 | 3.5939 | N/A | N/A | N/A | N/A | N/A | N/A | Enthalpy Test Room | Three | R410A | Australia | 127811 | 2025-04-01 |  | Approved | Reverse Cycle | N/A | Yes | Class 20 | Yes | N/A | - | Yes | Yes | Yes | - | 3.703 | Available | N/A | N/A | https://www.compactcomfort.com | http://www.saihvac.com.au/ | Yes |  |  | AAC4772 | N/A | Variable output compressor,Variable speed fan systems | Inverter | N/A | N/A | N/A | 5.96 | N/A | N/A | N/A | N/A | N/A | N/A | N/A | N/A | N/A | N/A | N/A | N/A | N/A | N/A | N/A | N/A | 6.23 | N/A | N/A | N/A | N/A | N/A | N/A | N/A | N/A | N/A | N/A | N/A | N/A | N/A | N/A | N/A | N/A | N/A | N/A | N/A | N/A | N/A | N/A | N/A | N/A | N/A | N/A | N/A | N/A | N/A | N/A | N/A | N/A | N/A | N/A | N/A | N/A | N/A | N/A | N/A | N/A | N/A | N/A | N/A | N/A | N/A | N/A | N/A | N/A | N/A | N/A | N/A | N/A | N/A | N/A | N/A | N/A | N/A | N/A | N/A | N/A | N/A | N/A | N/A | N/A | N/A | N/A | N/A | 3.5298 | 3.7787
[SEER Multi-Split <=65kW] GEMS (Air Conditioners up to 65kW) Determination 2019 | N/A | AS/NZS 3823.1.4:2012 | HS-VRAF-22-V-3/HS-MICRO-9 | HS-VRAF-22 | N/A | SAI HVAC | 0.25 | Both | Multiple split - VRF | N/A | Air | Air | Australia,China | 5.96 | 22.15 | 22.4 | N/A | 0 | 0 | 0 | N/A | 6.23 | 25 | Enthalpy Test Room | 3.703 | 3.8079 | Yes | 0 | N/A | 114.2 | 114.2 | 0 | 0 | N/A | N/A | N/A | 3.4859 | 3.5939 | N/A | N/A | N/A | N/A | N/A | N/A | Enthalpy Test Room | Three | R410A | Australia | 127811 | 2025-04-01 |  | Approved | Reverse Cycle | N/A | Yes | Class 20 | Yes | N/A | - | Yes | Yes | Yes | - | 3.703 | Available | N/A | N/A | https://www.compactcomfort.com | http://www.saihvac.com.au/ | Yes |  |  | AAC4772 | N/A | Variable output compressor,Variable speed fan systems | Inverter | N/A | N/A | N/A | 5.96 | N/A | N/A | N/A | N/A | N/A | N/A | N/A | N/A | N/A | N/A | N/A | N/A | N/A | N/A | N/A | N/A | 6.23 | N/A | N/A | N/A | N/A | N/A | N/A | N/A | N/A | N/A | N/A | N/A | N/A | N/A | N/A | N/A | N/A | N/A | N/A | N/A | N/A | N/A | N/A | N/A | N/A | N/A | N/A | N/A | N/A | N/A | N/A | N/A | N/A | N/A | N/A | N/A | N/A | N/A | N/A | N/A | N/A | N/A | N/A | N/A | N/A | N/A | N/A | N/A | N/A | N/A | N/A | N/A | N/A | N/A | N/A | N/A | N/A | N/A | N/A | N/A | N/A | N/A | N/A | N/A | N/A | N/A | N/A | N/A | 3.5298 | 3.7787
[SEER Multi-Split <=65kW] GEMS (Air Conditioners up to 65kW) Determination 2019 | N/A | AS/NZS 3823.1.4:2012 | HS-VRAF-22-V-3/HS-QB-11 | HS-VRAF-22 | N/A | SAI HVAC | 0.25 | Both | Multiple split - VRF | N/A | Air | Air | Australia,China | 5.96 | 22.15 | 22.4 | N/A | 0 | 0 | 0 | N/A | 6.23 | 25 | Enthalpy Test Room | 3.703 | 3.8079 | Yes | 0 | N/A | 114.2 | 114.2 | 0 | 0 | N/A | N/A | N/A | 3.4859 | 3.5939 | N/A | N/A | N/A | N/A | N/A | N/A | Enthalpy Test Room | Three | R410A | Australia | 127811 | 2025-04-01 |  | Approved | Reverse Cycle | N/A | Yes | Class 20 | Yes | N/A | - | Yes | Yes | Yes | - | 3.703 | Available | N/A | N/A | https://www.compactcomfort.com | http://www.saihvac.com.au/ | Yes |  |  | AAC4772 | N/A | Variable output compressor,Variable speed fan systems | Inverter | N/A | N/A | N/A | 5.96 | N/A | N/A | N/A | N/A | N/A | N/A | N/A | N/A | N/A | N/A | N/A | N/A | N/A | N/A | N/A | N/A | 6.23 | N/A | N/A | N/A | N/A | N/A | N/A | N/A | N/A | N/A | N/A | N/A | N/A | N/A | N/A | N/A | N/A | N/A | N/A | N/A | N/A | N/A | N/A | N/A | N/A | N/A | N/A | N/A | N/A | N/A | N/A | N/A | N/A | N/A | N/A | N/A | N/A | N/A | N/A | N/A | N/A | N/A | N/A | N/A | N/A | N/A | N/A | N/A | N/A | N/A | N/A | N/A | N/A | N/A | N/A | N/A | N/A | N/A | N/A | N/A | N/A | N/A | N/A | N/A | N/A | N/A | N/A | N/A | 3.5298 | 3.7787
[SEER Multi-Split <=65kW] GEMS (Air Conditioners up to 65kW) Determination 2019 | N/A | AS/NZS 3823.1.4:2012 | HS-VRAF-22-V-3/HS-QB-16 | HS-VRAF-22 | N/A | SAI HVAC | 0.25 | Both | Multiple split - VRF | N/A | Air | Air | Australia,China | 5.96 | 22.15 | 22.4 | N/A | 0 | 0 | 0 | N/A | 6.23 | 25 | Enthalpy Test Room | 3.703 | 3.8079 | Yes | 0 | N/A | 114.2 | 114.2 | 0 | 0 | N/A | N/A | N/A | 3.4859 | 3.5939 | N/A | N/A | N/A | N/A | N/A | N/A | Enthalpy Test Room | Three | R410A | Australia | 127811 | 2025-04-01 |  | Approved | Reverse Cycle | N/A | Yes | Class 20 | Yes | N/A | - | Yes | Yes | Yes | - | 3.703 | Available | N/A | N/A | https://www.compactcomfort.com | http://www.saihvac.com.au/ | Yes |  |  | AAC4772 | N/A | Variable output compressor,Variable speed fan systems | Inverter | N/A | N/A | N/A | 5.96 | N/A | N/A | N/A | N/A | N/A | N/A | N/A | N/A | N/A | N/A | N/A | N/A | N/A | N/A | N/A | N/A | 6.23 | N/A | N/A | N/A | N/A | N/A | N/A | N/A | N/A | N/A | N/A | N/A | N/A | N/A | N/A | N/A | N/A | N/A | N/A | N/A | N/A | N/A | N/A | N/A | N/A | N/A | N/A | N/A | N/A | N/A | N/A | N/A | N/A | N/A | N/A | N/A | N/A | N/A | N/A | N/A | N/A | N/A | N/A | N/A | N/A | N/A | N/A | N/A | N/A | N/A | N/A | N/A | N/A | N/A | N/A | N/A | N/A | N/A | N/A | N/A | N/A | N/A | N/A | N/A | N/A | N/A | N/A | N/A | 3.5298 | 3.7787
[SEER Multi-Split <=65kW] GEMS (Air Conditioners up to 65kW) Determination 2019 | N/A | AS/NZS 3823.1.4:2012 | HS-VRAF-22-V-3/HS-QB-20 | HS-VRAF-22 | N/A | SAI HVAC | 0.25 | Both | Multiple split - VRF | N/A | Air | Air | Australia,China | 5.96 | 22.15 | 22.4 | N/A | 0 | 0 | 0 | N/A | 6.23 | 25 | Enthalpy Test Room | 3.703 | 3.8079 | Yes | 0 | N/A | 114.2 | 114.2 | 0 | 0 | N/A | N/A | N/A | 3.4859 | 3.5939 | N/A | N/A | N/A | N/A | N/A | N/A | Enthalpy Test Room | Three | R410A | Australia | 127811 | 2025-04-01 |  | Approved | Reverse Cycle | N/A | Yes | Class 20 | Yes | N/A | - | Yes | Yes | Yes | - | 3.703 | Available | N/A | N/A | https://www.compactcomfort.com | http://www.saihvac.com.au/ | Yes |  |  | AAC4772 | N/A | Variable output compressor,Variable speed fan systems | Inverter | N/A | N/A | N/A | 5.96 | N/A | N/A | N/A | N/A | N/A | N/A | N/A | N/A | N/A | N/A | N/A | N/A | N/A | N/A | N/A | N/A | 6.23 | N/A | N/A | N/A | N/A | N/A | N/A | N/A | N/A | N/A | N/A | N/A | N/A | N/A | N/A | N/A | N/A | N/A | N/A | N/A | N/A | N/A | N/A | N/A | N/A | N/A | N/A | N/A | N/A | N/A | N/A | N/A | N/A | N/A | N/A | N/A | N/A | N/A | N/A | N/A | N/A | N/A | N/A | N/A | N/A | N/A | N/A | N/A | N/A | N/A | N/A | N/A | N/A | N/A | N/A | N/A | N/A | N/A | N/A | N/A | N/A | N/A | N/A | N/A | N/A | N/A | N/A | N/A | 3.5298 | 3.7787
[SEER Multi-Split <=65kW] GEMS (Air Conditioners up to 65kW) Determination 2019 | N/A | AS/NZS 3823.1.4:2012 | HS-VRAF-22-V-3/HS-RAD-11 | HS-VRAF-22 | N/A | SAI HVAC | 0.25 | Both | Multiple split - VRF | N/A | Air | Air | Australia,China | 5.96 | 22.15 | 22.4 | N/A | 0 | 0 | 0 | N/A | 6.23 | 25 | Enthalpy Test Room | 3.703 | 3.8079 | Yes | 0 | N/A | 114.2 | 114.2 | 0 | 0 | N/A | N/A | N/A | 3.4859 | 3.5939 | N/A | N/A | N/A | N/A | N/A | N/A | Enthalpy Test Room | Three | R410A | Australia | 127811 | 2025-04-01 |  | Approved | Reverse Cycle | N/A | Yes | Class 20 | Yes | N/A | - | Yes | Yes | Yes | - | 3.703 | Available | N/A | N/A | https://www.compactcomfort.com | http://www.saihvac.com.au/ | Yes |  |  | AAC4772 | N/A | Variable output compressor,Variable speed fan systems | Inverter | N/A | N/A | N/A | 5.96 | N/A | N/A | N/A | N/A | N/A | N/A | N/A | N/A | N/A | N/A | N/A | N/A | N/A | N/A | N/A | N/A | 6.23 | N/A | N/A | N/A | N/A | N/A | N/A | N/A | N/A | N/A | N/A | N/A | N/A | N/A | N/A | N/A | N/A | N/A | N/A | N/A | N/A | N/A | N/A | N/A | N/A | N/A | N/A | N/A | N/A | N/A | N/A | N/A | N/A | N/A | N/A | N/A | N/A | N/A | N/A | N/A | N/A | N/A | N/A | N/A | N/A | N/A | N/A | N/A | N/A | N/A | N/A | N/A | N/A | N/A | N/A | N/A | N/A | N/A | N/A | N/A | N/A | N/A | N/A | N/A | N/A | N/A | N/A | N/A | 3.5298 | 3.7787
[SEER Multi-Split <=65kW] GEMS (Air Conditioners up to 65kW) Determination 2019 | N/A | AS/NZS 3823.1.4:2012 | HS-VRAF-22-V-3/HS-RAD-16 | HS-VRAF-22 | N/A | SAI HVAC | 0.25 | Both | Multiple split - VRF | N/A | Air | Air | Australia,China | 5.96 | 22.15 | 22.4 | N/A | 0 | 0 | 0 | N/A | 6.23 | 25 | Enthalpy Test Room | 3.703 | 3.8079 | Yes | 0 | N/A | 114.2 | 114.2 | 0 | 0 | N/A | N/A | N/A | 3.4859 | 3.5939 | N/A | N/A | N/A | N/A | N/A | N/A | Enthalpy Test Room | Three | R410A | Australia | 127811 | 2025-04-01 |  | Approved | Reverse Cycle | N/A | Yes | Class 20 | Yes | N/A | - | Yes | Yes | Yes | - | 3.703 | Available | N/A | N/A | https://www.compactcomfort.com | http://www.saihvac.com.au/ | Yes |  |  | AAC4772 | N/A | Variable output compressor,Variable speed fan systems | Inverter | N/A | N/A | N/A | 5.96 | N/A | N/A | N/A | N/A | N/A | N/A | N/A | N/A | N/A | N/A | N/A | N/A | N/A | N/A | N/A | N/A | 6.23 | N/A | N/A | N/A | N/A | N/A | N/A | N/A | N/A | N/A | N/A | N/A | N/A | N/A | N/A | N/A | N/A | N/A | N/A | N/A | N/A | N/A | N/A | N/A | N/A | N/A | N/A | N/A | N/A | N/A | N/A | N/A | N/A | N/A | N/A | N/A | N/A | N/A | N/A | N/A | N/A | N/A | N/A | N/A | N/A | N/A | N/A | N/A | N/A | N/A | N/A | N/A | N/A | N/A | N/A | N/A | N/A | N/A | N/A | N/A | N/A | N/A | N/A | N/A | N/A | N/A | N/A | N/A | 3.5298 | 3.7787
[SEER Multi-Split <=65kW] GEMS (Air Conditioners up to 65kW) Determination 2019 | N/A | AS/NZS 3823.1.4:2012 | HS-VRAF-22-V-3/HS-RAD-20 | HS-VRAF-22 | N/A | SAI HVAC | 0.25 | Both | Multiple split - VRF | N/A | Air | Air | Australia,China | 5.96 | 22.15 | 22.4 | N/A | 0 | 0 | 0 | N/A | 6.23 | 25 | Enthalpy Test Room | 3.703 | 3.8079 | Yes | 0 | N/A | 114.2 | 114.2 | 0 | 0 | N/A | N/A | N/A | 3.4859 | 3.5939 | N/A | N/A | N/A | N/A | N/A | N/A | Enthalpy Test Room | Three | R410A | Australia | 127811 | 2025-04-01 |  | Approved | Reverse Cycle | N/A | Yes | Class 20 | Yes | N/A | - | Yes | Yes | Yes | - | 3.703 | Available | N/A | N/A | https://www.compactcomfort.com | http://www.saihvac.com.au/ | Yes |  |  | AAC4772 | N/A | Variable output compressor,Variable speed fan systems | Inverter | N/A | N/A | N/A | 5.96 | N/A | N/A | N/A | N/A | N/A | N/A | N/A | N/A | N/A | N/A | N/A | N/A | N/A | N/A | N/A | N/A | 6.23 | N/A | N/A | N/A | N/A | N/A | N/A | N/A | N/A | N/A | N/A | N/A | N/A | N/A | N/A | N/A | N/A | N/A | N/A | N/A | N/A | N/A | N/A | N/A | N/A | N/A | N/A | N/A | N/A | N/A | N/A | N/A | N/A | N/A | N/A | N/A | N/A | N/A | N/A | N/A | N/A | N/A | N/A | N/A | N/A | N/A | N/A | N/A | N/A | N/A | N/A | N/A | N/A | N/A | N/A | N/A | N/A | N/A | N/A | N/A | N/A | N/A | N/A | N/A | N/A | N/A | N/A | N/A | 3.5298 | 3.7787
[SEER Multi-Split <=65kW] GEMS (Air Conditioners up to 65kW) Determination 2019 | N/A | AS/NZS 3823.1.4:2012 | HS-VRAF-22-V-3/HS-VAF-11 | HS-VRAF-22 | N/A | SAI HVAC | 0.25 | Both | Multiple split - VRF | N/A | Air | Air | Australia,China | 5.96 | 22.15 | 22.4 | N/A | 0 | 0 | 0 | N/A | 6.23 | 25 | Enthalpy Test Room | 3.703 | 3.8079 | Yes | 0 | N/A | 114.2 | 114.2 | 0 | 0 | N/A | N/A | N/A | 3.4859 | 3.5939 | N/A | N/A | N/A | N/A | N/A | N/A | Enthalpy Test Room | Three | R410A | Australia | 127811 | 2025-04-01 |  | Approved | Reverse Cycle | N/A | Yes | Class 20 | Yes | N/A | - | Yes | Yes | Yes | - | 3.703 | Available | N/A | N/A | https://www.compactcomfort.com | http://www.saihvac.com.au/ | Yes |  |  | AAC4772 | N/A | Variable output compressor,Variable speed fan systems | Inverter | N/A | N/A | N/A | 5.96 | N/A | N/A | N/A | N/A | N/A | N/A | N/A | N/A | N/A | N/A | N/A | N/A | N/A | N/A | N/A | N/A | 6.23 | N/A | N/A | N/A | N/A | N/A | N/A | N/A | N/A | N/A | N/A | N/A | N/A | N/A | N/A | N/A | N/A | N/A | N/A | N/A | N/A | N/A | N/A | N/A | N/A | N/A | N/A | N/A | N/A | N/A | N/A | N/A | N/A | N/A | N/A | N/A | N/A | N/A | N/A | N/A | N/A | N/A | N/A | N/A | N/A | N/A | N/A | N/A | N/A | N/A | N/A | N/A | N/A | N/A | N/A | N/A | N/A | N/A | N/A | N/A | N/A | N/A | N/A | N/A | N/A | N/A | N/A | N/A | 3.5298 | 3.7787
[SEER Multi-Split <=65kW] GEMS (Air Conditioners up to 65kW) Determination 2019 | N/A | AS/NZS 3823.1.4:2012 | HS-VRAF-22-V-3/HS-VAF-16 | HS-VRAF-22 | N/A | SAI HVAC | 0.25 | Both | Multiple split - VRF | N/A | Air | Air | Australia,China | 5.96 | 22.15 | 22.4 | N/A | 0 | 0 | 0 | N/A | 6.23 | 25 | Enthalpy Test Room | 3.703 | 3.8079 | Yes | 0 | N/A | 114.2 | 114.2 | 0 | 0 | N/A | N/A | N/A | 3.4859 | 3.5939 | N/A | N/A | N/A | N/A | N/A | N/A | Enthalpy Test Room | Three | R410A | Australia | 127811 | 2025-04-01 |  | Approved | Reverse Cycle | N/A | Yes | Class 20 | Yes | N/A | - | Yes | Yes | Yes | - | 3.703 | Available | N/A | N/A | https://www.compactcomfort.com | http://www.saihvac.com.au/ | Yes |  |  | AAC4772 | N/A | Variable output compressor,Variable speed fan systems | Inverter | N/A | N/A | N/A | 5.96 | N/A | N/A | N/A | N/A | N/A | N/A | N/A | N/A | N/A | N/A | N/A | N/A | N/A | N/A | N/A | N/A | 6.23 | N/A | N/A | N/A | N/A | N/A | N/A | N/A | N/A | N/A | N/A | N/A | N/A | N/A | N/A | N/A | N/A | N/A | N/A | N/A | N/A | N/A | N/A | N/A | N/A | N/A | N/A | N/A | N/A | N/A | N/A | N/A | N/A | N/A | N/A | N/A | N/A | N/A | N/A | N/A | N/A | N/A | N/A | N/A | N/A | N/A | N/A | N/A | N/A | N/A | N/A | N/A | N/A | N/A | N/A | N/A | N/A | N/A | N/A | N/A | N/A | N/A | N/A | N/A | N/A | N/A | N/A | N/A | 3.5298 | 3.7787
[SEER Multi-Split <=65kW] GEMS (Air Conditioners up to 65kW) Determination 2019 | N/A | AS/NZS 3823.1.4:2012 | HS-VRAF-22-V-3/HS-VAF-20 | HS-VRAF-22 | N/A | SAI HVAC | 0.25 | Both | Multiple split - VRF | N/A | Air | Air | Australia,China | 5.96 | 22.15 | 22.4 | N/A | 0 | 0 | 0 | N/A | 6.23 | 25 | Enthalpy Test Room | 3.703 | 3.8079 | Yes | 0 | N/A | 114.2 | 114.2 | 0 | 0 | N/A | N/A | N/A | 3.4859 | 3.5939 | N/A | N/A | N/A | N/A | N/A | N/A | Enthalpy Test Room | Three | R410A | Australia | 127811 | 2025-04-01 |  | Approved | Reverse Cycle | N/A | Yes | Class 20 | Yes | N/A | - | Yes | Yes | Yes | - | 3.703 | Available | N/A | N/A | https://www.compactcomfort.com | http://www.saihvac.com.au/ | Yes |  |  | AAC4772 | N/A | Variable output compressor,Variable speed fan systems | Inverter | N/A | N/A | N/A | 5.96 | N/A | N/A | N/A | N/A | N/A | N/A | N/A | N/A | N/A | N/A | N/A | N/A | N/A | N/A | N/A | N/A | 6.23 | N/A | N/A | N/A | N/A | N/A | N/A | N/A | N/A | N/A | N/A | N/A | N/A | N/A | N/A | N/A | N/A | N/A | N/A | N/A | N/A | N/A | N/A | N/A | N/A | N/A | N/A | N/A | N/A | N/A | N/A | N/A | N/A | N/A | N/A | N/A | N/A | N/A | N/A | N/A | N/A | N/A | N/A | N/A | N/A | N/A | N/A | N/A | N/A | N/A | N/A | N/A | N/A | N/A | N/A | N/A | N/A | N/A | N/A | N/A | N/A | N/A | N/A | N/A | N/A | N/A | N/A | N/A | 3.5298 | 3.7787
[SEER Multi-Split <=65kW] GEMS (Air Conditioners up to 65kW) Determination 2019 | N/A | AS/NZS 3823.1.4:2012 | HS-VRAF-24 | HS-VRAF-24 | N/A | SAI HVAC | 1.8 | Ducted | Multiple split - VRF | N/A | Air | Air | Australia,Thailand | 6.7 | 21.7 | 23.5 | N/A | 0 | 0 | 0 | N/A | 7.15 | 25 | Enthalpy Test Room | 3.4693 | 3.4696 | Yes | 0 | N/A | 38.2 | 37.8 | 0 | 0 | N/A | N/A | N/A | 3.4042 | 3.4092 | N/A | N/A | N/A | N/A | N/A | N/A | Enthalpy Test Room | Three | R410A | Australia | 126184 | 2025-02-14 |  | Approved | Reverse Cycle | N/A | Yes | Class 20 | Yes | N/A | - | Yes | Yes | Yes | - | 3.4693 | Available | N/A | N/A | https://www.compactcomfort.com | http://www.saihvac.com.au/ | Yes |  |  | AAC4473 | N/A | Variable output compressor,Variable speed fan systems | Inverter | N/A | N/A | N/A | 6.7 | N/A | N/A | N/A | N/A | N/A | N/A | N/A | N/A | N/A | N/A | N/A | N/A | N/A | N/A | N/A | N/A | 7.15 | N/A | N/A | N/A | N/A | N/A | N/A | N/A | N/A | N/A | N/A | N/A | N/A | N/A | N/A | N/A | N/A | N/A | N/A | N/A | N/A | N/A | N/A | N/A | N/A | N/A | N/A | N/A | N/A | N/A | N/A | N/A | N/A | N/A | N/A | N/A | N/A | N/A | N/A | N/A | N/A | N/A | N/A | N/A | N/A | N/A | N/A | N/A | N/A | N/A | N/A | N/A | N/A | N/A | N/A | N/A | N/A | N/A | N/A | N/A | N/A | N/A | N/A | N/A | N/A | N/A | N/A | N/A | 3.4411 | 3.4351
[SEER Multi-Split <=65kW] GEMS (Air Conditioners up to 65kW) Determination 2019 | N/A | AS/NZS 3823.1.4:2012 | HS-VRAF-24-H-3 | HS-VRAF-24 | N/A | SAI HVAC | 1.8 | Ducted | Multiple split - VRF | N/A | Air | Air | Australia,Thailand | 6.7 | 21.7 | 23.5 | N/A | 0 | 0 | 0 | N/A | 7.15 | 25 | Enthalpy Test Room | 3.4693 | 3.4696 | Yes | 0 | N/A | 38.2 | 37.8 | 0 | 0 | N/A | N/A | N/A | 3.4042 | 3.4092 | N/A | N/A | N/A | N/A | N/A | N/A | Enthalpy Test Room | Three | R410A | Australia | 126184 | 2025-02-14 |  | Approved | Reverse Cycle | N/A | Yes | Class 20 | Yes | N/A | - | Yes | Yes | Yes | - | 3.4693 | Available | N/A | N/A | https://www.compactcomfort.com | http://www.saihvac.com.au/ | Yes |  |  | AAC4473 | N/A | Variable output compressor,Variable speed fan systems | Inverter | N/A | N/A | N/A | 6.7 | N/A | N/A | N/A | N/A | N/A | N/A | N/A | N/A | N/A | N/A | N/A | N/A | N/A | N/A | N/A | N/A | 7.15 | N/A | N/A | N/A | N/A | N/A | N/A | N/A | N/A | N/A | N/A | N/A | N/A | N/A | N/A | N/A | N/A | N/A | N/A | N/A | N/A | N/A | N/A | N/A | N/A | N/A | N/A | N/A | N/A | N/A | N/A | N/A | N/A | N/A | N/A | N/A | N/A | N/A | N/A | N/A | N/A | N/A | N/A | N/A | N/A | N/A | N/A | N/A | N/A | N/A | N/A | N/A | N/A | N/A | N/A | N/A | N/A | N/A | N/A | N/A | N/A | N/A | N/A | N/A | N/A | N/A | N/A | N/A | 3.4411 | 3.4351
[SEER Multi-Split <=65kW] GEMS (Air Conditioners up to 65kW) Determination 2019 | N/A | AS/NZS 3823.1.4:2012 | HS-VRAF-24-H-3/HS-3SP-11 | HS-VRAF-24 | N/A | SAI HVAC | 1.8 | Ducted | Multiple split - VRF | N/A | Air | Air | Australia,Thailand | 6.7 | 21.7 | 23.5 | N/A | 0 | 0 | 0 | N/A | 7.15 | 25 | Enthalpy Test Room | 3.4693 | 3.4696 | Yes | 0 | N/A | 38.2 | 37.8 | 0 | 0 | N/A | N/A | N/A | 3.4042 | 3.4092 | N/A | N/A | N/A | N/A | N/A | N/A | Enthalpy Test Room | Three | R410A | Australia | 126184 | 2025-02-14 |  | Approved | Reverse Cycle | N/A | Yes | Class 20 | Yes | N/A | - | Yes | Yes | Yes | - | 3.4693 | Available | N/A | N/A | https://www.compactcomfort.com | http://www.saihvac.com.au/ | Yes |  |  | AAC4473 | N/A | Variable output compressor,Variable speed fan systems | Inverter | N/A | N/A | N/A | 6.7 | N/A | N/A | N/A | N/A | N/A | N/A | N/A | N/A | N/A | N/A | N/A | N/A | N/A | N/A | N/A | N/A | 7.15 | N/A | N/A | N/A | N/A | N/A | N/A | N/A | N/A | N/A | N/A | N/A | N/A | N/A | N/A | N/A | N/A | N/A | N/A | N/A | N/A | N/A | N/A | N/A | N/A | N/A | N/A | N/A | N/A | N/A | N/A | N/A | N/A | N/A | N/A | N/A | N/A | N/A | N/A | N/A | N/A | N/A | N/A | N/A | N/A | N/A | N/A | N/A | N/A | N/A | N/A | N/A | N/A | N/A | N/A | N/A | N/A | N/A | N/A | N/A | N/A | N/A | N/A | N/A | N/A | N/A | N/A | N/A | 3.4411 | 3.4351
[SEER Multi-Split <=65kW] GEMS (Air Conditioners up to 65kW) Determination 2019 | N/A | AS/NZS 3823.1.4:2012 | HS-VRAF-24-H-3/HS-3SP-16 | HS-VRAF-24 | N/A | SAI HVAC | 1.8 | Ducted | Multiple split - VRF | N/A | Air | Air | Australia,Thailand | 6.7 | 21.7 | 23.5 | N/A | 0 | 0 | 0 | N/A | 7.15 | 25 | Enthalpy Test Room | 3.4693 | 3.4696 | Yes | 0 | N/A | 38.2 | 37.8 | 0 | 0 | N/A | N/A | N/A | 3.4042 | 3.4092 | N/A | N/A | N/A | N/A | N/A | N/A | Enthalpy Test Room | Three | R410A | Australia | 126184 | 2025-02-14 |  | Approved | Reverse Cycle | N/A | Yes | Class 20 | Yes | N/A | - | Yes | Yes | Yes | - | 3.4693 | Available | N/A | N/A | https://www.compactcomfort.com | http://www.saihvac.com.au/ | Yes |  |  | AAC4473 | N/A | Variable output compressor,Variable speed fan systems | Inverter | N/A | N/A | N/A | 6.7 | N/A | N/A | N/A | N/A | N/A | N/A | N/A | N/A | N/A | N/A | N/A | N/A | N/A | N/A | N/A | N/A | 7.15 | N/A | N/A | N/A | N/A | N/A | N/A | N/A | N/A | N/A | N/A | N/A | N/A | N/A | N/A | N/A | N/A | N/A | N/A | N/A | N/A | N/A | N/A | N/A | N/A | N/A | N/A | N/A | N/A | N/A | N/A | N/A | N/A | N/A | N/A | N/A | N/A | N/A | N/A | N/A | N/A | N/A | N/A | N/A | N/A | N/A | N/A | N/A | N/A | N/A | N/A | N/A | N/A | N/A | N/A | N/A | N/A | N/A | N/A | N/A | N/A | N/A | N/A | N/A | N/A | N/A | N/A | N/A | 3.4411 | 3.4351
[SEER Multi-Split <=65kW] GEMS (Air Conditioners up to 65kW) Determination 2019 | N/A | AS/NZS 3823.1.4:2012 | HS-VRAF-24-H-3/HS-3SP-20 | HS-VRAF-24 | N/A | SAI HVAC | 1.8 | Ducted | Multiple split - VRF | N/A | Air | Air | Australia,Thailand | 6.7 | 21.7 | 23.5 | N/A | 0 | 0 | 0 | N/A | 7.15 | 25 | Enthalpy Test Room | 3.4693 | 3.4696 | Yes | 0 | N/A | 38.2 | 37.8 | 0 | 0 | N/A | N/A | N/A | 3.4042 | 3.4092 | N/A | N/A | N/A | N/A | N/A | N/A | Enthalpy Test Room | Three | R410A | Australia | 126184 | 2025-02-14 |  | Approved | Reverse Cycle | N/A | Yes | Class 20 | Yes | N/A | - | Yes | Yes | Yes | - | 3.4693 | Available | N/A | N/A | https://www.compactcomfort.com | http://www.saihvac.com.au/ | Yes |  |  | AAC4473 | N/A | Variable output compressor,Variable speed fan systems | Inverter | N/A | N/A | N/A | 6.7 | N/A | N/A | N/A | N/A | N/A | N/A | N/A | N/A | N/A | N/A | N/A | N/A | N/A | N/A | N/A | N/A | 7.15 | N/A | N/A | N/A | N/A | N/A | N/A | N/A | N/A | N/A | N/A | N/A | N/A | N/A | N/A | N/A | N/A | N/A | N/A | N/A | N/A | N/A | N/A | N/A | N/A | N/A | N/A | N/A | N/A | N/A | N/A | N/A | N/A | N/A | N/A | N/A | N/A | N/A | N/A | N/A | N/A | N/A | N/A | N/A | N/A | N/A | N/A | N/A | N/A | N/A | N/A | N/A | N/A | N/A | N/A | N/A | N/A | N/A | N/A | N/A | N/A | N/A | N/A | N/A | N/A | N/A | N/A | N/A | 3.4411 | 3.4351
[SEER Multi-Split <=65kW] GEMS (Air Conditioners up to 65kW) Determination 2019 | N/A | AS/NZS 3823.1.4:2012 | HS-VRAF-24-H-3/HS-3SP-24 | HS-VRAF-24 | N/A | SAI HVAC | 1.8 | Ducted | Multiple split - VRF | N/A | Air | Air | Australia,Thailand | 6.7 | 21.7 | 23.5 | N/A | 0 | 0 | 0 | N/A | 7.15 | 25 | Enthalpy Test Room | 3.4693 | 3.4696 | Yes | 0 | N/A | 38.2 | 37.8 | 0 | 0 | N/A | N/A | N/A | 3.4042 | 3.4092 | N/A | N/A | N/A | N/A | N/A | N/A | Enthalpy Test Room | Three | R410A | Australia | 126184 | 2025-02-14 |  | Approved | Reverse Cycle | N/A | Yes | Class 20 | Yes | N/A | - | Yes | Yes | Yes | - | 3.4693 | Available | N/A | N/A | https://www.compactcomfort.com | http://www.saihvac.com.au/ | Yes |  |  | AAC4473 | N/A | Variable output compressor,Variable speed fan systems | Inverter | N/A | N/A | N/A | 6.7 | N/A | N/A | N/A | N/A | N/A | N/A | N/A | N/A | N/A | N/A | N/A | N/A | N/A | N/A | N/A | N/A | 7.15 | N/A | N/A | N/A | N/A | N/A | N/A | N/A | N/A | N/A | N/A | N/A | N/A | N/A | N/A | N/A | N/A | N/A | N/A | N/A | N/A | N/A | N/A | N/A | N/A | N/A | N/A | N/A | N/A | N/A | N/A | N/A | N/A | N/A | N/A | N/A | N/A | N/A | N/A | N/A | N/A | N/A | N/A | N/A | N/A | N/A | N/A | N/A | N/A | N/A | N/A | N/A | N/A | N/A | N/A | N/A | N/A | N/A | N/A | N/A | N/A | N/A | N/A | N/A | N/A | N/A | N/A | N/A | 3.4411 | 3.4351
[SEER Multi-Split <=65kW] GEMS (Air Conditioners up to 65kW) Determination 2019 | N/A | AS/NZS 3823.1.4:2012 | HS-VRAF-24-H-3/HS-LBH-2 | HS-VRAF-24 | N/A | SAI HVAC | 1.8 | Ducted | Multiple split - VRF | N/A | Air | Air | Australia,Thailand | 6.7 | 21.7 | 23.5 | N/A | 0 | 0 | 0 | N/A | 7.15 | 25 | Enthalpy Test Room | 3.4693 | 3.4696 | Yes | 0 | N/A | 38.2 | 37.8 | 0 | 0 | N/A | N/A | N/A | 3.4042 | 3.4092 | N/A | N/A | N/A | N/A | N/A | N/A | Enthalpy Test Room | Three | R410A | Australia | 126184 | 2025-02-14 |  | Approved | Reverse Cycle | N/A | Yes | Class 20 | Yes | N/A | - | Yes | Yes | Yes | - | 3.4693 | Available | N/A | N/A | https://www.compactcomfort.com | http://www.saihvac.com.au/ | Yes |  |  | AAC4473 | N/A | Variable output compressor,Variable speed fan systems | Inverter | N/A | N/A | N/A | 6.7 | N/A | N/A | N/A | N/A | N/A | N/A | N/A | N/A | N/A | N/A | N/A | N/A | N/A | N/A | N/A | N/A | 7.15 | N/A | N/A | N/A | N/A | N/A | N/A | N/A | N/A | N/A | N/A | N/A | N/A | N/A | N/A | N/A | N/A | N/A | N/A | N/A | N/A | N/A | N/A | N/A | N/A | N/A | N/A | N/A | N/A | N/A | N/A | N/A | N/A | N/A | N/A | N/A | N/A | N/A | N/A | N/A | N/A | N/A | N/A | N/A | N/A | N/A | N/A | N/A | N/A | N/A | N/A | N/A | N/A | N/A | N/A | N/A | N/A | N/A | N/A | N/A | N/A | N/A | N/A | N/A | N/A | N/A | N/A | N/A | 3.4411 | 3.4351
[SEER Multi-Split <=65kW] GEMS (Air Conditioners up to 65kW) Determination 2019 | N/A | AS/NZS 3823.1.4:2012 | HS-VRAF-24-H-3/HS-MBH-4 | HS-VRAF-24 | N/A | SAI HVAC | 1.8 | Ducted | Multiple split - VRF | N/A | Air | Air | Australia,Thailand | 6.7 | 21.7 | 23.5 | N/A | 0 | 0 | 0 | N/A | 7.15 | 25 | Enthalpy Test Room | 3.4693 | 3.4696 | Yes | 0 | N/A | 38.2 | 37.8 | 0 | 0 | N/A | N/A | N/A | 3.4042 | 3.4092 | N/A | N/A | N/A | N/A | N/A | N/A | Enthalpy Test Room | Three | R410A | Australia | 126184 | 2025-02-14 |  | Approved | Reverse Cycle | N/A | Yes | Class 20 | Yes | N/A | - | Yes | Yes | Yes | - | 3.4693 | Available | N/A | N/A | https://www.compactcomfort.com | http://www.saihvac.com.au/ | Yes |  |  | AAC4473 | N/A | Variable output compressor,Variable speed fan systems | Inverter | N/A | N/A | N/A | 6.7 | N/A | N/A | N/A | N/A | N/A | N/A | N/A | N/A | N/A | N/A | N/A | N/A | N/A | N/A | N/A | N/A | 7.15 | N/A | N/A | N/A | N/A | N/A | N/A | N/A | N/A | N/A | N/A | N/A | N/A | N/A | N/A | N/A | N/A | N/A | N/A | N/A | N/A | N/A | N/A | N/A | N/A | N/A | N/A | N/A | N/A | N/A | N/A | N/A | N/A | N/A | N/A | N/A | N/A | N/A | N/A | N/A | N/A | N/A | N/A | N/A | N/A | N/A | N/A | N/A | N/A | N/A | N/A | N/A | N/A | N/A | N/A | N/A | N/A | N/A | N/A | N/A | N/A | N/A | N/A | N/A | N/A | N/A | N/A | N/A | 3.4411 | 3.4351
[SEER Multi-Split <=65kW] GEMS (Air Conditioners up to 65kW) Determination 2019 | N/A | AS/NZS 3823.1.4:2012 | HS-VRAF-24-H-3/HS-MBH-9 | HS-VRAF-24 | N/A | SAI HVAC | 1.8 | Ducted | Multiple split - VRF | N/A | Air | Air | Australia,Thailand | 6.7 | 21.7 | 23.5 | N/A | 0 | 0 | 0 | N/A | 7.15 | 25 | Enthalpy Test Room | 3.4693 | 3.4696 | Yes | 0 | N/A | 38.2 | 37.8 | 0 | 0 | N/A | N/A | N/A | 3.4042 | 3.4092 | N/A | N/A | N/A | N/A | N/A | N/A | Enthalpy Test Room | Three | R410A | Australia | 126184 | 2025-02-14 |  | Approved | Reverse Cycle | N/A | Yes | Class 20 | Yes | N/A | - | Yes | Yes | Yes | - | 3.4693 | Available | N/A | N/A | https://www.compactcomfort.com | http://www.saihvac.com.au/ | Yes |  |  | AAC4473 | N/A | Variable output compressor,Variable speed fan systems | Inverter | N/A | N/A | N/A | 6.7 | N/A | N/A | N/A | N/A | N/A | N/A | N/A | N/A | N/A | N/A | N/A | N/A | N/A | N/A | N/A | N/A | 7.15 | N/A | N/A | N/A | N/A | N/A | N/A | N/A | N/A | N/A | N/A | N/A | N/A | N/A | N/A | N/A | N/A | N/A | N/A | N/A | N/A | N/A | N/A | N/A | N/A | N/A | N/A | N/A | N/A | N/A | N/A | N/A | N/A | N/A | N/A | N/A | N/A | N/A | N/A | N/A | N/A | N/A | N/A | N/A | N/A | N/A | N/A | N/A | N/A | N/A | N/A | N/A | N/A | N/A | N/A | N/A | N/A | N/A | N/A | N/A | N/A | N/A | N/A | N/A | N/A | N/A | N/A | N/A | 3.4411 | 3.4351
[SEER Multi-Split <=65kW] GEMS (Air Conditioners up to 65kW) Determination 2019 | N/A | AS/NZS 3823.1.4:2012 | HS-VRAF-24-H-3/HS-MICRO-4 | HS-VRAF-24 | N/A | SAI HVAC | 1.8 | Ducted | Multiple split - VRF | N/A | Air | Air | Australia,Thailand | 6.7 | 21.7 | 23.5 | N/A | 0 | 0 | 0 | N/A | 7.15 | 25 | Enthalpy Test Room | 3.4693 | 3.4696 | Yes | 0 | N/A | 38.2 | 37.8 | 0 | 0 | N/A | N/A | N/A | 3.4042 | 3.4092 | N/A | N/A | N/A | N/A | N/A | N/A | Enthalpy Test Room | Three | R410A | Australia | 126184 | 2025-02-14 |  | Approved | Reverse Cycle | N/A | Yes | Class 20 | Yes | N/A | - | Yes | Yes | Yes | - | 3.4693 | Available | N/A | N/A | https://www.compactcomfort.com | http://www.saihvac.com.au/ | Yes |  |  | AAC4473 | N/A | Variable output compressor,Variable speed fan systems | Inverter | N/A | N/A | N/A | 6.7 | N/A | N/A | N/A | N/A | N/A | N/A | N/A | N/A | N/A | N/A | N/A | N/A | N/A | N/A | N/A | N/A | 7.15 | N/A | N/A | N/A | N/A | N/A | N/A | N/A | N/A | N/A | N/A | N/A | N/A | N/A | N/A | N/A | N/A | N/A | N/A | N/A | N/A | N/A | N/A | N/A | N/A | N/A | N/A | N/A | N/A | N/A | N/A | N/A | N/A | N/A | N/A | N/A | N/A | N/A | N/A | N/A | N/A | N/A | N/A | N/A | N/A | N/A | N/A | N/A | N/A | N/A | N/A | N/A | N/A | N/A | N/A | N/A | N/A | N/A | N/A | N/A | N/A | N/A | N/A | N/A | N/A | N/A | N/A | N/A | 3.4411 | 3.4351
[SEER Multi-Split <=65kW] GEMS (Air Conditioners up to 65kW) Determination 2019 | N/A | AS/NZS 3823.1.4:2012 | HS-VRAF-24-H-3/HS-MICRO-6 | HS-VRAF-24 | N/A | SAI HVAC | 1.8 | Ducted | Multiple split - VRF | N/A | Air | Air | Australia,Thailand | 6.7 | 21.7 | 23.5 | N/A | 0 | 0 | 0 | N/A | 7.15 | 25 | Enthalpy Test Room | 3.4693 | 3.4696 | Yes | 0 | N/A | 38.2 | 37.8 | 0 | 0 | N/A | N/A | N/A | 3.4042 | 3.4092 | N/A | N/A | N/A | N/A | N/A | N/A | Enthalpy Test Room | Three | R410A | Australia | 126184 | 2025-02-14 |  | Approved | Reverse Cycle | N/A | Yes | Class 20 | Yes | N/A | - | Yes | Yes | Yes | - | 3.4693 | Available | N/A | N/A | https://www.compactcomfort.com | http://www.saihvac.com.au/ | Yes |  |  | AAC4473 | N/A | Variable output compressor,Variable speed fan systems | Inverter | N/A | N/A | N/A | 6.7 | N/A | N/A | N/A | N/A | N/A | N/A | N/A | N/A | N/A | N/A | N/A | N/A | N/A | N/A | N/A | N/A | 7.15 | N/A | N/A | N/A | N/A | N/A | N/A | N/A | N/A | N/A | N/A | N/A | N/A | N/A | N/A | N/A | N/A | N/A | N/A | N/A | N/A | N/A | N/A | N/A | N/A | N/A | N/A | N/A | N/A | N/A | N/A | N/A | N/A | N/A | N/A | N/A | N/A | N/A | N/A | N/A | N/A | N/A | N/A | N/A | N/A | N/A | N/A | N/A | N/A | N/A | N/A | N/A | N/A | N/A | N/A | N/A | N/A | N/A | N/A | N/A | N/A | N/A | N/A | N/A | N/A | N/A | N/A | N/A | 3.4411 | 3.4351
[SEER Multi-Split <=65kW] GEMS (Air Conditioners up to 65kW) Determination 2019 | N/A | AS/NZS 3823.1.4:2012 | HS-VRAF-24-H-3/HS-MICRO-9 | HS-VRAF-24 | N/A | SAI HVAC | 1.8 | Ducted | Multiple split - VRF | N/A | Air | Air | Australia,Thailand | 6.7 | 21.7 | 23.5 | N/A | 0 | 0 | 0 | N/A | 7.15 | 25 | Enthalpy Test Room | 3.4693 | 3.4696 | Yes | 0 | N/A | 38.2 | 37.8 | 0 | 0 | N/A | N/A | N/A | 3.4042 | 3.4092 | N/A | N/A | N/A | N/A | N/A | N/A | Enthalpy Test Room | Three | R410A | Australia | 126184 | 2025-02-14 |  | Approved | Reverse Cycle | N/A | Yes | Class 20 | Yes | N/A | - | Yes | Yes | Yes | - | 3.4693 | Available | N/A | N/A | https://www.compactcomfort.com | http://www.saihvac.com.au/ | Yes |  |  | AAC4473 | N/A | Variable output compressor,Variable speed fan systems | Inverter | N/A | N/A | N/A | 6.7 | N/A | N/A | N/A | N/A | N/A | N/A | N/A | N/A | N/A | N/A | N/A | N/A | N/A | N/A | N/A | N/A | 7.15 | N/A | N/A | N/A | N/A | N/A | N/A | N/A | N/A | N/A | N/A | N/A | N/A | N/A | N/A | N/A | N/A | N/A | N/A | N/A | N/A | N/A | N/A | N/A | N/A | N/A | N/A | N/A | N/A | N/A | N/A | N/A | N/A | N/A | N/A | N/A | N/A | N/A | N/A | N/A | N/A | N/A | N/A | N/A | N/A | N/A | N/A | N/A | N/A | N/A | N/A | N/A | N/A | N/A | N/A | N/A | N/A | N/A | N/A | N/A | N/A | N/A | N/A | N/A | N/A | N/A | N/A | N/A | 3.4411 | 3.4351
[SEER Multi-Split <=65kW] GEMS (Air Conditioners up to 65kW) Determination 2019 | N/A | AS/NZS 3823.1.4:2012 | HS-VRAF-24-H-3/HS-QB-11 | HS-VRAF-24 | N/A | SAI HVAC | 1.8 | Ducted | Multiple split - VRF | N/A | Air | Air | Australia,Thailand | 6.7 | 21.7 | 23.5 | N/A | 0 | 0 | 0 | N/A | 7.15 | 25 | Enthalpy Test Room | 3.4693 | 3.4696 | Yes | 0 | N/A | 38.2 | 37.8 | 0 | 0 | N/A | N/A | N/A | 3.4042 | 3.4092 | N/A | N/A | N/A | N/A | N/A | N/A | Enthalpy Test Room | Three | R410A | Australia | 126184 | 2025-02-14 |  | Approved | Reverse Cycle | N/A | Yes | Class 20 | Yes | N/A | - | Yes | Yes | Yes | - | 3.4693 | Available | N/A | N/A | https://www.compactcomfort.com | http://www.saihvac.com.au/ | Yes |  |  | AAC4473 | N/A | Variable output compressor,Variable speed fan systems | Inverter | N/A | N/A | N/A | 6.7 | N/A | N/A | N/A | N/A | N/A | N/A | N/A | N/A | N/A | N/A | N/A | N/A | N/A | N/A | N/A | N/A | 7.15 | N/A | N/A | N/A | N/A | N/A | N/A | N/A | N/A | N/A | N/A | N/A | N/A | N/A | N/A | N/A | N/A | N/A | N/A | N/A | N/A | N/A | N/A | N/A | N/A | N/A | N/A | N/A | N/A | N/A | N/A | N/A | N/A | N/A | N/A | N/A | N/A | N/A | N/A | N/A | N/A | N/A | N/A | N/A | N/A | N/A | N/A | N/A | N/A | N/A | N/A | N/A | N/A | N/A | N/A | N/A | N/A | N/A | N/A | N/A | N/A | N/A | N/A | N/A | N/A | N/A | N/A | N/A | 3.4411 | 3.4351
[SEER Multi-Split <=65kW] GEMS (Air Conditioners up to 65kW) Determination 2019 | N/A | AS/NZS 3823.1.4:2012 | HS-VRAF-24-H-3/HS-QB-16 | HS-VRAF-24 | N/A | SAI HVAC | 1.8 | Ducted | Multiple split - VRF | N/A | Air | Air | Australia,Thailand | 6.7 | 21.7 | 23.5 | N/A | 0 | 0 | 0 | N/A | 7.15 | 25 | Enthalpy Test Room | 3.4693 | 3.4696 | Yes | 0 | N/A | 38.2 | 37.8 | 0 | 0 | N/A | N/A | N/A | 3.4042 | 3.4092 | N/A | N/A | N/A | N/A | N/A | N/A | Enthalpy Test Room | Three | R410A | Australia | 126184 | 2025-02-14 |  | Approved | Reverse Cycle | N/A | Yes | Class 20 | Yes | N/A | - | Yes | Yes | Yes | - | 3.4693 | Available | N/A | N/A | https://www.compactcomfort.com | http://www.saihvac.com.au/ | Yes |  |  | AAC4473 | N/A | Variable output compressor,Variable speed fan systems | Inverter | N/A | N/A | N/A | 6.7 | N/A | N/A | N/A | N/A | N/A | N/A | N/A | N/A | N/A | N/A | N/A | N/A | N/A | N/A | N/A | N/A | 7.15 | N/A | N/A | N/A | N/A | N/A | N/A | N/A | N/A | N/A | N/A | N/A | N/A | N/A | N/A | N/A | N/A | N/A | N/A | N/A | N/A | N/A | N/A | N/A | N/A | N/A | N/A | N/A | N/A | N/A | N/A | N/A | N/A | N/A | N/A | N/A | N/A | N/A | N/A | N/A | N/A | N/A | N/A | N/A | N/A | N/A | N/A | N/A | N/A | N/A | N/A | N/A | N/A | N/A | N/A | N/A | N/A | N/A | N/A | N/A | N/A | N/A | N/A | N/A | N/A | N/A | N/A | N/A | 3.4411 | 3.4351
[SEER Multi-Split <=65kW] GEMS (Air Conditioners up to 65kW) Determination 2019 | N/A | AS/NZS 3823.1.4:2012 | HS-VRAF-24-H-3/HS-QB-20 | HS-VRAF-24 | N/A | SAI HVAC | 1.8 | Ducted | Multiple split - VRF | N/A | Air | Air | Australia,Thailand | 6.7 | 21.7 | 23.5 | N/A | 0 | 0 | 0 | N/A | 7.15 | 25 | Enthalpy Test Room | 3.4693 | 3.4696 | Yes | 0 | N/A | 38.2 | 37.8 | 0 | 0 | N/A | N/A | N/A | 3.4042 | 3.4092 | N/A | N/A | N/A | N/A | N/A | N/A | Enthalpy Test Room | Three | R410A | Australia | 126184 | 2025-02-14 |  | Approved | Reverse Cycle | N/A | Yes | Class 20 | Yes | N/A | - | Yes | Yes | Yes | - | 3.4693 | Available | N/A | N/A | https://www.compactcomfort.com | http://www.saihvac.com.au/ | Yes |  |  | AAC4473 | N/A | Variable output compressor,Variable speed fan systems | Inverter | N/A | N/A | N/A | 6.7 | N/A | N/A | N/A | N/A | N/A | N/A | N/A | N/A | N/A | N/A | N/A | N/A | N/A | N/A | N/A | N/A | 7.15 | N/A | N/A | N/A | N/A | N/A | N/A | N/A | N/A | N/A | N/A | N/A | N/A | N/A | N/A | N/A | N/A | N/A | N/A | N/A | N/A | N/A | N/A | N/A | N/A | N/A | N/A | N/A | N/A | N/A | N/A | N/A | N/A | N/A | N/A | N/A | N/A | N/A | N/A | N/A | N/A | N/A | N/A | N/A | N/A | N/A | N/A | N/A | N/A | N/A | N/A | N/A | N/A | N/A | N/A | N/A | N/A | N/A | N/A | N/A | N/A | N/A | N/A | N/A | N/A | N/A | N/A | N/A | 3.4411 | 3.4351
[SEER Multi-Split <=65kW] GEMS (Air Conditioners up to 65kW) Determination 2019 | N/A | AS/NZS 3823.1.4:2012 | HS-VRAF-24-H-3/HS-QB-24 | HS-VRAF-24 | N/A | SAI HVAC | 1.8 | Ducted | Multiple split - VRF | N/A | Air | Air | Australia,Thailand | 6.7 | 21.7 | 23.5 | N/A | 0 | 0 | 0 | N/A | 7.15 | 25 | Enthalpy Test Room | 3.4693 | 3.4696 | Yes | 0 | N/A | 38.2 | 37.8 | 0 | 0 | N/A | N/A | N/A | 3.4042 | 3.4092 | N/A | N/A | N/A | N/A | N/A | N/A | Enthalpy Test Room | Three | R410A | Australia | 126184 | 2025-02-14 |  | Approved | Reverse Cycle | N/A | Yes | Class 20 | Yes | N/A | - | Yes | Yes | Yes | - | 3.4693 | Available | N/A | N/A | https://www.compactcomfort.com | http://www.saihvac.com.au/ | Yes |  |  | AAC4473 | N/A | Variable output compressor,Variable speed fan systems | Inverter | N/A | N/A | N/A | 6.7 | N/A | N/A | N/A | N/A | N/A | N/A | N/A | N/A | N/A | N/A | N/A | N/A | N/A | N/A | N/A | N/A | 7.15 | N/A | N/A | N/A | N/A | N/A | N/A | N/A | N/A | N/A | N/A | N/A | N/A | N/A | N/A | N/A | N/A | N/A | N/A | N/A | N/A | N/A | N/A | N/A | N/A | N/A | N/A | N/A | N/A | N/A | N/A | N/A | N/A | N/A | N/A | N/A | N/A | N/A | N/A | N/A | N/A | N/A | N/A | N/A | N/A | N/A | N/A | N/A | N/A | N/A | N/A | N/A | N/A | N/A | N/A | N/A | N/A | N/A | N/A | N/A | N/A | N/A | N/A | N/A | N/A | N/A | N/A | N/A | 3.4411 | 3.4351
[SEER Multi-Split <=65kW] GEMS (Air Conditioners up to 65kW) Determination 2019 | N/A | AS/NZS 3823.1.4:2012 | HS-VRAF-24-H-3/HS-RAD-11 | HS-VRAF-24 | N/A | SAI HVAC | 1.8 | Ducted | Multiple split - VRF | N/A | Air | Air | Australia,Thailand | 6.7 | 21.7 | 23.5 | N/A | 0 | 0 | 0 | N/A | 7.15 | 25 | Enthalpy Test Room | 3.4693 | 3.4696 | Yes | 0 | N/A | 38.2 | 37.8 | 0 | 0 | N/A | N/A | N/A | 3.4042 | 3.4092 | N/A | N/A | N/A | N/A | N/A | N/A | Enthalpy Test Room | Three | R410A | Australia | 126184 | 2025-02-14 |  | Approved | Reverse Cycle | N/A | Yes | Class 20 | Yes | N/A | - | Yes | Yes | Yes | - | 3.4693 | Available | N/A | N/A | https://www.compactcomfort.com | http://www.saihvac.com.au/ | Yes |  |  | AAC4473 | N/A | Variable output compressor,Variable speed fan systems | Inverter | N/A | N/A | N/A | 6.7 | N/A | N/A | N/A | N/A | N/A | N/A | N/A | N/A | N/A | N/A | N/A | N/A | N/A | N/A | N/A | N/A | 7.15 | N/A | N/A | N/A | N/A | N/A | N/A | N/A | N/A | N/A | N/A | N/A | N/A | N/A | N/A | N/A | N/A | N/A | N/A | N/A | N/A | N/A | N/A | N/A | N/A | N/A | N/A | N/A | N/A | N/A | N/A | N/A | N/A | N/A | N/A | N/A | N/A | N/A | N/A | N/A | N/A | N/A | N/A | N/A | N/A | N/A | N/A | N/A | N/A | N/A | N/A | N/A | N/A | N/A | N/A | N/A | N/A | N/A | N/A | N/A | N/A | N/A | N/A | N/A | N/A | N/A | N/A | N/A | 3.4411 | 3.4351
[SEER Multi-Split <=65kW] GEMS (Air Conditioners up to 65kW) Determination 2019 | N/A | AS/NZS 3823.1.4:2012 | HS-VRAF-24-H-3/HS-RAD-16 | HS-VRAF-24 | N/A | SAI HVAC | 1.8 | Ducted | Multiple split - VRF | N/A | Air | Air | Australia,Thailand | 6.7 | 21.7 | 23.5 | N/A | 0 | 0 | 0 | N/A | 7.15 | 25 | Enthalpy Test Room | 3.4693 | 3.4696 | Yes | 0 | N/A | 38.2 | 37.8 | 0 | 0 | N/A | N/A | N/A | 3.4042 | 3.4092 | N/A | N/A | N/A | N/A | N/A | N/A | Enthalpy Test Room | Three | R410A | Australia | 126184 | 2025-02-14 |  | Approved | Reverse Cycle | N/A | Yes | Class 20 | Yes | N/A | - | Yes | Yes | Yes | - | 3.4693 | Available | N/A | N/A | https://www.compactcomfort.com | http://www.saihvac.com.au/ | Yes |  |  | AAC4473 | N/A | Variable output compressor,Variable speed fan systems | Inverter | N/A | N/A | N/A | 6.7 | N/A | N/A | N/A | N/A | N/A | N/A | N/A | N/A | N/A | N/A | N/A | N/A | N/A | N/A | N/A | N/A | 7.15 | N/A | N/A | N/A | N/A | N/A | N/A | N/A | N/A | N/A | N/A | N/A | N/A | N/A | N/A | N/A | N/A | N/A | N/A | N/A | N/A | N/A | N/A | N/A | N/A | N/A | N/A | N/A | N/A | N/A | N/A | N/A | N/A | N/A | N/A | N/A | N/A | N/A | N/A | N/A | N/A | N/A | N/A | N/A | N/A | N/A | N/A | N/A | N/A | N/A | N/A | N/A | N/A | N/A | N/A | N/A | N/A | N/A | N/A | N/A | N/A | N/A | N/A | N/A | N/A | N/A | N/A | N/A | 3.4411 | 3.4351
[SEER Multi-Split <=65kW] GEMS (Air Conditioners up to 65kW) Determination 2019 | N/A | AS/NZS 3823.1.4:2012 | HS-VRAF-24-H-3/HS-RAD-20 | HS-VRAF-24 | N/A | SAI HVAC | 1.8 | Ducted | Multiple split - VRF | N/A | Air | Air | Australia,Thailand | 6.7 | 21.7 | 23.5 | N/A | 0 | 0 | 0 | N/A | 7.15 | 25 | Enthalpy Test Room | 3.4693 | 3.4696 | Yes | 0 | N/A | 38.2 | 37.8 | 0 | 0 | N/A | N/A | N/A | 3.4042 | 3.4092 | N/A | N/A | N/A | N/A | N/A | N/A | Enthalpy Test Room | Three | R410A | Australia | 126184 | 2025-02-14 |  | Approved | Reverse Cycle | N/A | Yes | Class 20 | Yes | N/A | - | Yes | Yes | Yes | - | 3.4693 | Available | N/A | N/A | https://www.compactcomfort.com | http://www.saihvac.com.au/ | Yes |  |  | AAC4473 | N/A | Variable output compressor,Variable speed fan systems | Inverter | N/A | N/A | N/A | 6.7 | N/A | N/A | N/A | N/A | N/A | N/A | N/A | N/A | N/A | N/A | N/A | N/A | N/A | N/A | N/A | N/A | 7.15 | N/A | N/A | N/A | N/A | N/A | N/A | N/A | N/A | N/A | N/A | N/A | N/A | N/A | N/A | N/A | N/A | N/A | N/A | N/A | N/A | N/A | N/A | N/A | N/A | N/A | N/A | N/A | N/A | N/A | N/A | N/A | N/A | N/A | N/A | N/A | N/A | N/A | N/A | N/A | N/A | N/A | N/A | N/A | N/A | N/A | N/A | N/A | N/A | N/A | N/A | N/A | N/A | N/A | N/A | N/A | N/A | N/A | N/A | N/A | N/A | N/A | N/A | N/A | N/A | N/A | N/A | N/A | 3.4411 | 3.4351
[SEER Multi-Split <=65kW] GEMS (Air Conditioners up to 65kW) Determination 2019 | N/A | AS/NZS 3823.1.4:2012 | HS-VRAF-24-H-3/HS-RAD-24 | HS-VRAF-24 | N/A | SAI HVAC | 1.8 | Ducted | Multiple split - VRF | N/A | Air | Air | Australia,Thailand | 6.7 | 21.7 | 23.5 | N/A | 0 | 0 | 0 | N/A | 7.15 | 25 | Enthalpy Test Room | 3.4693 | 3.4696 | Yes | 0 | N/A | 38.2 | 37.8 | 0 | 0 | N/A | N/A | N/A | 3.4042 | 3.4092 | N/A | N/A | N/A | N/A | N/A | N/A | Enthalpy Test Room | Three | R410A | Australia | 126184 | 2025-02-14 |  | Approved | Reverse Cycle | N/A | Yes | Class 20 | Yes | N/A | - | Yes | Yes | Yes | - | 3.4693 | Available | N/A | N/A | https://www.compactcomfort.com | http://www.saihvac.com.au/ | Yes |  |  | AAC4473 | N/A | Variable output compressor,Variable speed fan systems | Inverter | N/A | N/A | N/A | 6.7 | N/A | N/A | N/A | N/A | N/A | N/A | N/A | N/A | N/A | N/A | N/A | N/A | N/A | N/A | N/A | N/A | 7.15 | N/A | N/A | N/A | N/A | N/A | N/A | N/A | N/A | N/A | N/A | N/A | N/A | N/A | N/A | N/A | N/A | N/A | N/A | N/A | N/A | N/A | N/A | N/A | N/A | N/A | N/A | N/A | N/A | N/A | N/A | N/A | N/A | N/A | N/A | N/A | N/A | N/A | N/A | N/A | N/A | N/A | N/A | N/A | N/A | N/A | N/A | N/A | N/A | N/A | N/A | N/A | N/A | N/A | N/A | N/A | N/A | N/A | N/A | N/A | N/A | N/A | N/A | N/A | N/A | N/A | N/A | N/A | 3.4411 | 3.4351
[SEER Multi-Split <=65kW] GEMS (Air Conditioners up to 65kW) Determination 2019 | N/A | AS/NZS 3823.1.4:2012 | HS-VRAF-24-H-3/HS-VAF-16 | HS-VRAF-24 | N/A | SAI HVAC | 1.8 | Ducted | Multiple split - VRF | N/A | Air | Air | Australia,Thailand | 6.7 | 21.7 | 23.5 | N/A | 0 | 0 | 0 | N/A | 7.15 | 25 | Enthalpy Test Room | 3.4693 | 3.4696 | Yes | 0 | N/A | 38.2 | 37.8 | 0 | 0 | N/A | N/A | N/A | 3.4042 | 3.4092 | N/A | N/A | N/A | N/A | N/A | N/A | Enthalpy Test Room | Three | R410A | Australia | 126184 | 2025-02-14 |  | Approved | Reverse Cycle | N/A | Yes | Class 20 | Yes | N/A | - | Yes | Yes | Yes | - | 3.4693 | Available | N/A | N/A | https://www.compactcomfort.com | http://www.saihvac.com.au/ | Yes |  |  | AAC4473 | N/A | Variable output compressor,Variable speed fan systems | Inverter | N/A | N/A | N/A | 6.7 | N/A | N/A | N/A | N/A | N/A | N/A | N/A | N/A | N/A | N/A | N/A | N/A | N/A | N/A | N/A | N/A | 7.15 | N/A | N/A | N/A | N/A | N/A | N/A | N/A | N/A | N/A | N/A | N/A | N/A | N/A | N/A | N/A | N/A | N/A | N/A | N/A | N/A | N/A | N/A | N/A | N/A | N/A | N/A | N/A | N/A | N/A | N/A | N/A | N/A | N/A | N/A | N/A | N/A | N/A | N/A | N/A | N/A | N/A | N/A | N/A | N/A | N/A | N/A | N/A | N/A | N/A | N/A | N/A | N/A | N/A | N/A | N/A | N/A | N/A | N/A | N/A | N/A | N/A | N/A | N/A | N/A | N/A | N/A | N/A | 3.4411 | 3.4351
[SEER Multi-Split <=65kW] GEMS (Air Conditioners up to 65kW) Determination 2019 | N/A | AS/NZS 3823.1.4:2012 | HS-VRAF-24-H-3/HS-VAF-20 | HS-VRAF-24 | N/A | SAI HVAC | 1.8 | Ducted | Multiple split - VRF | N/A | Air | Air | Australia,Thailand | 6.7 | 21.7 | 23.5 | N/A | 0 | 0 | 0 | N/A | 7.15 | 25 | Enthalpy Test Room | 3.4693 | 3.4696 | Yes | 0 | N/A | 38.2 | 37.8 | 0 | 0 | N/A | N/A | N/A | 3.4042 | 3.4092 | N/A | N/A | N/A | N/A | N/A | N/A | Enthalpy Test Room | Three | R410A | Australia | 126184 | 2025-02-14 |  | Approved | Reverse Cycle | N/A | Yes | Class 20 | Yes | N/A | - | Yes | Yes | Yes | - | 3.4693 | Available | N/A | N/A | https://www.compactcomfort.com | http://www.saihvac.com.au/ | Yes |  |  | AAC4473 | N/A | Variable output compressor,Variable speed fan systems | Inverter | N/A | N/A | N/A | 6.7 | N/A | N/A | N/A | N/A | N/A | N/A | N/A | N/A | N/A | N/A | N/A | N/A | N/A | N/A | N/A | N/A | 7.15 | N/A | N/A | N/A | N/A | N/A | N/A | N/A | N/A | N/A | N/A | N/A | N/A | N/A | N/A | N/A | N/A | N/A | N/A | N/A | N/A | N/A | N/A | N/A | N/A | N/A | N/A | N/A | N/A | N/A | N/A | N/A | N/A | N/A | N/A | N/A | N/A | N/A | N/A | N/A | N/A | N/A | N/A | N/A | N/A | N/A | N/A | N/A | N/A | N/A | N/A | N/A | N/A | N/A | N/A | N/A | N/A | N/A | N/A | N/A | N/A | N/A | N/A | N/A | N/A | N/A | N/A | N/A | 3.4411 | 3.4351
[SEER Multi-Split <=65kW] GEMS (Air Conditioners up to 65kW) Determination 2019 | N/A | AS/NZS 3823.1.4:2012 | HS-VRAF-24-H-3/HS-VAF-24 | HS-VRAF-24 | N/A | SAI HVAC | 1.8 | Ducted | Multiple split - VRF | N/A | Air | Air | Australia,Thailand | 6.7 | 21.7 | 23.5 | N/A | 0 | 0 | 0 | N/A | 7.15 | 25 | Enthalpy Test Room | 3.4693 | 3.4696 | Yes | 0 | N/A | 38.2 | 37.8 | 0 | 0 | N/A | N/A | N/A | 3.4042 | 3.4092 | N/A | N/A | N/A | N/A | N/A | N/A | Enthalpy Test Room | Three | R410A | Australia | 126184 | 2025-02-14 |  | Approved | Reverse Cycle | N/A | Yes | Class 20 | Yes | N/A | - | Yes | Yes | Yes | - | 3.4693 | Available | N/A | N/A | https://www.compactcomfort.com | http://www.saihvac.com.au/ | Yes |  |  | AAC4473 | N/A | Variable output compressor,Variable speed fan systems | Inverter | N/A | N/A | N/A | 6.7 | N/A | N/A | N/A | N/A | N/A | N/A | N/A | N/A | N/A | N/A | N/A | N/A | N/A | N/A | N/A | N/A | 7.15 | N/A | N/A | N/A | N/A | N/A | N/A | N/A | N/A | N/A | N/A | N/A | N/A | N/A | N/A | N/A | N/A | N/A | N/A | N/A | N/A | N/A | N/A | N/A | N/A | N/A | N/A | N/A | N/A | N/A | N/A | N/A | N/A | N/A | N/A | N/A | N/A | N/A | N/A | N/A | N/A | N/A | N/A | N/A | N/A | N/A | N/A | N/A | N/A | N/A | N/A | N/A | N/A | N/A | N/A | N/A | N/A | N/A | N/A | N/A | N/A | N/A | N/A | N/A | N/A | N/A | N/A | N/A | 3.4411 | 3.4351
[SEER Multi-Split <=65kW] GEMS (Air Conditioners up to 65kW) Determination 2019 | N/A | AS/NZS 3823.1.4:2012 | HS-VRAF-24-H-3HS-VAF-11 | HS-VRAF-24 | N/A | SAI HVAC | 1.8 | Ducted | Multiple split - VRF | N/A | Air | Air | Australia,Thailand | 6.7 | 21.7 | 23.5 | N/A | 0 | 0 | 0 | N/A | 7.15 | 25 | Enthalpy Test Room | 3.4693 | 3.4696 | Yes | 0 | N/A | 38.2 | 37.8 | 0 | 0 | N/A | N/A | N/A | 3.4042 | 3.4092 | N/A | N/A | N/A | N/A | N/A | N/A | Enthalpy Test Room | Three | R410A | Australia | 126184 | 2025-02-14 |  | Approved | Reverse Cycle | N/A | Yes | Class 20 | Yes | N/A | - | Yes | Yes | Yes | - | 3.4693 | Available | N/A | N/A | https://www.compactcomfort.com | http://www.saihvac.com.au/ | Yes |  |  | AAC4473 | N/A | Variable output compressor,Variable speed fan systems | Inverter | N/A | N/A | N/A | 6.7 | N/A | N/A | N/A | N/A | N/A | N/A | N/A | N/A | N/A | N/A | N/A | N/A | N/A | N/A | N/A | N/A | 7.15 | N/A | N/A | N/A | N/A | N/A | N/A | N/A | N/A | N/A | N/A | N/A | N/A | N/A | N/A | N/A | N/A | N/A | N/A | N/A | N/A | N/A | N/A | N/A | N/A | N/A | N/A | N/A | N/A | N/A | N/A | N/A | N/A | N/A | N/A | N/A | N/A | N/A | N/A | N/A | N/A | N/A | N/A | N/A | N/A | N/A | N/A | N/A | N/A | N/A | N/A | N/A | N/A | N/A | N/A | N/A | N/A | N/A | N/A | N/A | N/A | N/A | N/A | N/A | N/A | N/A | N/A | N/A | 3.4411 | 3.4351
[SEER Multi-Split <=65kW] GEMS (Air Conditioners up to 65kW) Determination 2019 | N/A | AS/NZS 3823.1.4:2012 | HS-VRAF-28 | HS-VRAF-28 | N/A | SAI HVAC | 1.24 | Both | Multiple split - VRF | N/A | Air | Air | China,Australia | 7.7 | 26.76 | 28 | N/A | 0 | 0 | 0 | N/A | 8.77 | 31.5 | Enthalpy Test Room | 3.5154 | 3.3371 | Yes | 0 | N/A | 118.6 | 118.6 | 0 | 0 | N/A | N/A | N/A | 3.3425 | 3.195 | N/A | N/A | N/A | N/A | N/A | N/A | Enthalpy Test Room | Three | R410A | Australia | 127802 | 2025-03-27 |  | Approved | Reverse Cycle | N/A | Yes | Class 20 | Yes | N/A | - | Yes | Yes | Yes | - | 3.5154 | Available | N/A | N/A | https://www.compactcomfort.com | http://www.saihvac.com.au/ | Yes |  |  | AAC4749 | N/A | Variable output compressor,Variable speed fan systems | Inverter | N/A | N/A | N/A | 7.7 | N/A | N/A | N/A | N/A | N/A | N/A | N/A | N/A | N/A | N/A | N/A | N/A | N/A | N/A | N/A | N/A | 8.77 | N/A | N/A | N/A | N/A | N/A | N/A | N/A | N/A | N/A | N/A | N/A | N/A | N/A | N/A | N/A | N/A | N/A | N/A | N/A | N/A | N/A | N/A | N/A | N/A | N/A | N/A | N/A | N/A | N/A | N/A | N/A | N/A | N/A | N/A | N/A | N/A | N/A | N/A | N/A | N/A | N/A | N/A | N/A | N/A | N/A | N/A | N/A | N/A | N/A | N/A | N/A | N/A | N/A | N/A | N/A | N/A | N/A | N/A | N/A | N/A | N/A | N/A | N/A | N/A | N/A | N/A | N/A | 3.4564 | 3.4348
[SEER Multi-Split <=65kW] GEMS (Air Conditioners up to 65kW) Determination 2019 | N/A | AS/NZS 3823.1.4:2012 | HS-VRAF-28-V-3 | HS-VRAF-28 | N/A | SAI HVAC | 1.24 | Both | Multiple split - VRF | N/A | Air | Air | China,Australia | 7.7 | 26.76 | 28 | N/A | 0 | 0 | 0 | N/A | 8.77 | 31.5 | Enthalpy Test Room | 3.5154 | 3.3371 | Yes | 0 | N/A | 118.6 | 118.6 | 0 | 0 | N/A | N/A | N/A | 3.3425 | 3.195 | N/A | N/A | N/A | N/A | N/A | N/A | Enthalpy Test Room | Three | R410A | Australia | 127802 | 2025-03-27 |  | Approved | Reverse Cycle | N/A | Yes | Class 20 | Yes | N/A | - | Yes | Yes | Yes | - | 3.5154 | Available | N/A | N/A | https://www.compactcomfort.com | http://www.saihvac.com.au/ | Yes |  |  | AAC4749 | N/A | Variable output compressor,Variable speed fan systems | Inverter | N/A | N/A | N/A | 7.7 | N/A | N/A | N/A | N/A | N/A | N/A | N/A | N/A | N/A | N/A | N/A | N/A | N/A | N/A | N/A | N/A | 8.77 | N/A | N/A | N/A | N/A | N/A | N/A | N/A | N/A | N/A | N/A | N/A | N/A | N/A | N/A | N/A | N/A | N/A | N/A | N/A | N/A | N/A | N/A | N/A | N/A | N/A | N/A | N/A | N/A | N/A | N/A | N/A | N/A | N/A | N/A | N/A | N/A | N/A | N/A | N/A | N/A | N/A | N/A | N/A | N/A | N/A | N/A | N/A | N/A | N/A | N/A | N/A | N/A | N/A | N/A | N/A | N/A | N/A | N/A | N/A | N/A | N/A | N/A | N/A | N/A | N/A | N/A | N/A | 3.4564 | 3.4348
[SEER Multi-Split <=65kW] GEMS (Air Conditioners up to 65kW) Determination 2019 | N/A | AS/NZS 3823.1.4:2012 | HS-VRAF-28-V-3/HS-3SP-11 | HS-VRAF-28 | N/A | SAI HVAC | 1.24 | Both | Multiple split - VRF | N/A | Air | Air | China,Australia | 7.7 | 26.76 | 28 | N/A | 0 | 0 | 0 | N/A | 8.77 | 31.5 | Enthalpy Test Room | 3.5154 | 3.3371 | Yes | 0 | N/A | 118.6 | 118.6 | 0 | 0 | N/A | N/A | N/A | 3.3425 | 3.195 | N/A | N/A | N/A | N/A | N/A | N/A | Enthalpy Test Room | Three | R410A | Australia | 127802 | 2025-03-27 |  | Approved | Reverse Cycle | N/A | Yes | Class 20 | Yes | N/A | - | Yes | Yes | Yes | - | 3.5154 | Available | N/A | N/A | https://www.compactcomfort.com | http://www.saihvac.com.au/ | Yes |  |  | AAC4749 | N/A | Variable output compressor,Variable speed fan systems | Inverter | N/A | N/A | N/A | 7.7 | N/A | N/A | N/A | N/A | N/A | N/A | N/A | N/A | N/A | N/A | N/A | N/A | N/A | N/A | N/A | N/A | 8.77 | N/A | N/A | N/A | N/A | N/A | N/A | N/A | N/A | N/A | N/A | N/A | N/A | N/A | N/A | N/A | N/A | N/A | N/A | N/A | N/A | N/A | N/A | N/A | N/A | N/A | N/A | N/A | N/A | N/A | N/A | N/A | N/A | N/A | N/A | N/A | N/A | N/A | N/A | N/A | N/A | N/A | N/A | N/A | N/A | N/A | N/A | N/A | N/A | N/A | N/A | N/A | N/A | N/A | N/A | N/A | N/A | N/A | N/A | N/A | N/A | N/A | N/A | N/A | N/A | N/A | N/A | N/A | 3.4564 | 3.4348
[SEER Multi-Split <=65kW] GEMS (Air Conditioners up to 65kW) Determination 2019 | N/A | AS/NZS 3823.1.4:2012 | HS-VRAF-28-V-3/HS-3SP-16 | HS-VRAF-28 | N/A | SAI HVAC | 1.24 | Both | Multiple split - VRF | N/A | Air | Air | China,Australia | 7.7 | 26.76 | 28 | N/A | 0 | 0 | 0 | N/A | 8.77 | 31.5 | Enthalpy Test Room | 3.5154 | 3.3371 | Yes | 0 | N/A | 118.6 | 118.6 | 0 | 0 | N/A | N/A | N/A | 3.3425 | 3.195 | N/A | N/A | N/A | N/A | N/A | N/A | Enthalpy Test Room | Three | R410A | Australia | 127802 | 2025-03-27 |  | Approved | Reverse Cycle | N/A | Yes | Class 20 | Yes | N/A | - | Yes | Yes | Yes | - | 3.5154 | Available | N/A | N/A | https://www.compactcomfort.com | http://www.saihvac.com.au/ | Yes |  |  | AAC4749 | N/A | Variable output compressor,Variable speed fan systems | Inverter | N/A | N/A | N/A | 7.7 | N/A | N/A | N/A | N/A | N/A | N/A | N/A | N/A | N/A | N/A | N/A | N/A | N/A | N/A | N/A | N/A | 8.77 | N/A | N/A | N/A | N/A | N/A | N/A | N/A | N/A | N/A | N/A | N/A | N/A | N/A | N/A | N/A | N/A | N/A | N/A | N/A | N/A | N/A | N/A | N/A | N/A | N/A | N/A | N/A | N/A | N/A | N/A | N/A | N/A | N/A | N/A | N/A | N/A | N/A | N/A | N/A | N/A | N/A | N/A | N/A | N/A | N/A | N/A | N/A | N/A | N/A | N/A | N/A | N/A | N/A | N/A | N/A | N/A | N/A | N/A | N/A | N/A | N/A | N/A | N/A | N/A | N/A | N/A | N/A | 3.4564 | 3.4348
[SEER Multi-Split <=65kW] GEMS (Air Conditioners up to 65kW) Determination 2019 | N/A | AS/NZS 3823.1.4:2012 | HS-VRAF-28-V-3/HS-3SP-20 | HS-VRAF-28 | N/A | SAI HVAC | 1.24 | Both | Multiple split - VRF | N/A | Air | Air | China,Australia | 7.7 | 26.76 | 28 | N/A | 0 | 0 | 0 | N/A | 8.77 | 31.5 | Enthalpy Test Room | 3.5154 | 3.3371 | Yes | 0 | N/A | 118.6 | 118.6 | 0 | 0 | N/A | N/A | N/A | 3.3425 | 3.195 | N/A | N/A | N/A | N/A | N/A | N/A | Enthalpy Test Room | Three | R410A | Australia | 127802 | 2025-03-27 |  | Approved | Reverse Cycle | N/A | Yes | Class 20 | Yes | N/A | - | Yes | Yes | Yes | - | 3.5154 | Available | N/A | N/A | https://www.compactcomfort.com | http://www.saihvac.com.au/ | Yes |  |  | AAC4749 | N/A | Variable output compressor,Variable speed fan systems | Inverter | N/A | N/A | N/A | 7.7 | N/A | N/A | N/A | N/A | N/A | N/A | N/A | N/A | N/A | N/A | N/A | N/A | N/A | N/A | N/A | N/A | 8.77 | N/A | N/A | N/A | N/A | N/A | N/A | N/A | N/A | N/A | N/A | N/A | N/A | N/A | N/A | N/A | N/A | N/A | N/A | N/A | N/A | N/A | N/A | N/A | N/A | N/A | N/A | N/A | N/A | N/A | N/A | N/A | N/A | N/A | N/A | N/A | N/A | N/A | N/A | N/A | N/A | N/A | N/A | N/A | N/A | N/A | N/A | N/A | N/A | N/A | N/A | N/A | N/A | N/A | N/A | N/A | N/A | N/A | N/A | N/A | N/A | N/A | N/A | N/A | N/A | N/A | N/A | N/A | 3.4564 | 3.4348
[SEER Multi-Split <=65kW] GEMS (Air Conditioners up to 65kW) Determination 2019 | N/A | AS/NZS 3823.1.4:2012 | HS-VRAF-28-V-3/HS-3SP-24 | HS-VRAF-28 | N/A | SAI HVAC | 1.24 | Both | Multiple split - VRF | N/A | Air | Air | China,Australia | 7.7 | 26.76 | 28 | N/A | 0 | 0 | 0 | N/A | 8.77 | 31.5 | Enthalpy Test Room | 3.5154 | 3.3371 | Yes | 0 | N/A | 118.6 | 118.6 | 0 | 0 | N/A | N/A | N/A | 3.3425 | 3.195 | N/A | N/A | N/A | N/A | N/A | N/A | Enthalpy Test Room | Three | R410A | Australia | 127802 | 2025-03-27 |  | Approved | Reverse Cycle | N/A | Yes | Class 20 | Yes | N/A | - | Yes | Yes | Yes | - | 3.5154 | Available | N/A | N/A | https://www.compactcomfort.com | http://www.saihvac.com.au/ | Yes |  |  | AAC4749 | N/A | Variable output compressor,Variable speed fan systems | Inverter | N/A | N/A | N/A | 7.7 | N/A | N/A | N/A | N/A | N/A | N/A | N/A | N/A | N/A | N/A | N/A | N/A | N/A | N/A | N/A | N/A | 8.77 | N/A | N/A | N/A | N/A | N/A | N/A | N/A | N/A | N/A | N/A | N/A | N/A | N/A | N/A | N/A | N/A | N/A | N/A | N/A | N/A | N/A | N/A | N/A | N/A | N/A | N/A | N/A | N/A | N/A | N/A | N/A | N/A | N/A | N/A | N/A | N/A | N/A | N/A | N/A | N/A | N/A | N/A | N/A | N/A | N/A | N/A | N/A | N/A | N/A | N/A | N/A | N/A | N/A | N/A | N/A | N/A | N/A | N/A | N/A | N/A | N/A | N/A | N/A | N/A | N/A | N/A | N/A | 3.4564 | 3.4348
[SEER Multi-Split <=65kW] GEMS (Air Conditioners up to 65kW) Determination 2019 | N/A | AS/NZS 3823.1.4:2012 | HS-VRAF-28-V-3/HS-HWS-2 | HS-VRAF-28 | N/A | SAI HVAC | 1.24 | Both | Multiple split - VRF | N/A | Air | Air | China,Australia | 7.7 | 26.76 | 28 | N/A | 0 | 0 | 0 | N/A | 8.77 | 31.5 | Enthalpy Test Room | 3.5154 | 3.3371 | Yes | 0 | N/A | 118.6 | 118.6 | 0 | 0 | N/A | N/A | N/A | 3.3425 | 3.195 | N/A | N/A | N/A | N/A | N/A | N/A | Enthalpy Test Room | Three | R410A | Australia | 127802 | 2025-03-27 |  | Approved | Reverse Cycle | N/A | Yes | Class 20 | Yes | N/A | - | Yes | Yes | Yes | - | 3.5154 | Available | N/A | N/A | https://www.compactcomfort.com | http://www.saihvac.com.au/ | Yes |  |  | AAC4749 | N/A | Variable output compressor,Variable speed fan systems | Inverter | N/A | N/A | N/A | 7.7 | N/A | N/A | N/A | N/A | N/A | N/A | N/A | N/A | N/A | N/A | N/A | N/A | N/A | N/A | N/A | N/A | 8.77 | N/A | N/A | N/A | N/A | N/A | N/A | N/A | N/A | N/A | N/A | N/A | N/A | N/A | N/A | N/A | N/A | N/A | N/A | N/A | N/A | N/A | N/A | N/A | N/A | N/A | N/A | N/A | N/A | N/A | N/A | N/A | N/A | N/A | N/A | N/A | N/A | N/A | N/A | N/A | N/A | N/A | N/A | N/A | N/A | N/A | N/A | N/A | N/A | N/A | N/A | N/A | N/A | N/A | N/A | N/A | N/A | N/A | N/A | N/A | N/A | N/A | N/A | N/A | N/A | N/A | N/A | N/A | 3.4564 | 3.4348
[SEER Multi-Split <=65kW] GEMS (Air Conditioners up to 65kW) Determination 2019 | N/A | AS/NZS 3823.1.4:2012 | HS-VRAF-28-V-3/HS-HWS-4 | HS-VRAF-28 | N/A | SAI HVAC | 1.24 | Both | Multiple split - VRF | N/A | Air | Air | China,Australia | 7.7 | 26.76 | 28 | N/A | 0 | 0 | 0 | N/A | 8.77 | 31.5 | Enthalpy Test Room | 3.5154 | 3.3371 | Yes | 0 | N/A | 118.6 | 118.6 | 0 | 0 | N/A | N/A | N/A | 3.3425 | 3.195 | N/A | N/A | N/A | N/A | N/A | N/A | Enthalpy Test Room | Three | R410A | Australia | 127802 | 2025-03-27 |  | Approved | Reverse Cycle | N/A | Yes | Class 20 | Yes | N/A | - | Yes | Yes | Yes | - | 3.5154 | Available | N/A | N/A | https://www.compactcomfort.com | http://www.saihvac.com.au/ | Yes |  |  | AAC4749 | N/A | Variable output compressor,Variable speed fan systems | Inverter | N/A | N/A | N/A | 7.7 | N/A | N/A | N/A | N/A | N/A | N/A | N/A | N/A | N/A | N/A | N/A | N/A | N/A | N/A | N/A | N/A | 8.77 | N/A | N/A | N/A | N/A | N/A | N/A | N/A | N/A | N/A | N/A | N/A | N/A | N/A | N/A | N/A | N/A | N/A | N/A | N/A | N/A | N/A | N/A | N/A | N/A | N/A | N/A | N/A | N/A | N/A | N/A | N/A | N/A | N/A | N/A | N/A | N/A | N/A | N/A | N/A | N/A | N/A | N/A | N/A | N/A | N/A | N/A | N/A | N/A | N/A | N/A | N/A | N/A | N/A | N/A | N/A | N/A | N/A | N/A | N/A | N/A | N/A | N/A | N/A | N/A | N/A | N/A | N/A | 3.4564 | 3.4348
[SEER Multi-Split <=65kW] GEMS (Air Conditioners up to 65kW) Determination 2019 | N/A | AS/NZS 3823.1.4:2012 | HS-VRAF-28-V-3/HS-HWS-6 | HS-VRAF-28 | N/A | SAI HVAC | 1.24 | Both | Multiple split - VRF | N/A | Air | Air | China,Australia | 7.7 | 26.76 | 28 | N/A | 0 | 0 | 0 | N/A | 8.77 | 31.5 | Enthalpy Test Room | 3.5154 | 3.3371 | Yes | 0 | N/A | 118.6 | 118.6 | 0 | 0 | N/A | N/A | N/A | 3.3425 | 3.195 | N/A | N/A | N/A | N/A | N/A | N/A | Enthalpy Test Room | Three | R410A | Australia | 127802 | 2025-03-27 |  | Approved | Reverse Cycle | N/A | Yes | Class 20 | Yes | N/A | - | Yes | Yes | Yes | - | 3.5154 | Available | N/A | N/A | https://www.compactcomfort.com | http://www.saihvac.com.au/ | Yes |  |  | AAC4749 | N/A | Variable output compressor,Variable speed fan systems | Inverter | N/A | N/A | N/A | 7.7 | N/A | N/A | N/A | N/A | N/A | N/A | N/A | N/A | N/A | N/A | N/A | N/A | N/A | N/A | N/A | N/A | 8.77 | N/A | N/A | N/A | N/A | N/A | N/A | N/A | N/A | N/A | N/A | N/A | N/A | N/A | N/A | N/A | N/A | N/A | N/A | N/A | N/A | N/A | N/A | N/A | N/A | N/A | N/A | N/A | N/A | N/A | N/A | N/A | N/A | N/A | N/A | N/A | N/A | N/A | N/A | N/A | N/A | N/A | N/A | N/A | N/A | N/A | N/A | N/A | N/A | N/A | N/A | N/A | N/A | N/A | N/A | N/A | N/A | N/A | N/A | N/A | N/A | N/A | N/A | N/A | N/A | N/A | N/A | N/A | 3.4564 | 3.4348
[SEER Multi-Split <=65kW] GEMS (Air Conditioners up to 65kW) Determination 2019 | N/A | AS/NZS 3823.1.4:2012 | HS-VRAF-28-V-3/HS-HWS-7 | HS-VRAF-28 | N/A | SAI HVAC | 1.24 | Both | Multiple split - VRF | N/A | Air | Air | China,Australia | 7.7 | 26.76 | 28 | N/A | 0 | 0 | 0 | N/A | 8.77 | 31.5 | Enthalpy Test Room | 3.5154 | 3.3371 | Yes | 0 | N/A | 118.6 | 118.6 | 0 | 0 | N/A | N/A | N/A | 3.3425 | 3.195 | N/A | N/A | N/A | N/A | N/A | N/A | Enthalpy Test Room | Three | R410A | Australia | 127802 | 2025-03-27 |  | Approved | Reverse Cycle | N/A | Yes | Class 20 | Yes | N/A | - | Yes | Yes | Yes | - | 3.5154 | Available | N/A | N/A | https://www.compactcomfort.com | http://www.saihvac.com.au/ | Yes |  |  | AAC4749 | N/A | Variable output compressor,Variable speed fan systems | Inverter | N/A | N/A | N/A | 7.7 | N/A | N/A | N/A | N/A | N/A | N/A | N/A | N/A | N/A | N/A | N/A | N/A | N/A | N/A | N/A | N/A | 8.77 | N/A | N/A | N/A | N/A | N/A | N/A | N/A | N/A | N/A | N/A | N/A | N/A | N/A | N/A | N/A | N/A | N/A | N/A | N/A | N/A | N/A | N/A | N/A | N/A | N/A | N/A | N/A | N/A | N/A | N/A | N/A | N/A | N/A | N/A | N/A | N/A | N/A | N/A | N/A | N/A | N/A | N/A | N/A | N/A | N/A | N/A | N/A | N/A | N/A | N/A | N/A | N/A | N/A | N/A | N/A | N/A | N/A | N/A | N/A | N/A | N/A | N/A | N/A | N/A | N/A | N/A | N/A | 3.4564 | 3.4348
[SEER Multi-Split <=65kW] GEMS (Air Conditioners up to 65kW) Determination 2019 | N/A | AS/NZS 3823.1.4:2012 | HS-VRAF-28-V-3/HS-HWS-8 | HS-VRAF-28 | N/A | SAI HVAC | 1.24 | Both | Multiple split - VRF | N/A | Air | Air | China,Australia | 7.7 | 26.76 | 28 | N/A | 0 | 0 | 0 | N/A | 8.77 | 31.5 | Enthalpy Test Room | 3.5154 | 3.3371 | Yes | 0 | N/A | 118.6 | 118.6 | 0 | 0 | N/A | N/A | N/A | 3.3425 | 3.195 | N/A | N/A | N/A | N/A | N/A | N/A | Enthalpy Test Room | Three | R410A | Australia | 127802 | 2025-03-27 |  | Approved | Reverse Cycle | N/A | Yes | Class 20 | Yes | N/A | - | Yes | Yes | Yes | - | 3.5154 | Available | N/A | N/A | https://www.compactcomfort.com | http://www.saihvac.com.au/ | Yes |  |  | AAC4749 | N/A | Variable output compressor,Variable speed fan systems | Inverter | N/A | N/A | N/A | 7.7 | N/A | N/A | N/A | N/A | N/A | N/A | N/A | N/A | N/A | N/A | N/A | N/A | N/A | N/A | N/A | N/A | 8.77 | N/A | N/A | N/A | N/A | N/A | N/A | N/A | N/A | N/A | N/A | N/A | N/A | N/A | N/A | N/A | N/A | N/A | N/A | N/A | N/A | N/A | N/A | N/A | N/A | N/A | N/A | N/A | N/A | N/A | N/A | N/A | N/A | N/A | N/A | N/A | N/A | N/A | N/A | N/A | N/A | N/A | N/A | N/A | N/A | N/A | N/A | N/A | N/A | N/A | N/A | N/A | N/A | N/A | N/A | N/A | N/A | N/A | N/A | N/A | N/A | N/A | N/A | N/A | N/A | N/A | N/A | N/A | 3.4564 | 3.4348
[SEER Multi-Split <=65kW] GEMS (Air Conditioners up to 65kW) Determination 2019 | N/A | AS/NZS 3823.1.4:2012 | HS-VRAF-28-V-3/HS-LBH-2 | HS-VRAF-28 | N/A | SAI HVAC | 1.24 | Both | Multiple split - VRF | N/A | Air | Air | China,Australia | 7.7 | 26.76 | 28 | N/A | 0 | 0 | 0 | N/A | 8.77 | 31.5 | Enthalpy Test Room | 3.5154 | 3.3371 | Yes | 0 | N/A | 118.6 | 118.6 | 0 | 0 | N/A | N/A | N/A | 3.3425 | 3.195 | N/A | N/A | N/A | N/A | N/A | N/A | Enthalpy Test Room | Three | R410A | Australia | 127802 | 2025-03-27 |  | Approved | Reverse Cycle | N/A | Yes | Class 20 | Yes | N/A | - | Yes | Yes | Yes | - | 3.5154 | Available | N/A | N/A | https://www.compactcomfort.com | http://www.saihvac.com.au/ | Yes |  |  | AAC4749 | N/A | Variable output compressor,Variable speed fan systems | Inverter | N/A | N/A | N/A | 7.7 | N/A | N/A | N/A | N/A | N/A | N/A | N/A | N/A | N/A | N/A | N/A | N/A | N/A | N/A | N/A | N/A | 8.77 | N/A | N/A | N/A | N/A | N/A | N/A | N/A | N/A | N/A | N/A | N/A | N/A | N/A | N/A | N/A | N/A | N/A | N/A | N/A | N/A | N/A | N/A | N/A | N/A | N/A | N/A | N/A | N/A | N/A | N/A | N/A | N/A | N/A | N/A | N/A | N/A | N/A | N/A | N/A | N/A | N/A | N/A | N/A | N/A | N/A | N/A | N/A | N/A | N/A | N/A | N/A | N/A | N/A | N/A | N/A | N/A | N/A | N/A | N/A | N/A | N/A | N/A | N/A | N/A | N/A | N/A | N/A | 3.4564 | 3.4348
[SEER Multi-Split <=65kW] GEMS (Air Conditioners up to 65kW) Determination 2019 | N/A | AS/NZS 3823.1.4:2012 | HS-VRAF-28-V-3/HS-MBH-4 | HS-VRAF-28 | N/A | SAI HVAC | 1.24 | Both | Multiple split - VRF | N/A | Air | Air | China,Australia | 7.7 | 26.76 | 28 | N/A | 0 | 0 | 0 | N/A | 8.77 | 31.5 | Enthalpy Test Room | 3.5154 | 3.3371 | Yes | 0 | N/A | 118.6 | 118.6 | 0 | 0 | N/A | N/A | N/A | 3.3425 | 3.195 | N/A | N/A | N/A | N/A | N/A | N/A | Enthalpy Test Room | Three | R410A | Australia | 127802 | 2025-03-27 |  | Approved | Reverse Cycle | N/A | Yes | Class 20 | Yes | N/A | - | Yes | Yes | Yes | - | 3.5154 | Available | N/A | N/A | https://www.compactcomfort.com | http://www.saihvac.com.au/ | Yes |  |  | AAC4749 | N/A | Variable output compressor,Variable speed fan systems | Inverter | N/A | N/A | N/A | 7.7 | N/A | N/A | N/A | N/A | N/A | N/A | N/A | N/A | N/A | N/A | N/A | N/A | N/A | N/A | N/A | N/A | 8.77 | N/A | N/A | N/A | N/A | N/A | N/A | N/A | N/A | N/A | N/A | N/A | N/A | N/A | N/A | N/A | N/A | N/A | N/A | N/A | N/A | N/A | N/A | N/A | N/A | N/A | N/A | N/A | N/A | N/A | N/A | N/A | N/A | N/A | N/A | N/A | N/A | N/A | N/A | N/A | N/A | N/A | N/A | N/A | N/A | N/A | N/A | N/A | N/A | N/A | N/A | N/A | N/A | N/A | N/A | N/A | N/A | N/A | N/A | N/A | N/A | N/A | N/A | N/A | N/A | N/A | N/A | N/A | 3.4564 | 3.4348
[SEER Multi-Split <=65kW] GEMS (Air Conditioners up to 65kW) Determination 2019 | N/A | AS/NZS 3823.1.4:2012 | HS-VRAF-28-V-3/HS-MBH-9 | HS-VRAF-28 | N/A | SAI HVAC | 1.24 | Both | Multiple split - VRF | N/A | Air | Air | China,Australia | 7.7 | 26.76 | 28 | N/A | 0 | 0 | 0 | N/A | 8.77 | 31.5 | Enthalpy Test Room | 3.5154 | 3.3371 | Yes | 0 | N/A | 118.6 | 118.6 | 0 | 0 | N/A | N/A | N/A | 3.3425 | 3.195 | N/A | N/A | N/A | N/A | N/A | N/A | Enthalpy Test Room | Three | R410A | Australia | 127802 | 2025-03-27 |  | Approved | Reverse Cycle | N/A | Yes | Class 20 | Yes | N/A | - | Yes | Yes | Yes | - | 3.5154 | Available | N/A | N/A | https://www.compactcomfort.com | http://www.saihvac.com.au/ | Yes |  |  | AAC4749 | N/A | Variable output compressor,Variable speed fan systems | Inverter | N/A | N/A | N/A | 7.7 | N/A | N/A | N/A | N/A | N/A | N/A | N/A | N/A | N/A | N/A | N/A | N/A | N/A | N/A | N/A | N/A | 8.77 | N/A | N/A | N/A | N/A | N/A | N/A | N/A | N/A | N/A | N/A | N/A | N/A | N/A | N/A | N/A | N/A | N/A | N/A | N/A | N/A | N/A | N/A | N/A | N/A | N/A | N/A | N/A | N/A | N/A | N/A | N/A | N/A | N/A | N/A | N/A | N/A | N/A | N/A | N/A | N/A | N/A | N/A | N/A | N/A | N/A | N/A | N/A | N/A | N/A | N/A | N/A | N/A | N/A | N/A | N/A | N/A | N/A | N/A | N/A | N/A | N/A | N/A | N/A | N/A | N/A | N/A | N/A | 3.4564 | 3.4348
[SEER Multi-Split <=65kW] GEMS (Air Conditioners up to 65kW) Determination 2019 | N/A | AS/NZS 3823.1.4:2012 | HS-VRAF-28-V-3/HS-MICRO-4 | HS-VRAF-28 | N/A | SAI HVAC | 1.24 | Both | Multiple split - VRF | N/A | Air | Air | China,Australia | 7.7 | 26.76 | 28 | N/A | 0 | 0 | 0 | N/A | 8.77 | 31.5 | Enthalpy Test Room | 3.5154 | 3.3371 | Yes | 0 | N/A | 118.6 | 118.6 | 0 | 0 | N/A | N/A | N/A | 3.3425 | 3.195 | N/A | N/A | N/A | N/A | N/A | N/A | Enthalpy Test Room | Three | R410A | Australia | 127802 | 2025-03-27 |  | Approved | Reverse Cycle | N/A | Yes | Class 20 | Yes | N/A | - | Yes | Yes | Yes | - | 3.5154 | Available | N/A | N/A | https://www.compactcomfort.com | http://www.saihvac.com.au/ | Yes |  |  | AAC4749 | N/A | Variable output compressor,Variable speed fan systems | Inverter | N/A | N/A | N/A | 7.7 | N/A | N/A | N/A | N/A | N/A | N/A | N/A | N/A | N/A | N/A | N/A | N/A | N/A | N/A | N/A | N/A | 8.77 | N/A | N/A | N/A | N/A | N/A | N/A | N/A | N/A | N/A | N/A | N/A | N/A | N/A | N/A | N/A | N/A | N/A | N/A | N/A | N/A | N/A | N/A | N/A | N/A | N/A | N/A | N/A | N/A | N/A | N/A | N/A | N/A | N/A | N/A | N/A | N/A | N/A | N/A | N/A | N/A | N/A | N/A | N/A | N/A | N/A | N/A | N/A | N/A | N/A | N/A | N/A | N/A | N/A | N/A | N/A | N/A | N/A | N/A | N/A | N/A | N/A | N/A | N/A | N/A | N/A | N/A | N/A | 3.4564 | 3.4348
[SEER Multi-Split <=65kW] GEMS (Air Conditioners up to 65kW) Determination 2019 | N/A | AS/NZS 3823.1.4:2012 | HS-VRAF-28-V-3/HS-MICRO-6 | HS-VRAF-28 | N/A | SAI HVAC | 1.24 | Both | Multiple split - VRF | N/A | Air | Air | China,Australia | 7.7 | 26.76 | 28 | N/A | 0 | 0 | 0 | N/A | 8.77 | 31.5 | Enthalpy Test Room | 3.5154 | 3.3371 | Yes | 0 | N/A | 118.6 | 118.6 | 0 | 0 | N/A | N/A | N/A | 3.3425 | 3.195 | N/A | N/A | N/A | N/A | N/A | N/A | Enthalpy Test Room | Three | R410A | Australia | 127802 | 2025-03-27 |  | Approved | Reverse Cycle | N/A | Yes | Class 20 | Yes | N/A | - | Yes | Yes | Yes | - | 3.5154 | Available | N/A | N/A | https://www.compactcomfort.com | http://www.saihvac.com.au/ | Yes |  |  | AAC4749 | N/A | Variable output compressor,Variable speed fan systems | Inverter | N/A | N/A | N/A | 7.7 | N/A | N/A | N/A | N/A | N/A | N/A | N/A | N/A | N/A | N/A | N/A | N/A | N/A | N/A | N/A | N/A | 8.77 | N/A | N/A | N/A | N/A | N/A | N/A | N/A | N/A | N/A | N/A | N/A | N/A | N/A | N/A | N/A | N/A | N/A | N/A | N/A | N/A | N/A | N/A | N/A | N/A | N/A | N/A | N/A | N/A | N/A | N/A | N/A | N/A | N/A | N/A | N/A | N/A | N/A | N/A | N/A | N/A | N/A | N/A | N/A | N/A | N/A | N/A | N/A | N/A | N/A | N/A | N/A | N/A | N/A | N/A | N/A | N/A | N/A | N/A | N/A | N/A | N/A | N/A | N/A | N/A | N/A | N/A | N/A | 3.4564 | 3.4348
[SEER Multi-Split <=65kW] GEMS (Air Conditioners up to 65kW) Determination 2019 | N/A | AS/NZS 3823.1.4:2012 | HS-VRAF-28-V-3/HS-MICRO-9 | HS-VRAF-28 | N/A | SAI HVAC | 1.24 | Both | Multiple split - VRF | N/A | Air | Air | China,Australia | 7.7 | 26.76 | 28 | N/A | 0 | 0 | 0 | N/A | 8.77 | 31.5 | Enthalpy Test Room | 3.5154 | 3.3371 | Yes | 0 | N/A | 118.6 | 118.6 | 0 | 0 | N/A | N/A | N/A | 3.3425 | 3.195 | N/A | N/A | N/A | N/A | N/A | N/A | Enthalpy Test Room | Three | R410A | Australia | 127802 | 2025-03-27 |  | Approved | Reverse Cycle | N/A | Yes | Class 20 | Yes | N/A | - | Yes | Yes | Yes | - | 3.5154 | Available | N/A | N/A | https://www.compactcomfort.com | http://www.saihvac.com.au/ | Yes |  |  | AAC4749 | N/A | Variable output compressor,Variable speed fan systems | Inverter | N/A | N/A | N/A | 7.7 | N/A | N/A | N/A | N/A | N/A | N/A | N/A | N/A | N/A | N/A | N/A | N/A | N/A | N/A | N/A | N/A | 8.77 | N/A | N/A | N/A | N/A | N/A | N/A | N/A | N/A | N/A | N/A | N/A | N/A | N/A | N/A | N/A | N/A | N/A | N/A | N/A | N/A | N/A | N/A | N/A | N/A | N/A | N/A | N/A | N/A | N/A | N/A | N/A | N/A | N/A | N/A | N/A | N/A | N/A | N/A | N/A | N/A | N/A | N/A | N/A | N/A | N/A | N/A | N/A | N/A | N/A | N/A | N/A | N/A | N/A | N/A | N/A | N/A | N/A | N/A | N/A | N/A | N/A | N/A | N/A | N/A | N/A | N/A | N/A | 3.4564 | 3.4348
[SEER Multi-Split <=65kW] GEMS (Air Conditioners up to 65kW) Determination 2019 | N/A | AS/NZS 3823.1.4:2012 | HS-VRAF-28-V-3/HS-QB-11 | HS-VRAF-28 | N/A | SAI HVAC | 1.24 | Both | Multiple split - VRF | N/A | Air | Air | China,Australia | 7.7 | 26.76 | 28 | N/A | 0 | 0 | 0 | N/A | 8.77 | 31.5 | Enthalpy Test Room | 3.5154 | 3.3371 | Yes | 0 | N/A | 118.6 | 118.6 | 0 | 0 | N/A | N/A | N/A | 3.3425 | 3.195 | N/A | N/A | N/A | N/A | N/A | N/A | Enthalpy Test Room | Three | R410A | Australia | 127802 | 2025-03-27 |  | Approved | Reverse Cycle | N/A | Yes | Class 20 | Yes | N/A | - | Yes | Yes | Yes | - | 3.5154 | Available | N/A | N/A | https://www.compactcomfort.com | http://www.saihvac.com.au/ | Yes |  |  | AAC4749 | N/A | Variable output compressor,Variable speed fan systems | Inverter | N/A | N/A | N/A | 7.7 | N/A | N/A | N/A | N/A | N/A | N/A | N/A | N/A | N/A | N/A | N/A | N/A | N/A | N/A | N/A | N/A | 8.77 | N/A | N/A | N/A | N/A | N/A | N/A | N/A | N/A | N/A | N/A | N/A | N/A | N/A | N/A | N/A | N/A | N/A | N/A | N/A | N/A | N/A | N/A | N/A | N/A | N/A | N/A | N/A | N/A | N/A | N/A | N/A | N/A | N/A | N/A | N/A | N/A | N/A | N/A | N/A | N/A | N/A | N/A | N/A | N/A | N/A | N/A | N/A | N/A | N/A | N/A | N/A | N/A | N/A | N/A | N/A | N/A | N/A | N/A | N/A | N/A | N/A | N/A | N/A | N/A | N/A | N/A | N/A | 3.4564 | 3.4348
[SEER Multi-Split <=65kW] GEMS (Air Conditioners up to 65kW) Determination 2019 | N/A | AS/NZS 3823.1.4:2012 | HS-VRAF-28-V-3/HS-QB-16 | HS-VRAF-28 | N/A | SAI HVAC | 1.24 | Both | Multiple split - VRF | N/A | Air | Air | China,Australia | 7.7 | 26.76 | 28 | N/A | 0 | 0 | 0 | N/A | 8.77 | 31.5 | Enthalpy Test Room | 3.5154 | 3.3371 | Yes | 0 | N/A | 118.6 | 118.6 | 0 | 0 | N/A | N/A | N/A | 3.3425 | 3.195 | N/A | N/A | N/A | N/A | N/A | N/A | Enthalpy Test Room | Three | R410A | Australia | 127802 | 2025-03-27 |  | Approved | Reverse Cycle | N/A | Yes | Class 20 | Yes | N/A | - | Yes | Yes | Yes | - | 3.5154 | Available | N/A | N/A | https://www.compactcomfort.com | http://www.saihvac.com.au/ | Yes |  |  | AAC4749 | N/A | Variable output compressor,Variable speed fan systems | Inverter | N/A | N/A | N/A | 7.7 | N/A | N/A | N/A | N/A | N/A | N/A | N/A | N/A | N/A | N/A | N/A | N/A | N/A | N/A | N/A | N/A | 8.77 | N/A | N/A | N/A | N/A | N/A | N/A | N/A | N/A | N/A | N/A | N/A | N/A | N/A | N/A | N/A | N/A | N/A | N/A | N/A | N/A | N/A | N/A | N/A | N/A | N/A | N/A | N/A | N/A | N/A | N/A | N/A | N/A | N/A | N/A | N/A | N/A | N/A | N/A | N/A | N/A | N/A | N/A | N/A | N/A | N/A | N/A | N/A | N/A | N/A | N/A | N/A | N/A | N/A | N/A | N/A | N/A | N/A | N/A | N/A | N/A | N/A | N/A | N/A | N/A | N/A | N/A | N/A | 3.4564 | 3.4348
[SEER Multi-Split <=65kW] GEMS (Air Conditioners up to 65kW) Determination 2019 | N/A | AS/NZS 3823.1.4:2012 | HS-VRAF-28-V-3/HS-QB-20 | HS-VRAF-28 | N/A | SAI HVAC | 1.24 | Both | Multiple split - VRF | N/A | Air | Air | China,Australia | 7.7 | 26.76 | 28 | N/A | 0 | 0 | 0 | N/A | 8.77 | 31.5 | Enthalpy Test Room | 3.5154 | 3.3371 | Yes | 0 | N/A | 118.6 | 118.6 | 0 | 0 | N/A | N/A | N/A | 3.3425 | 3.195 | N/A | N/A | N/A | N/A | N/A | N/A | Enthalpy Test Room | Three | R410A | Australia | 127802 | 2025-03-27 |  | Approved | Reverse Cycle | N/A | Yes | Class 20 | Yes | N/A | - | Yes | Yes | Yes | - | 3.5154 | Available | N/A | N/A | https://www.compactcomfort.com | http://www.saihvac.com.au/ | Yes |  |  | AAC4749 | N/A | Variable output compressor,Variable speed fan systems | Inverter | N/A | N/A | N/A | 7.7 | N/A | N/A | N/A | N/A | N/A | N/A | N/A | N/A | N/A | N/A | N/A | N/A | N/A | N/A | N/A | N/A | 8.77 | N/A | N/A | N/A | N/A | N/A | N/A | N/A | N/A | N/A | N/A | N/A | N/A | N/A | N/A | N/A | N/A | N/A | N/A | N/A | N/A | N/A | N/A | N/A | N/A | N/A | N/A | N/A | N/A | N/A | N/A | N/A | N/A | N/A | N/A | N/A | N/A | N/A | N/A | N/A | N/A | N/A | N/A | N/A | N/A | N/A | N/A | N/A | N/A | N/A | N/A | N/A | N/A | N/A | N/A | N/A | N/A | N/A | N/A | N/A | N/A | N/A | N/A | N/A | N/A | N/A | N/A | N/A | 3.4564 | 3.4348
[SEER Multi-Split <=65kW] GEMS (Air Conditioners up to 65kW) Determination 2019 | N/A | AS/NZS 3823.1.4:2012 | HS-VRAF-28-V-3/HS-QB-24 | HS-VRAF-28 | N/A | SAI HVAC | 1.24 | Both | Multiple split - VRF | N/A | Air | Air | China,Australia | 7.7 | 26.76 | 28 | N/A | 0 | 0 | 0 | N/A | 8.77 | 31.5 | Enthalpy Test Room | 3.5154 | 3.3371 | Yes | 0 | N/A | 118.6 | 118.6 | 0 | 0 | N/A | N/A | N/A | 3.3425 | 3.195 | N/A | N/A | N/A | N/A | N/A | N/A | Enthalpy Test Room | Three | R410A | Australia | 127802 | 2025-03-27 |  | Approved | Reverse Cycle | N/A | Yes | Class 20 | Yes | N/A | - | Yes | Yes | Yes | - | 3.5154 | Available | N/A | N/A | https://www.compactcomfort.com | http://www.saihvac.com.au/ | Yes |  |  | AAC4749 | N/A | Variable output compressor,Variable speed fan systems | Inverter | N/A | N/A | N/A | 7.7 | N/A | N/A | N/A | N/A | N/A | N/A | N/A | N/A | N/A | N/A | N/A | N/A | N/A | N/A | N/A | N/A | 8.77 | N/A | N/A | N/A | N/A | N/A | N/A | N/A | N/A | N/A | N/A | N/A | N/A | N/A | N/A | N/A | N/A | N/A | N/A | N/A | N/A | N/A | N/A | N/A | N/A | N/A | N/A | N/A | N/A | N/A | N/A | N/A | N/A | N/A | N/A | N/A | N/A | N/A | N/A | N/A | N/A | N/A | N/A | N/A | N/A | N/A | N/A | N/A | N/A | N/A | N/A | N/A | N/A | N/A | N/A | N/A | N/A | N/A | N/A | N/A | N/A | N/A | N/A | N/A | N/A | N/A | N/A | N/A | 3.4564 | 3.4348
[SEER Multi-Split <=65kW] GEMS (Air Conditioners up to 65kW) Determination 2019 | N/A | AS/NZS 3823.1.4:2012 | HS-VRAF-28-V-3/HS-RAD-11 | HS-VRAF-28 | N/A | SAI HVAC | 1.24 | Both | Multiple split - VRF | N/A | Air | Air | China,Australia | 7.7 | 26.76 | 28 | N/A | 0 | 0 | 0 | N/A | 8.77 | 31.5 | Enthalpy Test Room | 3.5154 | 3.3371 | Yes | 0 | N/A | 118.6 | 118.6 | 0 | 0 | N/A | N/A | N/A | 3.3425 | 3.195 | N/A | N/A | N/A | N/A | N/A | N/A | Enthalpy Test Room | Three | R410A | Australia | 127802 | 2025-03-27 |  | Approved | Reverse Cycle | N/A | Yes | Class 20 | Yes | N/A | - | Yes | Yes | Yes | - | 3.5154 | Available | N/A | N/A | https://www.compactcomfort.com | http://www.saihvac.com.au/ | Yes |  |  | AAC4749 | N/A | Variable output compressor,Variable speed fan systems | Inverter | N/A | N/A | N/A | 7.7 | N/A | N/A | N/A | N/A | N/A | N/A | N/A | N/A | N/A | N/A | N/A | N/A | N/A | N/A | N/A | N/A | 8.77 | N/A | N/A | N/A | N/A | N/A | N/A | N/A | N/A | N/A | N/A | N/A | N/A | N/A | N/A | N/A | N/A | N/A | N/A | N/A | N/A | N/A | N/A | N/A | N/A | N/A | N/A | N/A | N/A | N/A | N/A | N/A | N/A | N/A | N/A | N/A | N/A | N/A | N/A | N/A | N/A | N/A | N/A | N/A | N/A | N/A | N/A | N/A | N/A | N/A | N/A | N/A | N/A | N/A | N/A | N/A | N/A | N/A | N/A | N/A | N/A | N/A | N/A | N/A | N/A | N/A | N/A | N/A | 3.4564 | 3.4348
[SEER Multi-Split <=65kW] GEMS (Air Conditioners up to 65kW) Determination 2019 | N/A | AS/NZS 3823.1.4:2012 | HS-VRAF-28-V-3/HS-RAD-16 | HS-VRAF-28 | N/A | SAI HVAC | 1.24 | Both | Multiple split - VRF | N/A | Air | Air | China,Australia | 7.7 | 26.76 | 28 | N/A | 0 | 0 | 0 | N/A | 8.77 | 31.5 | Enthalpy Test Room | 3.5154 | 3.3371 | Yes | 0 | N/A | 118.6 | 118.6 | 0 | 0 | N/A | N/A | N/A | 3.3425 | 3.195 | N/A | N/A | N/A | N/A | N/A | N/A | Enthalpy Test Room | Three | R410A | Australia | 127802 | 2025-03-27 |  | Approved | Reverse Cycle | N/A | Yes | Class 20 | Yes | N/A | - | Yes | Yes | Yes | - | 3.5154 | Available | N/A | N/A | https://www.compactcomfort.com | http://www.saihvac.com.au/ | Yes |  |  | AAC4749 | N/A | Variable output compressor,Variable speed fan systems | Inverter | N/A | N/A | N/A | 7.7 | N/A | N/A | N/A | N/A | N/A | N/A | N/A | N/A | N/A | N/A | N/A | N/A | N/A | N/A | N/A | N/A | 8.77 | N/A | N/A | N/A | N/A | N/A | N/A | N/A | N/A | N/A | N/A | N/A | N/A | N/A | N/A | N/A | N/A | N/A | N/A | N/A | N/A | N/A | N/A | N/A | N/A | N/A | N/A | N/A | N/A | N/A | N/A | N/A | N/A | N/A | N/A | N/A | N/A | N/A | N/A | N/A | N/A | N/A | N/A | N/A | N/A | N/A | N/A | N/A | N/A | N/A | N/A | N/A | N/A | N/A | N/A | N/A | N/A | N/A | N/A | N/A | N/A | N/A | N/A | N/A | N/A | N/A | N/A | N/A | 3.4564 | 3.4348
[SEER Multi-Split <=65kW] GEMS (Air Conditioners up to 65kW) Determination 2019 | N/A | AS/NZS 3823.1.4:2012 | HS-VRAF-28-V-3/HS-RAD-20 | HS-VRAF-28 | N/A | SAI HVAC | 1.24 | Both | Multiple split - VRF | N/A | Air | Air | China,Australia | 7.7 | 26.76 | 28 | N/A | 0 | 0 | 0 | N/A | 8.77 | 31.5 | Enthalpy Test Room | 3.5154 | 3.3371 | Yes | 0 | N/A | 118.6 | 118.6 | 0 | 0 | N/A | N/A | N/A | 3.3425 | 3.195 | N/A | N/A | N/A | N/A | N/A | N/A | Enthalpy Test Room | Three | R410A | Australia | 127802 | 2025-03-27 |  | Approved | Reverse Cycle | N/A | Yes | Class 20 | Yes | N/A | - | Yes | Yes | Yes | - | 3.5154 | Available | N/A | N/A | https://www.compactcomfort.com | http://www.saihvac.com.au/ | Yes |  |  | AAC4749 | N/A | Variable output compressor,Variable speed fan systems | Inverter | N/A | N/A | N/A | 7.7 | N/A | N/A | N/A | N/A | N/A | N/A | N/A | N/A | N/A | N/A | N/A | N/A | N/A | N/A | N/A | N/A | 8.77 | N/A | N/A | N/A | N/A | N/A | N/A | N/A | N/A | N/A | N/A | N/A | N/A | N/A | N/A | N/A | N/A | N/A | N/A | N/A | N/A | N/A | N/A | N/A | N/A | N/A | N/A | N/A | N/A | N/A | N/A | N/A | N/A | N/A | N/A | N/A | N/A | N/A | N/A | N/A | N/A | N/A | N/A | N/A | N/A | N/A | N/A | N/A | N/A | N/A | N/A | N/A | N/A | N/A | N/A | N/A | N/A | N/A | N/A | N/A | N/A | N/A | N/A | N/A | N/A | N/A | N/A | N/A | 3.4564 | 3.4348
[SEER Multi-Split <=65kW] GEMS (Air Conditioners up to 65kW) Determination 2019 | N/A | AS/NZS 3823.1.4:2012 | HS-VRAF-28-V-3/HS-RAD-24 | HS-VRAF-28 | N/A | SAI HVAC | 1.24 | Both | Multiple split - VRF | N/A | Air | Air | China,Australia | 7.7 | 26.76 | 28 | N/A | 0 | 0 | 0 | N/A | 8.77 | 31.5 | Enthalpy Test Room | 3.5154 | 3.3371 | Yes | 0 | N/A | 118.6 | 118.6 | 0 | 0 | N/A | N/A | N/A | 3.3425 | 3.195 | N/A | N/A | N/A | N/A | N/A | N/A | Enthalpy Test Room | Three | R410A | Australia | 127802 | 2025-03-27 |  | Approved | Reverse Cycle | N/A | Yes | Class 20 | Yes | N/A | - | Yes | Yes | Yes | - | 3.5154 | Available | N/A | N/A | https://www.compactcomfort.com | http://www.saihvac.com.au/ | Yes |  |  | AAC4749 | N/A | Variable output compressor,Variable speed fan systems | Inverter | N/A | N/A | N/A | 7.7 | N/A | N/A | N/A | N/A | N/A | N/A | N/A | N/A | N/A | N/A | N/A | N/A | N/A | N/A | N/A | N/A | 8.77 | N/A | N/A | N/A | N/A | N/A | N/A | N/A | N/A | N/A | N/A | N/A | N/A | N/A | N/A | N/A | N/A | N/A | N/A | N/A | N/A | N/A | N/A | N/A | N/A | N/A | N/A | N/A | N/A | N/A | N/A | N/A | N/A | N/A | N/A | N/A | N/A | N/A | N/A | N/A | N/A | N/A | N/A | N/A | N/A | N/A | N/A | N/A | N/A | N/A | N/A | N/A | N/A | N/A | N/A | N/A | N/A | N/A | N/A | N/A | N/A | N/A | N/A | N/A | N/A | N/A | N/A | N/A | 3.4564 | 3.4348
[SEER Multi-Split <=65kW] GEMS (Air Conditioners up to 65kW) Determination 2019 | N/A | AS/NZS 3823.1.4:2012 | HS-VRAF-28-V-3/HS-VAF-11 | HS-VRAF-28 | N/A | SAI HVAC | 1.24 | Both | Multiple split - VRF | N/A | Air | Air | China,Australia | 7.7 | 26.76 | 28 | N/A | 0 | 0 | 0 | N/A | 8.77 | 31.5 | Enthalpy Test Room | 3.5154 | 3.3371 | Yes | 0 | N/A | 118.6 | 118.6 | 0 | 0 | N/A | N/A | N/A | 3.3425 | 3.195 | N/A | N/A | N/A | N/A | N/A | N/A | Enthalpy Test Room | Three | R410A | Australia | 127802 | 2025-03-27 |  | Approved | Reverse Cycle | N/A | Yes | Class 20 | Yes | N/A | - | Yes | Yes | Yes | - | 3.5154 | Available | N/A | N/A | https://www.compactcomfort.com | http://www.saihvac.com.au/ | Yes |  |  | AAC4749 | N/A | Variable output compressor,Variable speed fan systems | Inverter | N/A | N/A | N/A | 7.7 | N/A | N/A | N/A | N/A | N/A | N/A | N/A | N/A | N/A | N/A | N/A | N/A | N/A | N/A | N/A | N/A | 8.77 | N/A | N/A | N/A | N/A | N/A | N/A | N/A | N/A | N/A | N/A | N/A | N/A | N/A | N/A | N/A | N/A | N/A | N/A | N/A | N/A | N/A | N/A | N/A | N/A | N/A | N/A | N/A | N/A | N/A | N/A | N/A | N/A | N/A | N/A | N/A | N/A | N/A | N/A | N/A | N/A | N/A | N/A | N/A | N/A | N/A | N/A | N/A | N/A | N/A | N/A | N/A | N/A | N/A | N/A | N/A | N/A | N/A | N/A | N/A | N/A | N/A | N/A | N/A | N/A | N/A | N/A | N/A | 3.4564 | 3.4348
[SEER Multi-Split <=65kW] GEMS (Air Conditioners up to 65kW) Determination 2019 | N/A | AS/NZS 3823.1.4:2012 | HS-VRAF-28-V-3/HS-VAF-16 | HS-VRAF-28 | N/A | SAI HVAC | 1.24 | Both | Multiple split - VRF | N/A | Air | Air | China,Australia | 7.7 | 26.76 | 28 | N/A | 0 | 0 | 0 | N/A | 8.77 | 31.5 | Enthalpy Test Room | 3.5154 | 3.3371 | Yes | 0 | N/A | 118.6 | 118.6 | 0 | 0 | N/A | N/A | N/A | 3.3425 | 3.195 | N/A | N/A | N/A | N/A | N/A | N/A | Enthalpy Test Room | Three | R410A | Australia | 127802 | 2025-03-27 |  | Approved | Reverse Cycle | N/A | Yes | Class 20 | Yes | N/A | - | Yes | Yes | Yes | - | 3.5154 | Available | N/A | N/A | https://www.compactcomfort.com | http://www.saihvac.com.au/ | Yes |  |  | AAC4749 | N/A | Variable output compressor,Variable speed fan systems | Inverter | N/A | N/A | N/A | 7.7 | N/A | N/A | N/A | N/A | N/A | N/A | N/A | N/A | N/A | N/A | N/A | N/A | N/A | N/A | N/A | N/A | 8.77 | N/A | N/A | N/A | N/A | N/A | N/A | N/A | N/A | N/A | N/A | N/A | N/A | N/A | N/A | N/A | N/A | N/A | N/A | N/A | N/A | N/A | N/A | N/A | N/A | N/A | N/A | N/A | N/A | N/A | N/A | N/A | N/A | N/A | N/A | N/A | N/A | N/A | N/A | N/A | N/A | N/A | N/A | N/A | N/A | N/A | N/A | N/A | N/A | N/A | N/A | N/A | N/A | N/A | N/A | N/A | N/A | N/A | N/A | N/A | N/A | N/A | N/A | N/A | N/A | N/A | N/A | N/A | 3.4564 | 3.4348
[SEER Multi-Split <=65kW] GEMS (Air Conditioners up to 65kW) Determination 2019 | N/A | AS/NZS 3823.1.4:2012 | HS-VRAF-28-V-3/HS-VAF-20 | HS-VRAF-28 | N/A | SAI HVAC | 1.24 | Both | Multiple split - VRF | N/A | Air | Air | China,Australia | 7.7 | 26.76 | 28 | N/A | 0 | 0 | 0 | N/A | 8.77 | 31.5 | Enthalpy Test Room | 3.5154 | 3.3371 | Yes | 0 | N/A | 118.6 | 118.6 | 0 | 0 | N/A | N/A | N/A | 3.3425 | 3.195 | N/A | N/A | N/A | N/A | N/A | N/A | Enthalpy Test Room | Three | R410A | Australia | 127802 | 2025-03-27 |  | Approved | Reverse Cycle | N/A | Yes | Class 20 | Yes | N/A | - | Yes | Yes | Yes | - | 3.5154 | Available | N/A | N/A | https://www.compactcomfort.com | http://www.saihvac.com.au/ | Yes |  |  | AAC4749 | N/A | Variable output compressor,Variable speed fan systems | Inverter | N/A | N/A | N/A | 7.7 | N/A | N/A | N/A | N/A | N/A | N/A | N/A | N/A | N/A | N/A | N/A | N/A | N/A | N/A | N/A | N/A | 8.77 | N/A | N/A | N/A | N/A | N/A | N/A | N/A | N/A | N/A | N/A | N/A | N/A | N/A | N/A | N/A | N/A | N/A | N/A | N/A | N/A | N/A | N/A | N/A | N/A | N/A | N/A | N/A | N/A | N/A | N/A | N/A | N/A | N/A | N/A | N/A | N/A | N/A | N/A | N/A | N/A | N/A | N/A | N/A | N/A | N/A | N/A | N/A | N/A | N/A | N/A | N/A | N/A | N/A | N/A | N/A | N/A | N/A | N/A | N/A | N/A | N/A | N/A | N/A | N/A | N/A | N/A | N/A | 3.4564 | 3.4348
[SEER Multi-Split <=65kW] GEMS (Air Conditioners up to 65kW) Determination 2019 | N/A | AS/NZS 3823.1.4:2012 | HS-VRAF-28-V-3/HS-VAF-24 | HS-VRAF-28 | N/A | SAI HVAC | 1.24 | Both | Multiple split - VRF | N/A | Air | Air | China,Australia | 7.7 | 26.76 | 28 | N/A | 0 | 0 | 0 | N/A | 8.77 | 31.5 | Enthalpy Test Room | 3.5154 | 3.3371 | Yes | 0 | N/A | 118.6 | 118.6 | 0 | 0 | N/A | N/A | N/A | 3.3425 | 3.195 | N/A | N/A | N/A | N/A | N/A | N/A | Enthalpy Test Room | Three | R410A | Australia | 127802 | 2025-03-27 |  | Approved | Reverse Cycle | N/A | Yes | Class 20 | Yes | N/A | - | Yes | Yes | Yes | - | 3.5154 | Available | N/A | N/A | https://www.compactcomfort.com | http://www.saihvac.com.au/ | Yes |  |  | AAC4749 | N/A | Variable output compressor,Variable speed fan systems | Inverter | N/A | N/A | N/A | 7.7 | N/A | N/A | N/A | N/A | N/A | N/A | N/A | N/A | N/A | N/A | N/A | N/A | N/A | N/A | N/A | N/A | 8.77 | N/A | N/A | N/A | N/A | N/A | N/A | N/A | N/A | N/A | N/A | N/A | N/A | N/A | N/A | N/A | N/A | N/A | N/A | N/A | N/A | N/A | N/A | N/A | N/A | N/A | N/A | N/A | N/A | N/A | N/A | N/A | N/A | N/A | N/A | N/A | N/A | N/A | N/A | N/A | N/A | N/A | N/A | N/A | N/A | N/A | N/A | N/A | N/A | N/A | N/A | N/A | N/A | N/A | N/A | N/A | N/A | N/A | N/A | N/A | N/A | N/A | N/A | N/A | N/A | N/A | N/A | N/A | 3.4564 | 3.4348
[SEER Multi-Split <=65kW] GEMS (Air Conditioners up to 65kW) Determination 2019 | N/A | AS/NZS 3823.1.4:2012 | HS-VRAF-34 | HS-VRAF-34 | N/A | SAI HVAC | 0.66 | Both | Multiple split - VRF | N/A | Air | Air | Australia,China | 9.62 | 32.84 | 33.5 | N/A | 0 | 0 | 0 | N/A | 10.42 | 37.5 | Enthalpy Test Room | 3.3134 | 3.346 | Yes | 0 | N/A | 128.3 | 128.3 | 0 | 0 | N/A | N/A | N/A | 3.1738 | 3.2155 | N/A | N/A | N/A | N/A | N/A | N/A | Enthalpy Test Room | Three | R410A | Australia | 127796 | 2025-03-27 |  | Approved | Reverse Cycle | N/A | Yes | Class 20 | Yes | N/A | - | Yes | Yes | Yes | - | 3.3134 | Available | N/A | N/A | https://www.compactcomfort.com | http://www.saihvac.com.au/ | Yes |  |  | AAC4748 | N/A | Variable output compressor,Variable speed fan systems | Inverter | N/A | N/A | N/A | 9.62 | N/A | N/A | N/A | N/A | N/A | N/A | N/A | N/A | N/A | N/A | N/A | N/A | N/A | N/A | N/A | N/A | 10.42 | N/A | N/A | N/A | N/A | N/A | N/A | N/A | N/A | N/A | N/A | N/A | N/A | N/A | N/A | N/A | N/A | N/A | N/A | N/A | N/A | N/A | N/A | N/A | N/A | N/A | N/A | N/A | N/A | N/A | N/A | N/A | N/A | N/A | N/A | N/A | N/A | N/A | N/A | N/A | N/A | N/A | N/A | N/A | N/A | N/A | N/A | N/A | N/A | N/A | N/A | N/A | N/A | N/A | N/A | N/A | N/A | N/A | N/A | N/A | N/A | N/A | N/A | N/A | N/A | N/A | N/A | N/A | 3.3321 | 3.4551
[SEER Multi-Split <=65kW] GEMS (Air Conditioners up to 65kW) Determination 2019 | N/A | AS/NZS 3823.1.4:2012 | HS-VRAF-34-V-3 | HS-VRAF-34 | N/A | SAI HVAC | 0.66 | Both | Multiple split - VRF | N/A | Air | Air | Australia,China | 9.62 | 32.84 | 33.5 | N/A | 0 | 0 | 0 | N/A | 10.42 | 37.5 | Enthalpy Test Room | 3.3134 | 3.346 | Yes | 0 | N/A | 128.3 | 128.3 | 0 | 0 | N/A | N/A | N/A | 3.1738 | 3.2155 | N/A | N/A | N/A | N/A | N/A | N/A | Enthalpy Test Room | Three | R410A | Australia | 127796 | 2025-03-27 |  | Approved | Reverse Cycle | N/A | Yes | Class 20 | Yes | N/A | - | Yes | Yes | Yes | - | 3.3134 | Available | N/A | N/A | https://www.compactcomfort.com | http://www.saihvac.com.au/ | Yes |  |  | AAC4748 | N/A | Variable output compressor,Variable speed fan systems | Inverter | N/A | N/A | N/A | 9.62 | N/A | N/A | N/A | N/A | N/A | N/A | N/A | N/A | N/A | N/A | N/A | N/A | N/A | N/A | N/A | N/A | 10.42 | N/A | N/A | N/A | N/A | N/A | N/A | N/A | N/A | N/A | N/A | N/A | N/A | N/A | N/A | N/A | N/A | N/A | N/A | N/A | N/A | N/A | N/A | N/A | N/A | N/A | N/A | N/A | N/A | N/A | N/A | N/A | N/A | N/A | N/A | N/A | N/A | N/A | N/A | N/A | N/A | N/A | N/A | N/A | N/A | N/A | N/A | N/A | N/A | N/A | N/A | N/A | N/A | N/A | N/A | N/A | N/A | N/A | N/A | N/A | N/A | N/A | N/A | N/A | N/A | N/A | N/A | N/A | 3.3321 | 3.4551
[SEER Multi-Split <=65kW] GEMS (Air Conditioners up to 65kW) Determination 2019 | N/A | AS/NZS 3823.1.4:2012 | HS-VRAF-34-V-3/HS-3SP-11 | HS-VRAF-34 | N/A | SAI HVAC | 0.66 | Both | Multiple split - VRF | N/A | Air | Air | Australia,China | 9.62 | 32.84 | 33.5 | N/A | 0 | 0 | 0 | N/A | 10.42 | 37.5 | Enthalpy Test Room | 3.3134 | 3.346 | Yes | 0 | N/A | 128.3 | 128.3 | 0 | 0 | N/A | N/A | N/A | 3.1738 | 3.2155 | N/A | N/A | N/A | N/A | N/A | N/A | Enthalpy Test Room | Three | R410A | Australia | 127796 | 2025-03-27 |  | Approved | Reverse Cycle | N/A | Yes | Class 20 | Yes | N/A | - | Yes | Yes | Yes | - | 3.3134 | Available | N/A | N/A | https://www.compactcomfort.com | http://www.saihvac.com.au/ | Yes |  |  | AAC4748 | N/A | Variable output compressor,Variable speed fan systems | Inverter | N/A | N/A | N/A | 9.62 | N/A | N/A | N/A | N/A | N/A | N/A | N/A | N/A | N/A | N/A | N/A | N/A | N/A | N/A | N/A | N/A | 10.42 | N/A | N/A | N/A | N/A | N/A | N/A | N/A | N/A | N/A | N/A | N/A | N/A | N/A | N/A | N/A | N/A | N/A | N/A | N/A | N/A | N/A | N/A | N/A | N/A | N/A | N/A | N/A | N/A | N/A | N/A | N/A | N/A | N/A | N/A | N/A | N/A | N/A | N/A | N/A | N/A | N/A | N/A | N/A | N/A | N/A | N/A | N/A | N/A | N/A | N/A | N/A | N/A | N/A | N/A | N/A | N/A | N/A | N/A | N/A | N/A | N/A | N/A | N/A | N/A | N/A | N/A | N/A | 3.3321 | 3.4551
[SEER Multi-Split <=65kW] GEMS (Air Conditioners up to 65kW) Determination 2019 | N/A | AS/NZS 3823.1.4:2012 | HS-VRAF-34-V-3/HS-3SP-16 | HS-VRAF-34 | N/A | SAI HVAC | 0.66 | Both | Multiple split - VRF | N/A | Air | Air | Australia,China | 9.62 | 32.84 | 33.5 | N/A | 0 | 0 | 0 | N/A | 10.42 | 37.5 | Enthalpy Test Room | 3.3134 | 3.346 | Yes | 0 | N/A | 128.3 | 128.3 | 0 | 0 | N/A | N/A | N/A | 3.1738 | 3.2155 | N/A | N/A | N/A | N/A | N/A | N/A | Enthalpy Test Room | Three | R410A | Australia | 127796 | 2025-03-27 |  | Approved | Reverse Cycle | N/A | Yes | Class 20 | Yes | N/A | - | Yes | Yes | Yes | - | 3.3134 | Available | N/A | N/A | https://www.compactcomfort.com | http://www.saihvac.com.au/ | Yes |  |  | AAC4748 | N/A | Variable output compressor,Variable speed fan systems | Inverter | N/A | N/A | N/A | 9.62 | N/A | N/A | N/A | N/A | N/A | N/A | N/A | N/A | N/A | N/A | N/A | N/A | N/A | N/A | N/A | N/A | 10.42 | N/A | N/A | N/A | N/A | N/A | N/A | N/A | N/A | N/A | N/A | N/A | N/A | N/A | N/A | N/A | N/A | N/A | N/A | N/A | N/A | N/A | N/A | N/A | N/A | N/A | N/A | N/A | N/A | N/A | N/A | N/A | N/A | N/A | N/A | N/A | N/A | N/A | N/A | N/A | N/A | N/A | N/A | N/A | N/A | N/A | N/A | N/A | N/A | N/A | N/A | N/A | N/A | N/A | N/A | N/A | N/A | N/A | N/A | N/A | N/A | N/A | N/A | N/A | N/A | N/A | N/A | N/A | 3.3321 | 3.4551
[SEER Multi-Split <=65kW] GEMS (Air Conditioners up to 65kW) Determination 2019 | N/A | AS/NZS 3823.1.4:2012 | HS-VRAF-34-V-3/HS-3SP-20 | HS-VRAF-34 | N/A | SAI HVAC | 0.66 | Both | Multiple split - VRF | N/A | Air | Air | Australia,China | 9.62 | 32.84 | 33.5 | N/A | 0 | 0 | 0 | N/A | 10.42 | 37.5 | Enthalpy Test Room | 3.3134 | 3.346 | Yes | 0 | N/A | 128.3 | 128.3 | 0 | 0 | N/A | N/A | N/A | 3.1738 | 3.2155 | N/A | N/A | N/A | N/A | N/A | N/A | Enthalpy Test Room | Three | R410A | Australia | 127796 | 2025-03-27 |  | Approved | Reverse Cycle | N/A | Yes | Class 20 | Yes | N/A | - | Yes | Yes | Yes | - | 3.3134 | Available | N/A | N/A | https://www.compactcomfort.com | http://www.saihvac.com.au/ | Yes |  |  | AAC4748 | N/A | Variable output compressor,Variable speed fan systems | Inverter | N/A | N/A | N/A | 9.62 | N/A | N/A | N/A | N/A | N/A | N/A | N/A | N/A | N/A | N/A | N/A | N/A | N/A | N/A | N/A | N/A | 10.42 | N/A | N/A | N/A | N/A | N/A | N/A | N/A | N/A | N/A | N/A | N/A | N/A | N/A | N/A | N/A | N/A | N/A | N/A | N/A | N/A | N/A | N/A | N/A | N/A | N/A | N/A | N/A | N/A | N/A | N/A | N/A | N/A | N/A | N/A | N/A | N/A | N/A | N/A | N/A | N/A | N/A | N/A | N/A | N/A | N/A | N/A | N/A | N/A | N/A | N/A | N/A | N/A | N/A | N/A | N/A | N/A | N/A | N/A | N/A | N/A | N/A | N/A | N/A | N/A | N/A | N/A | N/A | 3.3321 | 3.4551
[SEER Multi-Split <=65kW] GEMS (Air Conditioners up to 65kW) Determination 2019 | N/A | AS/NZS 3823.1.4:2012 | HS-VRAF-34-V-3/HS-3SP-24 | HS-VRAF-34 | N/A | SAI HVAC | 0.66 | Both | Multiple split - VRF | N/A | Air | Air | Australia,China | 9.62 | 32.84 | 33.5 | N/A | 0 | 0 | 0 | N/A | 10.42 | 37.5 | Enthalpy Test Room | 3.3134 | 3.346 | Yes | 0 | N/A | 128.3 | 128.3 | 0 | 0 | N/A | N/A | N/A | 3.1738 | 3.2155 | N/A | N/A | N/A | N/A | N/A | N/A | Enthalpy Test Room | Three | R410A | Australia | 127796 | 2025-03-27 |  | Approved | Reverse Cycle | N/A | Yes | Class 20 | Yes | N/A | - | Yes | Yes | Yes | - | 3.3134 | Available | N/A | N/A | https://www.compactcomfort.com | http://www.saihvac.com.au/ | Yes |  |  | AAC4748 | N/A | Variable output compressor,Variable speed fan systems | Inverter | N/A | N/A | N/A | 9.62 | N/A | N/A | N/A | N/A | N/A | N/A | N/A | N/A | N/A | N/A | N/A | N/A | N/A | N/A | N/A | N/A | 10.42 | N/A | N/A | N/A | N/A | N/A | N/A | N/A | N/A | N/A | N/A | N/A | N/A | N/A | N/A | N/A | N/A | N/A | N/A | N/A | N/A | N/A | N/A | N/A | N/A | N/A | N/A | N/A | N/A | N/A | N/A | N/A | N/A | N/A | N/A | N/A | N/A | N/A | N/A | N/A | N/A | N/A | N/A | N/A | N/A | N/A | N/A | N/A | N/A | N/A | N/A | N/A | N/A | N/A | N/A | N/A | N/A | N/A | N/A | N/A | N/A | N/A | N/A | N/A | N/A | N/A | N/A | N/A | 3.3321 | 3.4551
[SEER Multi-Split <=65kW] GEMS (Air Conditioners up to 65kW) Determination 2019 | N/A | AS/NZS 3823.1.4:2012 | HS-VRAF-34-V-3/HS-HWS-2 | HS-VRAF-34 | N/A | SAI HVAC | 0.66 | Both | Multiple split - VRF | N/A | Air | Air | Australia,China | 9.62 | 32.84 | 33.5 | N/A | 0 | 0 | 0 | N/A | 10.42 | 37.5 | Enthalpy Test Room | 3.3134 | 3.346 | Yes | 0 | N/A | 128.3 | 128.3 | 0 | 0 | N/A | N/A | N/A | 3.1738 | 3.2155 | N/A | N/A | N/A | N/A | N/A | N/A | Enthalpy Test Room | Three | R410A | Australia | 127796 | 2025-03-27 |  | Approved | Reverse Cycle | N/A | Yes | Class 20 | Yes | N/A | - | Yes | Yes | Yes | - | 3.3134 | Available | N/A | N/A | https://www.compactcomfort.com | http://www.saihvac.com.au/ | Yes |  |  | AAC4748 | N/A | Variable output compressor,Variable speed fan systems | Inverter | N/A | N/A | N/A | 9.62 | N/A | N/A | N/A | N/A | N/A | N/A | N/A | N/A | N/A | N/A | N/A | N/A | N/A | N/A | N/A | N/A | 10.42 | N/A | N/A | N/A | N/A | N/A | N/A | N/A | N/A | N/A | N/A | N/A | N/A | N/A | N/A | N/A | N/A | N/A | N/A | N/A | N/A | N/A | N/A | N/A | N/A | N/A | N/A | N/A | N/A | N/A | N/A | N/A | N/A | N/A | N/A | N/A | N/A | N/A | N/A | N/A | N/A | N/A | N/A | N/A | N/A | N/A | N/A | N/A | N/A | N/A | N/A | N/A | N/A | N/A | N/A | N/A | N/A | N/A | N/A | N/A | N/A | N/A | N/A | N/A | N/A | N/A | N/A | N/A | 3.3321 | 3.4551
[SEER Multi-Split <=65kW] GEMS (Air Conditioners up to 65kW) Determination 2019 | N/A | AS/NZS 3823.1.4:2012 | HS-VRAF-34-V-3/HS-HWS-4 | HS-VRAF-34 | N/A | SAI HVAC | 0.66 | Both | Multiple split - VRF | N/A | Air | Air | Australia,China | 9.62 | 32.84 | 33.5 | N/A | 0 | 0 | 0 | N/A | 10.42 | 37.5 | Enthalpy Test Room | 3.3134 | 3.346 | Yes | 0 | N/A | 128.3 | 128.3 | 0 | 0 | N/A | N/A | N/A | 3.1738 | 3.2155 | N/A | N/A | N/A | N/A | N/A | N/A | Enthalpy Test Room | Three | R410A | Australia | 127796 | 2025-03-27 |  | Approved | Reverse Cycle | N/A | Yes | Class 20 | Yes | N/A | - | Yes | Yes | Yes | - | 3.3134 | Available | N/A | N/A | https://www.compactcomfort.com | http://www.saihvac.com.au/ | Yes |  |  | AAC4748 | N/A | Variable output compressor,Variable speed fan systems | Inverter | N/A | N/A | N/A | 9.62 | N/A | N/A | N/A | N/A | N/A | N/A | N/A | N/A | N/A | N/A | N/A | N/A | N/A | N/A | N/A | N/A | 10.42 | N/A | N/A | N/A | N/A | N/A | N/A | N/A | N/A | N/A | N/A | N/A | N/A | N/A | N/A | N/A | N/A | N/A | N/A | N/A | N/A | N/A | N/A | N/A | N/A | N/A | N/A | N/A | N/A | N/A | N/A | N/A | N/A | N/A | N/A | N/A | N/A | N/A | N/A | N/A | N/A | N/A | N/A | N/A | N/A | N/A | N/A | N/A | N/A | N/A | N/A | N/A | N/A | N/A | N/A | N/A | N/A | N/A | N/A | N/A | N/A | N/A | N/A | N/A | N/A | N/A | N/A | N/A | 3.3321 | 3.4551
[SEER Multi-Split <=65kW] GEMS (Air Conditioners up to 65kW) Determination 2019 | N/A | AS/NZS 3823.1.4:2012 | HS-VRAF-34-V-3/HS-HWS-6 | HS-VRAF-34 | N/A | SAI HVAC | 0.66 | Both | Multiple split - VRF | N/A | Air | Air | Australia,China | 9.62 | 32.84 | 33.5 | N/A | 0 | 0 | 0 | N/A | 10.42 | 37.5 | Enthalpy Test Room | 3.3134 | 3.346 | Yes | 0 | N/A | 128.3 | 128.3 | 0 | 0 | N/A | N/A | N/A | 3.1738 | 3.2155 | N/A | N/A | N/A | N/A | N/A | N/A | Enthalpy Test Room | Three | R410A | Australia | 127796 | 2025-03-27 |  | Approved | Reverse Cycle | N/A | Yes | Class 20 | Yes | N/A | - | Yes | Yes | Yes | - | 3.3134 | Available | N/A | N/A | https://www.compactcomfort.com | http://www.saihvac.com.au/ | Yes |  |  | AAC4748 | N/A | Variable output compressor,Variable speed fan systems | Inverter | N/A | N/A | N/A | 9.62 | N/A | N/A | N/A | N/A | N/A | N/A | N/A | N/A | N/A | N/A | N/A | N/A | N/A | N/A | N/A | N/A | 10.42 | N/A | N/A | N/A | N/A | N/A | N/A | N/A | N/A | N/A | N/A | N/A | N/A | N/A | N/A | N/A | N/A | N/A | N/A | N/A | N/A | N/A | N/A | N/A | N/A | N/A | N/A | N/A | N/A | N/A | N/A | N/A | N/A | N/A | N/A | N/A | N/A | N/A | N/A | N/A | N/A | N/A | N/A | N/A | N/A | N/A | N/A | N/A | N/A | N/A | N/A | N/A | N/A | N/A | N/A | N/A | N/A | N/A | N/A | N/A | N/A | N/A | N/A | N/A | N/A | N/A | N/A | N/A | 3.3321 | 3.4551
[SEER Multi-Split <=65kW] GEMS (Air Conditioners up to 65kW) Determination 2019 | N/A | AS/NZS 3823.1.4:2012 | HS-VRAF-34-V-3/HS-HWS-7 | HS-VRAF-34 | N/A | SAI HVAC | 0.66 | Both | Multiple split - VRF | N/A | Air | Air | Australia,China | 9.62 | 32.84 | 33.5 | N/A | 0 | 0 | 0 | N/A | 10.42 | 37.5 | Enthalpy Test Room | 3.3134 | 3.346 | Yes | 0 | N/A | 128.3 | 128.3 | 0 | 0 | N/A | N/A | N/A | 3.1738 | 3.2155 | N/A | N/A | N/A | N/A | N/A | N/A | Enthalpy Test Room | Three | R410A | Australia | 127796 | 2025-03-27 |  | Approved | Reverse Cycle | N/A | Yes | Class 20 | Yes | N/A | - | Yes | Yes | Yes | - | 3.3134 | Available | N/A | N/A | https://www.compactcomfort.com | http://www.saihvac.com.au/ | Yes |  |  | AAC4748 | N/A | Variable output compressor,Variable speed fan systems | Inverter | N/A | N/A | N/A | 9.62 | N/A | N/A | N/A | N/A | N/A | N/A | N/A | N/A | N/A | N/A | N/A | N/A | N/A | N/A | N/A | N/A | 10.42 | N/A | N/A | N/A | N/A | N/A | N/A | N/A | N/A | N/A | N/A | N/A | N/A | N/A | N/A | N/A | N/A | N/A | N/A | N/A | N/A | N/A | N/A | N/A | N/A | N/A | N/A | N/A | N/A | N/A | N/A | N/A | N/A | N/A | N/A | N/A | N/A | N/A | N/A | N/A | N/A | N/A | N/A | N/A | N/A | N/A | N/A | N/A | N/A | N/A | N/A | N/A | N/A | N/A | N/A | N/A | N/A | N/A | N/A | N/A | N/A | N/A | N/A | N/A | N/A | N/A | N/A | N/A | 3.3321 | 3.4551
[SEER Multi-Split <=65kW] GEMS (Air Conditioners up to 65kW) Determination 2019 | N/A | AS/NZS 3823.1.4:2012 | HS-VRAF-34-V-3/HS-HWS-8 | HS-VRAF-34 | N/A | SAI HVAC | 0.66 | Both | Multiple split - VRF | N/A | Air | Air | Australia,China | 9.62 | 32.84 | 33.5 | N/A | 0 | 0 | 0 | N/A | 10.42 | 37.5 | Enthalpy Test Room | 3.3134 | 3.346 | Yes | 0 | N/A | 128.3 | 128.3 | 0 | 0 | N/A | N/A | N/A | 3.1738 | 3.2155 | N/A | N/A | N/A | N/A | N/A | N/A | Enthalpy Test Room | Three | R410A | Australia | 127796 | 2025-03-27 |  | Approved | Reverse Cycle | N/A | Yes | Class 20 | Yes | N/A | - | Yes | Yes | Yes | - | 3.3134 | Available | N/A | N/A | https://www.compactcomfort.com | http://www.saihvac.com.au/ | Yes |  |  | AAC4748 | N/A | Variable output compressor,Variable speed fan systems | Inverter | N/A | N/A | N/A | 9.62 | N/A | N/A | N/A | N/A | N/A | N/A | N/A | N/A | N/A | N/A | N/A | N/A | N/A | N/A | N/A | N/A | 10.42 | N/A | N/A | N/A | N/A | N/A | N/A | N/A | N/A | N/A | N/A | N/A | N/A | N/A | N/A | N/A | N/A | N/A | N/A | N/A | N/A | N/A | N/A | N/A | N/A | N/A | N/A | N/A | N/A | N/A | N/A | N/A | N/A | N/A | N/A | N/A | N/A | N/A | N/A | N/A | N/A | N/A | N/A | N/A | N/A | N/A | N/A | N/A | N/A | N/A | N/A | N/A | N/A | N/A | N/A | N/A | N/A | N/A | N/A | N/A | N/A | N/A | N/A | N/A | N/A | N/A | N/A | N/A | 3.3321 | 3.4551
[SEER Multi-Split <=65kW] GEMS (Air Conditioners up to 65kW) Determination 2019 | N/A | AS/NZS 3823.1.4:2012 | HS-VRAF-34-V-3/HS-LBH-2 | HS-VRAF-34 | N/A | SAI HVAC | 0.66 | Both | Multiple split - VRF | N/A | Air | Air | Australia,China | 9.62 | 32.84 | 33.5 | N/A | 0 | 0 | 0 | N/A | 10.42 | 37.5 | Enthalpy Test Room | 3.3134 | 3.346 | Yes | 0 | N/A | 128.3 | 128.3 | 0 | 0 | N/A | N/A | N/A | 3.1738 | 3.2155 | N/A | N/A | N/A | N/A | N/A | N/A | Enthalpy Test Room | Three | R410A | Australia | 127796 | 2025-03-27 |  | Approved | Reverse Cycle | N/A | Yes | Class 20 | Yes | N/A | - | Yes | Yes | Yes | - | 3.3134 | Available | N/A | N/A | https://www.compactcomfort.com | http://www.saihvac.com.au/ | Yes |  |  | AAC4748 | N/A | Variable output compressor,Variable speed fan systems | Inverter | N/A | N/A | N/A | 9.62 | N/A | N/A | N/A | N/A | N/A | N/A | N/A | N/A | N/A | N/A | N/A | N/A | N/A | N/A | N/A | N/A | 10.42 | N/A | N/A | N/A | N/A | N/A | N/A | N/A | N/A | N/A | N/A | N/A | N/A | N/A | N/A | N/A | N/A | N/A | N/A | N/A | N/A | N/A | N/A | N/A | N/A | N/A | N/A | N/A | N/A | N/A | N/A | N/A | N/A | N/A | N/A | N/A | N/A | N/A | N/A | N/A | N/A | N/A | N/A | N/A | N/A | N/A | N/A | N/A | N/A | N/A | N/A | N/A | N/A | N/A | N/A | N/A | N/A | N/A | N/A | N/A | N/A | N/A | N/A | N/A | N/A | N/A | N/A | N/A | 3.3321 | 3.4551
[SEER Multi-Split <=65kW] GEMS (Air Conditioners up to 65kW) Determination 2019 | N/A | AS/NZS 3823.1.4:2012 | HS-VRAF-34-V-3/HS-MBH-4 | HS-VRAF-34 | N/A | SAI HVAC | 0.66 | Both | Multiple split - VRF | N/A | Air | Air | Australia,China | 9.62 | 32.84 | 33.5 | N/A | 0 | 0 | 0 | N/A | 10.42 | 37.5 | Enthalpy Test Room | 3.3134 | 3.346 | Yes | 0 | N/A | 128.3 | 128.3 | 0 | 0 | N/A | N/A | N/A | 3.1738 | 3.2155 | N/A | N/A | N/A | N/A | N/A | N/A | Enthalpy Test Room | Three | R410A | Australia | 127796 | 2025-03-27 |  | Approved | Reverse Cycle | N/A | Yes | Class 20 | Yes | N/A | - | Yes | Yes | Yes | - | 3.3134 | Available | N/A | N/A | https://www.compactcomfort.com | http://www.saihvac.com.au/ | Yes |  |  | AAC4748 | N/A | Variable output compressor,Variable speed fan systems | Inverter | N/A | N/A | N/A | 9.62 | N/A | N/A | N/A | N/A | N/A | N/A | N/A | N/A | N/A | N/A | N/A | N/A | N/A | N/A | N/A | N/A | 10.42 | N/A | N/A | N/A | N/A | N/A | N/A | N/A | N/A | N/A | N/A | N/A | N/A | N/A | N/A | N/A | N/A | N/A | N/A | N/A | N/A | N/A | N/A | N/A | N/A | N/A | N/A | N/A | N/A | N/A | N/A | N/A | N/A | N/A | N/A | N/A | N/A | N/A | N/A | N/A | N/A | N/A | N/A | N/A | N/A | N/A | N/A | N/A | N/A | N/A | N/A | N/A | N/A | N/A | N/A | N/A | N/A | N/A | N/A | N/A | N/A | N/A | N/A | N/A | N/A | N/A | N/A | N/A | 3.3321 | 3.4551
[SEER Multi-Split <=65kW] GEMS (Air Conditioners up to 65kW) Determination 2019 | N/A | AS/NZS 3823.1.4:2012 | HS-VRAF-34-V-3/HS-MBH-9 | HS-VRAF-34 | N/A | SAI HVAC | 0.66 | Both | Multiple split - VRF | N/A | Air | Air | Australia,China | 9.62 | 32.84 | 33.5 | N/A | 0 | 0 | 0 | N/A | 10.42 | 37.5 | Enthalpy Test Room | 3.3134 | 3.346 | Yes | 0 | N/A | 128.3 | 128.3 | 0 | 0 | N/A | N/A | N/A | 3.1738 | 3.2155 | N/A | N/A | N/A | N/A | N/A | N/A | Enthalpy Test Room | Three | R410A | Australia | 127796 | 2025-03-27 |  | Approved | Reverse Cycle | N/A | Yes | Class 20 | Yes | N/A | - | Yes | Yes | Yes | - | 3.3134 | Available | N/A | N/A | https://www.compactcomfort.com | http://www.saihvac.com.au/ | Yes |  |  | AAC4748 | N/A | Variable output compressor,Variable speed fan systems | Inverter | N/A | N/A | N/A | 9.62 | N/A | N/A | N/A | N/A | N/A | N/A | N/A | N/A | N/A | N/A | N/A | N/A | N/A | N/A | N/A | N/A | 10.42 | N/A | N/A | N/A | N/A | N/A | N/A | N/A | N/A | N/A | N/A | N/A | N/A | N/A | N/A | N/A | N/A | N/A | N/A | N/A | N/A | N/A | N/A | N/A | N/A | N/A | N/A | N/A | N/A | N/A | N/A | N/A | N/A | N/A | N/A | N/A | N/A | N/A | N/A | N/A | N/A | N/A | N/A | N/A | N/A | N/A | N/A | N/A | N/A | N/A | N/A | N/A | N/A | N/A | N/A | N/A | N/A | N/A | N/A | N/A | N/A | N/A | N/A | N/A | N/A | N/A | N/A | N/A | 3.3321 | 3.4551
[SEER Multi-Split <=65kW] GEMS (Air Conditioners up to 65kW) Determination 2019 | N/A | AS/NZS 3823.1.4:2012 | HS-VRAF-34-V-3/HS-MICRO-4 | HS-VRAF-34 | N/A | SAI HVAC | 0.66 | Both | Multiple split - VRF | N/A | Air | Air | Australia,China | 9.62 | 32.84 | 33.5 | N/A | 0 | 0 | 0 | N/A | 10.42 | 37.5 | Enthalpy Test Room | 3.3134 | 3.346 | Yes | 0 | N/A | 128.3 | 128.3 | 0 | 0 | N/A | N/A | N/A | 3.1738 | 3.2155 | N/A | N/A | N/A | N/A | N/A | N/A | Enthalpy Test Room | Three | R410A | Australia | 127796 | 2025-03-27 |  | Approved | Reverse Cycle | N/A | Yes | Class 20 | Yes | N/A | - | Yes | Yes | Yes | - | 3.3134 | Available | N/A | N/A | https://www.compactcomfort.com | http://www.saihvac.com.au/ | Yes |  |  | AAC4748 | N/A | Variable output compressor,Variable speed fan systems | Inverter | N/A | N/A | N/A | 9.62 | N/A | N/A | N/A | N/A | N/A | N/A | N/A | N/A | N/A | N/A | N/A | N/A | N/A | N/A | N/A | N/A | 10.42 | N/A | N/A | N/A | N/A | N/A | N/A | N/A | N/A | N/A | N/A | N/A | N/A | N/A | N/A | N/A | N/A | N/A | N/A | N/A | N/A | N/A | N/A | N/A | N/A | N/A | N/A | N/A | N/A | N/A | N/A | N/A | N/A | N/A | N/A | N/A | N/A | N/A | N/A | N/A | N/A | N/A | N/A | N/A | N/A | N/A | N/A | N/A | N/A | N/A | N/A | N/A | N/A | N/A | N/A | N/A | N/A | N/A | N/A | N/A | N/A | N/A | N/A | N/A | N/A | N/A | N/A | N/A | 3.3321 | 3.4551
[SEER Multi-Split <=65kW] GEMS (Air Conditioners up to 65kW) Determination 2019 | N/A | AS/NZS 3823.1.4:2012 | HS-VRAF-34-V-3/HS-MICRO-6 | HS-VRAF-34 | N/A | SAI HVAC | 0.66 | Both | Multiple split - VRF | N/A | Air | Air | Australia,China | 9.62 | 32.84 | 33.5 | N/A | 0 | 0 | 0 | N/A | 10.42 | 37.5 | Enthalpy Test Room | 3.3134 | 3.346 | Yes | 0 | N/A | 128.3 | 128.3 | 0 | 0 | N/A | N/A | N/A | 3.1738 | 3.2155 | N/A | N/A | N/A | N/A | N/A | N/A | Enthalpy Test Room | Three | R410A | Australia | 127796 | 2025-03-27 |  | Approved | Reverse Cycle | N/A | Yes | Class 20 | Yes | N/A | - | Yes | Yes | Yes | - | 3.3134 | Available | N/A | N/A | https://www.compactcomfort.com | http://www.saihvac.com.au/ | Yes |  |  | AAC4748 | N/A | Variable output compressor,Variable speed fan systems | Inverter | N/A | N/A | N/A | 9.62 | N/A | N/A | N/A | N/A | N/A | N/A | N/A | N/A | N/A | N/A | N/A | N/A | N/A | N/A | N/A | N/A | 10.42 | N/A | N/A | N/A | N/A | N/A | N/A | N/A | N/A | N/A | N/A | N/A | N/A | N/A | N/A | N/A | N/A | N/A | N/A | N/A | N/A | N/A | N/A | N/A | N/A | N/A | N/A | N/A | N/A | N/A | N/A | N/A | N/A | N/A | N/A | N/A | N/A | N/A | N/A | N/A | N/A | N/A | N/A | N/A | N/A | N/A | N/A | N/A | N/A | N/A | N/A | N/A | N/A | N/A | N/A | N/A | N/A | N/A | N/A | N/A | N/A | N/A | N/A | N/A | N/A | N/A | N/A | N/A | 3.3321 | 3.4551
[SEER Multi-Split <=65kW] GEMS (Air Conditioners up to 65kW) Determination 2019 | N/A | AS/NZS 3823.1.4:2012 | HS-VRAF-34-V-3/HS-MICRO-9 | HS-VRAF-34 | N/A | SAI HVAC | 0.66 | Both | Multiple split - VRF | N/A | Air | Air | Australia,China | 9.62 | 32.84 | 33.5 | N/A | 0 | 0 | 0 | N/A | 10.42 | 37.5 | Enthalpy Test Room | 3.3134 | 3.346 | Yes | 0 | N/A | 128.3 | 128.3 | 0 | 0 | N/A | N/A | N/A | 3.1738 | 3.2155 | N/A | N/A | N/A | N/A | N/A | N/A | Enthalpy Test Room | Three | R410A | Australia | 127796 | 2025-03-27 |  | Approved | Reverse Cycle | N/A | Yes | Class 20 | Yes | N/A | - | Yes | Yes | Yes | - | 3.3134 | Available | N/A | N/A | https://www.compactcomfort.com | http://www.saihvac.com.au/ | Yes |  |  | AAC4748 | N/A | Variable output compressor,Variable speed fan systems | Inverter | N/A | N/A | N/A | 9.62 | N/A | N/A | N/A | N/A | N/A | N/A | N/A | N/A | N/A | N/A | N/A | N/A | N/A | N/A | N/A | N/A | 10.42 | N/A | N/A | N/A | N/A | N/A | N/A | N/A | N/A | N/A | N/A | N/A | N/A | N/A | N/A | N/A | N/A | N/A | N/A | N/A | N/A | N/A | N/A | N/A | N/A | N/A | N/A | N/A | N/A | N/A | N/A | N/A | N/A | N/A | N/A | N/A | N/A | N/A | N/A | N/A | N/A | N/A | N/A | N/A | N/A | N/A | N/A | N/A | N/A | N/A | N/A | N/A | N/A | N/A | N/A | N/A | N/A | N/A | N/A | N/A | N/A | N/A | N/A | N/A | N/A | N/A | N/A | N/A | 3.3321 | 3.4551
[SEER Multi-Split <=65kW] GEMS (Air Conditioners up to 65kW) Determination 2019 | N/A | AS/NZS 3823.1.4:2012 | HS-VRAF-34-V-3/HS-QB-11 | HS-VRAF-34 | N/A | SAI HVAC | 0.66 | Both | Multiple split - VRF | N/A | Air | Air | Australia,China | 9.62 | 32.84 | 33.5 | N/A | 0 | 0 | 0 | N/A | 10.42 | 37.5 | Enthalpy Test Room | 3.3134 | 3.346 | Yes | 0 | N/A | 128.3 | 128.3 | 0 | 0 | N/A | N/A | N/A | 3.1738 | 3.2155 | N/A | N/A | N/A | N/A | N/A | N/A | Enthalpy Test Room | Three | R410A | Australia | 127796 | 2025-03-27 |  | Approved | Reverse Cycle | N/A | Yes | Class 20 | Yes | N/A | - | Yes | Yes | Yes | - | 3.3134 | Available | N/A | N/A | https://www.compactcomfort.com | http://www.saihvac.com.au/ | Yes |  |  | AAC4748 | N/A | Variable output compressor,Variable speed fan systems | Inverter | N/A | N/A | N/A | 9.62 | N/A | N/A | N/A | N/A | N/A | N/A | N/A | N/A | N/A | N/A | N/A | N/A | N/A | N/A | N/A | N/A | 10.42 | N/A | N/A | N/A | N/A | N/A | N/A | N/A | N/A | N/A | N/A | N/A | N/A | N/A | N/A | N/A | N/A | N/A | N/A | N/A | N/A | N/A | N/A | N/A | N/A | N/A | N/A | N/A | N/A | N/A | N/A | N/A | N/A | N/A | N/A | N/A | N/A | N/A | N/A | N/A | N/A | N/A | N/A | N/A | N/A | N/A | N/A | N/A | N/A | N/A | N/A | N/A | N/A | N/A | N/A | N/A | N/A | N/A | N/A | N/A | N/A | N/A | N/A | N/A | N/A | N/A | N/A | N/A | 3.3321 | 3.4551
[SEER Multi-Split <=65kW] GEMS (Air Conditioners up to 65kW) Determination 2019 | N/A | AS/NZS 3823.1.4:2012 | HS-VRAF-34-V-3/HS-QB-16 | HS-VRAF-34 | N/A | SAI HVAC | 0.66 | Both | Multiple split - VRF | N/A | Air | Air | Australia,China | 9.62 | 32.84 | 33.5 | N/A | 0 | 0 | 0 | N/A | 10.42 | 37.5 | Enthalpy Test Room | 3.3134 | 3.346 | Yes | 0 | N/A | 128.3 | 128.3 | 0 | 0 | N/A | N/A | N/A | 3.1738 | 3.2155 | N/A | N/A | N/A | N/A | N/A | N/A | Enthalpy Test Room | Three | R410A | Australia | 127796 | 2025-03-27 |  | Approved | Reverse Cycle | N/A | Yes | Class 20 | Yes | N/A | - | Yes | Yes | Yes | - | 3.3134 | Available | N/A | N/A | https://www.compactcomfort.com | http://www.saihvac.com.au/ | Yes |  |  | AAC4748 | N/A | Variable output compressor,Variable speed fan systems | Inverter | N/A | N/A | N/A | 9.62 | N/A | N/A | N/A | N/A | N/A | N/A | N/A | N/A | N/A | N/A | N/A | N/A | N/A | N/A | N/A | N/A | 10.42 | N/A | N/A | N/A | N/A | N/A | N/A | N/A | N/A | N/A | N/A | N/A | N/A | N/A | N/A | N/A | N/A | N/A | N/A | N/A | N/A | N/A | N/A | N/A | N/A | N/A | N/A | N/A | N/A | N/A | N/A | N/A | N/A | N/A | N/A | N/A | N/A | N/A | N/A | N/A | N/A | N/A | N/A | N/A | N/A | N/A | N/A | N/A | N/A | N/A | N/A | N/A | N/A | N/A | N/A | N/A | N/A | N/A | N/A | N/A | N/A | N/A | N/A | N/A | N/A | N/A | N/A | N/A | 3.3321 | 3.4551
[SEER Multi-Split <=65kW] GEMS (Air Conditioners up to 65kW) Determination 2019 | N/A | AS/NZS 3823.1.4:2012 | HS-VRAF-34-V-3/HS-QB-20 | HS-VRAF-34 | N/A | SAI HVAC | 0.66 | Both | Multiple split - VRF | N/A | Air | Air | Australia,China | 9.62 | 32.84 | 33.5 | N/A | 0 | 0 | 0 | N/A | 10.42 | 37.5 | Enthalpy Test Room | 3.3134 | 3.346 | Yes | 0 | N/A | 128.3 | 128.3 | 0 | 0 | N/A | N/A | N/A | 3.1738 | 3.2155 | N/A | N/A | N/A | N/A | N/A | N/A | Enthalpy Test Room | Three | R410A | Australia | 127796 | 2025-03-27 |  | Approved | Reverse Cycle | N/A | Yes | Class 20 | Yes | N/A | - | Yes | Yes | Yes | - | 3.3134 | Available | N/A | N/A | https://www.compactcomfort.com | http://www.saihvac.com.au/ | Yes |  |  | AAC4748 | N/A | Variable output compressor,Variable speed fan systems | Inverter | N/A | N/A | N/A | 9.62 | N/A | N/A | N/A | N/A | N/A | N/A | N/A | N/A | N/A | N/A | N/A | N/A | N/A | N/A | N/A | N/A | 10.42 | N/A | N/A | N/A | N/A | N/A | N/A | N/A | N/A | N/A | N/A | N/A | N/A | N/A | N/A | N/A | N/A | N/A | N/A | N/A | N/A | N/A | N/A | N/A | N/A | N/A | N/A | N/A | N/A | N/A | N/A | N/A | N/A | N/A | N/A | N/A | N/A | N/A | N/A | N/A | N/A | N/A | N/A | N/A | N/A | N/A | N/A | N/A | N/A | N/A | N/A | N/A | N/A | N/A | N/A | N/A | N/A | N/A | N/A | N/A | N/A | N/A | N/A | N/A | N/A | N/A | N/A | N/A | 3.3321 | 3.4551
[SEER Multi-Split <=65kW] GEMS (Air Conditioners up to 65kW) Determination 2019 | N/A | AS/NZS 3823.1.4:2012 | HS-VRAF-34-V-3/HS-QB-24 | HS-VRAF-34 | N/A | SAI HVAC | 0.66 | Both | Multiple split - VRF | N/A | Air | Air | Australia,China | 9.62 | 32.84 | 33.5 | N/A | 0 | 0 | 0 | N/A | 10.42 | 37.5 | Enthalpy Test Room | 3.3134 | 3.346 | Yes | 0 | N/A | 128.3 | 128.3 | 0 | 0 | N/A | N/A | N/A | 3.1738 | 3.2155 | N/A | N/A | N/A | N/A | N/A | N/A | Enthalpy Test Room | Three | R410A | Australia | 127796 | 2025-03-27 |  | Approved | Reverse Cycle | N/A | Yes | Class 20 | Yes | N/A | - | Yes | Yes | Yes | - | 3.3134 | Available | N/A | N/A | https://www.compactcomfort.com | http://www.saihvac.com.au/ | Yes |  |  | AAC4748 | N/A | Variable output compressor,Variable speed fan systems | Inverter | N/A | N/A | N/A | 9.62 | N/A | N/A | N/A | N/A | N/A | N/A | N/A | N/A | N/A | N/A | N/A | N/A | N/A | N/A | N/A | N/A | 10.42 | N/A | N/A | N/A | N/A | N/A | N/A | N/A | N/A | N/A | N/A | N/A | N/A | N/A | N/A | N/A | N/A | N/A | N/A | N/A | N/A | N/A | N/A | N/A | N/A | N/A | N/A | N/A | N/A | N/A | N/A | N/A | N/A | N/A | N/A | N/A | N/A | N/A | N/A | N/A | N/A | N/A | N/A | N/A | N/A | N/A | N/A | N/A | N/A | N/A | N/A | N/A | N/A | N/A | N/A | N/A | N/A | N/A | N/A | N/A | N/A | N/A | N/A | N/A | N/A | N/A | N/A | N/A | 3.3321 | 3.4551
[SEER Multi-Split <=65kW] GEMS (Air Conditioners up to 65kW) Determination 2019 | N/A | AS/NZS 3823.1.4:2012 | HS-VRAF-34-V-3/HS-RAD-11 | HS-VRAF-34 | N/A | SAI HVAC | 0.66 | Both | Multiple split - VRF | N/A | Air | Air | Australia,China | 9.62 | 32.84 | 33.5 | N/A | 0 | 0 | 0 | N/A | 10.42 | 37.5 | Enthalpy Test Room | 3.3134 | 3.346 | Yes | 0 | N/A | 128.3 | 128.3 | 0 | 0 | N/A | N/A | N/A | 3.1738 | 3.2155 | N/A | N/A | N/A | N/A | N/A | N/A | Enthalpy Test Room | Three | R410A | Australia | 127796 | 2025-03-27 |  | Approved | Reverse Cycle | N/A | Yes | Class 20 | Yes | N/A | - | Yes | Yes | Yes | - | 3.3134 | Available | N/A | N/A | https://www.compactcomfort.com | http://www.saihvac.com.au/ | Yes |  |  | AAC4748 | N/A | Variable output compressor,Variable speed fan systems | Inverter | N/A | N/A | N/A | 9.62 | N/A | N/A | N/A | N/A | N/A | N/A | N/A | N/A | N/A | N/A | N/A | N/A | N/A | N/A | N/A | N/A | 10.42 | N/A | N/A | N/A | N/A | N/A | N/A | N/A | N/A | N/A | N/A | N/A | N/A | N/A | N/A | N/A | N/A | N/A | N/A | N/A | N/A | N/A | N/A | N/A | N/A | N/A | N/A | N/A | N/A | N/A | N/A | N/A | N/A | N/A | N/A | N/A | N/A | N/A | N/A | N/A | N/A | N/A | N/A | N/A | N/A | N/A | N/A | N/A | N/A | N/A | N/A | N/A | N/A | N/A | N/A | N/A | N/A | N/A | N/A | N/A | N/A | N/A | N/A | N/A | N/A | N/A | N/A | N/A | 3.3321 | 3.4551
[SEER Multi-Split <=65kW] GEMS (Air Conditioners up to 65kW) Determination 2019 | N/A | AS/NZS 3823.1.4:2012 | HS-VRAF-34-V-3/HS-RAD-16 | HS-VRAF-34 | N/A | SAI HVAC | 0.66 | Both | Multiple split - VRF | N/A | Air | Air | Australia,China | 9.62 | 32.84 | 33.5 | N/A | 0 | 0 | 0 | N/A | 10.42 | 37.5 | Enthalpy Test Room | 3.3134 | 3.346 | Yes | 0 | N/A | 128.3 | 128.3 | 0 | 0 | N/A | N/A | N/A | 3.1738 | 3.2155 | N/A | N/A | N/A | N/A | N/A | N/A | Enthalpy Test Room | Three | R410A | Australia | 127796 | 2025-03-27 |  | Approved | Reverse Cycle | N/A | Yes | Class 20 | Yes | N/A | - | Yes | Yes | Yes | - | 3.3134 | Available | N/A | N/A | https://www.compactcomfort.com | http://www.saihvac.com.au/ | Yes |  |  | AAC4748 | N/A | Variable output compressor,Variable speed fan systems | Inverter | N/A | N/A | N/A | 9.62 | N/A | N/A | N/A | N/A | N/A | N/A | N/A | N/A | N/A | N/A | N/A | N/A | N/A | N/A | N/A | N/A | 10.42 | N/A | N/A | N/A | N/A | N/A | N/A | N/A | N/A | N/A | N/A | N/A | N/A | N/A | N/A | N/A | N/A | N/A | N/A | N/A | N/A | N/A | N/A | N/A | N/A | N/A | N/A | N/A | N/A | N/A | N/A | N/A | N/A | N/A | N/A | N/A | N/A | N/A | N/A | N/A | N/A | N/A | N/A | N/A | N/A | N/A | N/A | N/A | N/A | N/A | N/A | N/A | N/A | N/A | N/A | N/A | N/A | N/A | N/A | N/A | N/A | N/A | N/A | N/A | N/A | N/A | N/A | N/A | 3.3321 | 3.4551
[SEER Multi-Split <=65kW] GEMS (Air Conditioners up to 65kW) Determination 2019 | N/A | AS/NZS 3823.1.4:2012 | HS-VRAF-34-V-3/HS-RAD-20 | HS-VRAF-34 | N/A | SAI HVAC | 0.66 | Both | Multiple split - VRF | N/A | Air | Air | Australia,China | 9.62 | 32.84 | 33.5 | N/A | 0 | 0 | 0 | N/A | 10.42 | 37.5 | Enthalpy Test Room | 3.3134 | 3.346 | Yes | 0 | N/A | 128.3 | 128.3 | 0 | 0 | N/A | N/A | N/A | 3.1738 | 3.2155 | N/A | N/A | N/A | N/A | N/A | N/A | Enthalpy Test Room | Three | R410A | Australia | 127796 | 2025-03-27 |  | Approved | Reverse Cycle | N/A | Yes | Class 20 | Yes | N/A | - | Yes | Yes | Yes | - | 3.3134 | Available | N/A | N/A | https://www.compactcomfort.com | http://www.saihvac.com.au/ | Yes |  |  | AAC4748 | N/A | Variable output compressor,Variable speed fan systems | Inverter | N/A | N/A | N/A | 9.62 | N/A | N/A | N/A | N/A | N/A | N/A | N/A | N/A | N/A | N/A | N/A | N/A | N/A | N/A | N/A | N/A | 10.42 | N/A | N/A | N/A | N/A | N/A | N/A | N/A | N/A | N/A | N/A | N/A | N/A | N/A | N/A | N/A | N/A | N/A | N/A | N/A | N/A | N/A | N/A | N/A | N/A | N/A | N/A | N/A | N/A | N/A | N/A | N/A | N/A | N/A | N/A | N/A | N/A | N/A | N/A | N/A | N/A | N/A | N/A | N/A | N/A | N/A | N/A | N/A | N/A | N/A | N/A | N/A | N/A | N/A | N/A | N/A | N/A | N/A | N/A | N/A | N/A | N/A | N/A | N/A | N/A | N/A | N/A | N/A | 3.3321 | 3.4551
[SEER Multi-Split <=65kW] GEMS (Air Conditioners up to 65kW) Determination 2019 | N/A | AS/NZS 3823.1.4:2012 | HS-VRAF-34-V-3/HS-RAD-24 | HS-VRAF-34 | N/A | SAI HVAC | 0.66 | Both | Multiple split - VRF | N/A | Air | Air | Australia,China | 9.62 | 32.84 | 33.5 | N/A | 0 | 0 | 0 | N/A | 10.42 | 37.5 | Enthalpy Test Room | 3.3134 | 3.346 | Yes | 0 | N/A | 128.3 | 128.3 | 0 | 0 | N/A | N/A | N/A | 3.1738 | 3.2155 | N/A | N/A | N/A | N/A | N/A | N/A | Enthalpy Test Room | Three | R410A | Australia | 127796 | 2025-03-27 |  | Approved | Reverse Cycle | N/A | Yes | Class 20 | Yes | N/A | - | Yes | Yes | Yes | - | 3.3134 | Available | N/A | N/A | https://www.compactcomfort.com | http://www.saihvac.com.au/ | Yes |  |  | AAC4748 | N/A | Variable output compressor,Variable speed fan systems | Inverter | N/A | N/A | N/A | 9.62 | N/A | N/A | N/A | N/A | N/A | N/A | N/A | N/A | N/A | N/A | N/A | N/A | N/A | N/A | N/A | N/A | 10.42 | N/A | N/A | N/A | N/A | N/A | N/A | N/A | N/A | N/A | N/A | N/A | N/A | N/A | N/A | N/A | N/A | N/A | N/A | N/A | N/A | N/A | N/A | N/A | N/A | N/A | N/A | N/A | N/A | N/A | N/A | N/A | N/A | N/A | N/A | N/A | N/A | N/A | N/A | N/A | N/A | N/A | N/A | N/A | N/A | N/A | N/A | N/A | N/A | N/A | N/A | N/A | N/A | N/A | N/A | N/A | N/A | N/A | N/A | N/A | N/A | N/A | N/A | N/A | N/A | N/A | N/A | N/A | 3.3321 | 3.4551
[SEER Multi-Split <=65kW] GEMS (Air Conditioners up to 65kW) Determination 2019 | N/A | AS/NZS 3823.1.4:2012 | HS-VRAF-34-V-3/HS-VAF-11 | HS-VRAF-34 | N/A | SAI HVAC | 0.66 | Both | Multiple split - VRF | N/A | Air | Air | Australia,China | 9.62 | 32.84 | 33.5 | N/A | 0 | 0 | 0 | N/A | 10.42 | 37.5 | Enthalpy Test Room | 3.3134 | 3.346 | Yes | 0 | N/A | 128.3 | 128.3 | 0 | 0 | N/A | N/A | N/A | 3.1738 | 3.2155 | N/A | N/A | N/A | N/A | N/A | N/A | Enthalpy Test Room | Three | R410A | Australia | 127796 | 2025-03-27 |  | Approved | Reverse Cycle | N/A | Yes | Class 20 | Yes | N/A | - | Yes | Yes | Yes | - | 3.3134 | Available | N/A | N/A | https://www.compactcomfort.com | http://www.saihvac.com.au/ | Yes |  |  | AAC4748 | N/A | Variable output compressor,Variable speed fan systems | Inverter | N/A | N/A | N/A | 9.62 | N/A | N/A | N/A | N/A | N/A | N/A | N/A | N/A | N/A | N/A | N/A | N/A | N/A | N/A | N/A | N/A | 10.42 | N/A | N/A | N/A | N/A | N/A | N/A | N/A | N/A | N/A | N/A | N/A | N/A | N/A | N/A | N/A | N/A | N/A | N/A | N/A | N/A | N/A | N/A | N/A | N/A | N/A | N/A | N/A | N/A | N/A | N/A | N/A | N/A | N/A | N/A | N/A | N/A | N/A | N/A | N/A | N/A | N/A | N/A | N/A | N/A | N/A | N/A | N/A | N/A | N/A | N/A | N/A | N/A | N/A | N/A | N/A | N/A | N/A | N/A | N/A | N/A | N/A | N/A | N/A | N/A | N/A | N/A | N/A | 3.3321 | 3.4551
[SEER Multi-Split <=65kW] GEMS (Air Conditioners up to 65kW) Determination 2019 | N/A | AS/NZS 3823.1.4:2012 | HS-VRAF-34-V-3/HS-VAF-16 | HS-VRAF-34 | N/A | SAI HVAC | 0.66 | Both | Multiple split - VRF | N/A | Air | Air | Australia,China | 9.62 | 32.84 | 33.5 | N/A | 0 | 0 | 0 | N/A | 10.42 | 37.5 | Enthalpy Test Room | 3.3134 | 3.346 | Yes | 0 | N/A | 128.3 | 128.3 | 0 | 0 | N/A | N/A | N/A | 3.1738 | 3.2155 | N/A | N/A | N/A | N/A | N/A | N/A | Enthalpy Test Room | Three | R410A | Australia | 127796 | 2025-03-27 |  | Approved | Reverse Cycle | N/A | Yes | Class 20 | Yes | N/A | - | Yes | Yes | Yes | - | 3.3134 | Available | N/A | N/A | https://www.compactcomfort.com | http://www.saihvac.com.au/ | Yes |  |  | AAC4748 | N/A | Variable output compressor,Variable speed fan systems | Inverter | N/A | N/A | N/A | 9.62 | N/A | N/A | N/A | N/A | N/A | N/A | N/A | N/A | N/A | N/A | N/A | N/A | N/A | N/A | N/A | N/A | 10.42 | N/A | N/A | N/A | N/A | N/A | N/A | N/A | N/A | N/A | N/A | N/A | N/A | N/A | N/A | N/A | N/A | N/A | N/A | N/A | N/A | N/A | N/A | N/A | N/A | N/A | N/A | N/A | N/A | N/A | N/A | N/A | N/A | N/A | N/A | N/A | N/A | N/A | N/A | N/A | N/A | N/A | N/A | N/A | N/A | N/A | N/A | N/A | N/A | N/A | N/A | N/A | N/A | N/A | N/A | N/A | N/A | N/A | N/A | N/A | N/A | N/A | N/A | N/A | N/A | N/A | N/A | N/A | 3.3321 | 3.4551
[SEER Multi-Split <=65kW] GEMS (Air Conditioners up to 65kW) Determination 2019 | N/A | AS/NZS 3823.1.4:2012 | HS-VRAF-34-V-3/HS-VAF-20 | HS-VRAF-34 | N/A | SAI HVAC | 0.66 | Both | Multiple split - VRF | N/A | Air | Air | Australia,China | 9.62 | 32.84 | 33.5 | N/A | 0 | 0 | 0 | N/A | 10.42 | 37.5 | Enthalpy Test Room | 3.3134 | 3.346 | Yes | 0 | N/A | 128.3 | 128.3 | 0 | 0 | N/A | N/A | N/A | 3.1738 | 3.2155 | N/A | N/A | N/A | N/A | N/A | N/A | Enthalpy Test Room | Three | R410A | Australia | 127796 | 2025-03-27 |  | Approved | Reverse Cycle | N/A | Yes | Class 20 | Yes | N/A | - | Yes | Yes | Yes | - | 3.3134 | Available | N/A | N/A | https://www.compactcomfort.com | http://www.saihvac.com.au/ | Yes |  |  | AAC4748 | N/A | Variable output compressor,Variable speed fan systems | Inverter | N/A | N/A | N/A | 9.62 | N/A | N/A | N/A | N/A | N/A | N/A | N/A | N/A | N/A | N/A | N/A | N/A | N/A | N/A | N/A | N/A | 10.42 | N/A | N/A | N/A | N/A | N/A | N/A | N/A | N/A | N/A | N/A | N/A | N/A | N/A | N/A | N/A | N/A | N/A | N/A | N/A | N/A | N/A | N/A | N/A | N/A | N/A | N/A | N/A | N/A | N/A | N/A | N/A | N/A | N/A | N/A | N/A | N/A | N/A | N/A | N/A | N/A | N/A | N/A | N/A | N/A | N/A | N/A | N/A | N/A | N/A | N/A | N/A | N/A | N/A | N/A | N/A | N/A | N/A | N/A | N/A | N/A | N/A | N/A | N/A | N/A | N/A | N/A | N/A | 3.3321 | 3.4551
[SEER Multi-Split <=65kW] GEMS (Air Conditioners up to 65kW) Determination 2019 | N/A | AS/NZS 3823.1.4:2012 | HS-VRAF-34-V-3/HS-VAF-24 | HS-VRAF-34 | N/A | SAI HVAC | 0.66 | Both | Multiple split - VRF | N/A | Air | Air | Australia,China | 9.62 | 32.84 | 33.5 | N/A | 0 | 0 | 0 | N/A | 10.42 | 37.5 | Enthalpy Test Room | 3.3134 | 3.346 | Yes | 0 | N/A | 128.3 | 128.3 | 0 | 0 | N/A | N/A | N/A | 3.1738 | 3.2155 | N/A | N/A | N/A | N/A | N/A | N/A | Enthalpy Test Room | Three | R410A | Australia | 127796 | 2025-03-27 |  | Approved | Reverse Cycle | N/A | Yes | Class 20 | Yes | N/A | - | Yes | Yes | Yes | - | 3.3134 | Available | N/A | N/A | https://www.compactcomfort.com | http://www.saihvac.com.au/ | Yes |  |  | AAC4748 | N/A | Variable output compressor,Variable speed fan systems | Inverter | N/A | N/A | N/A | 9.62 | N/A | N/A | N/A | N/A | N/A | N/A | N/A | N/A | N/A | N/A | N/A | N/A | N/A | N/A | N/A | N/A | 10.42 | N/A | N/A | N/A | N/A | N/A | N/A | N/A | N/A | N/A | N/A | N/A | N/A | N/A | N/A | N/A | N/A | N/A | N/A | N/A | N/A | N/A | N/A | N/A | N/A | N/A | N/A | N/A | N/A | N/A | N/A | N/A | N/A | N/A | N/A | N/A | N/A | N/A | N/A | N/A | N/A | N/A | N/A | N/A | N/A | N/A | N/A | N/A | N/A | N/A | N/A | N/A | N/A | N/A | N/A | N/A | N/A | N/A | N/A | N/A | N/A | N/A | N/A | N/A | N/A | N/A | N/A | N/A | 3.3321 | 3.4551
[SEER Non Multi-Split <=65kW] GEMS (Air Conditioners up to 65kW) Determination 2019 | MEPS 2019 | AS/NZS 3823.1.2:2012 | AC200JXAFNH/ AC200JNHFKH |  | N/A | SAMSUNG | N/A | Ducted | Single Split System | - | Air | Air | China | 6.06 | N/A | 20 | N/A | N/A | N/A | N/A | N/A | 6.08 | 22.5 | Calorimeter Room | 3.1561 | 3.7329 | N/A | - | N/A | N/A | N/A | N/A | N/A | N/A | N/A | N/A | N/A | N/A | N/A | N/A | N/A | N/A | N/A | N/A | N/A | Three | R410A | Australia | 136097 | 2026-03-03 |  | Approved | Reverse Cycle | N/A | Yes | Class 11 | Yes | N/A | N/A | N/A | N/A | N/A | N/A | N/A | Available | N/A | N/A |  | http://www.samsung.com.au | N/A |  |  | AAC5816 | Yes | Variable output compressor | Inverter | No | - | 20000 | 6.06 | - | 2800 | 10500 | No | - | - | - | 5538.84 | 21540 | No | 2559.2 | 11308.5 | Yes | 1750 | 6900 | 22500 | 6.08 | 2800 | 11500 | Yes | 1750 | 6300 | Yes | 9000 | 18000 | No | - | - | No | - | - | - | - | - | No | - | - | No | - | - | No | - | - | - | 77 | 3.596 | 3.562 | 3.936 | 4.299 | 4.089 | 4.183 | 1495 | 2292 | 6584 | 3341 | 4152 | 8916 | 2 | 2 | 2 | 2.914 | 3.411 | 3.723 | 3.099 | 3.437 | 3.645 | 10148 | 3662 | 582 | 3263 | 1701 | 385 | 1 | 1.5 | 2 | No | - | - | - | - | N/A | N/A | N/A | 30 | 3.246 | 3.64
[SEER Multi-Split <=65kW] GEMS (Air Conditioners up to 65kW) Determination 2019 | MEPS 2019 | AS/NZS 3823.1.4:2012 | AM040NXMDGR/EU |  | N/A | SAMSUNG | N/A | Ducted | vrf | N/A | Air | Air | South Korea,China | 3.37 | N/A | 12.1 | N/A | N/A | N/A | N/A | N/A | 3.2 | 12.1 | Calorimeter Room | 3.7673 | 3.9759 | N/A | - | N/A | N/A | N/A | N/A | N/A | N/A | N/A | N/A | N/A | N/A | N/A | N/A | N/A | N/A | N/A | N/A | N/A | Three | R410A | Australia,Fiji,New Zealand | 133240 | 2025-11-09 |  | Approved | Reverse Cycle | N/A | No | Class 20 | No | N/A | N/A | N/A | N/A | N/A | N/A | N/A | Available | N/A | N/A |  | http://www.samsung.com.au | N/A |  |  | AAC5466 | Yes | Variable output compressor | Inverter | No | - | 12100 | 3.37 | - | 1400 | 6050 | No | - | - | - | 3080.18 | 13031.7 | No | 1279.6 | 6515.85 | Yes | 540 | 2420 | 12100 | 3.2 | 1330 | 6050 | Yes | 380 | 1820 | Yes | 3860 | 9700 | No | - | - | No | - | - | - | - | - | No | - | - | No | - | - | No | - | - | N/A | 67 | 3.406 | 3.494 | 4.239 | 4.617 | 4.446 | 4.624 | 893 | 1338 | 3624 | 1820 | 2247 | 4818 | 1.5 | 1.5 | 2.5 | 3.333 | 3.929 | 4.625 | 3.755 | 4.339 | 4.744 | 4845 | 1797 | 337 | 1518 | 796 | 229 | 1.5 | 2 | 3 | N/A | N/A | N/A | N/A | N/A | N/A | N/A | N/A | 47 | 3.4289 | 3.6024
[SEER Multi-Split <=65kW] GEMS (Air Conditioners up to 65kW) Determination 2019 | MEPS 2019 | AS/NZS 3823.1.4:2012 | AM050NXMDER/EU |  | N/A | SAMSUNG | N/A | Ducted | vrf | N/A | Air | Air | South Korea,China | 4.09 | N/A | 14 | N/A | N/A | N/A | N/A | N/A | 3.66 | 14 | Calorimeter Room | 3.457 | 3.9736 | N/A | - | N/A | N/A | N/A | N/A | N/A | N/A | N/A | N/A | N/A | N/A | N/A | N/A | N/A | N/A | N/A | N/A | N/A | Single | R410A | Australia,Fiji,New Zealand | 133252 | 2025-11-09 |  | Approved | Reverse Cycle | N/A | No | Class 20 | No | N/A | N/A | N/A | N/A | N/A | N/A | N/A | Available | N/A | N/A |  | http://www.samsung.com.au | N/A |  |  | AAC5467 | Yes | Variable output compressor | Inverter | No | - | 14000 | 4.09 | - | 1710 | 7000 | No | - | - | - | 3738.26 | 15078 | No | 1562.94 | 7539 | Yes | 650 | 2800 | 14000 | 3.66 | 1520 | 7000 | Yes | 440 | 2100 | Yes | 4420 | 11200 | No | - | - | No | - | - | - | - | - | No | - | - | No | - | - | No | - | - | N/A | 68 | 3.397 | 3.456 | 4.089 | 4.501 | 4.317 | 4.436 | 1053 | 1586 | 4370 | 2178 | 2697 | 5830 | 1.5 | 1.5 | 2.5 | 3.358 | 3.962 | 4.652 | 3.774 | 4.357 | 4.759 | 5549 | 2044 | 370 | 1733 | 902 | 250 | 1.5 | 2 | 3 | N/A | N/A | N/A | N/A | N/A | N/A | N/A | N/A | 47 | 3.295 | 3.666
[SEER Multi-Split <=65kW] GEMS (Air Conditioners up to 65kW) Determination 2019 | MEPS 2019 | AS/NZS 3823.1.4:2012 | AM050NXMDGR/EU |  | N/A | SAMSUNG | N/A | Ducted | vrf | N/A | Air | Air | South Korea,China | 4.09 | N/A | 14 | N/A | N/A | N/A | N/A | N/A | 3.66 | 14 | Calorimeter Room | 3.4797 | 4.0136 | N/A | - | N/A | N/A | N/A | N/A | N/A | N/A | N/A | N/A | N/A | N/A | N/A | N/A | N/A | N/A | N/A | N/A | N/A | Three | R410A | Australia,Fiji,New Zealand | 133264 | 2025-11-09 |  | Approved | Reverse Cycle | N/A | No | Class 20 | No | N/A | N/A | N/A | N/A | N/A | N/A | N/A | Available | N/A | N/A |  | http://www.samsung.com.au | N/A |  |  | AAC5468 | Yes | Variable output compressor | Inverter | No | - | 14000 | 4.09 | - | 1710 | 7000 | No | - | - | - | 3738.26 | 15078 | No | 1562.94 | 7539 | Yes | 650 | 2800 | 14000 | 3.66 | 1520 | 7000 | Yes | 440 | 2100 | Yes | 4420 | 11200 | No | - | - | No | - | - | - | - | - | No | - | - | No | - | - | No | - | - | N/A | 68 | 3.397 | 3.456 | 4.089 | 4.501 | 4.317 | 4.436 | 1053 | 1586 | 4370 | 2178 | 2697 | 5830 | 1.5 | 1.5 | 2.5 | 3.358 | 3.962 | 4.652 | 3.774 | 4.357 | 4.759 | 5549 | 2044 | 370 | 1733 | 902 | 250 | 1.5 | 2 | 3 | N/A | N/A | N/A | N/A | N/A | N/A | N/A | N/A | 47 | 3.295 | 3.666
[SEER Multi-Split <=65kW] GEMS (Air Conditioners up to 65kW) Determination 2019 | MEPS 2019 | AS/NZS 3823.1.4:2012 | AM060NXMDGR/EU |  | N/A | SAMSUNG | N/A | Ducted | vrf | N/A | Air | Air | South Korea,China | 4.81 | N/A | 15.5 | N/A | N/A | N/A | N/A | N/A | 4.16 | 15.5 | Calorimeter Room | 3.2838 | 3.8327 | N/A | - | N/A | N/A | N/A | N/A | N/A | N/A | N/A | N/A | N/A | N/A | N/A | N/A | N/A | N/A | N/A | N/A | N/A | Three | R410A | Australia,Fiji,New Zealand | 133276 | 2025-11-09 |  | Approved | Reverse Cycle | N/A | No | Class 20 | No | N/A | N/A | N/A | N/A | N/A | N/A | N/A | Available | N/A | N/A |  | http://www.samsung.com.au | N/A |  |  | AAC5469 | Yes | Variable output compressor | Inverter | No | - | 15500 | 4.81 | - | 2010 | 7750 | No | - | - | - | 4396.34 | 16693.5 | No | 1837.14 | 8346.75 | Yes | 770 | 3100 | 15500 | 4.16 | 1730 | 7750 | Yes | 500 | 2330 | Yes | 5040 | 12400 | No | - | - | No | - | - | - | - | - | No | - | - | No | - | - | No | - | - | N/A | 70 | 3.308 | 3.342 | 3.885 | 4.298 | 4.11 | 4.199 | 1211 | 1834 | 5111 | 2541 | 3152 | 6836 | 1.5 | 1.5 | 2 | 3.278 | 3.86 | 4.532 | 3.685 | 4.247 | 4.639 | 6279 | 2305 | 404 | 1952 | 1011 | 271 | 1.5 | 2 | 3 | N/A | N/A | N/A | N/A | N/A | N/A | N/A | N/A | 47 | 3.1194 | 3.5889
[SEER Multi-Split <=65kW] GEMS (Air Conditioners up to 65kW) Determination 2019 | MEPS 2019 | AS/NZS 3823.1.4:2012 | AM080FXMDGH/EU |  | N/A | SAMSUNG | N/A | Ducted | vrf | N/A | Air | Air | China | 6.84 | N/A | 22.4 | N/A | N/A | N/A | N/A | N/A | 6 | 25 | Calorimeter Room | 3.3848 | 4.3439 | N/A | - | N/A | N/A | N/A | N/A | N/A | N/A | N/A | N/A | N/A | N/A | N/A | N/A | N/A | N/A | N/A | N/A | N/A | Three | R410A | Australia,Fiji,New Zealand | 133293 | 2025-12-24 |  | Approved | Reverse Cycle | N/A | No | Class 20 | No | N/A | N/A | N/A | N/A | N/A | N/A | N/A | Available | N/A | N/A |  | http://www.samsung.com.au | N/A |  |  | AAC5617 | Yes | Variable output compressor | Inverter | No | - | 22400 | 6.84 | - | 3020 | 11200 | No | - | - | - | 6251.76 | 24124.8 | No | 2760.28 | 12062.4 | Yes | 1160 | 4480 | 25000 | 6 | 2680 | 12500 | Yes | 770 | 3750 | Yes | 7480 | 20000 | No | - | - | No | - | - | - | - | - | No | - | - | No | - | - | No | - | - | N/A | 75 | 3.455 | 3.459 | 3.888 | 4.299 | 4.1 | 4.159 | 1716 | 2610 | 7433 | 3714 | 4610 | 10016 | 1.5 | 1.5 | 2 | 3.483 | 4.107 | 4.742 | 3.888 | 4.479 | 4.848 | 9476 | 3431 | 560 | 2933 | 1495 | 366 | 1.5 | 2.5 | 3 | N/A | N/A | N/A | N/A | N/A | N/A | N/A | N/A | 47 | 3.2005 | 4.0592
[SEER Multi-Split <=65kW] GEMS (Air Conditioners up to 65kW) Determination 2019 | MEPS 2019 | AS/NZS 3823.1.4:2012 | AM080FXVAGR/EU |  | N/A | SAMSUNG | N/A | Ducted | vrf | N/A | Air | Air | South Korea,China | 6.54 | N/A | 22.4 | N/A | N/A | N/A | N/A | N/A | 6.64 | 25.2 | Calorimeter Room | 3.5122 | 3.9822 | N/A | - | N/A | N/A | N/A | N/A | N/A | N/A | N/A | N/A | N/A | N/A | N/A | N/A | N/A | N/A | N/A | N/A | N/A | Three | R410A | Australia,Fiji,New Zealand | 133296 | 2025-11-09 |  | Approved | Reverse Cycle | N/A | No | Class 20 | No | N/A | N/A | N/A | N/A | N/A | N/A | N/A | Available | N/A | N/A |  | http://www.samsung.com.au | N/A |  |  | AAC5470 | Yes | Variable output compressor | Inverter | No | - | 22400 | 6.54 | - | 2720 | 11200 | No | - | - | - | 5977.56 | 24124.8 | No | 2486.08 | 12062.4 | Yes | 1040 | 4480 | 25200 | 6.64 | 2760 | 12600 | Yes | 800 | 3780 | Yes | 8000 | 20200 | No | - | - | No | - | - | - | - | - | No | - | - | No | - | - | No | - | - | N/A | 77 | 3.698 | 3.699 | 4.196 | 4.689 | 4.464 | 4.514 | 1592 | 2427 | 6873 | 3393 | 4222 | 9218 | 2 | 2 | 2.5 | 3.339 | 3.932 | 4.609 | 3.748 | 4.32 | 4.714 | 9965 | 3611 | 581 | 3066 | 1562 | 380 | 1.5 | 2 | 3 | N/A | N/A | N/A | N/A | N/A | N/A | N/A | N/A | 49 | 3.3405 | 3.7028
[SEER Multi-Split <=65kW] GEMS (Air Conditioners up to 65kW) Determination 2019 | MEPS 2019 | AS/NZS 3823.1.4:2012 | AM080JXVAGH/EU |  | N/A | SAMSUNG | N/A | Ducted | vrf | N/A | Air | Air | South Korea,China | 6.54 | N/A | 22.4 | N/A | N/A | N/A | N/A | N/A | 6.64 | 25.2 | Calorimeter Room | 3.5161 | 3.961 | N/A | - | N/A | N/A | N/A | N/A | N/A | N/A | N/A | N/A | N/A | N/A | N/A | N/A | N/A | N/A | N/A | N/A | N/A | Three | R410A | Australia,Fiji,New Zealand | 133385 | 2025-11-09 |  | Approved | Reverse Cycle | N/A | No | Class 20 | No | N/A | N/A | N/A | N/A | N/A | N/A | N/A | Available | N/A | N/A |  | http://www.samsung.com.au | N/A |  |  | AAC5465 | Yes | Variable output compressor | Inverter | No | - | 22400 | 6.54 | - | 2720 | 11200 | No | - | - | - | 5977.56 | 24124.8 | No | 2486.08 | 12062.4 | Yes | 1040 | 4480 | 25200 | 6.64 | 2760 | 12600 | Yes | 800 | 3780 | Yes | 8000 | 20200 | No | - | - | No | - | - | - | - | - | No | - | - | No | - | - | No | - | - | N/A | 77 | 3.698 | 3.699 | 4.196 | 4.689 | 4.464 | 4.514 | 1592 | 2427 | 6873 | 3393 | 4222 | 9218 | 2 | 2 | 2.5 | 3.339 | 3.932 | 4.609 | 3.748 | 4.32 | 4.714 | 9965 | 3611 | 581 | 3066 | 1562 | 380 | 1.5 | 2 | 3 | N/A | N/A | N/A | N/A | N/A | N/A | N/A | N/A | 49 | 3.3405 | 3.7028
[SEER Multi-Split <=65kW] GEMS (Air Conditioners up to 65kW) Determination 2019 | MEPS 2019 | AS/NZS 3823.1.4:2012 | AM100FXVAGR/EU |  | N/A | SAMSUNG | N/A | Ducted | vrf | N/A | Air | Air | South Korea,China | 8.725 | N/A | 28 | N/A | N/A | N/A | N/A | N/A | 8.625 | 31.5 | Calorimeter Room | 3.3639 | 3.7589 | N/A | - | N/A | N/A | N/A | N/A | N/A | N/A | N/A | N/A | N/A | N/A | N/A | N/A | N/A | N/A | N/A | N/A | N/A | Three | R410A | Australia,Fiji,New Zealand | 133400 | 2025-11-09 |  | Approved | Reverse Cycle | N/A | No | Class 20 | No | N/A | N/A | N/A | N/A | N/A | N/A | N/A | Available | N/A | N/A |  | http://www.samsung.com.au | N/A |  |  | AAC5471 | Yes | Variable output compressor | Inverter | No | - | 28000 | 8.725 | - | 3630 | 14000 | No | - | - | - | 7974.65 | 30156 | No | 3317.82 | 15078 | Yes | 1400 | 5600 | 31500 | 8.625 | 3600 | 15750 | Yes | 1040 | 4730 | Yes | 10380 | 25200 | No | - | - | No | - | - | - | - | - | No | - | - | No | - | - | No | - | - | N/A | 79 | 3.605 | 3.575 | 3.971 | 4.461 | 4.233 | 4.252 | 2072 | 3178 | 9118 | 4490 | 5598 | 12263 | 2 | 2 | 2 | 3.22 | 3.779 | 4.426 | 3.614 | 4.153 | 4.53 | 12881 | 4657 | 719 | 3945 | 2000 | 465 | 1.5 | 2 | 2.5 | N/A | N/A | N/A | N/A | N/A | N/A | N/A | N/A | 49 | 3.1494 | 3.5834
[SEER Multi-Split <=65kW] GEMS (Air Conditioners up to 65kW) Determination 2019 | MEPS 2019 | AS/NZS 3823.1.4:2012 | AM100JXVAGH/EU |  | N/A | SAMSUNG | N/A | Ducted | fixed | N/A | Air | Air | China | 8.775 | N/A | 28 | N/A | N/A | N/A | N/A | N/A | 8.575 | 31.5 | Calorimeter Room | 3.352 | 3.736 | N/A | - | N/A | N/A | N/A | N/A | N/A | N/A | N/A | N/A | N/A | N/A | N/A | N/A | N/A | N/A | N/A | N/A | N/A | Three | R410A | Australia,Fiji,New Zealand | 133624 | 2025-11-09 |  | Approved | Reverse Cycle | N/A | No | Class 20 | No | N/A | N/A | N/A | N/A | N/A | N/A | N/A | Available | N/A | N/A |  | http://www.samsung.com.au | N/A |  |  | AAC5472 | Yes | Variable output compressor | Inverter | No | - | 28000 | 8.775 | - | 3660 | 14000 | No | - | - | - | 8020.35 | 30156 | No | 3345.24 | 15078 | Yes | 1400 | 5600 | 31500 | 8.575 | 3580 | 15750 | Yes | 1030 | 4730 | Yes | 10320 | 25200 | No | - | - | No | - | - | - | - | - | No | - | - | No | - | - | No | - | - | N/A | 79 | 3.585 | 3.556 | 3.947 | 4.44 | 4.213 | 4.226 | 2084 | 3196 | 9175 | 4512 | 5625 | 12341 | 2 | 2 | 2 | 3.238 | 3.802 | 4.458 | 3.637 | 4.184 | 4.566 | 12812 | 4629 | 715 | 3920 | 1986 | 462 | 1.5 | 2 | 2.5 | N/A | N/A | N/A | N/A | N/A | N/A | N/A | N/A | 49 | 3.1318 | 3.6039
[SEER Multi-Split <=65kW] GEMS (Air Conditioners up to 65kW) Determination 2019 | MEPS 2019 | AS/NZS 3823.1.4:2012 | AM100KXMDGH/EU |  | N/A | SAMSUNG | N/A | Ducted | fixed | N/A | Air | Air | China | 8.85 | N/A | 28 | N/A | N/A | N/A | N/A | N/A | 8.665 | 31.5 | Calorimeter Room | 3.2132 | 3.786 | N/A | - | N/A | N/A | N/A | N/A | N/A | N/A | N/A | N/A | N/A | N/A | N/A | N/A | N/A | N/A | N/A | N/A | N/A | Three | R410A | Australia,Fiji,New Zealand | 134367 | 2025-12-08 |  | Approved | Reverse Cycle | N/A | No | Class 20 | No | N/A | N/A | N/A | N/A | N/A | N/A | N/A | Available | N/A | N/A |  | http://www.samsung.com.au | N/A |  |  | AAC5544 | Yes | Variable output compressor | Inverter | No | - | 28000 | 8.85 | - | 3840 | 14000 | No | - | - | - | 8088.9 | 30156 | No | 3509.76 | 15078 | Yes | 1470 | 5600 | 31500 | 8.665 | 3610 | 15750 | Yes | 1040 | 4730 | Yes | 10140 | 25200 | No | - | - | No | - | - | - | - | - | No | - | - | No | - | - | No | - | - | N/A | 75 | 3.489 | 3.466 | 3.83 | 4.277 | 4.065 | 4.088 | 2148 | 3287 | 9464 | 4691 | 5838 | 12765 | 1.5 | 1.5 | 2 | 3.231 | 3.777 | 4.418 | 3.621 | 4.153 | 4.524 | 12834 | 4653 | 716 | 3932 | 1996 | 461 | 1.5 | 2 | 2.5 | N/A | N/A | N/A | N/A | N/A | N/A | N/A | N/A | 47 | 3.1081 | 3.5699
[SEER Multi-Split <=65kW] GEMS (Air Conditioners up to 65kW) Determination 2019 | MEPS 2019 | AS/NZS 3823.1.4:2012 | AM120FXVAGR/EU |  | N/A | SAMSUNG | N/A | Ducted | fixed | N/A | Air | Air | China,South Korea | 10.345 | N/A | 33.6 | N/A | N/A | N/A | N/A | N/A | 10.645 | 37.8 | Calorimeter Room | 3.3171 | 3.5558 | N/A | - | N/A | N/A | N/A | N/A | N/A | N/A | N/A | N/A | N/A | N/A | N/A | N/A | N/A | N/A | N/A | N/A | N/A | Three | R410A | Australia,Fiji,New Zealand | 133626 | 2025-11-09 |  | Approved | Reverse Cycle | N/A | No | Class 20 | No | N/A | N/A | N/A | N/A | N/A | N/A | N/A | Available | N/A | N/A |  | http://www.samsung.com.au | N/A |  |  | AAC5473 | Yes | Variable output compressor | Inverter | No | No | 33600 | 10.345 | - | 4460 | 16800 | No | - | - | - | 9455.33 | 36187.2 | No | 4076.44 | 18093.6 | Yes | 1710 | 6720 | 37800 | 10.645 | 4590 | 18900 | Yes | 1320 | 5670 | Yes | 13250 | 30200 | No | - | - | No | - | - | - | - | - | - | - | - | No | - | - | No | - | - | N/A | - | 3.641 | 3.606 | 3.959 | 4.436 | 4.209 | 4.221 | 2482 | 3806 | 11000 | 5440 | 6776 | 14844 | 2 | 2 | 2 | 3.072 | 3.592 | 4.178 | 3.436 | 3.934 | 4.275 | 16177 | 5845 | 881 | 4952 | 2507 | 564 | 1.5 | 2 | 2.5 | N/A | N/A | N/A | N/A | N/A | N/A | N/A | N/A | 49 | 3.1968 | 3.4966
[SEER Multi-Split <=65kW] GEMS (Air Conditioners up to 65kW) Determination 2019 | MEPS 2019 | AS/NZS 3823.1.4:2012 | AM120JXVAGH/EU |  | N/A | SAMSUNG | N/A | Ducted | fixed | N/A | Air | Air | China | 10.47 | N/A | 33.6 | N/A | N/A | N/A | N/A | N/A | 10.34 | 37.8 | Calorimeter Room | 3.3829 | 3.7781 | N/A | - | N/A | N/A | N/A | N/A | N/A | N/A | N/A | N/A | N/A | N/A | N/A | N/A | N/A | N/A | N/A | N/A | N/A | Three | R410A | Australia,Fiji,New Zealand | 133641 | 2025-11-10 |  | Approved | Reverse Cycle | N/A | No | Class 20 | No | N/A | N/A | N/A | N/A | N/A | N/A | N/A | Available | N/A | N/A |  | http://www.samsung.com.au | N/A |  |  | AAC5480 | Yes | Variable output compressor | Inverter | No | No | 33600 | 10.47 | - | 4360 | 16800 | No | - | - | - | 9569.58 | 36187.2 | No | 3985.04 | 18093.6 | Yes | 1670 | 6720 | 37800 | 10.34 | 4300 | 18900 | Yes | 1240 | 5670 | Yes | 12430 | 30200 | No | - | - | No | - | - | - | - | - | No | - | - | No | - | - | No | - | - | N/A | - | 3.683 | 3.636 | 3.994 | 4.509 | 4.271 | 4.267 | 2453 | 3773 | 10903 | 5350 | 6677 | 14683 | 2 | 2 | 2 | 3.227 | 3.79 | 4.447 | 3.625 | 4.17 | 4.552 | 15406 | 5546 | 836 | 4699 | 2371 | 535 | 1.5 | 2 | 2.5 | N/A | N/A | N/A | N/A | N/A | N/A | N/A | N/A | 49 | 3.1592 | 3.5981
[SEER Multi-Split <=65kW] GEMS (Air Conditioners up to 65kW) Determination 2019 | MEPS 2019 | AS/NZS 3823.1.4:2012 | AM120KXMDGH/EU |  | N/A | SAMSUNG | N/A | Ducted | fixed | N/A | Air | Air | China | 10.5 | N/A | 33.5 | N/A | N/A | N/A | N/A | N/A | 9.54 | 37.5 | Calorimeter Room | 3.229 | 3.9769 | N/A | - | N/A | N/A | N/A | N/A | N/A | N/A | N/A | N/A | N/A | N/A | N/A | N/A | N/A | N/A | N/A | N/A | N/A | Three | R410A | Australia,Fiji,New Zealand | 134372 | 2025-12-01 |  | Approved | Reverse Cycle | N/A | No | Class 20 | No | N/A | N/A | N/A | N/A | N/A | N/A | N/A | Available | N/A | N/A |  | http://www.samsung.com.au | N/A |  |  | AAC5539 | Yes | Variable output compressor | Inverter | No | No | 33500 | 10.5 | - | 4620 | 16750 | No | - | - | - | 9597 | 36079.5 | No | 4222.68 | 18039.75 | Yes | 1770 | 6700 | 37500 | 9.54 | 4210 | 18750 | Yes | 1210 | 5630 | Yes | 11830 | 30000 | No | - | - | No | - | - | - | - | - | No | - | - | No | - | - | No | - | - | N/A | - | 3.552 | 3.518 | 3.849 | 4.299 | 4.082 | 4.096 | 2543 | 3897 | 11289 | 5603 | 6974 | 15259 | 2 | 2 | 2 | 3.332 | 3.912 | 4.526 | 3.72 | 4.274 | 4.629 | 14801 | 5330 | 812 | 4542 | 2294 | 521 | 1.5 | 2 | 3 | N/A | N/A | N/A | N/A | N/A | N/A | N/A | N/A | 47 | 3.1429 | 3.8664
[SEER Multi-Split <=65kW] GEMS (Air Conditioners up to 65kW) Determination 2019 | MEPS 2019 | AS/NZS 3823.1.4:2012 | AM140FXVAGR/EU |  | N/A | SAMSUNG | N/A | Ducted | fixed | N/A | Air | Air | China,South Korea | 11.595 | N/A | 40 | N/A | N/A | N/A | N/A | N/A | 12.195 | 45 | Calorimeter Room | 3.5999 | 3.8159 | N/A | - | N/A | N/A | N/A | N/A | N/A | N/A | N/A | N/A | N/A | N/A | N/A | N/A | N/A | N/A | N/A | N/A | N/A | Three | R410A | Australia,Fiji,New Zealand | 133642 | 2025-11-10 |  | Approved | Reverse Cycle | N/A | No | Class 21 | No | N/A | N/A | N/A | N/A | N/A | N/A | N/A | Available | N/A | N/A |  | http://www.samsung.com.au | N/A |  |  | AAC5484 | Yes | Variable output compressor | Inverter | No | No | 40000 | 11.595 | - | 4830 | 20000 | No | - | - | - | 10597.83 | 43080 | No | 4414.62 | 21540 | Yes | 1860 | 8000 | 45000 | 12.195 | 5080 | 22500 | Yes | 1460 | 6750 | Yes | 14680 | 36000 | No | - | - | No | - | - | - | - | - | No | - | - | No | - | - | No | - | - | N/A | - | 3.981 | 3.925 | 4.297 | 4.851 | 4.593 | 4.588 | 2708 | 4169 | 12072 | 5926 | 7398 | 16264 | 2 | 2 | 2.5 | 3.254 | 3.824 | 4.488 | 3.656 | 4.21 | 4.597 | 18173 | 6526 | 969 | 5532 | 2781 | 617 | 1.5 | 2 | 2.5 | N/A | N/A | N/A | N/A | N/A | N/A | N/A | N/A | 51 | 3.3992 | 3.6386
[SEER Multi-Split <=65kW] GEMS (Air Conditioners up to 65kW) Determination 2019 | MEPS 2019 | AS/NZS 3823.1.4:2012 | AM140KXMDGH/EU |  | N/A | SAMSUNG | N/A | Ducted | fixed | N/A | Air | Air | China | 13.285 | N/A | 40 | N/A | N/A | N/A | N/A | N/A | 12.575 | 45 | Calorimeter Room | 3.1981 | 3.7169 | N/A | - | N/A | N/A | N/A | N/A | N/A | N/A | N/A | N/A | N/A | N/A | N/A | N/A | N/A | N/A | N/A | N/A | N/A | Three | R410A | Australia,Fiji,New Zealand | 134379 | 2025-12-01 |  | Approved | Reverse Cycle | N/A | No | Class 21 | No | N/A | N/A | N/A | N/A | N/A | N/A | N/A | Available | N/A | N/A |  | http://www.samsung.com.au | N/A |  |  | AAC5537 | Yes | Variable output compressor | Inverter | No | No | 40000 | 13.285 | - | 5540 | 20000 | No | - | - | - | 12142.49 | 43080 | No | 5063.56 | 21540 | Yes | 2130 | 8000 | 45000 | 12.575 | 5240 | 22500 | Yes | 1510 | 6750 | Yes | 14740 | 36000 | No | - | - | No | - | - | - | - | - | No | - | - | No | - | - | No | - | - | N/A | - | 3.542 | 3.477 | 3.768 | 4.269 | 4.035 | 4.015 | 3066 | 4733 | 13795 | 6757 | 8443 | 18610 | 2 | 1.5 | 2 | 3.185 | 3.718 | 4.346 | 3.567 | 4.086 | 4.449 | 18554 | 6697 | 986 | 5659 | 2854 | 626 | 1.5 | 2 | 2.5 | N/A | N/A | N/A | N/A | N/A | N/A | N/A | N/A | 47 | 2.9753 | 3.5339
[SEER Multi-Split <=65kW] GEMS (Air Conditioners up to 65kW) Determination 2019 | MEPS 2019 | AS/NZS 3823.1.4:2012 | AM140KXVAGH/EU |  | N/A | SAMSUNG | N/A | Ducted | vrf | N/A | Air | Air | China | 13.265 | N/A | 40 | N/A | N/A | N/A | N/A | N/A | 12.495 | 45 | Calorimeter Room | 3.116 | 3.6 | N/A | - | N/A | N/A | N/A | N/A | N/A | N/A | N/A | N/A | N/A | N/A | N/A | N/A | N/A | N/A | N/A | N/A | N/A | Three | R410A | Australia | 135786 | 2026-02-23 |  | Approved | Reverse Cycle | N/A | No | Class 21 | No | N/A | N/A | N/A | N/A | N/A | N/A | N/A | Available | N/A | N/A |  | http://www.samsung.com.au | N/A |  |  | AAC5794 | Yes | Variable output compressor | Inverter | No | No | 40000 | 13.265 | - | 5520 | 20000 | No | - | - | - | 12124.21 | 43080 | No | 5045.28 | 21540 | Yes | 2120 | 8000 | 45000 | 12.495 | 5210 | 22500 | Yes | 1500 | 6750 | Yes | 15090 | 36000 | No | - | - | No | - | - | - | - | - | No | - | - | No | - | - | No | - | - | N/A | - | 3.528 | 3.468 | 3.772 | 4.271 | 4.039 | 4.023 | 3070 | 4736 | 13771 | 6745 | 8427 | 18566 | 2 | 1.5 | 2 | 3.181 | 3.73 | 4.373 | 3.571 | 4.104 | 4.477 | 18588 | 6687 | 991 | 5662 | 2851 | 631 | 1.5 | 2 | 2.5 | N/A | N/A | N/A | N/A | N/A | N/A | N/A | N/A | 51 | 2.9768 | 3.5524
[SEER Multi-Split <=65kW] GEMS (Air Conditioners up to 65kW) Determination 2019 | MEPS 2019 | AS/NZS 3823.1.4:2012 | AM160FXVAGR/EU |  | N/A | SAMSUNG | N/A | Ducted | fixed | N/A | Air | Air | China,South Korea | 13.715 | N/A | 45 | N/A | N/A | N/A | N/A | N/A | 14.215 | 50 | Calorimeter Room | 3.3301 | 3.609 | N/A | - | N/A | N/A | N/A | N/A | N/A | N/A | N/A | N/A | N/A | N/A | N/A | N/A | N/A | N/A | N/A | N/A | N/A | Three | R410A | Australia,Fiji,New Zealand | 133643 | 2025-11-10 |  | Approved | Reverse Cycle | N/A | No | Class 21 | No | N/A | N/A | N/A | N/A | N/A | N/A | N/A | Available | N/A | N/A |  | http://www.samsung.com.au | N/A |  |  | AAC5481 | Yes | Variable output compressor | Inverter | No | No | 45000 | 13.715 | - | 5720 | 22500 | No | - | - | - | 12535.51 | 48465 | No | 5228.08 | 24232.5 | Yes | 2200 | 9000 | 50000 | 14.215 | 5920 | 25000 | Yes | 1700 | 7500 | Yes | 17160 | 40000 | No | - | - | No | - | - | - | - | - | No | - | - | No | - | - | No | - | - | N/A | - | 3.652 | 3.628 | 4.047 | 4.54 | 4.311 | 4.336 | 3277 | 5020 | 14368 | 7081 | 8823 | 19316 | 2 | 2 | 2.5 | 3.118 | 3.65 | 4.28 | 3.501 | 4.018 | 4.385 | 21124 | 7657 | 1185 | 6467 | 3285 | 765 | 1.5 | 2 | 2.5 | N/A | N/A | N/A | N/A | N/A | N/A | N/A | N/A | 82 | 3.2161 | 3.4501
[SEER Multi-Split <=65kW] GEMS (Air Conditioners up to 65kW) Determination 2019 | MEPS 2019 | AS/NZS 3823.1.4:2012 | AM160KXVAGH/EU |  | N/A | SAMSUNG | N/A | Ducted | vrf | N/A | Air | Air | China | 14.815 | N/A | 45 | N/A | N/A | N/A | N/A | N/A | 14.325 | 50.4 | Calorimeter Room | 3.143 | 3.617 | N/A | - | N/A | N/A | N/A | N/A | N/A | N/A | N/A | N/A | N/A | N/A | N/A | N/A | N/A | N/A | N/A | N/A | N/A | Three | R410A | Australia | 135864 | 2026-02-23 |  | Approved | Reverse Cycle | N/A | No | Class 21 | No | N/A | N/A | N/A | N/A | N/A | N/A | N/A | Available | N/A | N/A |  | http://www.samsung.com.au | N/A |  |  | AAC5795 | Yes | Variable output compressor | Inverter | No | No | 45000 | 14.815 | - | 6170 | 22500 | No | - | - | - | 13540.91 | 48465 | No | 5639.38 | 24232.5 | Yes | 2370 | 9000 | 50400 | 14.325 | 5970 | 25200 | Yes | 1720 | 7560 | Yes | 17290 | 40300 | No | - | - | No | - | - | - | - | - | No | - | - | No | - | - | No | - | - | N/A | - | 3.418 | 3.388 | 3.76 | 4.228 | 4.011 | 4.025 | 3514 | 5391 | 15481 | 7617 | 9496 | 20823 | 1.5 | 1.5 | 2 | 3.116 | 3.647 | 4.273 | 3.496 | 4.01 | 4.374 | 21306 | 7723 | 1194 | 6526 | 3316 | 771 | 1.5 | 2 | 2.5 | N/A | N/A | N/A | N/A | N/A | N/A | N/A | N/A | 82 | 2.9817 | 3.4515
[SEER Multi-Split <=65kW] GEMS (Air Conditioners up to 65kW) Determination 2019 | MEPS 2019 | AS/NZS 3823.1.4:2012 | AM180FXVAGR/EU |  | N/A | SAMSUNG | N/A | Ducted | fixed | N/A | Air | Air | China,South Korea | 15.98 | N/A | 50.4 | N/A | N/A | N/A | N/A | N/A | 15 | 56.7 | Calorimeter Room | 3.333 | 3.918 | N/A | - | N/A | N/A | N/A | N/A | N/A | N/A | N/A | N/A | N/A | N/A | N/A | N/A | N/A | N/A | N/A | N/A | N/A | Three | R410A | Australia,Fiji,New Zealand | 133644 | 2025-11-09 |  | Approved | Reverse Cycle | N/A | No | Class 21 | No | N/A | N/A | N/A | N/A | N/A | N/A | N/A | Available | N/A | N/A |  | http://www.samsung.com.au | N/A |  |  | AAC5474 | Yes | Variable output compressor | Inverter | No | No | 50400 | 15.98 | - | 6670 | 25200 | No | - | - | - | 14605.72 | 54280.8 | No | 6096.38 | 27140.4 | Yes | 2560 | 10080 | 56700 | 15 | 6250 | 28350 | Yes | 1800 | 8510 | Yes | 18100 | 45400 | No | - | - | No | - | - | - | - | - | No | - | - | No | - | - | No | - | - | N/A | - | 3.576 | 3.539 | 3.908 | 4.401 | 4.173 | 4.18 | 3774 | 5796 | 16695 | 8208 | 10237 | 22471 | 2 | 2 | 2 | 3.322 | 3.913 | 4.593 | 3.734 | 4.308 | 4.703 | 22467 | 8086 | 1240 | 6864 | 3465 | 799 | 1.5 | 2 | 3 | N/A | N/A | N/A | N/A | N/A | N/A | N/A | N/A | 82 | 3.1002 | 3.7114
[SEER Multi-Split <=65kW] GEMS (Air Conditioners up to 65kW) Determination 2019 | MEPS 2019 | AS/NZS 3823.1.4:2012 | AM180KXVAGH/EU |  | N/A | SAMSUNG | N/A | Ducted | vrf | N/A | Air | Air | China | 15.7 | N/A | 50.4 | N/A | N/A | N/A | N/A | N/A | 15.01 | 56.7 | Calorimeter Room | 3.2791 | 3.9471 | N/A | - | N/A | N/A | N/A | N/A | N/A | N/A | N/A | N/A | N/A | N/A | N/A | N/A | N/A | N/A | N/A | N/A | N/A | Three | R410A | Australia | 136094 | 2026-02-23 |  | Approved | Reverse Cycle | N/A | No | Class 21 | No | N/A | N/A | N/A | N/A | N/A | N/A | N/A | Available | N/A | N/A |  | http://www.samsung.com.au | N/A |  |  | AAC5796 | Yes | Variable output compressor | Inverter | No | No | 50400 | 15.7 | - | 6540 | 25200 | No | - | - | - | 14349.8 | 54280.8 | No | 5977.56 | 27140.4 | Yes | 2510 | 10080 | 56700 | 15.01 | 6250 | 28350 | Yes | 1800 | 8510 | Yes | 18110 | 45400 | No | - | - | - | - | - | - | - | - | No | - | - | No | - | - | No | - | - | N/A | - | 3.637 | 3.601 | 3.981 | 4.482 | 4.25 | 4.259 | 3708 | 5694 | 16388 | 8056 | 10047 | 22053 | 2 | 2 | 2 | 3.322 | 3.913 | 4.593 | 3.734 | 4.307 | 4.703 | 22473 | 8087 | 1240 | 6865 | 3465 | 799 | 1.5 | 2 | 3 | N/A | N/A | N/A | N/A | N/A | N/A | N/A | N/A | 82 | 3.1545 | 3.709
[SEER Multi-Split <=65kW] GEMS (Air Conditioners up to 65kW) Determination 2019 | MEPS 2019 | AS/NZS 3823.1.4:2012 | AM200FXVAGR/EU |  | N/A | SAMSUNG | N/A | Ducted | fixed | N/A | Air | Air | China,South Korea | 18.31 | N/A | 56 | N/A | N/A | N/A | N/A | N/A | 17.02 | 63 | Calorimeter Room | 3.149 | 3.8789 | N/A | - | N/A | N/A | N/A | N/A | N/A | N/A | N/A | N/A | N/A | N/A | N/A | N/A | N/A | N/A | N/A | N/A | N/A | Three | R410A | Australia,Fiji,New Zealand | 133645 | 2025-11-12 |  | Approved | Reverse Cycle | N/A | No | Class 21 | No | N/A | N/A | N/A | N/A | N/A | N/A | N/A | Available | N/A | N/A |  | http://www.samsung.com.au | N/A |  |  | AAC5486 | Yes | Variable output compressor | Inverter | No | No | 56000 | 18.31 | - | 7630 | 28000 | No | - | - | - | 16735.34 | 60312 | No | 6973.82 | 30156 | Yes | 2930 | 11200 | 63000 | 17.02 | 7090 | 31500 | Yes | 2040 | 9450 | Yes | 20560 | 50400 | No | - | - | No | - | - | - | - | - | No | - | - | No | - | - | No | - | - | N/A | - | 3.523 | 3.475 | 3.808 | 4.3 | 4.072 | 4.067 | 4280 | 6588 | 19067 | 9357 | 11680 | 25685 | 2 | 1.5 | 2 | 3.26 | 3.834 | 4.499 | 3.663 | 4.22 | 4.608 | 25420 | 9142 | 1379 | 7752 | 3907 | 884 | 1.5 | 2 | 2.5 | N/A | N/A | N/A | N/A | N/A | N/A | N/A | N/A | 82 | 3.0128 | 3.6422
[SEER Multi-Split <=65kW] GEMS (Air Conditioners up to 65kW) Determination 2019 | MEPS 2019 | AS/NZS 3823.1.4:2012 | AM200KXVAGH/EU |  | N/A | SAMSUNG | N/A | Ducted | vrf | N/A | Air | Air | China | 17.3 | N/A | 56 | N/A | N/A | N/A | N/A | N/A | 17.03 | 63 | Calorimeter Room | 3.278 | 3.8569 | N/A | - | N/A | N/A | N/A | N/A | N/A | N/A | N/A | N/A | N/A | N/A | N/A | N/A | N/A | N/A | N/A | N/A | N/A | Three | R410A | Australia | 136095 | 2026-02-23 |  | Approved | Reverse Cycle | N/A | No | Class 21 | No | N/A | N/A | N/A | N/A | N/A | N/A | N/A | Available | N/A | N/A |  | http://www.samsung.com.au | N/A |  |  | AAC5792 | Yes | Variable output compressor | Inverter | No | No | 56000 | 17.3 | - | 7200 | 28000 | No | - | - | - | 15812.2 | 60312 | No | 6580.8 | 30156 | Yes | 2770 | 11200 | 63000 | 17.03 | 7090 | 31500 | Yes | 2040 | 9450 | Yes | 20580 | 50400 | No | - | - | No | - | - | - | - | - | No | - | - | No | - | - | No | - | - | N/A | - | 3.709 | 3.663 | 4.026 | 4.541 | 4.302 | 4.303 | 4057 | 6240 | 18022 | 8851 | 11046 | 24268 | 2 | 2 | 2.5 | 3.259 | 3.833 | 4.499 | 3.663 | 4.219 | 4.608 | 25429 | 9144 | 1379 | 7753 | 3908 | 884 | 1.5 | 2 | 2.5 | N/A | N/A | N/A | N/A | N/A | N/A | N/A | N/A | 82 | 3.186 | 3.6401
[SEER Multi-Split <=65kW] GEMS (Air Conditioners up to 65kW) Determination 2019 | MEPS 2019 | AS/NZS 3823.1.4:2012 | AM220FXVAGR/EU |  | N/A | SAMSUNG | N/A | Ducted | fixed | N/A | Air | Air | China,South Korea | 20.86 | N/A | 61.6 | N/A | N/A | N/A | N/A | N/A | 20.21 | 69.3 | Calorimeter Room | 3.0321 | 3.4339 | N/A | - | N/A | N/A | N/A | N/A | N/A | N/A | N/A | N/A | N/A | N/A | N/A | N/A | N/A | N/A | N/A | N/A | N/A | Three | R410A | Australia,Fiji,New Zealand | 133646 | 2025-11-09 |  | Approved | Reverse Cycle | N/A | No | Class 21 | No | N/A | N/A | N/A | N/A | N/A | N/A | N/A | Available | N/A | N/A |  | http://www.samsung.com.au | N/A |  |  | AAC5475 | Yes | Variable output compressor | Inverter | No | No | 61600 | 20.86 | - | 8700 | 30800 | No | - | - | - | 19066.04 | 66343.2 | No | 7951.8 | 33171.6 | Yes | 3340 | 12320 | 69300 | 20.21 | 8420 | 34650 | Yes | 2420 | 10400 | Yes | 24420 | 55400 | No | - | - | No | - | - | - | - | - | No | - | - | No | - | - | No | - | - | N/A | - | 3.443 | 3.387 | 3.687 | 4.172 | 3.947 | 3.932 | 4841 | 7464 | 21690 | 10631 | 13279 | 29243 | 1.5 | 1.5 | 2 | 3.046 | 3.558 | 4.17 | 3.418 | 3.916 | 4.272 | 29895 | 10794 | 1599 | 9109 | 4600 | 1018 | 1.5 | 2 | 2.5 | N/A | N/A | N/A | N/A | N/A | N/A | N/A | N/A | 82 | 2.9143 | 3.3826
[SEER Multi-Split <=65kW] GEMS (Air Conditioners up to 65kW) Determination 2019 | MEPS 2019 | AS/NZS 3823.1.4:2012 | AM220KXVAGH/EU |  | N/A | SAMSUNG | N/A | Ducted | vrf | N/A | Air | Air | China | 20.86 | N/A | 61.6 | N/A | N/A | N/A | N/A | N/A | 20.21 | 69.3 | Calorimeter Room | 3.012 | 3.426 | N/A | - | N/A | N/A | N/A | N/A | N/A | N/A | N/A | N/A | N/A | N/A | N/A | N/A | N/A | N/A | N/A | N/A | N/A | Three | R410A | Australia | 136096 | 2026-02-23 |  | Approved | Reverse Cycle | N/A | No | Class 21 | No | N/A | N/A | N/A | N/A | N/A | N/A | N/A | Available | N/A | N/A |  | http://www.samsung.com.au | N/A |  |  | AAC5793 | Yes | Variable output compressor | Inverter | No | No | 61600 | 20.86 | - | 8700 | 30800 | No | - | - | - | 19066.04 | 66343.2 | No | 7951.8 | 33171.6 | Yes | 3340 | 12320 | 69300 | 20.21 | 8420 | 34650 | Yes | 2420 | 10400 | Yes | 24420 | 55400 | No | - | - | No | - | - | - | - | - | No | - | - | No | - | - | No | - | - | N/A | - | 3.443 | 3.387 | 3.687 | 4.172 | 3.947 | 3.932 | 4841 | 7464 | 21690 | 10631 | 13279 | 29243 | 1.5 | 1.5 | 2 | 3.046 | 3.558 | 4.17 | 3.418 | 3.916 | 4.272 | 29895 | 10794 | 1599 | 9109 | 4600 | 1018 | 1.5 | 2 | 2.5 | N/A | N/A | N/A | N/A | N/A | N/A | N/A | N/A | 82 | 2.9143 | 3.3826
[SEER Multi-Split >65kW] GEMS (Air Conditioners above 65kW) Determination 2022 | MEPS 2020 | AS/NZS 3823.1.4:2012 | AM260KXVAGH/EU |  | N/A | SAMSUNG | 7300 | Ducted | vrf | N/A | Air | Air | China | 23920 | 65500 | 72.8 | N/A | N/A | N/A | N/A | N/A | 23010 | 81.9 | Calorimeter Room | 3.116 | 3.611 | N/A | - | N/A | N/A | N/A | N/A | N/A | N/A | N/A | N/A | N/A | N/A | N/A | N/A | N/A | N/A | N/A | N/A | N/A | Three-phase | R410A | Australia,Fiji,New Zealand | 144661 | 2027-09-30 |  | Approved | Reverse Cycle | N/A | No | Class 27 | No | N/A | N/A | N/A | N/A | N/A | N/A | N/A | Available | N/A | N/A |  | http://www.samsung.com.au | N/A |  |  | AAC6954 | Yes | Variable output compressor | Inverter | No | No | 72800 | 23920 | - | 9980 | 36400 | No | - | - | - | - | - | No | - | - | Yes | 3830 | 14560 | 81900 | 23010 | 9590 | 40950 | Yes | 2760 | 12290 | Yes | 27690 | 65500 | No | - | - | No | - | - | - | - | - | No | - | - | No | - | - | No | - | - | N/A | N/A | 3.589 | 3.522 | 3.811 | 4.321 | 4.083 | 4.059 | 5512 | 8512 | 24831 | 12155 | 15192 | 33503 | 2 | 2 | 2 | 3.151 | 3.69 | 4.325 | 3.536 | 4.06 | 4.429 | 34127 | 12271 | 1794 | 10380 | 5220 | 1137 | 1.5 | 2 | 2.5 | N/A | N/A | N/A | N/A | N/A | N/A | N/A | N/A | 82 | 3.0086 | 3.517
[SEER Multi-Split >65kW] GEMS (Air Conditioners above 65kW) Determination 2022 | MEPS 2020 | AS/NZS 3823.1.4:2012 | AM260MXVGNR/ET |  | N/A | SAMSUNG | 7300 | Ducted | vrf | N/A | Air | Air | China | 24820 | 65500 | 72.8 | N/A | N/A | N/A | N/A | N/A | 19070 | 72.8 | Calorimeter Room | 2.99 | 3.8471 | N/A | - | N/A | N/A | N/A | N/A | N/A | N/A | N/A | N/A | N/A | N/A | N/A | N/A | N/A | N/A | N/A | N/A | N/A | Three-phase | R410A | Australia,Fiji,New Zealand | 144675 | 2027-09-30 |  | Approved | Reverse Cycle | N/A | No | Class 27 | No | N/A | N/A | N/A | N/A | N/A | N/A | N/A | Available | N/A | N/A |  | http://www.samsung.com.au | N/A |  |  | AAC6985 | Yes | Variable output compressor | Inverter | No | No | 72800 | 24820 | - | 10350 | 36400 | No | - | - | - | - | - | No | - | - | Yes | 3980 | 14560 | 72800 | 19070 | 7940 | 36400 | Yes | 2290 | 10920 | Yes | 22970 | 58200 | No | - | - | No | - | - | - | - | - | No | - | - | No | - | - | No | - | - | N/A | N/A | 3.469 | 3.402 | 3.676 | 4.168 | 3.938 | 3.914 | 5709 | 8820 | 25751 | 12606 | 15757 | 34750 | 1.5 | 1.5 | 2 | 3.35 | 3.951 | 4.638 | 3.766 | 4.347 | 4.748 | 28561 | 10225 | 1522 | 8692 | 4362 | 971 | 1.5 | 2 | 3 | N/A | N/A | N/A | N/A | N/A | N/A | N/A | N/A | 82 | 2.9007 | 3.7628
[SEER Multi-Split >65kW] GEMS (Air Conditioners above 65kW) Determination 2022 | MEPS 2020 | AS/NZS 3823.1.4:2012 | AM280KXVAGH/EU |  | N/A | SAMSUNG | 7900 | Ducted | vrf | N/A | Air | Air | China | 26070 | 70700 | 78.6 | N/A | N/A | N/A | N/A | N/A | 25570 | 88.2 | Calorimeter Room | 3.11 | 3.584 | N/A | - | N/A | N/A | N/A | N/A | N/A | N/A | N/A | N/A | N/A | N/A | N/A | N/A | N/A | N/A | N/A | N/A | N/A | Three-phase | R410A | Australia,Fiji,New Zealand | 144672 | 2027-09-30 |  | Approved | Reverse Cycle | N/A | No | Class 27 | No | N/A | N/A | N/A | N/A | N/A | N/A | N/A | Available | N/A | N/A |  | http://www.samsung.com.au | N/A |  |  | AAC6946 | Yes | Variable output compressor | Inverter | No | No | 78600 | 26070 | - | 10880 | 39300 | No | - | - | - | - | - | No | - | - | Yes | 4180 | 15720 | 88200 | 25570 | 10650 | 44100 | Yes | 3070 | 13230 | Yes | 30820 | 70600 | No | - | - | No | - | - | - | - | - | No | - | - | No | - | - | No | - | - | N/A | N/A | 3.578 | 3.506 | 3.78 | 4.29 | 4.052 | 4.024 | 5985 | 9251 | 27043 | 13233 | 16543 | 36503 | 2 | 2 | 2 | 3.065 | 3.579 | 4.19 | 3.436 | 3.935 | 4.29 | 37759 | 13599 | 1971 | 11486 | 5780 | 1246 | 1.5 | 2 | 2.5 | N/A | N/A | N/A | N/A | N/A | N/A | N/A | N/A | 82 | 2.9832 | 3.4124
[SEER Multi-Split >65kW] GEMS (Air Conditioners above 65kW) Determination 2022 | MEPS 2020 | AS/NZS 3823.1.4:2012 | AM280MXVGNR/ET |  | N/A | SAMSUNG | 7900 | Ducted | vrf | N/A | Air | Air | China | 25040 | 70700 | 78.6 | N/A | N/A | N/A | N/A | N/A | 24160 | 88.2 | Calorimeter Room | 3.188 | 3.77 | N/A | - | N/A | N/A | N/A | N/A | N/A | N/A | N/A | N/A | N/A | N/A | N/A | N/A | N/A | N/A | N/A | N/A | N/A | Three-phase | R410A | Australia,Fiji,New Zealand | 144676 | 2027-09-30 |  | Approved | Reverse Cycle | N/A | No | Class 27 | No | N/A | N/A | N/A | N/A | N/A | N/A | N/A | Available | N/A | N/A |  | http://www.samsung.com.au | N/A |  |  | AAC6945 | Yes | Variable output compressor | Inverter | No | No | 78600 | 25040 | - | 10430 | 39300 | No | - | - | - | - | - | No | - | - | Yes | 4010 | 15720 | 88200 | 24160 | 10070 | 44100 | Yes | 2900 | 13230 | Yes | 29090 | 70600 | No | - | - | No | - | - | - | - | - | No | - | - | No | - | - | No | - | - | N/A | N/A | 3.718 | 3.645 | 3.937 | 4.467 | 4.22 | 4.193 | 5753 | 8889 | 25959 | 12703 | 15880 | 35029 | 2 | 2 | 2 | 3.223 | 3.782 | 4.434 | 3.618 | 4.161 | 4.54 | 35921 | 12881 | 1874 | 10917 | 5476 | 1186 | 1.5 | 2 | 2.5 | N/A | N/A | N/A | N/A | N/A | N/A | N/A | N/A | 82 | 3.1046 | 3.6093
[SEER Multi-Split >65kW] GEMS (Air Conditioners above 65kW) Determination 2022 | MEPS 2020 | AS/NZS 3823.1.4:2012 | AM300KXVAGH/EU |  | N/A | SAMSUNG | 8400 | Ducted | vrf | N/A | Air | Air | China | 28480 | 75600 | 84 | N/A | N/A | N/A | N/A | N/A | 26370 | 94.5 | Calorimeter Room | 3.015 | 3.757 | N/A | - | N/A | N/A | N/A | N/A | N/A | N/A | N/A | N/A | N/A | N/A | N/A | N/A | N/A | N/A | N/A | N/A | N/A | Three-phase | R410A | Australia,Fiji,New Zealand | 144673 | 2027-09-30 |  | Approved | Reverse Cycle | N/A | No | Class 27 | No | N/A | N/A | N/A | N/A | N/A | N/A | N/A | Available | N/A | N/A |  | http://www.samsung.com.au | N/A |  |  | AAC6984 | Yes | Variable output compressor | Inverter | No | No | 84000 | 28480 | - | 11860 | 42000 | No | - | - | - | - | - | No | - | - | Yes | 4560 | 16800 | 94500 | 26370 | 11000 | 47250 | Yes | 3170 | 14175 | Yes | 31740 | 75600 | No | - | - | No | - | - | - | - | - | No | - | - | No | - | - | No | - | - | N/A | N/A | 3.527 | 3.45 | 3.709 | 4.215 | 3.978 | 3.946 | 6504 | 10064 | 29479 | 14411 | 18023 | 39801 | 2 | 1.5 | 2 | 3.168 | 3.712 | 4.348 | 3.555 | 4.081 | 4.451 | 39131 | 14044 | 2028 | 11890 | 5966 | 1281 | 1.5 | 2 | 2.5 | N/A | N/A | N/A | N/A | N/A | N/A | N/A | N/A | 82 | 2.921 | 3.5463
[SEER Multi-Split >65kW] GEMS (Air Conditioners above 65kW) Determination 2022 | MEPS 2020 | AS/NZS 3823.1.4:2012 | AM300MXVANR/ET |  | N/A | SAMSUNG | 8400 | Ducted | vrf | N/A | Air | Air | China | 28475 | 75600 | 84 | N/A | N/A | N/A | N/A | N/A | 26365 | 94.5 | Calorimeter Room | 3 | 3.6451 | N/A | - | N/A | N/A | N/A | N/A | N/A | N/A | N/A | N/A | N/A | N/A | N/A | N/A | N/A | N/A | N/A | N/A | N/A | Three-phase | R410A | Australia,Fiji,New Zealand | 144680 | 2027-09-30 |  | Approved | Reverse Cycle | N/A | No | Class 27 | No | N/A | N/A | N/A | N/A | N/A | N/A | N/A | Available | N/A | N/A |  | http://www.samsung.com.au | N/A |  |  | AAC6955 | Yes | Variable output compressor | Inverter | No | No | 84000 | 28475 | - | 11860 | 42000 | No | - | - | - | - | - | No | - | - | Yes | 4560 | 16800 | 94500 | 26365 | 11000 | 47250 | Yes | 3170 | 14180 | Yes | 31740 | 75600 | No | - | - | No | - | - | - | - | - | No | - | - | No | - | - | No | - | - | N/A | N/A | 3.527 | 3.451 | 3.709 | 4.215 | 3.978 | 3.946 | 6504 | 10064 | 29477 | 14410 | 18023 | 39799 | 2 | 1.5 | 2 | 3.169 | 3.712 | 4.348 | 3.555 | 4.082 | 4.452 | 39128 | 14042 | 2028 | 11889 | 5965 | 1281 | 1.5 | 2 | 2.5 | N/A | N/A | N/A | N/A | N/A | N/A | N/A | N/A | 82 | 2.9215 | 3.547
[SEER Non Multi-Split <=65kW] GEMS (Air Conditioners up to 65kW) Determination 2019 | MEPS Oct 2011 | AS/NZS 3823.1.1:2012 | AC026TXAPKG/AC026TNNDKG |  | N/A | SAMSUNG ELECTRONICS | 0.29 | Non Ducted | Single Split System | Cassette | Air | Air | China | 0.59 | 2.31 | 2.6 | 575 | 0 | 0 | 0 | 250 | 0.85 | 3.3 | Calorimeter Room | 4.4622 | 4.0046 | Yes | 0 | N/A | 1 | 1 | 0 | 0 | N/A | N/A | N/A | 4.437 | 3.989 | N/A | N/A | 4.374 | 3.4781 | 4 | 3 | Calorimeter Room | Single | R32 | Australia,New Zealand | 124088 | 2024-09-25 |  | Approved | Reverse Cycle | 575 | No | Class 8 | No | - | No | - | - | - | - | 4.4622 | Unavailable | N/A | N/A |  | http://www.samsung.com.au | Yes |  | https://reg.energyrating.gov.au/static/common/images/star_ratings_2014/aircon_rating_4_3.png | AAC4250 | N/A | Variable output compressor,Variable speed fan systems | Inverter | N/A | N/A | N/A | 0.59 | N/A | N/A | N/A | N/A | N/A | N/A | N/A | N/A | N/A | N/A | N/A | N/A | N/A | N/A | N/A | N/A | 0.85 | N/A | N/A | N/A | N/A | N/A | N/A | N/A | N/A | N/A | N/A | N/A | N/A | N/A | N/A | N/A | N/A | N/A | N/A | N/A | N/A | N/A | N/A | N/A | N/A | N/A | N/A | N/A | N/A | N/A | N/A | N/A | N/A | N/A | N/A | N/A | N/A | N/A | N/A | N/A | N/A | N/A | N/A | N/A | N/A | N/A | N/A | N/A | N/A | N/A | N/A | N/A | N/A | N/A | N/A | N/A | N/A | N/A | N/A | N/A | N/A | N/A | N/A | N/A | N/A | N/A | N/A | N/A | 4.3817 | 3.867
[SEER Non Multi-Split <=65kW] GEMS (Air Conditioners up to 65kW) Determination 2019 | MEPS Oct 2011 | AS/NZS 3823.1.1:2012 | AC035TXAPKG / AC035TNNDKG |  | N/A | SAMSUNG ELECTRONICS | 0.73 | Non Ducted | Single Split System | Cassette | Air | Air | China | 0.95 | 2.77 | 3.5 | 575 | 0 | 0 | 0 | 250 | 1.08 | 4 | Calorimeter Room | 3.7516 | 3.7431 | Yes | 85 | N/A | 1 | 1 | 5.2536 | 5.1939 | N/A | N/A | N/A | 3.7384 | 3.7315 | N/A | N/A | 2.9768 | 2.963 | 2.5 | 2.5 | Calorimeter Room | Single | R32 | Australia,New Zealand | 124091 | 2024-09-25 |  | Approved | Reverse Cycle | 575 | No | Class 8 | No | - | No | - | - | - | - | 3.7516 | Unavailable | N/A | N/A |  | http://www.samsung.com.au | Yes |  | https://reg.energyrating.gov.au/static/common/images/star_ratings_2014/aircon_rating_2.5_2.5.png | AAC4251 | N/A | Variable output compressor,Variable speed fan systems | Inverter | N/A | N/A | N/A | 0.95 | N/A | N/A | N/A | N/A | N/A | N/A | N/A | N/A | N/A | N/A | N/A | N/A | N/A | N/A | N/A | N/A | 1.08 | N/A | N/A | N/A | N/A | N/A | N/A | N/A | N/A | N/A | N/A | N/A | N/A | N/A | N/A | N/A | N/A | N/A | N/A | N/A | N/A | N/A | N/A | N/A | N/A | N/A | N/A | N/A | N/A | N/A | N/A | N/A | N/A | N/A | N/A | N/A | N/A | N/A | N/A | N/A | N/A | N/A | N/A | N/A | N/A | N/A | N/A | N/A | N/A | N/A | N/A | N/A | N/A | N/A | N/A | N/A | N/A | N/A | N/A | N/A | N/A | N/A | N/A | N/A | N/A | N/A | N/A | N/A | 3.6711 | 3.6921
[SEER Non Multi-Split <=65kW] GEMS (Air Conditioners up to 65kW) Determination 2019 | MEPS Oct 2011 | AS/NZS 3823.1.1:2012 | AC052TXAPKG / AC052TNNDKG |  | N/A | SAMSUNG ELECTRONICS | 1.4 | Non Ducted | Single Split System | Cassette | Air | Air | China | 1.52 | 3.6 | 5 | 575 | 0 | 0 | 0 | 250 | 1.67 | 5.5 | Calorimeter Room | 3.3181 | 3.4253 | Yes | 85 | N/A | 1 | 1 | 4.6793 | 4.9315 | N/A | N/A | N/A | 3.3108 | 3.4183 | N/A | N/A | 2.1216 | 2.3365 | 2 | 2 | Calorimeter Room | Single | R32 | Australia,New Zealand | 124093 | 2024-09-26 |  | Approved | Reverse Cycle | 575 | Yes | Class 9 | No | - | No | - | - | - | - | 3.3181 | Unavailable | N/A | N/A |  | http://www.samsung.com.au | Yes |  | https://reg.energyrating.gov.au/static/common/images/star_ratings_2014/aircon_rating_2_2.png | AAC4252 | N/A | Variable output compressor,Variable speed fan systems | Inverter | N/A | N/A | N/A | 1.52 | N/A | N/A | N/A | N/A | N/A | N/A | N/A | N/A | N/A | N/A | N/A | N/A | N/A | N/A | N/A | N/A | 1.67 | N/A | N/A | N/A | N/A | N/A | N/A | N/A | N/A | N/A | N/A | N/A | N/A | N/A | N/A | N/A | N/A | N/A | N/A | N/A | N/A | N/A | N/A | N/A | N/A | N/A | N/A | N/A | N/A | N/A | N/A | N/A | N/A | N/A | N/A | N/A | N/A | N/A | N/A | N/A | N/A | N/A | N/A | N/A | N/A | N/A | N/A | N/A | N/A | N/A | N/A | N/A | N/A | N/A | N/A | N/A | N/A | N/A | N/A | N/A | N/A | N/A | N/A | N/A | N/A | N/A | N/A | N/A | 3.2822 | 3.2868
[SEER Non Multi-Split <=65kW] GEMS (Air Conditioners up to 65kW) Determination 2019 | MEPS Oct 2011 | AS/NZS 3823.1.2:2012 | AC052TXAPKG/SA / AC052TNHDKG/SA |  | N/A | SAMSUNG ELECTRONICS | 0.78 | Ducted | Single Split System | - | Air | Air | China | 1.41 | 4.42 | 5.2 | 700 | 0 | 0 | 0 | 250 | 1.5 | 6 | Calorimeter Room | 3.8003 | 4.2078 | Yes | 0 | N/A | 1 | 1 | 0 | 0 | N/A | N/A | N/A | 3.7914 | 4.1981 | N/A | N/A | 0 | 0 | 0 | 0 | Calorimeter Room | Single | R32 | Australia,Fiji,New Zealand | 123472 | 2024-09-20 |  | Approved | Reverse Cycle | 850 | Yes | Class 10 | Yes | - | - | Yes | Yes | Yes | - | 3.8003 | Unavailable | N/A | N/A |  | http://www.samsung.com.au | Yes |  |  | AAC4231 | N/A | Variable output compressor,Thermostatic expansion value | Inverter | N/A | N/A | N/A | 1.41 | N/A | N/A | N/A | N/A | N/A | N/A | N/A | N/A | N/A | N/A | N/A | N/A | N/A | N/A | N/A | N/A | 1.5 | N/A | N/A | N/A | N/A | N/A | N/A | N/A | N/A | N/A | N/A | N/A | N/A | N/A | N/A | N/A | N/A | N/A | N/A | N/A | N/A | N/A | N/A | N/A | N/A | N/A | N/A | N/A | N/A | N/A | N/A | N/A | N/A | N/A | N/A | N/A | N/A | N/A | N/A | N/A | N/A | N/A | N/A | N/A | N/A | N/A | N/A | N/A | N/A | N/A | N/A | N/A | N/A | N/A | N/A | N/A | N/A | N/A | N/A | N/A | N/A | N/A | N/A | N/A | N/A | N/A | N/A | N/A | 3.6791 | 3.991
[SEER Non Multi-Split <=65kW] GEMS (Air Conditioners up to 65kW) Determination 2019 | MEPS 2019 | AS/NZS 3823.1.2:2012 | AC052TXAPKG/SA / AC052TNHDKG/SA |  | N/A | SAMSUNG ELECTRONICS | N/A | Ducted | Single Split System | - | Air | Air | South Korea,China | 1.41 | N/A | 5.2 | N/A | N/A | N/A | N/A | N/A | 1.5 | 6 | Enthalpy Test Room | 3.6398 | 4.0386 | N/A | - | N/A | N/A | N/A | N/A | N/A | N/A | N/A | N/A | N/A | N/A | N/A | N/A | N/A | N/A | N/A | N/A | N/A | Single | R32 | Australia,New Zealand | 163850 | 2029-08-12 |  | Approved | Reverse Cycle | N/A | Yes | Class 10 | Yes | N/A | N/A | N/A | N/A | N/A | N/A | N/A | Available | N/A | N/A |  | http://www.samsung.com.au | N/A |  |  | AAC8390 | Yes | Variable output compressor | Inverter | No | - | 5200 | 1.41 | - | 680 | 2740 | No | - | - | - | 1288.74 | 5600.4 | No | 621.52 | 2950.98 | Yes | 380 | 1800 | 6000 | 1.5 | 610 | 3100 | Yes | 260 | 900 | Yes | 2200 | 5650 | No | - | - | No | - | - | - | - | - | No | - | - | No | - | - | No | - | - | - | - | 4.408 | 4.299 | 4.484 | 5.094 | 4.808 | 4.724 | 329 | 508 | 1517 | 745 | 930 | 2065 | 2.5 | 2.5 | 2.5 | 3.612 | 4.067 | 4.288 | 3.684 | 3.921 | 4.087 | 2171 | 804 | 120 | 720 | 385 | 79 | 2 | 2.5 | 2.5 | No | - | - | - | - | N/A | N/A | N/A | 1 | 3.6791 | 3.991
[SEER Non Multi-Split <=65kW] GEMS (Air Conditioners up to 65kW) Determination 2019 | MEPS Oct 2011 | AS/NZS 3823.3:2002 | AC060TXAPKG / AC060TNNDKG |  | N/A | SAMSUNG ELECTRONICS | 1.74 | Non Ducted | Single Split System | Cassette | Air | Air | China | 1.83 | 4.06 | 5.8 | 575 | 0 | 0 | 0 | 250 | 2.02 | 6.4 | Calorimeter Room | 3.1707 | 3.1764 | Yes | 85 | N/A | 1 | 1 | 4.5463 | 4.7475 | N/A | N/A | N/A | 3.1649 | 3.1711 | N/A | N/A | 1.8299 | 1.8423 | 1.5 | 1.5 | Calorimeter Room | Single | R32 | Australia,New Zealand | 124097 | 2024-10-31 |  | Approved | Reverse Cycle | 575 | No | Class 9 | No | - | No | - | - | - | - | 3.1707 | Unavailable | N/A | N/A |  | http://www.samsung.com.au | Yes |  | https://reg.energyrating.gov.au/static/common/images/star_ratings_2014/aircon_rating_1.5_1.5.png | AAC4275 | N/A | Variable output compressor,Variable speed fan systems | Inverter | N/A | N/A | N/A | 1.83 | N/A | N/A | N/A | N/A | N/A | N/A | N/A | N/A | N/A | N/A | N/A | N/A | N/A | N/A | N/A | N/A | 2.02 | N/A | N/A | N/A | N/A | N/A | N/A | N/A | N/A | N/A | N/A | N/A | N/A | N/A | N/A | N/A | N/A | N/A | N/A | N/A | N/A | N/A | N/A | N/A | N/A | N/A | N/A | N/A | N/A | N/A | N/A | N/A | N/A | N/A | N/A | N/A | N/A | N/A | N/A | N/A | N/A | N/A | N/A | N/A | N/A | N/A | N/A | N/A | N/A | N/A | N/A | N/A | N/A | N/A | N/A | N/A | N/A | N/A | N/A | N/A | N/A | N/A | N/A | N/A | N/A | N/A | N/A | N/A | 3.1636 | 3.163
[SEER Non Multi-Split <=65kW] GEMS (Air Conditioners up to 65kW) Determination 2019 | MEPS Oct 2011 | AS/NZS 3823.1.1:2012 | AC071TXAPKG/AC071TN4DKG |  | N/A | SAMSUNG ELECTRONICS | 1.21 | Non Ducted | Single Split System | Cassette | Air | Air | China | 1.92 | 5.89 | 7.1 | 840 | 0 | 0 | 0 | 288 | 2 | 8 | Calorimeter Room | 3.7375 | 4.0024 | Yes | 0 | N/A | 1 | 1 | 0 | 0 | N/A | N/A | N/A | 3.7309 | 3.9959 | N/A | N/A | 2.9618 | 3.4917 | 2.5 | 3 | Calorimeter Room | Single | R32 | Australia,New Zealand | 124087 | 2024-09-25 |  | Approved | Reverse Cycle | 840 | No | Class 9 | No | - | No | - | - | - | - | 3.7375 | Unavailable | N/A | N/A |  | http://www.samsung.com.au | Yes |  | https://reg.energyrating.gov.au/static/common/images/star_ratings_2014/aircon_rating_2.5_3.png | AAC4249 | N/A | Variable output compressor,Variable speed fan systems | Inverter | N/A | N/A | N/A | 1.92 | N/A | N/A | N/A | N/A | N/A | N/A | N/A | N/A | N/A | N/A | N/A | N/A | N/A | N/A | N/A | N/A | 2 | N/A | N/A | N/A | N/A | N/A | N/A | N/A | N/A | N/A | N/A | N/A | N/A | N/A | N/A | N/A | N/A | N/A | N/A | N/A | N/A | N/A | N/A | N/A | N/A | N/A | N/A | N/A | N/A | N/A | N/A | N/A | N/A | N/A | N/A | N/A | N/A | N/A | N/A | N/A | N/A | N/A | N/A | N/A | N/A | N/A | N/A | N/A | N/A | N/A | N/A | N/A | N/A | N/A | N/A | N/A | N/A | N/A | N/A | N/A | N/A | N/A | N/A | N/A | N/A | N/A | N/A | N/A | 3.6914 | 3.9933
[SEER Non Multi-Split <=65kW] GEMS (Air Conditioners up to 65kW) Determination 2019 | MEPS Oct 2011 | AS/NZS 3823.3:2002 | AC071TXAPKG/AC071TN4PKG |  | N/A | SAMSUNG ELECTRONICS | 1.42 | Non Ducted | Single Split System | Cassette | Air | Air | China | 1.92 | 5.68 | 7.1 | 947 | 0 | 0 | 0 | 365 | 2 | 8 | Calorimeter Room | 3.7541 | 4.0054 | Yes | 0 | N/A | 1 | 1 | 0 | 0 | N/A | N/A | N/A | 3.7474 | 3.9988 | N/A | N/A | 2.9948 | 3.4975 | 2.5 | 3 | Calorimeter Room | Single | R32 | Australia,Fiji,New Zealand | 124089 | 2024-10-09 |  | Approved | Reverse Cycle | 947 | No | Class 9 | No | - | No | - | - | - | - | 3.7541 | Unavailable | N/A | N/A |  | http://www.samsung.com.au | Yes |  | https://reg.energyrating.gov.au/static/common/images/star_ratings_2014/aircon_rating_2.5_3.png | AAC4261 | N/A | Variable output compressor,Variable speed fan systems | Inverter | N/A | N/A | N/A | 1.92 | N/A | N/A | N/A | N/A | N/A | N/A | N/A | N/A | N/A | N/A | N/A | N/A | N/A | N/A | N/A | N/A | 2 | N/A | N/A | N/A | N/A | N/A | N/A | N/A | N/A | N/A | N/A | N/A | N/A | N/A | N/A | N/A | N/A | N/A | N/A | N/A | N/A | N/A | N/A | N/A | N/A | N/A | N/A | N/A | N/A | N/A | N/A | N/A | N/A | N/A | N/A | N/A | N/A | N/A | N/A | N/A | N/A | N/A | N/A | N/A | N/A | N/A | N/A | N/A | N/A | N/A | N/A | N/A | N/A | N/A | N/A | N/A | N/A | N/A | N/A | N/A | N/A | N/A | N/A | N/A | N/A | N/A | N/A | N/A | 3.6914 | 3.9933
[SEER Non Multi-Split <=65kW] GEMS (Air Conditioners up to 65kW) Determination 2019 | MEPS Oct 2011 | AS/NZS 3823.1.2:2012 | AC071TXAPKG/AC071TNHDKG |  | N/A | SAMSUNG ELECTRONICS | 1.06 | Ducted | Single Split System | - | Air | Air | China | 2.21 | 6.04 | 7.1 | 700 | 0 | 0 | 0 | 250 | 2 | 8 | Calorimeter Room | 3.2246 | 4.2409 | Yes | 0 | N/A | 1 | 1 | 0 | 0 | N/A | N/A | N/A | 3.2197 | 4.2335 | N/A | N/A | 0 | 0 | 0 | 0 | Calorimeter Room | Single | R32 | Australia,Fiji,New Zealand | 123473 | 2024-09-20 |  | Approved | Reverse Cycle | 1200 | Yes | Class 10 | Yes | - | - | Yes | Yes | Yes | - | 3.2246 | Unavailable | N/A | N/A |  | http://www.samsung.com.au | Yes |  |  | AAC4224 | N/A | Variable output compressor | Inverter | N/A | N/A | N/A | 2.21 | N/A | N/A | N/A | N/A | N/A | N/A | N/A | N/A | N/A | N/A | N/A | N/A | N/A | N/A | N/A | N/A | 2 | N/A | N/A | N/A | N/A | N/A | N/A | N/A | N/A | N/A | N/A | N/A | N/A | N/A | N/A | N/A | N/A | N/A | N/A | N/A | N/A | N/A | N/A | N/A | N/A | N/A | N/A | N/A | N/A | N/A | N/A | N/A | N/A | N/A | N/A | N/A | N/A | N/A | N/A | N/A | N/A | N/A | N/A | N/A | N/A | N/A | N/A | N/A | N/A | N/A | N/A | N/A | N/A | N/A | N/A | N/A | N/A | N/A | N/A | N/A | N/A | N/A | N/A | N/A | N/A | N/A | N/A | N/A | 3.2078 | 3.9933
[SEER Non Multi-Split <=65kW] GEMS (Air Conditioners up to 65kW) Determination 2019 | MEPS Oct 2011 | AS/NZS 3823.1.2:2012 | AC090TXAPKG/AC090TNHDKG |  | N/A | SAMSUNG ELECTRONICS | 1.27 | Ducted | Single Split System | - | Air | Air | South Korea,China | 2.58 | 7.23 | 8.5 | 330 | 0 | 0 | 0 | 998 | 2.7 | 10 | Calorimeter Room | 3.4167 | 3.7923 | Yes | 0 | N/A | 3 | 3 | 0 | 0 | N/A | N/A | N/A | 3.4031 | 3.778 | N/A | N/A | 0 | 0 | 0 | 0 | Calorimeter Room | Single | R32 | Australia,Fiji,New Zealand | 123454 | 2024-09-10 |  | Approved | Reverse Cycle | 940 | Yes | Class 10 | Yes | - | - | Yes | Yes | Yes | - | 3.4167 | Unavailable | N/A | N/A |  | http://www.samsung.com.au | Yes |  |  | AAC4209 | N/A | Variable output compressor | Inverter | N/A | N/A | N/A | 2.58 | N/A | N/A | N/A | N/A | N/A | N/A | N/A | N/A | N/A | N/A | N/A | N/A | N/A | N/A | N/A | N/A | 2.7 | N/A | N/A | N/A | N/A | N/A | N/A | N/A | N/A | N/A | N/A | N/A | N/A | N/A | N/A | N/A | N/A | N/A | N/A | N/A | N/A | N/A | N/A | N/A | N/A | N/A | N/A | N/A | N/A | N/A | N/A | N/A | N/A | N/A | N/A | N/A | N/A | N/A | N/A | N/A | N/A | N/A | N/A | N/A | N/A | N/A | N/A | N/A | N/A | N/A | N/A | N/A | N/A | N/A | N/A | N/A | N/A | N/A | N/A | N/A | N/A | N/A | N/A | N/A | N/A | N/A | N/A | N/A | 3.2817 | 3.6898
[SEER Non Multi-Split <=65kW] GEMS (Air Conditioners up to 65kW) Determination 2019 | MEPS 2019 | AS/NZS 3823.1.2:2012 | AC100TXAPKG/ AC100TNHPKG |  | N/A | SAMSUNG ELECTRONICS | N/A | Ducted | Single Split System | - | Air | Air | China,South Korea | 2.63 | N/A | 10 | N/A | N/A | N/A | N/A | N/A | 3.05 | 12.5 | Calorimeter Room | 3.8622 | 4.2385 | N/A | - | N/A | N/A | N/A | N/A | N/A | N/A | N/A | N/A | N/A | N/A | N/A | N/A | N/A | N/A | N/A | N/A | N/A | Single | R32 | Australia,Fiji,New Zealand | 129044 | 2025-06-02 |  | Approved | Reverse Cycle | N/A | Yes | Class 11 | Yes | N/A | N/A | Yes | Yes | Yes | N/A | N/A | Available | N/A | N/A |  | http://www.samsung.com.au | N/A |  |  | AAC4866 | Yes | Variable output compressor | Inverter | No | - | 10000 | 2.63 | - | 1120 | 5100 | No | - | - | - | 2403.82 | 10770 | No | 1023.68 | 5492.7 | Yes | 770 | 4200 | 12500 | 3.05 | 1320 | 6250 | Yes | 660 | 3200 | Yes | 2800 | 8500 | No | - | - | No | - | - | - | - | - | No | - | - | No | - | - | No | - | - | - | 68 | 4.829 | 4.673 | 4.88 | 5.644 | 5.304 | 5.168 | 577 | 898 | 2681 | 1292 | 1620 | 3629 | 3 | 3 | 3 | 3.05 | 3.629 | 4.726 | 3.411 | 4.137 | 4.741 | 5357 | 1876 | 227 | 1620 | 760 | 142 | 1.5 | 2 | 3 | No | - | - | - | - | N/A | N/A | N/A | 2 | 3.7925 | 4.0893
[SEER Non Multi-Split <=65kW] GEMS (Air Conditioners up to 65kW) Determination 2019 | MEPS Oct 2011 | AS/NZS 3823.1.1:2012 | AC100TXAPKG/AC100TN4DKG |  | N/A | SAMSUNG ELECTRONICS | 2.2 | Non Ducted | Single Split System | Cassette | Air | Air | China,South Korea | 2.56 | 7.8 | 10 | 840 | 0 | 0 | 0 | 288 | 2.87 | 11.2 | Calorimeter Room | 3.9678 | 3.932 | Yes | 0 | N/A | 3 | 3 | 0 | 0 | N/A | N/A | N/A | 3.9528 | 3.9187 | N/A | N/A | 3.4056 | 3.3374 | 3 | 3 | Calorimeter Room | Single | R32 | Australia,Fiji,New Zealand | 123482 | 2024-09-20 |  | Approved | Reverse Cycle | 840 | No | Class 11 | No | - | No | - | - | - | - | 3.9678 | Unavailable | N/A | N/A |  | http://www.samsung.com.au | Yes |  | https://reg.energyrating.gov.au/static/common/images/star_ratings_2014/aircon_rating_3_3.png | AAC4226 | N/A | Variable output compressor | Inverter | N/A | N/A | N/A | 2.56 | N/A | N/A | N/A | N/A | N/A | N/A | N/A | N/A | N/A | N/A | N/A | N/A | N/A | N/A | N/A | N/A | 2.87 | N/A | N/A | N/A | N/A | N/A | N/A | N/A | N/A | N/A | N/A | N/A | N/A | N/A | N/A | N/A | N/A | N/A | N/A | N/A | N/A | N/A | N/A | N/A | N/A | N/A | N/A | N/A | N/A | N/A | N/A | N/A | N/A | N/A | N/A | N/A | N/A | N/A | N/A | N/A | N/A | N/A | N/A | N/A | N/A | N/A | N/A | N/A | N/A | N/A | N/A | N/A | N/A | N/A | N/A | N/A | N/A | N/A | N/A | N/A | N/A | N/A | N/A | N/A | N/A | N/A | N/A | N/A | 3.8908 | 3.8887
[SEER Non Multi-Split <=65kW] GEMS (Air Conditioners up to 65kW) Determination 2019 | MEPS Oct 2011 | AS/NZS 3823.3:2002 | AC100TXAPKG/AC100TN4PKG |  | N/A | SAMSUNG ELECTRONICS | 2.2 | Non Ducted | Single Split System | Cassette | Air | Air | China,South Korea | 2.56 | 7.8 | 10 | 947 | 0 | 0 | 0 | 365 | 2.95 | 11.2 | Calorimeter Room | 3.9573 | 3.8728 | Yes | 0 | N/A | 3 | 3 | 0 | 0 | N/A | N/A | N/A | 3.9422 | 3.8596 | N/A | N/A | 3.3843 | 3.2191 | 3 | 3 | Calorimeter Room | Single | R32 | Australia,Fiji,New Zealand | 123488 | 2024-09-20 |  | Approved | Reverse Cycle | 947 | No | Class 11 | No | - | No | - | - | - | - | 3.9573 | Unavailable | N/A | N/A |  | http://www.samsung.com.au | Yes |  | https://reg.energyrating.gov.au/static/common/images/star_ratings_2014/aircon_rating_3_3.png | AAC4227 | N/A | Variable output compressor | Inverter | N/A | N/A | N/A | 2.56 | N/A | N/A | N/A | N/A | N/A | N/A | N/A | N/A | N/A | N/A | N/A | N/A | N/A | N/A | N/A | N/A | 2.95 | N/A | N/A | N/A | N/A | N/A | N/A | N/A | N/A | N/A | N/A | N/A | N/A | N/A | N/A | N/A | N/A | N/A | N/A | N/A | N/A | N/A | N/A | N/A | N/A | N/A | N/A | N/A | N/A | N/A | N/A | N/A | N/A | N/A | N/A | N/A | N/A | N/A | N/A | N/A | N/A | N/A | N/A | N/A | N/A | N/A | N/A | N/A | N/A | N/A | N/A | N/A | N/A | N/A | N/A | N/A | N/A | N/A | N/A | N/A | N/A | N/A | N/A | N/A | N/A | N/A | N/A | N/A | 3.8908 | 3.7836
[SEER Non Multi-Split <=65kW] GEMS (Air Conditioners up to 65kW) Determination 2019 | MEPS 2019 | AS/NZS 3823.1.2:2012 | AC100TXAPKG/SA / AC100TNHDKG/SA |  | N/A | SAMSUNG ELECTRONICS | N/A | Ducted | Single Split System | - | Air | Air | China,South Korea | 2.7 | N/A | 10 | N/A | N/A | N/A | N/A | N/A | 2.73 | 11.2 | Enthalpy Test Room | 3.8851 | 4.2404 | N/A | - | N/A | N/A | N/A | N/A | N/A | N/A | N/A | N/A | N/A | N/A | N/A | N/A | N/A | N/A | N/A | N/A | N/A | Single | R32 | Australia,New Zealand | 163851 | 2029-08-12 |  | Approved | Reverse Cycle | N/A | Yes | Class 11 | Yes | N/A | N/A | N/A | N/A | N/A | N/A | N/A | Available | N/A | N/A |  | http://www.samsung.com.au | N/A |  |  | AAC8391 | Yes | Variable output compressor | Inverter | No | - | 10000 | 2.7 | - | 1160 | 5200 | No | - | - | - | 2467.8 | 10770 | No | 1060.24 | 5600.4 | Yes | 860 | 4250 | 11200 | 2.73 | 1050 | 5700 | Yes | 700 | 3350 | Yes | 3900 | 9400 | No | - | - | No | - | - | - | - | - | No | - | - | No | - | - | No | - | - | - | - | 4.606 | 4.452 | 4.699 | 5.3 | 4.988 | 4.971 | 603 | 941 | 2782 | 1374 | 1721 | 3771 | 3 | 2.5 | 3 | 3.575 | 4.283 | 4.869 | 3.888 | 4.425 | 4.789 | 4097 | 1428 | 200 | 1276 | 640 | 129 | 2 | 2.5 | 3 | No | - | - | - | - | N/A | N/A | N/A | 3 | 3.6898 | 4.0874
[SEER Non Multi-Split <=65kW] GEMS (Air Conditioners up to 65kW) Determination 2019 | MEPS 2019 | AS/NZS 3823.1.2:2012 | AC100TXAPNG/ AC100TNHPKG |  | N/A | SAMSUNG ELECTRONICS | N/A | Ducted | Single Split System | - | Air | Air | China,South Korea | 2.63 | N/A | 10 | N/A | N/A | N/A | N/A | N/A | 3.05 | 12.5 | Calorimeter Room | 3.8567 | 4.1979 | N/A | - | N/A | N/A | N/A | N/A | N/A | N/A | N/A | N/A | N/A | N/A | N/A | N/A | N/A | N/A | N/A | N/A | N/A | Three | R32 | Australia,Fiji,New Zealand | 129346 | 2025-06-02 |  | Approved | Reverse Cycle | N/A | Yes | Class 11 | Yes | N/A | N/A | Yes | Yes | Yes | N/A | N/A | Available | N/A | N/A |  | http://www.samsung.com.au | N/A |  |  | AAC4868 | Yes | Variable output compressor | Inverter | No | - | 10000 | 2.63 | - | 1120 | 5100 | No | - | - | - | 2403.82 | 10770 | No | 1023.68 | 5492.7 | Yes | 770 | 4200 | 12500 | 3.05 | 1320 | 6250 | Yes | 660 | 3200 | Yes | 2800 | 8500 | No | - | - | No | - | - | - | - | - | No | - | - | No | - | - | No | - | - | - | 68 | 4.829 | 4.673 | 4.88 | 5.644 | 5.304 | 5.168 | 577 | 898 | 2681 | 1292 | 1620 | 3629 | 3 | 3 | 3 | 3.05 | 3.629 | 4.726 | 3.411 | 4.137 | 4.741 | 5357 | 1876 | 227 | 1620 | 760 | 142 | 1.5 | 2 | 3 | No | - | - | - | - | N/A | N/A | N/A | 2 | 3.7925 | 4.0893
[SEER Non Multi-Split <=65kW] GEMS (Air Conditioners up to 65kW) Determination 2019 | MEPS Oct 2011 | AS/NZS 3823.1.2:2012 | AC100TXAPNG/SA / AC100TNHDKG/SA |  | N/A | SAMSUNG ELECTRONICS | 1.5 | Ducted | Single Split System | - | Air | Air | China,South Korea | 2.7 | 8.5 | 10 | 700 | 0 | 0 | 0 | 300 | 2.73 | 11.2 | Calorimeter Room | 3.9064 | 4.2367 | Yes | 0 | N/A | 3 | 3 | 0 | 0 | N/A | N/A | N/A | 3.8919 | 4.2209 | N/A | N/A | 0 | 0 | 0 | 0 | Calorimeter Room | Three | R32 | Australia,Fiji,New Zealand | 123465 | 2024-09-20 |  | Approved | Reverse Cycle | 1300 | Yes | Class 11 | Yes | - | - | Yes | Yes | Yes | - | 3.9064 | Unavailable | N/A | N/A |  | http://www.samsung.com.au | Yes |  |  | AAC4235 | N/A | Variable output compressor | Inverter | N/A | N/A | N/A | 2.7 | N/A | N/A | N/A | N/A | N/A | N/A | N/A | N/A | N/A | N/A | N/A | N/A | N/A | N/A | N/A | N/A | 2.73 | N/A | N/A | N/A | N/A | N/A | N/A | N/A | N/A | N/A | N/A | N/A | N/A | N/A | N/A | N/A | N/A | N/A | N/A | N/A | N/A | N/A | N/A | N/A | N/A | N/A | N/A | N/A | N/A | N/A | N/A | N/A | N/A | N/A | N/A | N/A | N/A | N/A | N/A | N/A | N/A | N/A | N/A | N/A | N/A | N/A | N/A | N/A | N/A | N/A | N/A | N/A | N/A | N/A | N/A | N/A | N/A | N/A | N/A | N/A | N/A | N/A | N/A | N/A | N/A | N/A | N/A | N/A | 3.6898 | 4.0874
[SEER Non Multi-Split <=65kW] GEMS (Air Conditioners up to 65kW) Determination 2019 | MEPS 2019 | AS/NZS 3823.1.2:2012 | AC100TXAPNG/SA / AC100TNHDKG/SA |  | N/A | SAMSUNG ELECTRONICS | N/A | Ducted | Single Split System | - | Air | Air | South Korea,China | 2.7 | N/A | 10 | N/A | N/A | N/A | N/A | N/A | 2.73 | 11.2 | Enthalpy Test Room | 3.9064 | 4.2367 | N/A | - | N/A | N/A | N/A | N/A | N/A | N/A | N/A | N/A | N/A | N/A | N/A | N/A | N/A | N/A | N/A | N/A | N/A | Three | R32 | Australia,New Zealand | 163853 | 2029-08-12 |  | Approved | Reverse Cycle | N/A | Yes | Class 11 | Yes | N/A | N/A | N/A | N/A | N/A | N/A | N/A | Available | N/A | N/A |  | http://www.samsung.com.au | N/A |  |  | AAC8392 | Yes | Variable output compressor | Inverter | No | - | 10000 | 2.7 | - | 1160 | 5200 | No | - | - | - | 2467.8 | 10770 | No | 1060.24 | 5600.4 | Yes | 860 | 4250 | 11200 | 2.73 | 1050 | 5700 | Yes | 700 | 3350 | Yes | 3900 | 9400 | No | - | - | No | - | - | - | - | - | No | - | - | No | - | - | No | - | - | - | - | 4.606 | 4.452 | 4.699 | 5.3 | 4.988 | 4.971 | 603 | 941 | 2782 | 1374 | 1721 | 3771 | 3 | 2.5 | 3 | 3.575 | 4.283 | 4.869 | 3.888 | 4.425 | 4.789 | 4097 | 1428 | 200 | 1276 | 640 | 129 | 2 | 2.5 | 3 | No | - | - | - | - | N/A | N/A | N/A | 3 | 3.6898 | 4.0874
[SEER Non Multi-Split <=65kW] GEMS (Air Conditioners up to 65kW) Determination 2019 | MEPS Oct 2011 | AS/NZS 3823.1.2:2012 | AC120HCAFKH/ AC120HBHFKH |  | N/A | SAMSUNG ELECTRONICS | 2.4 | Ducted | Single Split System | - | Air | Air | South Korea | 3.5 | 9.6 | 12 | 700 | 0 | 0 | 0 | 300 | 3.33 | 14 | Enthalpy Test Room | 3.383 | 4.107 | Yes | 0 | N/A | 1 | 1 | 0 | 0 | N/A | N/A | N/A | 3.3797 | 4.1029 | N/A | N/A | 0 | 0 | 0 | 0 | Enthalpy Test Room | Single | R410A | Australia | 121831 | 2025-05-26 |  | Approved | Reverse Cycle | 1300 | - | Class 7 | Yes | - | - | Yes | Yes | Yes | - | 3.383 | Available | N/A | N/A |  | http://www.samsung.com.au | Yes |  |  | AAC4860 | N/A | Variable output compressor,Multiple compressors | Inverter | N/A | N/A | N/A | 3.5 | N/A | N/A | N/A | N/A | N/A | N/A | N/A | N/A | N/A | N/A | N/A | N/A | N/A | N/A | N/A | N/A | 3.33 | N/A | N/A | N/A | N/A | N/A | N/A | N/A | N/A | N/A | N/A | N/A | N/A | N/A | N/A | N/A | N/A | N/A | N/A | N/A | N/A | N/A | N/A | N/A | N/A | N/A | N/A | N/A | N/A | N/A | N/A | N/A | N/A | N/A | N/A | N/A | N/A | N/A | N/A | N/A | N/A | N/A | N/A | N/A | N/A | N/A | N/A | N/A | N/A | N/A | N/A | N/A | N/A | N/A | N/A | N/A | N/A | N/A | N/A | N/A | N/A | N/A | N/A | N/A | N/A | N/A | N/A | N/A | 3.4253 | 4.1999
[SEER Non Multi-Split <=65kW] GEMS (Air Conditioners up to 65kW) Determination 2019 | MEPS Oct 2011 | AS/NZS 3823.3:2002 | AC120TXAPKG/AC120TN4DKG |  | N/A | SAMSUNG ELECTRONICS | 3.37 | Non Ducted | Single Split System | Cassette | Air | Air | South Korea | 3.55 | 9.13 | 12.5 | 840 | 0 | 0 | 0 | 288 | 4 | 14 | Calorimeter Room | 3.5276 | 3.5035 | Yes | 0 | N/A | 3 | 3 | 0 | 0 | N/A | N/A | N/A | 3.5176 | 3.4947 | N/A | N/A | 2.5351 | 2.4894 | 2.5 | 2 | Calorimeter Room | Single | R32 | Australia,Fiji,New Zealand | 124119 | 2024-10-09 |  | Approved | Reverse Cycle | 840 | No | Class 11 | No | - | No | - | - | - | - | 3.5276 | Unavailable | N/A | N/A |  | http://www.samsung.com.au | Yes |  | https://reg.energyrating.gov.au/static/common/images/star_ratings_2014/aircon_rating_2.5_2.png | AAC4260 | N/A | Variable output compressor,Variable speed fan systems | Inverter | N/A | N/A | N/A | 3.55 | N/A | N/A | N/A | N/A | N/A | N/A | N/A | N/A | N/A | N/A | N/A | N/A | N/A | N/A | N/A | N/A | 4 | N/A | N/A | N/A | N/A | N/A | N/A | N/A | N/A | N/A | N/A | N/A | N/A | N/A | N/A | N/A | N/A | N/A | N/A | N/A | N/A | N/A | N/A | N/A | N/A | N/A | N/A | N/A | N/A | N/A | N/A | N/A | N/A | N/A | N/A | N/A | N/A | N/A | N/A | N/A | N/A | N/A | N/A | N/A | N/A | N/A | N/A | N/A | N/A | N/A | N/A | N/A | N/A | N/A | N/A | N/A | N/A | N/A | N/A | N/A | N/A | N/A | N/A | N/A | N/A | N/A | N/A | N/A | 3.5111 | 3.4911
[SEER Non Multi-Split <=65kW] GEMS (Air Conditioners up to 65kW) Determination 2019 | MEPS Oct 2011 | AS/NZS 3823.3:2002 | AC120TXAPKG/AC120TN4PKG |  | N/A | SAMSUNG ELECTRONICS | 3.37 | Non Ducted | Single Split System | Cassette | Air | Air | China,South Korea | 3.55 | 9.13 | 12.5 | 947 | 0 | 0 | 0 | 365 | 4 | 14 | Calorimeter Room | 3.5523 | 3.5012 | Yes | 0 | N/A | 3 | 3 | 0 | 0 | N/A | N/A | N/A | 3.5421 | 3.4925 | N/A | N/A | 2.5842 | 2.4851 | 2.5 | 2 | Calorimeter Room | Single | R32 | Australia,Fiji,New Zealand | 123489 | 2024-09-20 |  | Approved | Reverse Cycle | 947 | No | Class 11 | No | - | No | - | - | - | - | 3.5523 | Unavailable | N/A | N/A |  | http://www.samsung.com.au | Yes |  | https://reg.energyrating.gov.au/static/common/images/star_ratings_2014/aircon_rating_2.5_2.png | AAC4228 | N/A | Variable output compressor | Inverter | N/A | N/A | N/A | 3.55 | N/A | N/A | N/A | N/A | N/A | N/A | N/A | N/A | N/A | N/A | N/A | N/A | N/A | N/A | N/A | N/A | 4 | N/A | N/A | N/A | N/A | N/A | N/A | N/A | N/A | N/A | N/A | N/A | N/A | N/A | N/A | N/A | N/A | N/A | N/A | N/A | N/A | N/A | N/A | N/A | N/A | N/A | N/A | N/A | N/A | N/A | N/A | N/A | N/A | N/A | N/A | N/A | N/A | N/A | N/A | N/A | N/A | N/A | N/A | N/A | N/A | N/A | N/A | N/A | N/A | N/A | N/A | N/A | N/A | N/A | N/A | N/A | N/A | N/A | N/A | N/A | N/A | N/A | N/A | N/A | N/A | N/A | N/A | N/A | 3.5111 | 3.4911
[SEER Non Multi-Split <=65kW] GEMS (Air Conditioners up to 65kW) Determination 2019 | MEPS Oct 2011 | AS/NZS 3823.1.2:2012 | AC120TXAPKG/AC120TNHDKG |  | N/A | SAMSUNG ELECTRONICS | 1.8 | Ducted | Single Split System | - | Air | Air | South Korea,China | 3.48 | 10.2 | 12 | 700 | 0 | 0 | 0 | 300 | 3.68 | 14 | Enthalpy Test Room | 3.5535 | 3.8724 | Yes | 0 | N/A | 3 | 3 | 0 | 0 | N/A | N/A | N/A | 3.5431 | 3.8617 | N/A | N/A | 0 | 0 | 0 | 0 | Enthalpy Test Room | Single | R32 | Australia,Fiji,New Zealand | 123476 | 2024-09-20 |  | Approved | Reverse Cycle | 1300 | Yes | Class 11 | Yes | - | - | Yes | Yes | Yes | - | 3.5535 | Unavailable | N/A | N/A |  | http://www.samsung.com.au | Yes |  |  | AAC4225 | N/A | Variable output compressor,Thermostatic expansion value,Multiple compressors,Variable speed fan systems | Inverter | N/A | N/A | N/A | 3.48 | N/A | N/A | N/A | N/A | N/A | N/A | N/A | N/A | N/A | N/A | N/A | N/A | N/A | N/A | N/A | N/A | 3.68 | N/A | N/A | N/A | N/A | N/A | N/A | N/A | N/A | N/A | N/A | N/A | N/A | N/A | N/A | N/A | N/A | N/A | N/A | N/A | N/A | N/A | N/A | N/A | N/A | N/A | N/A | N/A | N/A | N/A | N/A | N/A | N/A | N/A | N/A | N/A | N/A | N/A | N/A | N/A | N/A | N/A | N/A | N/A | N/A | N/A | N/A | N/A | N/A | N/A | N/A | N/A | N/A | N/A | N/A | N/A | N/A | N/A | N/A | N/A | N/A | N/A | N/A | N/A | N/A | N/A | N/A | N/A | 3.4383 | 3.7939
[SEER Non Multi-Split <=65kW] GEMS (Air Conditioners up to 65kW) Determination 2019 | MEPS 2019 | AS/NZS 3823.1.2:2012 | AC120TXAPKG/SA / AC120TNHDKG/SA |  | N/A | SAMSUNG ELECTRONICS | N/A | Ducted | Single Split System | - | Air | Air | China,South Korea | 3.48 | N/A | 12 | N/A | N/A | N/A | N/A | N/A | 3.68 | 14 | Enthalpy Test Room | 3.6671 | 4.0612 | N/A | - | N/A | N/A | N/A | N/A | N/A | N/A | N/A | N/A | N/A | N/A | N/A | N/A | N/A | N/A | N/A | N/A | N/A | Single | R32 | Australia,New Zealand | 163740 | 2029-08-08 |  | Approved | Reverse Cycle | N/A | Yes | Class 11 | Yes | N/A | N/A | N/A | N/A | N/A | N/A | N/A | Available | N/A | N/A |  | http://www.samsung.com.au | N/A |  |  | AAC8384 | Yes | Variable output compressor | Inverter | No | - | 12000 | 3.48 | - | 1430 | 6200 | No | - | - | - | 3180.72 | 12924 | No | 1307.02 | 6677.4 | Yes | 890 | 4500 | 14000 | 3.68 | 1500 | 7100 | Yes | 790 | 3850 | Yes | 5560 | 13000 | No | - | - | No | - | - | - | - | - | No | - | - | No | - | - | No | - | - | - | - | 4.509 | 4.342 | 4.547 | 5.297 | 4.963 | 4.829 | 741 | 1159 | 3451 | 1651 | 2077 | 4660 | 3 | 2.5 | 3 | 3.512 | 4.077 | 4.71 | 3.868 | 4.37 | 4.729 | 5211 | 1873 | 257 | 1602 | 808 | 161 | 2 | 2.5 | 3 | No | - | - | - | - | N/A | N/A | N/A | 3 | 3.4383 | 3.7939
[SEER Non Multi-Split <=65kW] GEMS (Air Conditioners up to 65kW) Determination 2019 | MEPS 2019 | AS/NZS 3823.1.2:2012 | AC120TXAPKG\AC120TNHPKG |  | N/A | SAMSUNG ELECTRONICS | N/A | Ducted | Single Split System | - | Air | Air | China,South Korea | 3.47 | N/A | 12.5 | N/A | N/A | N/A | N/A | N/A | 3.85 | 15 | Calorimeter Room | 3.7129 | 3.9488 | N/A | - | N/A | N/A | N/A | N/A | N/A | N/A | N/A | N/A | N/A | N/A | N/A | N/A | N/A | N/A | N/A | N/A | N/A | Single | R32 | Australia,New Zealand | 129363 | 2025-06-05 |  | Approved | Reverse Cycle | N/A | Yes | Class 11 | Yes | N/A | N/A | Yes | Yes | Yes | N/A | N/A | Available | N/A | N/A |  | http://www.samsung.com.au | N/A |  |  | AAC4883 | Yes | Variable output compressor | Inverter | No | - | 12500 | 3.47 | - | 1450 | 6300 | No | - | - | - | 3171.58 | 13462.5 | No | 1325.3 | 6785.1 | Yes | 850 | 4300 | 15000 | 3.85 | 1650 | 7500 | Yes | 680 | 3300 | Yes | 4000 | 11000 | No | - | - | No | - | - | - | - | - | No | - | - | No | - | - | No | - | - | - | 69 | 4.612 | 4.455 | 4.64 | 5.383 | 5.051 | 4.915 | 757 | 1180 | 3526 | 1695 | 2128 | 4771 | 3 | 2.5 | 3 | 3.253 | 3.868 | 4.647 | 3.582 | 4.286 | 4.724 | 6025 | 2112 | 276 | 1851 | 880 | 171 | 1.5 | 2 | 3 | No | - | - | - | - | N/A | N/A | N/A | 2 | 3.5953 | 3.8893
[SEER Non Multi-Split <=65kW] GEMS (Air Conditioners up to 65kW) Determination 2019 | MEPS 2019 | AS/NZS 3823.1.2:2012 | AC120TXAPNG/ AC120TNHPKG |  | N/A | SAMSUNG ELECTRONICS | N/A | Ducted | Single Split System | - | Air | Air | China,South Korea | 3.47 | N/A | 12.5 | N/A | N/A | N/A | N/A | N/A | 3.85 | 15 | Calorimeter Room | 3.7346 | 4.0671 | N/A | - | N/A | N/A | N/A | N/A | N/A | N/A | N/A | N/A | N/A | N/A | N/A | N/A | N/A | N/A | N/A | N/A | N/A | Three | R32 | Australia,Fiji,New Zealand | 129365 | 2025-06-05 |  | Approved | Reverse Cycle | N/A | Yes | Class 11 | Yes | N/A | N/A | Yes | Yes | Yes | N/A | N/A | Available | N/A | N/A |  | http://www.samsung.com.au | N/A |  |  | AAC4878 | Yes | Variable output compressor | Inverter | No | - | 12500 | 3.47 | - | 1450 | 6300 | No | - | - | - | 3171.58 | 13462.5 | No | 1325.3 | 6785.1 | Yes | 850 | 4300 | 15000 | 3.85 | 1650 | 7500 | Yes | 680 | 3300 | Yes | 4000 | 11000 | No | - | - | No | - | - | - | - | - | No | - | - | No | - | - | No | - | - | - | 69 | 4.612 | 4.455 | 4.64 | 5.383 | 5.051 | 4.915 | 757 | 1180 | 3526 | 1695 | 2128 | 4771 | 3 | 2.5 | 3 | 3.253 | 3.868 | 4.647 | 3.582 | 4.286 | 4.724 | 6025 | 2112 | 276 | 1851 | 880 | 171 | 1.5 | 2 | 3 | No | - | - | - | - | N/A | N/A | N/A | 2 | 3.5953 | 3.8893
[SEER Non Multi-Split <=65kW] GEMS (Air Conditioners up to 65kW) Determination 2019 | MEPS Oct 2011 | AS/NZS 3823.1.2:2012 | AC120TXAPNG/AC120TNHDKG |  | N/A | SAMSUNG ELECTRONICS | 1.8 | Ducted | Single Split System | - | Air | Air | South Korea,China | 3.48 | 10.2 | 12 | 700 | 0 | 0 | 0 | 300 | 3.68 | 14 | Enthalpy Test Room | 3.6428 | 3.9199 | Yes | 0 | N/A | 3 | 3 | 0 | 0 | N/A | N/A | N/A | 3.6321 | 3.9091 | N/A | N/A | 0 | 0 | 0 | 0 | Enthalpy Test Room | Three | R32 | Australia,Fiji,New Zealand | 123475 | 2024-09-10 |  | Approved | Reverse Cycle | 1300 | Yes | Class 11 | Yes | - | - | Yes | Yes | Yes | - | 3.6428 | Unavailable | N/A | N/A |  | http://www.samsung.com.au | Yes |  |  | AAC4210 | N/A | Variable output compressor,Thermostatic expansion value,Variable speed fan systems | Inverter | N/A | N/A | N/A | 3.48 | N/A | N/A | N/A | N/A | N/A | N/A | N/A | N/A | N/A | N/A | N/A | N/A | N/A | N/A | N/A | N/A | 3.68 | N/A | N/A | N/A | N/A | N/A | N/A | N/A | N/A | N/A | N/A | N/A | N/A | N/A | N/A | N/A | N/A | N/A | N/A | N/A | N/A | N/A | N/A | N/A | N/A | N/A | N/A | N/A | N/A | N/A | N/A | N/A | N/A | N/A | N/A | N/A | N/A | N/A | N/A | N/A | N/A | N/A | N/A | N/A | N/A | N/A | N/A | N/A | N/A | N/A | N/A | N/A | N/A | N/A | N/A | N/A | N/A | N/A | N/A | N/A | N/A | N/A | N/A | N/A | N/A | N/A | N/A | N/A | 3.4383 | 3.7939
[SEER Non Multi-Split <=65kW] GEMS (Air Conditioners up to 65kW) Determination 2019 | MEPS 2019 | AS/NZS 3823.1.2:2012 | AC120TXAPNG/SA / AC120TNHDKG/SA |  | N/A | SAMSUNG ELECTRONICS | N/A | Ducted | Single Split System | - | Air | Air | South Korea,China | 3.48 | N/A | 12 | N/A | N/A | N/A | N/A | N/A | 3.68 | 14 | Enthalpy Test Room | 3.693 | 4.0195 | N/A | - | N/A | N/A | N/A | N/A | N/A | N/A | N/A | N/A | N/A | N/A | N/A | N/A | N/A | N/A | N/A | N/A | N/A | Three | R32 | Australia,New Zealand | 163761 | 2029-08-11 |  | Approved | Reverse Cycle | N/A | Yes | Class 11 | Yes | N/A | N/A | N/A | N/A | N/A | N/A | N/A | Available | N/A | N/A |  | http://www.samsung.com.au | N/A |  |  | AAC8386 | Yes | Variable output compressor | Inverter | No | - | 12000 | 3.48 | - | 1450 | 6270 | No | - | - | - | 3180.72 | 12924 | No | 1325.3 | 6752.79 | Yes | 890 | 4500 | 14000 | 3.68 | 1500 | 7100 | Yes | 790 | 3850 | Yes | 5560 | 13000 | No | - | - | No | - | - | - | - | - | No | - | - | No | - | - | No | - | - | - | - | 4.507 | 4.34 | 4.545 | 5.294 | 4.961 | 4.826 | 741 | 1160 | 3453 | 1652 | 2078 | 4663 | 3 | 2.5 | 3 | 3.512 | 4.077 | 4.71 | 3.868 | 4.37 | 4.729 | 5211 | 1873 | 257 | 1602 | 808 | 161 | 2 | 2.5 | 3 | No | - | - | - | - | N/A | N/A | N/A | 3 | 3.4383 | 3.7939
[SEER Non Multi-Split <=65kW] GEMS (Air Conditioners up to 65kW) Determination 2019 | MEPS Oct 2011 | AS/NZS 3823.1.2:2012 | AC140HCAFKH/ AC140HBHFKH |  | N/A | SAMSUNG ELECTRONICS | 3 | Ducted | Single Split System | - | Air | Air | China,South Korea | 4.12 | 11 | 14 | 700 | 0 | 0 | 0 | 300 | 3.98 | 16 | Enthalpy Test Room | 3.3113 | 3.9375 | Yes | 0 | N/A | 1 | 1 | 0 | 0 | N/A | N/A | N/A | 3.3087 | 3.9343 | N/A | N/A | 0 | 0 | 0 | 0 | Enthalpy Test Room | Single | R410A | Australia | 121832 | 2025-05-27 |  | Approved | Reverse Cycle | 1300 | - | Class 7 | Yes | - | - | Yes | Yes | Yes | - | 3.3113 | Available | N/A | N/A |  | http://www.samsung.com.au | Yes |  |  | AAC4862 | N/A | Variable output compressor,Multiple compressors | Inverter | N/A | N/A | N/A | 4.12 | N/A | N/A | N/A | N/A | N/A | N/A | N/A | N/A | N/A | N/A | N/A | N/A | N/A | N/A | N/A | N/A | 3.98 | N/A | N/A | N/A | N/A | N/A | N/A | N/A | N/A | N/A | N/A | N/A | N/A | N/A | N/A | N/A | N/A | N/A | N/A | N/A | N/A | N/A | N/A | N/A | N/A | N/A | N/A | N/A | N/A | N/A | N/A | N/A | N/A | N/A | N/A | N/A | N/A | N/A | N/A | N/A | N/A | N/A | N/A | N/A | N/A | N/A | N/A | N/A | N/A | N/A | N/A | N/A | N/A | N/A | N/A | N/A | N/A | N/A | N/A | N/A | N/A | N/A | N/A | N/A | N/A | N/A | N/A | N/A | 3.3953 | 4.0167
[SEER Non Multi-Split <=65kW] GEMS (Air Conditioners up to 65kW) Determination 2019 | MEPS Oct 2011 | AS/NZS 3823.1.2:2012 | AC140TNHDKGSA/AC140TXAPKGSA |  | N/A | SAMSUNG ELECTRONICS | 2.1 | Ducted | Single Split System | - | Air | Air | China,South Korea | 4.43 | 11.9 | 14 | 700 | 0 | 0 | 0 | 300 | 4.57 | 16 | Calorimeter Room | 3.2141 | 3.5724 | Yes | 0 | N/A | 3 | 3 | 0 | 0 | N/A | N/A | N/A | 3.2067 | 3.5644 | N/A | N/A | 0 | 0 | 0 | 0 | Calorimeter Room | Single | R32 | Australia,Fiji,New Zealand | 123496 | 2024-09-04 |  | Approved | Reverse Cycle | 1300 | Yes | Class 11 | Yes | - | - | Yes | Yes | Yes | - | 3.2141 | Unavailable | N/A | N/A |  | http://www.samsung.com.au | Yes |  |  | AAC4203 | N/A | Variable output compressor | Inverter | N/A | N/A | N/A | 4.43 | N/A | N/A | N/A | N/A | N/A | N/A | N/A | N/A | N/A | N/A | N/A | N/A | N/A | N/A | N/A | N/A | 4.57 | N/A | N/A | N/A | N/A | N/A | N/A | N/A | N/A | N/A | N/A | N/A | N/A | N/A | N/A | N/A | N/A | N/A | N/A | N/A | N/A | N/A | N/A | N/A | N/A | N/A | N/A | N/A | N/A | N/A | N/A | N/A | N/A | N/A | N/A | N/A | N/A | N/A | N/A | N/A | N/A | N/A | N/A | N/A | N/A | N/A | N/A | N/A | N/A | N/A | N/A | N/A | N/A | N/A | N/A | N/A | N/A | N/A | N/A | N/A | N/A | N/A | N/A | N/A | N/A | N/A | N/A | N/A | 3.1531 | 3.4933
[SEER Non Multi-Split <=65kW] GEMS (Air Conditioners up to 65kW) Determination 2019 | MEPS Oct 2011 | AS/NZS 3823.3:2002 | AC140TXAPKG / AC140TN4PKG |  | N/A | SAMSUNG ELECTRONICS | 4.08 | Non Ducted | Single Split System | Cassette | Air | Air | China,South Korea | 4.25 | 9.52 | 13.6 | 947 | 0 | 0 | 0 | 365 | 4.85 | 16 | Calorimeter Room | 3.2375 | 3.3109 | Yes | 0 | N/A | 3 | 3 | 0 | 0 | N/A | N/A | N/A | 3.2299 | 3.304 | N/A | N/A | 1.9598 | 2.1081 | 1.5 | 2 | Calorimeter Room | Single | R32 | Australia,Fiji,New Zealand | 123495 | 2024-09-20 |  | Approved | Reverse Cycle | 947 | No | Class 11 | No | - | No | - | - | - | - | 3.2375 | Unavailable | N/A | N/A |  | http://www.samsung.com.au | Yes |  | https://reg.energyrating.gov.au/static/common/images/star_ratings_2014/aircon_rating_1.5_2.png | AAC4237 | N/A | Variable output compressor | Inverter | N/A | N/A | N/A | 4.25 | N/A | N/A | N/A | N/A | N/A | N/A | N/A | N/A | N/A | N/A | N/A | N/A | N/A | N/A | N/A | N/A | 4.85 | N/A | N/A | N/A | N/A | N/A | N/A | N/A | N/A | N/A | N/A | N/A | N/A | N/A | N/A | N/A | N/A | N/A | N/A | N/A | N/A | N/A | N/A | N/A | N/A | N/A | N/A | N/A | N/A | N/A | N/A | N/A | N/A | N/A | N/A | N/A | N/A | N/A | N/A | N/A | N/A | N/A | N/A | N/A | N/A | N/A | N/A | N/A | N/A | N/A | N/A | N/A | N/A | N/A | N/A | N/A | N/A | N/A | N/A | N/A | N/A | N/A | N/A | N/A | N/A | N/A | N/A | N/A | 3.1924 | 3.2921
[SEER Non Multi-Split <=65kW] GEMS (Air Conditioners up to 65kW) Determination 2019 | MEPS 2019 | AS/NZS 3823.1.2:2012 | AC140TXAPKG/ AC140TNHPKG |  | N/A | SAMSUNG ELECTRONICS | N/A | Ducted | Single Split System | - | Air | Air | South Korea,China | 4.12 | N/A | 14 | N/A | N/A | N/A | N/A | N/A | 4.34 | 16.5 | Calorimeter Room | 3.5096 | 3.8958 | N/A | - | N/A | N/A | N/A | N/A | N/A | N/A | N/A | N/A | N/A | N/A | N/A | N/A | N/A | N/A | N/A | N/A | N/A | Single | R32 | Australia,Fiji,New Zealand | 129366 | 2025-06-02 |  | Approved | Reverse Cycle | N/A | Yes | Class 11 | Yes | N/A | N/A | Yes | Yes | Yes | N/A | N/A | Available | N/A | N/A |  | http://www.samsung.com.au | N/A |  |  | AAC4872 | Yes | Variable output compressor | Inverter | No | - | 14000 | 4.12 | - | 1650 | 7000 | No | - | - | - | 3765.68 | 15078 | No | 1508.1 | 7539 | Yes | 950 | 4400 | 16500 | 4.34 | 2050 | 8300 | Yes | 700 | 3350 | Yes | 4100 | 11500 | No | - | - | No | - | - | - | - | - | No | - | - | No | - | - | No | - | - | - | 70 | 4.419 | 4.248 | 4.435 | 5.115 | 4.795 | 4.7 | 885 | 1386 | 4132 | 1998 | 2511 | 5588 | 2.5 | 2.5 | 2.5 | 2.864 | 3.352 | 4.374 | 3.24 | 3.946 | 4.517 | 7529 | 2678 | 322 | 2249 | 1051 | 196 | 1 | 1.5 | 2.5 | No | - | - | - | - | N/A | N/A | N/A | 2 | 3.3925 | 3.7959
[SEER Non Multi-Split <=65kW] GEMS (Air Conditioners up to 65kW) Determination 2019 | MEPS Oct 2011 | AS/NZS 3823.3:2002 | AC140TXAPKG/AC140TN4DKG |  | N/A | SAMSUNG ELECTRONICS | 4.2 | Non Ducted | Single Split System | Cassette | Air | Air | China,South Korea | 4.38 | 9.8 | 14 | 840 | 0 | 0 | 0 | 288 | 4.85 | 16 | Calorimeter Room | 3.2301 | 3.4781 | Yes | 0 | N/A | 3 | 3 | 0 | 0 | N/A | N/A | N/A | 3.2228 | 3.4705 | N/A | N/A | 1.9457 | 2.4411 | 1.5 | 2 | Calorimeter Room | Single | R32 | Australia,Fiji,New Zealand | 123494 | 2024-09-10 |  | Approved | Reverse Cycle | 840 | No | Class 11 | No | - | No | - | - | - | - | 3.2301 | Unavailable | N/A | N/A |  | http://www.samsung.com.au | Yes |  | https://reg.energyrating.gov.au/static/common/images/star_ratings_2014/aircon_rating_1.5_2.png | AAC4208 | N/A | Variable output compressor | Inverter | N/A | N/A | N/A | 4.38 | N/A | N/A | N/A | N/A | N/A | N/A | N/A | N/A | N/A | N/A | N/A | N/A | N/A | N/A | N/A | N/A | 4.85 | N/A | N/A | N/A | N/A | N/A | N/A | N/A | N/A | N/A | N/A | N/A | N/A | N/A | N/A | N/A | N/A | N/A | N/A | N/A | N/A | N/A | N/A | N/A | N/A | N/A | N/A | N/A | N/A | N/A | N/A | N/A | N/A | N/A | N/A | N/A | N/A | N/A | N/A | N/A | N/A | N/A | N/A | N/A | N/A | N/A | N/A | N/A | N/A | N/A | N/A | N/A | N/A | N/A | N/A | N/A | N/A | N/A | N/A | N/A | N/A | N/A | N/A | N/A | N/A | N/A | N/A | N/A | 3.189 | 3.2921
[SEER Non Multi-Split <=65kW] GEMS (Air Conditioners up to 65kW) Determination 2019 | MEPS Oct 2011 | AS/NZS 3823.1.2:2012 | AC140TXAPKG/SA / AC140TNHDKG/SA |  | N/A | SAMSUNG ELECTRONICS | 2.1 | Ducted | Single Split System | - | Air | Air | South Korea,China | 4.43 | 11.9 | 14 | 700 | 0 | 0 | 0 | 300 | 4.57 | 16 | Calorimeter Room | 3.2141 | 3.5724 | Yes | 0 | N/A | 3 | 3 | 0 | 0 | N/A | N/A | N/A | 3.2067 | 3.5644 | N/A | N/A | 0 | 0 | 0 | 0 | Calorimeter Room | Single | R32 | Australia,Fiji,New Zealand | 123467 | 2024-09-20 |  | Approved | Reverse Cycle | 1300 | Yes | Class 11 | Yes | - | - | Yes | Yes | Yes | - | 3.2141 | Unavailable | N/A | N/A |  | http://www.samsung.com.au | Yes |  |  | AAC4236 | N/A | Variable output compressor,Thermostatic expansion value | Inverter | N/A | N/A | N/A | 4.43 | N/A | N/A | N/A | N/A | N/A | N/A | N/A | N/A | N/A | N/A | N/A | N/A | N/A | N/A | N/A | N/A | 4.57 | N/A | N/A | N/A | N/A | N/A | N/A | N/A | N/A | N/A | N/A | N/A | N/A | N/A | N/A | N/A | N/A | N/A | N/A | N/A | N/A | N/A | N/A | N/A | N/A | N/A | N/A | N/A | N/A | N/A | N/A | N/A | N/A | N/A | N/A | N/A | N/A | N/A | N/A | N/A | N/A | N/A | N/A | N/A | N/A | N/A | N/A | N/A | N/A | N/A | N/A | N/A | N/A | N/A | N/A | N/A | N/A | N/A | N/A | N/A | N/A | N/A | N/A | N/A | N/A | N/A | N/A | N/A | 3.1531 | 3.4933
[SEER Non Multi-Split <=65kW] GEMS (Air Conditioners up to 65kW) Determination 2019 | MEPS Oct 2011 | AS/NZS 3823.1.2:2012 | AC140TXAPNG/SA / AC140TNHDKG/SA |  | N/A | SAMSUNG ELECTRONICS | 2.1 | Ducted | Single Split System | - | Air | Air | South Korea,China | 4.43 | 11.9 | 14 | 700 | 0 | 0 | 0 | 300 | 4.57 | 16 | Calorimeter Room | 3.2955 | 3.7315 | Yes | 0 | N/A | 3 | 3 | 0 | 0 | N/A | N/A | N/A | 3.2878 | 3.7229 | N/A | N/A | 0 | 0 | 0 | 0 | Calorimeter Room | Three | R32 | Australia,Fiji,New Zealand | 123462 | 2024-09-20 |  | Approved | Reverse Cycle | 1300 | Yes | Class 11 | Yes | - | - | Yes | Yes | Yes | - | 3.2955 | Unavailable | N/A | N/A |  | http://www.samsung.com.au | Yes |  |  | AAC4234 | N/A | Variable output compressor,Thermostatic expansion value | Inverter | N/A | N/A | N/A | 4.43 | N/A | N/A | N/A | N/A | N/A | N/A | N/A | N/A | N/A | N/A | N/A | N/A | N/A | N/A | N/A | N/A | 4.57 | N/A | N/A | N/A | N/A | N/A | N/A | N/A | N/A | N/A | N/A | N/A | N/A | N/A | N/A | N/A | N/A | N/A | N/A | N/A | N/A | N/A | N/A | N/A | N/A | N/A | N/A | N/A | N/A | N/A | N/A | N/A | N/A | N/A | N/A | N/A | N/A | N/A | N/A | N/A | N/A | N/A | N/A | N/A | N/A | N/A | N/A | N/A | N/A | N/A | N/A | N/A | N/A | N/A | N/A | N/A | N/A | N/A | N/A | N/A | N/A | N/A | N/A | N/A | N/A | N/A | N/A | N/A | 3.1531 | 3.4933
[SEER Non Multi-Split <=65kW] GEMS (Air Conditioners up to 65kW) Determination 2019 | MEPS 2019 | AS/NZS 3823.1.2:2012 | AC140TXAPNG\AC140TNHPKG |  | N/A | SAMSUNG ELECTRONICS | N/A | Ducted | Single Split System | - | Air | Air | South Korea,China | 4.12 | N/A | 14 | N/A | N/A | N/A | N/A | N/A | 4.34 | 16.5 | Calorimeter Room | 3.4282 | 3.9268 | N/A | - | N/A | N/A | N/A | N/A | N/A | N/A | N/A | N/A | N/A | N/A | N/A | N/A | N/A | N/A | N/A | N/A | N/A | Three | R32 | Australia,Fiji,New Zealand | 129362 | 2025-06-02 |  | Approved | Reverse Cycle | N/A | Yes | Class 11 | Yes | N/A | N/A | Yes | Yes | Yes | N/A | N/A | Available | N/A | N/A |  | http://www.samsung.com.au | N/A |  |  | AAC4871 | Yes | Variable output compressor | Inverter | No | - | 14000 | 4.12 | - | 1650 | 7000 | No | - | - | - | 3765.68 | 15078 | No | 1508.1 | 7539 | Yes | 950 | 4400 | 16500 | 4.34 | 2050 | 8300 | Yes | 700 | 3350 | Yes | 4100 | 11500 | No | - | - | No | - | - | - | - | - | No | - | - | No | - | - | No | - | - | - | 70 | 4.419 | 4.248 | 4.435 | 5.115 | 4.795 | 4.7 | 885 | 1386 | 4132 | 1998 | 2511 | 5588 | 2.5 | 2.5 | 2.5 | 2.864 | 3.352 | 4.374 | 3.24 | 3.946 | 4.517 | 7529 | 2678 | 322 | 2249 | 1051 | 196 | 1 | 1.5 | 2.5 | No | - | - | - | - | N/A | N/A | N/A | 2 | 3.3925 | 3.7959
[SEER Non Multi-Split <=65kW] GEMS (Air Conditioners up to 65kW) Determination 2019 | MEPS Oct 2011 | AS/NZS 3823.1.2:2012 | AC160JNHFKH/AC160JXAFNH |  | N/A | SAMSUNG ELECTRONICS | 2 | Ducted | Single Split System | - | Air | Air | China | 4.71 | 14 | 16 | 910 | 0 | 0 | 0 | 450 | 4.86 | 18 | Enthalpy Test Room | 3.3697 | 3.599 | Yes | 85 | N/A | 10 | 10 | 4.274 | 0 | N/A | N/A | N/A | 3.3456 | 3.5746 | N/A | N/A | 0 | 0 | 0 | 0 | Enthalpy Test Room | Single | R410A | Australia,Fiji,New Zealand | 125045 | 2024-12-19 |  | Approved | Reverse Cycle | 1350 | Yes | Class 11 | Yes | - | - | Yes | Yes | Yes | - | 3.3697 | Unavailable | N/A | N/A |  | http://www.samsung.com.au | Yes |  |  | AAC4368 | N/A | Variable output compressor,Multiple compressors | Inverter | N/A | N/A | N/A | 4.71 | N/A | N/A | N/A | N/A | N/A | N/A | N/A | N/A | N/A | N/A | N/A | N/A | N/A | N/A | N/A | N/A | 4.86 | N/A | N/A | N/A | N/A | N/A | N/A | N/A | N/A | N/A | N/A | N/A | N/A | N/A | N/A | N/A | N/A | N/A | N/A | N/A | N/A | N/A | N/A | N/A | N/A | N/A | N/A | N/A | N/A | N/A | N/A | N/A | N/A | N/A | N/A | N/A | N/A | N/A | N/A | N/A | N/A | N/A | N/A | N/A | N/A | N/A | N/A | N/A | N/A | N/A | N/A | N/A | N/A | N/A | N/A | N/A | N/A | N/A | N/A | N/A | N/A | N/A | N/A | N/A | N/A | N/A | N/A | N/A | 3.3728 | 3.6781
[SEER Non Multi-Split <=65kW] GEMS (Air Conditioners up to 65kW) Determination 2019 | MEPS 2019 | AS/NZS 3823.1.2:2012 | AC160TXAPKG/ AC160TNHPKG |  | N/A | SAMSUNG ELECTRONICS | N/A | Ducted | Single Split System | - | Air | Air | South Korea,China | 4.69 | N/A | 15.5 | N/A | N/A | N/A | N/A | N/A | 4.83 | 18 | Calorimeter Room | 3.3513 | 3.8489 | N/A | - | N/A | N/A | N/A | N/A | N/A | N/A | N/A | N/A | N/A | N/A | N/A | N/A | N/A | N/A | N/A | N/A | N/A | Single | R32 | Australia,Fiji,New Zealand | 129360 | 2025-06-02 |  | Approved | Reverse Cycle | N/A | Yes | Class 11 | Yes | N/A | N/A | Yes | Yes | Yes | N/A | N/A | Available | N/A | N/A |  | http://www.samsung.com.au | N/A |  |  | AAC4869 | Yes | Variable output compressor | Inverter | No | - | 15500 | 4.69 | - | 2100 | 8000 | No | - | - | - | 4286.66 | 16693.5 | No | 1919.4 | 8616 | Yes | 1080 | 4600 | 18000 | 4.83 | 2250 | 9000 | Yes | 920 | 4200 | Yes | 4200 | 12000 | No | - | - | No | - | - | - | - | - | No | - | - | No | - | - | No | - | - | - | 71 | 4.1 | 3.971 | 4.134 | 4.723 | 4.443 | 4.363 | 1057 | 1643 | 4908 | 2397 | 3002 | 6666 | 2.5 | 2 | 2.5 | 2.787 | 3.261 | 4.249 | 3.138 | 3.796 | 4.341 | 8437 | 3003 | 360 | 2533 | 1191 | 222 | 1 | 1.5 | 2.5 | No | - | - | - | - | N/A | N/A | N/A | 2 | 3.3001 | 3.7215
[SEER Non Multi-Split <=65kW] GEMS (Air Conditioners up to 65kW) Determination 2019 | MEPS Oct 2011 | AS/NZS 3823.1.2:2012 | AC160TXAPKG/SA / AC160TNHFKG/SA |  | N/A | SAMSUNG ELECTRONICS | 2.08 | Ducted | Single Split System | - | Air | Air | South Korea,China | 4.44 | 13.92 | 16 | 910 | 0 | 0 | 0 | 450 | 4.68 | 18 | Calorimeter Room | 3.6152 | 4.0044 | Yes | 0 | N/A | 3 | 3 | 0 | 0 | N/A | N/A | N/A | 3.6074 | 3.9955 | N/A | N/A | 0 | 0 | 0 | 0 | Calorimeter Room | Single | R32 | Australia,Fiji,New Zealand | 123460 | 2024-09-20 |  | Approved | Reverse Cycle | 1350 | Yes | Class 11 | Yes | - | - | Yes | Yes | Yes | - | 3.6152 | Unavailable | N/A | N/A |  | http://www.samsung.com.au | Yes |  |  | AAC4233 | N/A | Variable output compressor,Thermostatic expansion value | Inverter | N/A | N/A | N/A | 4.44 | N/A | N/A | N/A | N/A | N/A | N/A | N/A | N/A | N/A | N/A | N/A | N/A | N/A | N/A | N/A | N/A | 4.68 | N/A | N/A | N/A | N/A | N/A | N/A | N/A | N/A | N/A | N/A | N/A | N/A | N/A | N/A | N/A | N/A | N/A | N/A | N/A | N/A | N/A | N/A | N/A | N/A | N/A | N/A | N/A | N/A | N/A | N/A | N/A | N/A | N/A | N/A | N/A | N/A | N/A | N/A | N/A | N/A | N/A | N/A | N/A | N/A | N/A | N/A | N/A | N/A | N/A | N/A | N/A | N/A | N/A | N/A | N/A | N/A | N/A | N/A | N/A | N/A | N/A | N/A | N/A | N/A | N/A | N/A | N/A | 3.5954 | 3.8378
[SEER Non Multi-Split <=65kW] GEMS (Air Conditioners up to 65kW) Determination 2019 | MEPS 2019 | AS/NZS 3823.1.2:2012 | AC160TXAPKG/SA / AC160TNHFKG/SA |  | N/A | SAMSUNG ELECTRONICS | N/A | Ducted | Single Split System | - | Air | Air | South Korea,China | 4.44 | N/A | 16 | N/A | N/A | N/A | N/A | N/A | 4.68 | 18 | Enthalpy Test Room | 3.512 | 3.9473 | N/A | - | N/A | N/A | N/A | N/A | N/A | N/A | N/A | N/A | N/A | N/A | N/A | N/A | N/A | N/A | N/A | N/A | N/A | Single | R32 | Australia,New Zealand | 163728 | 2029-08-08 |  | Approved | Reverse Cycle | N/A | Yes | Class 11 | Yes | N/A | N/A | N/A | N/A | N/A | N/A | N/A | Available | N/A | N/A |  | http://www.samsung.com.au | N/A |  |  | AAC8382 | Yes | Variable output compressor | Inverter | No | - | 16000 | 4.44 | - | 1950 | 8000 | No | - | - | - | 4058.16 | 17232 | No | 1782.3 | 8616 | Yes | 970 | 5100 | 18000 | 4.68 | 2000 | 9600 | Yes | 850 | 3600 | Yes | 6900 | 16000 | No | - | - | No | - | - | - | - | - | No | - | - | No | - | - | No | - | - | - | - | 4.505 | 4.387 | 4.548 | 5.356 | 5.033 | 4.81 | 990 | 1532 | 4603 | 2179 | 2733 | 6239 | 3 | 2.5 | 3 | 3.422 | 3.987 | 4.458 | 3.689 | 4.131 | 4.413 | 6874 | 2460 | 346 | 2157 | 1097 | 220 | 1.5 | 2 | 2.5 | No | - | - | - | - | N/A | N/A | N/A | 3 | 3.5954 | 3.8378
[SEER Non Multi-Split <=65kW] GEMS (Air Conditioners up to 65kW) Determination 2019 | MEPS 2019 | AS/NZS 3823.1.2:2012 | AC160TXAPNG/ AC160TNHPKG |  | N/A | SAMSUNG ELECTRONICS | N/A | Ducted | Single Split System | - | Air | Air | South Korea,China | 4.69 | N/A | 15.5 | N/A | N/A | N/A | N/A | N/A | 4.83 | 18 | Calorimeter Room | 3.4016 | 3.8386 | N/A | - | N/A | N/A | N/A | N/A | N/A | N/A | N/A | N/A | N/A | N/A | N/A | N/A | N/A | N/A | N/A | N/A | N/A | Three | R32 | Australia,Fiji,New Zealand | 129342 | 2025-06-02 |  | Approved | Reverse Cycle | N/A | Yes | Class 11 | Yes | N/A | N/A | Yes | Yes | Yes | N/A | N/A | Available | N/A | N/A |  | http://www.samsung.com.au | N/A |  |  | AAC4867 | Yes | Variable output compressor | Inverter | No | - | 15500 | 4.69 | - | 2100 | 8000 | No | - | - | - | 4286.66 | 16693.5 | No | 1919.4 | 8616 | Yes | 1080 | 4600 | 18000 | 4.83 | 2250 | 9000 | Yes | 920 | 4200 | Yes | 4200 | 12000 | No | - | - | No | - | - | - | - | - | No | - | - | No | - | - | No | - | - | - | 71 | 4.1 | 3.971 | 4.134 | 4.723 | 4.443 | 4.363 | 1057 | 1643 | 4908 | 2397 | 3002 | 6666 | 2.5 | 2 | 2.5 | 2.787 | 3.261 | 4.249 | 3.138 | 3.796 | 4.341 | 8437 | 3003 | 360 | 2533 | 1191 | 222 | 1 | 1.5 | 2.5 | No | - | - | - | - | N/A | N/A | N/A | 2 | 3.3001 | 3.7215
[SEER Non Multi-Split <=65kW] GEMS (Air Conditioners up to 65kW) Determination 2019 | MEPS Oct 2011 | AS/NZS 3823.1.2:2012 | AC160TXAPNG/SA / AC160TNHFKG/SA |  | N/A | SAMSUNG ELECTRONICS | 2.08 | Ducted | Single Split System | - | Air | Air | South Korea,China | 4.44 | 13.92 | 16 | 910 | 0 | 0 | 0 | 450 | 4.68 | 18 | Calorimeter Room | 3.7267 | 3.9683 | Yes | 0 | N/A | 3 | 3 | 0 | 0 | N/A | N/A | N/A | 3.7183 | 3.9596 | N/A | N/A | 0 | 0 | 0 | 0 | Calorimeter Room | Three | R32 | Australia,Fiji,New Zealand | 123457 | 2024-09-20 |  | Approved | Reverse Cycle | 1350 | Yes | Class 11 | Yes | - | - | Yes | Yes | Yes | - | 3.7267 | Unavailable | N/A | N/A |  | http://www.samsung.com.au | Yes |  |  | AAC4232 | N/A | Variable output compressor | Inverter | N/A | N/A | N/A | 4.44 | N/A | N/A | N/A | N/A | N/A | N/A | N/A | N/A | N/A | N/A | N/A | N/A | N/A | N/A | N/A | N/A | 4.68 | N/A | N/A | N/A | N/A | N/A | N/A | N/A | N/A | N/A | N/A | N/A | N/A | N/A | N/A | N/A | N/A | N/A | N/A | N/A | N/A | N/A | N/A | N/A | N/A | N/A | N/A | N/A | N/A | N/A | N/A | N/A | N/A | N/A | N/A | N/A | N/A | N/A | N/A | N/A | N/A | N/A | N/A | N/A | N/A | N/A | N/A | N/A | N/A | N/A | N/A | N/A | N/A | N/A | N/A | N/A | N/A | N/A | N/A | N/A | N/A | N/A | N/A | N/A | N/A | N/A | N/A | N/A | 3.5954 | 3.8378
[SEER Non Multi-Split <=65kW] GEMS (Air Conditioners up to 65kW) Determination 2019 | MEPS 2019 | AS/NZS 3823.1.2:2012 | AC160TXAPNG/SA / AC160TNHFKG/SA |  | N/A | SAMSUNG ELECTRONICS | N/A | Ducted | Single Split System | - | Air | Air | South Korea,China | 4.44 | N/A | 16 | N/A | N/A | N/A | N/A | N/A | 4.68 | 18 | Enthalpy Test Room | 3.527 | 3.9239 | N/A | - | N/A | N/A | N/A | N/A | N/A | N/A | N/A | N/A | N/A | N/A | N/A | N/A | N/A | N/A | N/A | N/A | N/A | Three | R32 | Australia,New Zealand | 163738 | 2029-08-08 |  | Approved | Reverse Cycle | N/A | Yes | Class 11 | Yes | N/A | N/A | N/A | N/A | N/A | N/A | N/A | Available | N/A | N/A |  | http://www.samsung.com.au | N/A |  |  | AAC8383 | Yes | Variable output compressor | Inverter | No | - | 16000 | 4.44 | - | 1950 | 8000 | No | - | - | - | 4058.16 | 17232 | No | 1782.3 | 8616 | Yes | 970 | 5100 | 18000 | 4.68 | 2000 | 9600 | Yes | 850 | 3600 | Yes | 6900 | 16000 | No | - | - | No | - | - | - | - | - | No | - | - | No | - | - | No | - | - | - | - | 4.505 | 4.387 | 4.548 | 5.356 | 5.033 | 4.81 | 990 | 1532 | 4603 | 2179 | 2733 | 6239 | 3 | 2.5 | 3 | 3.422 | 3.987 | 4.458 | 3.689 | 4.131 | 4.413 | 6874 | 2460 | 346 | 2157 | 1097 | 220 | 1.5 | 2 | 2.5 | No | - | - | - | - | N/A | N/A | N/A | 3 | 3.5954 | 3.8378
[SEER Non Multi-Split <=65kW] GEMS (Air Conditioners up to 65kW) Determination 2019 | MEPS 2019 | AS/NZS 3823.1.2:2012 | AC180JXAFNH/SA / AC180JNHFKH/SA |  | N/A | SAMSUNG ELECTRONICS | N/A | Ducted | Single Split System | - | Air | Air | China | 5.29 | N/A | 18 | N/A | N/A | N/A | N/A | N/A | 5.41 | 20 | Calorimeter Room | 3.2863 | 3.777 | N/A | - | N/A | N/A | N/A | N/A | N/A | N/A | N/A | N/A | N/A | N/A | N/A | N/A | N/A | N/A | N/A | N/A | N/A | Three | R410A | Australia,Fiji,New Zealand | 132079 | 2025-09-14 |  | Approved | Reverse Cycle | N/A | Yes | Class 11 | Yes | N/A | N/A | N/A | N/A | N/A | N/A | N/A | Available | N/A | N/A |  | http://www.samsung.com.au | N/A |  |  | AAC5288 | Yes | Variable output compressor | Inverter | No | - | 18000 | 5.29 | - | 2300 | 9000 | No | - | - | - | 4835.06 | 19386 | No | 2102.2 | 9693 | Yes | 1150 | 6000 | 20000 | 5.41 | 2250 | 10000 | Yes | 870 | 4500 | Yes | 4750 | 13000 | No | - | - | No | - | - | - | - | - | No | - | - | No | - | - | No | - | - | - | 76 | 4.186 | 4.103 | 4.311 | 5.108 | 4.806 | 4.58 | 1185 | 1826 | 5447 | 2557 | 3207 | 7358 | 2.5 | 2.5 | 2.5 | 2.839 | 3.41 | 4.74 | 3.29 | 3.828 | 4.883 | 9222 | 3212 | 379 | 2701 | 1328 | 235 | 1 | 1.5 | 3 | No | - | - | - | - | N/A | N/A | N/A | 10 | 3.381 | 3.6739
[SEER Non Multi-Split <=65kW] GEMS (Air Conditioners up to 65kW) Determination 2019 | MEPS Oct 2011 | AS/NZS 3823.1.2:2012 | AC200JXAFNH / AC200JNHFKH |  | N/A | SAMSUNG ELECTRONICS | 4 | Ducted | Single Split System | - | Air | Air | China | 6.06 | 16 | 20 | 910 | 0 | 0 | 0 | 450 | 6.08 | 22.5 | Enthalpy Test Room | 3.2291 | 3.6259 | Yes | 0 | N/A | 50 | 50 | 0 | 0 | N/A | N/A | N/A | 3.1425 | 3.5291 | N/A | N/A | 0 | 0 | 0 | 0 | Enthalpy Test Room | Single | R410A | Australia,Fiji,New Zealand | 125046 | 2025-01-15 |  | Approved | Reverse Cycle | 1350 | Yes | Class 11 | Yes | - | - | Yes | Yes | Yes | - | 3.2291 | Unavailable | N/A | N/A |  | http://www.samsung.com.au | Yes |  |  | AAC4402 | N/A | Variable output compressor,Multiple compressors | Inverter | N/A | N/A | N/A | 6.06 | N/A | N/A | N/A | N/A | N/A | N/A | N/A | N/A | N/A | N/A | N/A | N/A | N/A | N/A | N/A | N/A | 6.08 | N/A | N/A | N/A | N/A | N/A | N/A | N/A | N/A | N/A | N/A | N/A | N/A | N/A | N/A | N/A | N/A | N/A | N/A | N/A | N/A | N/A | N/A | N/A | N/A | N/A | N/A | N/A | N/A | N/A | N/A | N/A | N/A | N/A | N/A | N/A | N/A | N/A | N/A | N/A | N/A | N/A | N/A | N/A | N/A | N/A | N/A | N/A | N/A | N/A | N/A | N/A | N/A | N/A | N/A | N/A | N/A | N/A | N/A | N/A | N/A | N/A | N/A | N/A | N/A | N/A | N/A | N/A | 3.2108 | 3.6006
[SEER Multi-Split <=65kW] GEMS (Air Conditioners up to 65kW) Determination 2019 | MEPS 2019 | AS/NZS 3823.1.4:2012 | AJ050TXJ2KH/AJ035TNAPKH/AJ050TNAPKH |  | N/A | SAMSUNG ELECTRONICS | N/A | Non Ducted | fixed | N/A | Air | Air | China,South Korea | 1.32 | N/A | 5 | N/A | N/A | N/A | N/A | N/A | 1.35 | 5.7 | Calorimeter Room | 3.9339 | 4.489 | N/A | - | N/A | N/A | N/A | N/A | N/A | N/A | N/A | N/A | N/A | N/A | N/A | N/A | N/A | N/A | N/A | N/A | N/A | Single | R410A | Australia,Fiji,New Zealand | 129609 | 2025-09-08 |  | Approved | Reverse Cycle | N/A | Yes | Class 19 | Yes | N/A | N/A | N/A | N/A | N/A | N/A | N/A | Available | N/A | N/A |  | http://www.samsung.com.au | N/A |  |  | AAC5264 | Yes | Variable output compressor | Inverter | No | - | 5000 | 1.32 | - | 500 | 2500 | No | - | - | - | 1206.48 | 5385 | No | 457 | 2692.5 | Yes | 250 | 1850 | 5700 | 1.35 | 580 | 2850 | Yes | 280 | 1180 | Yes | 1500 | 4200 | No | - | - | No | - | - | - | - | - | No | - | - | No | - | - | No | - | - | N/A | 56 | 4.584 | 4.566 | 5.112 | 6.229 | 5.87 | 5.556 | 286 | 439 | 1259 | 569 | 715 | 1671 | 3 | 3 | 3.5 | 3.335 | 3.961 | 4.519 | 3.538 | 4.117 | 4.437 | 2252 | 805 | 128 | 729 | 365 | 86 | 1.5 | 2 | 3 | N/A | N/A | N/A | N/A | N/A | N/A | N/A | N/A | 9 | 3.7026 | 4.1292
[SEER Multi-Split <=65kW] GEMS (Air Conditioners up to 65kW) Determination 2019 | MEPS 2019 | AS/NZS 3823.1.4:2012 | AJ068TXJ3KH/AJ035TNAPKH |  | N/A | SAMSUNG ELECTRONICS | N/A | Non Ducted | fixed | N/A | Air | Air | South Korea,Thailand | 2 | N/A | 6.8 | N/A | N/A | N/A | N/A | N/A | 1.91 | 8 | Calorimeter Room | 3.6527 | 4.2966 | N/A | - | N/A | N/A | N/A | N/A | N/A | N/A | N/A | N/A | N/A | N/A | N/A | N/A | N/A | N/A | N/A | N/A | N/A | Single | R410A | Australia,Fiji,New Zealand | 131957 | 2025-09-02 |  | Approved | Reverse Cycle | N/A | Yes | Class 19 | Yes | N/A | N/A | N/A | N/A | N/A | N/A | N/A | Available | N/A | N/A |  | http://www.samsung.com.au | N/A |  |  | AAC5229 | Yes | Variable output compressor | Inverter | No | - | 6800 | 2 | - | 650 | 3400 | No | - | - | - | 1828 | 7323.6 | No | 594.1 | 3661.8 | Yes | 290 | 2050 | 8000 | 1.91 | 730 | 4000 | Yes | 340 | 1500 | Yes | 2300 | 6100 | No | - | - | No | - | - | - | - | - | No | - | - | No | - | - | No | - | - | N/A | 64 | 4.528 | 4.428 | 4.962 | 6.152 | 5.734 | 5.432 | 395 | 617 | 1766 | 784 | 997 | 2326 | 3 | 2.5 | 3 | 3.468 | 4.194 | 4.902 | 3.715 | 4.378 | 4.786 | 3039 | 1068 | 167 | 974 | 482 | 112 | 1.5 | 2.5 | 3 | N/A | N/A | N/A | N/A | N/A | N/A | N/A | N/A | 12 | 3.3324 | 4.1014
[SEER Multi-Split <=65kW] GEMS (Air Conditioners up to 65kW) Determination 2019 | MEPS 2019 | AS/NZS 3823.1.4:2012 | AJ080TXJ4KH/AJ025TNAPKH/AJ035TNAPKH |  | N/A | SAMSUNG ELECTRONICS | N/A | Non Ducted | fixed | N/A | Air | Air | China,South Korea | 2.38 | N/A | 8 | N/A | N/A | N/A | N/A | N/A | 2.13 | 9 | Calorimeter Room | 3.5964 | 4.4357 | N/A | - | N/A | N/A | N/A | N/A | N/A | N/A | N/A | N/A | N/A | N/A | N/A | N/A | N/A | N/A | N/A | N/A | N/A | Single | R410A | Australia,Fiji,New Zealand | 131963 | 2025-09-08 |  | Approved | Reverse Cycle | N/A | Yes | Class 19 | Yes | N/A | N/A | N/A | N/A | N/A | N/A | N/A | Available | N/A | N/A |  | http://www.samsung.com.au | N/A |  |  | AAC5265 | Yes | Variable output compressor | Inverter | No | - | 8000 | 2.38 | - | 820 | 4000 | No | - | - | - | 2175.32 | 8616 | No | 749.48 | 4308 | Yes | 380 | 2750 | 9000 | 2.13 | 810 | 4500 | Yes | 450 | 2200 | Yes | 2500 | 6400 | No | - | - | No | - | - | - | - | - | No | - | - | No | - | - | No | - | - | N/A | 64 | 4.497 | 4.402 | 4.836 | 6.076 | 5.662 | 5.269 | 473 | 736 | 2138 | 938 | 1193 | 2826 | 2.5 | 2.5 | 3 | 3.371 | 4.177 | 5.086 | 3.712 | 4.293 | 5.01 | 3513 | 1202 | 178 | 1094 | 550 | 119 | 1.5 | 2.5 | 3.5 | N/A | N/A | N/A | N/A | N/A | N/A | N/A | N/A | 12 | 3.305 | 4.1464
[SEER Multi-Split <=65kW] GEMS (Air Conditioners up to 65kW) Determination 2019 | MEPS 2019 | AS/NZS 3823.1.4:2012 | AJ100TXJ5KH/AJ025TNAPKH |  | N/A | SAMSUNG ELECTRONICS | N/A | Non Ducted | fixed | N/A | Air | Air | Thailand,South Korea | 2.9 | N/A | 10 | N/A | N/A | N/A | N/A | N/A | 2.93 | 12 | Calorimeter Room | 3.5268 | 4.3272 | N/A | - | N/A | N/A | N/A | N/A | N/A | N/A | N/A | N/A | N/A | N/A | N/A | N/A | N/A | N/A | N/A | N/A | N/A | Single | R410A | Australia,Fiji,New Zealand | 131991 | 2025-09-03 |  | Approved | Reverse Cycle | N/A | Yes | Class 20 | Yes | N/A | N/A | N/A | N/A | N/A | N/A | N/A | Available | N/A | N/A |  | http://www.samsung.com.au | N/A |  |  | AAC5245 | Yes | Variable output compressor | Inverter | No | - | 10000 | 2.9 | - | 1000 | 5000 | No | - | - | - | 2650.6 | 10770 | No | 914 | 5385 | Yes | 430 | 3250 | 12000 | 2.93 | 1080 | 6000 | Yes | 590 | 3400 | Yes | 3300 | 8500 | No | - | - | No | - | - | - | - | - | No | - | - | No | - | - | No | - | - | N/A | 70 | 4.481 | 4.417 | 4.928 | 6.177 | 5.772 | 5.385 | 587 | 909 | 2614 | 1147 | 1455 | 3450 | 2.5 | 2.5 | 3 | 3.144 | 3.887 | 5.52 | 3.891 | 4.616 | 5.558 | 5024 | 1724 | 227 | 1397 | 688 | 150 | 1.5 | 2 | 4 | N/A | N/A | N/A | N/A | N/A | N/A | N/A | N/A | 18 | 3.3774 | 4.0123
[SEER Multi-Split <=65kW] GEMS (Air Conditioners up to 65kW) Determination 2019 | MEPS 2019 | AS/NZS 3823.1.4:2012 | AJ125TXJ5KH/AJ025TNAPKH |  | N/A | SAMSUNG ELECTRONICS | N/A | Non Ducted | vrf | Wall Hung | Air | Air | South Korea,Thailand | 3.95 | N/A | 12.5 | N/A | N/A | N/A | N/A | N/A | 3.46 | 13.5 | Calorimeter Room | 3.3062 | 3.9906 | N/A | - | N/A | N/A | N/A | N/A | N/A | N/A | N/A | N/A | N/A | N/A | N/A | N/A | N/A | N/A | N/A | N/A | N/A | Single | R410A | Australia,Fiji,New Zealand | 130357 | 2025-09-02 |  | Approved | Reverse Cycle | N/A | Yes | Class 20 | Yes | N/A | N/A | N/A | N/A | N/A | N/A | N/A | Available | N/A | N/A |  | http://www.samsung.com.au | N/A |  |  | AAC5227 | Yes | Variable output compressor | Inverter | No | - | 12500 | 3.95 | - | 1200 | 6250 | No | - | - | - | 3610.3 | 13462.5 | No | 1096.8 | 6731.25 | Yes | 430 | 3500 | 13500 | 3.46 | 1270 | 6750 | Yes | 470 | 2300 | Yes | 4000 | 10500 | No | - | - | No | - | - | - | - | - | No | - | - | No | - | - | No | - | - | N/A | 70 | 4.647 | 4.482 | 4.915 | 6.443 | 5.93 | 5.401 | 715 | 1130 | 3288 | 1382 | 1779 | 4309 | 3 | 2.5 | 3 | 3.465 | 4.184 | 5.064 | 3.97 | 4.576 | 5.082 | 5128 | 1800 | 269 | 1537 | 776 | 176 | 1.5 | 2.5 | 3.5 | N/A | N/A | N/A | N/A | N/A | N/A | N/A | N/A | 18 | 3.1166 | 3.8343
[SEER Multi-Split <=65kW] GEMS (Air Conditioners up to 65kW) Determination 2019 | MEPS 2019 | AS/NZS 3823.1.4:2012 | AM040KXMDEH/EU/ AM036ANLDKH / AM045ANLDKH |  | N/A | SAMSUNG ELECTRONICS | N/A | Ducted | vrf | N/A | Air | Air | China | 3.742 | N/A | 12.1 | N/A | N/A | N/A | N/A | N/A | 3.034 | 12.1 | Calorimeter Room | 3.2329 | 4.0394 | N/A | - | N/A | N/A | N/A | N/A | N/A | N/A | N/A | N/A | N/A | N/A | N/A | N/A | N/A | N/A | N/A | N/A | N/A | Single | R410A | Australia,Fiji,New Zealand | 145793 | 2027-04-05 |  | Approved | Reverse Cycle | N/A | No | Class 20 | No | N/A | N/A | N/A | N/A | N/A | N/A | N/A | Available | N/A | N/A |  | http://www.samsung.com.au | N/A |  |  | AAC6595 | Yes | Variable output compressor | Inverter | No | - | 12100 | 3.742 | - | 1560 | 6050 | No | - | - | - | 3420.188 | 13031.7 | No | 1425.84 | 6515.85 | Yes | 600 | 2420 | 12100 | 3.034 | 1260 | 6050 | Yes | 360 | 1820 | Yes | 3730 | 9700 | No | - | - | No | - | - | - | - | - | No | - | - | No | - | - | No | - | - | N/A | 68.5 | 3.144 | 3.21 | 3.841 | 4.204 | 4.039 | 4.176 | 976 | 1467 | 4011 | 2008 | 2483 | 5344 | 1.5 | 1.5 | 2 | 3.478 | 4.133 | 4.882 | 3.929 | 4.57 | 5.008 | 4647 | 1715 | 325 | 1455 | 761 | 222 | 1.5 | 2.5 | 3 | N/A | N/A | N/A | N/A | N/A | N/A | N/A | N/A | 47 | 3.1019 | 3.7897
[SEER Multi-Split <=65kW] GEMS (Air Conditioners up to 65kW) Determination 2019 | MEPS 2019 | AS/NZS 3823.1.4:2012 | AM040NXMDER/EU |  | N/A | SAMSUNG ELECTRONICS | N/A | Ducted | vrf | N/A | Air | Air | South Korea,China | 3.37 | N/A | 12.1 | N/A | N/A | N/A | N/A | N/A | 3.2 | 12.1 | Calorimeter Room | 3.7734 | 3.8625 | N/A | - | N/A | N/A | N/A | N/A | N/A | N/A | N/A | N/A | N/A | N/A | N/A | N/A | N/A | N/A | N/A | N/A | N/A | Single | R410A | Australia,Fiji,New Zealand | 133221 | 2025-10-28 |  | Approved | Reverse Cycle | N/A | No | Class 20 | No | N/A | N/A | N/A | N/A | N/A | N/A | N/A | Available | N/A | N/A |  | http://www.samsung.com.au | N/A |  |  | AAC5448 | Yes | Variable output compressor | Inverter | No | - | 12100 | 3.37 | - | 1400 | 6050 | No | - | - | - | 3080.18 | 13031.7 | No | 1279.6 | 6515.85 | Yes | 540 | 2420 | 12100 | 3.2 | 1330 | 6050 | Yes | 380 | 1820 | Yes | 3860 | 9700 | No | - | - | No | - | - | - | - | - | No | - | - | No | - | - | No | - | - | N/A | 67 | 3.406 | 3.494 | 4.239 | 4.617 | 4.446 | 4.624 | 893 | 1338 | 3624 | 1820 | 2247 | 4818 | 1.5 | 1.5 | 2.5 | 3.333 | 3.929 | 4.625 | 3.755 | 4.339 | 4.744 | 4845 | 1797 | 337 | 1518 | 796 | 229 | 1.5 | 2 | 3 | N/A | N/A | N/A | N/A | N/A | N/A | N/A | N/A | 47 | 3.4289 | 3.6024
[SEER Multi-Split <=65kW] GEMS (Air Conditioners up to 65kW) Determination 2019 | MEPS 2019 | AS/NZS 3823.1.4:2012 | AM050KXMDEH/EU / AM036ANLDKH |  | N/A | SAMSUNG ELECTRONICS | N/A | Ducted | vrf | N/A | Air | Air | China | 4.16 | N/A | 14 | N/A | N/A | N/A | N/A | N/A | 3.568 | 14 | Calorimeter Room | 3.3396 | 3.8768 | N/A | - | N/A | N/A | N/A | N/A | N/A | N/A | N/A | N/A | N/A | N/A | N/A | N/A | N/A | N/A | N/A | N/A | N/A | Single | R410A | Australia,Fiji,New Zealand | 145801 | 2027-04-06 |  | Approved | Reverse Cycle | N/A | No | Class 20 | No | N/A | N/A | N/A | N/A | N/A | N/A | N/A | Available | N/A | N/A |  | http://www.samsung.com.au | N/A |  |  | AAC6603 | Yes | Variable output compressor | Inverter | No | - | 14000 | 4.16 | - | 1730 | 7000 | No | - | - | - | 3802.24 | 15078 | No | 1581.22 | 7539 | Yes | 660 | 2800 | 14000 | 3.568 | 1490 | 7000 | Yes | 430 | 2100 | Yes | 4370 | 11200 | No | - | - | No | - | - | - | - | - | No | - | - | No | - | - | No | - | - | N/A | 71.7 | 3.361 | 3.416 | 4.035 | 4.446 | 4.262 | 4.377 | 1065 | 1606 | 4430 | 2206 | 2733 | 5910 | 1.5 | 1.5 | 2.5 | 3.415 | 4.044 | 4.752 | 3.844 | 4.45 | 4.864 | 5458 | 2005 | 364 | 1703 | 885 | 247 | 1.5 | 2.5 | 3 | N/A | N/A | N/A | N/A | N/A | N/A | N/A | N/A | 47 | 3.2416 | 3.7565
[SEER Multi-Split <=65kW] GEMS (Air Conditioners up to 65kW) Determination 2019 | MEPS 2019 | AS/NZS 3823.1.4:2012 | AM060NXMDER/EU |  | N/A | SAMSUNG ELECTRONICS | N/A | Ducted | vrf | N/A | Air | Air | South Korea,China | 4.81 | N/A | 15.5 | N/A | N/A | N/A | N/A | N/A | 4.16 | 15.5 | Calorimeter Room | 3.2798 | 3.7902 | N/A | - | N/A | N/A | N/A | N/A | N/A | N/A | N/A | N/A | N/A | N/A | N/A | N/A | N/A | N/A | N/A | N/A | N/A | Single | R410A | Australia,Fiji,New Zealand | 133222 | 2025-10-15 |  | Approved | Reverse Cycle | N/A | No | Class 20 | No | N/A | N/A | N/A | N/A | N/A | N/A | N/A | Available | N/A | N/A |  | http://www.samsung.com.au | N/A |  |  | AAC5405 | Yes | Variable output compressor | Inverter | No | - | 15500 | 4.81 | - | 2010 | 7750 | No | - | - | - | 4396.34 | 16693.5 | No | 1837.14 | 8346.75 | Yes | 770 | 3100 | 15500 | 4.16 | 1730 | 7750 | Yes | 500 | 2330 | Yes | 5040 | 12400 | No | - | - | No | - | - | - | - | - | No | - | - | - | - | - | No | - | - | N/A | 70 | 3.308 | 3.342 | 3.885 | 4.298 | 4.11 | 4.199 | 1211 | 1834 | 5111 | 2541 | 3152 | 6836 | 1.5 | 1.5 | 2 | 3.278 | 3.86 | 4.532 | 3.685 | 4.247 | 4.639 | 6279 | 2305 | 404 | 1952 | 1011 | 271 | 1.5 | 2 | 3 | N/A | N/A | N/A | N/A | N/A | N/A | N/A | N/A | 47 | 3.1194 | 3.5889
[SEER Multi-Split <=65kW] GEMS (Air Conditioners up to 65kW) Determination 2019 | MEPS 2019 | AS/NZS 3823.1.4:2012 | AM080DXVGGH/SA |  | N/A | SAMSUNG ELECTRONICS | N/A | Non Ducted | vrf | N/A | Air | Air | China,South Korea | 5.31 | N/A | 22.4 | N/A | N/A | N/A | N/A | N/A | 5.88 | 25.2 | Enthalpy Test Room | 4.2285 | 4.2922 | N/A | - | N/A | N/A | N/A | N/A | N/A | N/A | N/A | N/A | N/A | N/A | N/A | N/A | N/A | N/A | N/A | N/A | N/A | Three | R410A | Australia,Fiji,New Zealand | 155298 | 2028-08-06 |  | Approved | Reverse Cycle | N/A | No | Class 20 | No | N/A | N/A | N/A | N/A | N/A | N/A | N/A | Available | N/A | N/A |  | http://www.samsung.com.au | N/A |  |  | AAC7682 | Yes | Variable output compressor | Inverter | No | - | 22400 | 5.31 | - | 2140 | 11200 | No | - | - | - | 4853.34 | 24124.8 | No | 1955.96 | 12062.4 | Yes | 1040 | 6140 | 25200 | 5.88 | 2800 | 12600 | Yes | 1200 | 4320 | Yes | 4740 | 18220 | No | - | - | No | - | - | - | - | - | No | - | - | No | - | - | No | - | - | N/A | 73.1 | 5.262 | 5.121 | 5.457 | 6.323 | 5.945 | 5.816 | 1168 | 1815 | 5348 | 2566 | 3221 | 7206 | 3.5 | 3.5 | 3.5 | 3.403 | 3.849 | 4.075 | 3.432 | 3.716 | 3.963 | 9696 | 3588 | 550 | 3263 | 1723 | 359 | 1.5 | 2 | 2.5 | N/A | N/A | N/A | N/A | N/A | N/A | N/A | N/A | 12.3 | 4.1857 | 4.2556
[SEER Multi-Split <=65kW] GEMS (Air Conditioners up to 65kW) Determination 2019 | MEPS 2019 | AS/NZS 3823.1.4:2012 | AM080DXVGGR/SA |  | N/A | SAMSUNG ELECTRONICS | N/A | Non Ducted | vrf | N/A | Air | Air | China,South Korea | 5.31 | N/A | 22.4 | N/A | N/A | N/A | N/A | N/A | 5.88 | 25.2 | Enthalpy Test Room | 4.2285 | 4.2922 | N/A | - | N/A | N/A | N/A | N/A | N/A | N/A | N/A | N/A | N/A | N/A | N/A | N/A | N/A | N/A | N/A | N/A | N/A | Three | R410A | Australia,Fiji,New Zealand | 155510 | 2028-08-06 |  | Approved | Reverse Cycle | N/A | No | Class 20 | No | N/A | N/A | N/A | N/A | N/A | N/A | N/A | Available | N/A | N/A |  | http://www.samsung.com.au | N/A |  |  | AAC7681 | Yes | Variable output compressor | Inverter | No | - | 22400 | 5.31 | - | 2140 | 11200 | No | - | - | - | 4853.34 | 24124.8 | No | 1955.96 | 12062.4 | Yes | 1040 | 6140 | 25200 | 5.88 | 2800 | 12600 | Yes | 1200 | 4320 | Yes | 4740 | 18220 | No | - | - | No | - | - | - | - | - | No | - | - | No | - | - | No | - | - | N/A | 73.1 | 5.262 | 5.121 | 5.457 | 6.323 | 5.945 | 5.816 | 1168 | 1815 | 5348 | 2566 | 3221 | 7206 | 3.5 | 3.5 | 3.5 | 3.403 | 3.849 | 4.075 | 3.432 | 3.716 | 3.963 | 9696 | 3588 | 550 | 3263 | 1723 | 359 | 1.5 | 2 | 2.5 | N/A | N/A | N/A | N/A | N/A | N/A | N/A | N/A | 12.3 | 4.1857 | 4.2556
[SEER Multi-Split <=65kW] GEMS (Air Conditioners up to 65kW) Determination 2019 | MEPS 2019 | AS/NZS 3823.1.4:2012 | AM100DXVGGH/SA |  | N/A | SAMSUNG ELECTRONICS | N/A | Non Ducted | vrf | N/A | Air | Air | China,South Korea | 6.96 | N/A | 28 | N/A | N/A | N/A | N/A | N/A | 7.96 | 31.5 | Enthalpy Test Room | 4.0271 | 3.9564 | N/A | - | N/A | N/A | N/A | N/A | N/A | N/A | N/A | N/A | N/A | N/A | N/A | N/A | N/A | N/A | N/A | N/A | N/A | Three | R410A | Australia,Fiji,New Zealand | 155325 | 2028-08-06 |  | Approved | Reverse Cycle | N/A | No | Class 20 | No | N/A | N/A | N/A | N/A | N/A | N/A | N/A | Available | N/A | N/A |  | http://www.samsung.com.au | N/A |  |  | AAC7687 | Yes | Variable output compressor | Inverter | No | - | 28000 | 6.96 | - | 2770 | 14000 | No | - | - | - | 6361.44 | 30156 | No | 2531.78 | 15078 | Yes | 1770 | 9900 | 31500 | 7.96 | 3660 | 15750 | Yes | 1760 | 7600 | Yes | 5920 | 22490 | No | - | - | No | - | - | - | - | - | No | - | - | No | - | - | No | - | - | N/A | 76.5 | 5.081 | 4.92 | 5.224 | 5.992 | 5.631 | 5.557 | 1520 | 2371 | 6994 | 3393 | 4259 | 9435 | 3.5 | 3 | 3.5 | 3.349 | 3.814 | 4.267 | 3.511 | 3.905 | 4.269 | 12309 | 4517 | 650 | 3980 | 2044 | 412 | 1.5 | 2 | 2.5 | N/A | N/A | N/A | N/A | N/A | N/A | N/A | N/A | 12.3 | 3.9991 | 3.9367
[SEER Multi-Split <=65kW] GEMS (Air Conditioners up to 65kW) Determination 2019 | MEPS 2019 | AS/NZS 3823.1.4:2012 | AM100DXVGGR/SA |  | N/A | SAMSUNG ELECTRONICS | N/A | Non Ducted | vrf | N/A | Air | Air | China,South Korea | 6.96 | N/A | 28 | N/A | N/A | N/A | N/A | N/A | 7.96 | 31.5 | Enthalpy Test Room | 4.0271 | 3.9564 | N/A | - | N/A | N/A | N/A | N/A | N/A | N/A | N/A | N/A | N/A | N/A | N/A | N/A | N/A | N/A | N/A | N/A | N/A | Three | R410A | Australia,Fiji,New Zealand | 155534 | 2028-08-06 |  | Approved | Reverse Cycle | N/A | No | Class 20 | No | N/A | N/A | N/A | N/A | N/A | N/A | N/A | Available | N/A | N/A |  | http://www.samsung.com.au | N/A |  |  | AAC7680 | Yes | Variable output compressor | Inverter | No | - | 28000 | 6.96 | - | 2770 | 14000 | No | - | - | - | 6361.44 | 30156 | No | 2531.78 | 15078 | Yes | 1770 | 9900 | 31500 | 7.96 | 3660 | 15750 | Yes | 1760 | 7600 | Yes | 5920 | 22490 | No | - | - | No | - | - | - | - | - | No | - | - | No | - | - | No | - | - | N/A | 76.5 | 5.081 | 4.92 | 5.224 | 5.992 | 5.631 | 5.557 | 1520 | 2371 | 6994 | 3393 | 4259 | 9435 | 3.5 | 3 | 3.5 | 3.349 | 3.814 | 4.267 | 3.511 | 3.905 | 4.269 | 12309 | 4517 | 650 | 3980 | 2044 | 412 | 1.5 | 2 | 2.5 | N/A | N/A | N/A | N/A | N/A | N/A | N/A | N/A | 12.3 | 3.9991 | 3.9367
[SEER Multi-Split <=65kW] GEMS (Air Conditioners up to 65kW) Determination 2019 | MEPS 2019 | AS/NZS 3823.1.4:2012 | AM120DXVGGH/SA |  | N/A | SAMSUNG ELECTRONICS | N/A | Non Ducted | vrf | N/A | Air | Air | China,South Korea | 9.21 | N/A | 33.6 | N/A | N/A | N/A | N/A | N/A | 9.94 | 37.8 | Enthalpy Test Room | 3.6498 | 3.8047 | N/A | - | N/A | N/A | N/A | N/A | N/A | N/A | N/A | N/A | N/A | N/A | N/A | N/A | N/A | N/A | N/A | N/A | N/A | Three | R410A | Australia,Fiji,New Zealand | 155537 | 2028-08-02 |  | Approved | Reverse Cycle | N/A | No | Class 20 | No | N/A | N/A | N/A | N/A | N/A | N/A | N/A | Available | N/A | N/A |  | http://www.samsung.com.au | N/A |  |  | AAC7669 | Yes | Variable output compressor | Inverter | No | No | 33600 | 9.21 | - | 3700 | 16800 | No | - | - | - | 8417.94 | 36187.2 | No | 3381.8 | 18093.6 | Yes | 1890 | 11140 | 37800 | 9.94 | 4670 | 18900 | Yes | 2460 | 9350 | Yes | 8000 | 25980 | No | - | - | No | - | - | - | - | - | No | - | - | No | - | - | No | - | - | N/A | - | 4.775 | 4.628 | 4.84 | 5.811 | 5.437 | 5.157 | 1948 | 3033 | 9067 | 4204 | 5299 | 12207 | 3 | 3 | 3 | 2.867 | 3.263 | 3.871 | 3.045 | 3.504 | 3.829 | 17242 | 6323 | 850 | 5499 | 2726 | 543 | 1 | 1.5 | 2 | N/A | N/A | N/A | N/A | N/A | N/A | N/A | N/A | 12.3 | 3.6318 | 3.787
[SEER Multi-Split <=65kW] GEMS (Air Conditioners up to 65kW) Determination 2019 | MEPS 2019 | AS/NZS 3823.1.4:2012 | AM120DXVGGR/SA |  | N/A | SAMSUNG ELECTRONICS | N/A | Non Ducted | vrf | N/A | Air | Air | China,South Korea | 9.21 | N/A | 33.6 | N/A | N/A | N/A | N/A | N/A | 9.94 | 37.8 | Enthalpy Test Room | 3.6508 | 3.803 | N/A | - | N/A | N/A | N/A | N/A | N/A | N/A | N/A | N/A | N/A | N/A | N/A | N/A | N/A | N/A | N/A | N/A | N/A | Three | R410A | Australia,Fiji,New Zealand | 155553 | 2028-08-06 |  | Approved | Reverse Cycle | N/A | No | Class 20 | No | N/A | N/A | N/A | N/A | N/A | N/A | N/A | Available | N/A | N/A |  | http://www.samsung.com.au | N/A |  |  | AAC7688 | Yes | Variable output compressor | Inverter | No | No | 33600 | 9.21 | - | 3710 | 16800 | No | - | - | - | 8417.94 | 36187.2 | No | 3390.94 | 18093.6 | Yes | 1890 | 11140 | 37800 | 9.94 | 4670 | 18900 | Yes | 2460 | 9350 | Yes | 8000 | 25980 | No | - | - | No | - | - | - | - | - | No | - | - | No | - | - | No | - | - | N/A | - | 4.769 | 4.624 | 4.834 | 5.805 | 5.432 | 5.15 | 1951 | 3036 | 9078 | 4209 | 5304 | 12223 | 3 | 3 | 3 | 2.867 | 3.263 | 3.871 | 3.045 | 3.504 | 3.829 | 17242 | 6323 | 850 | 5499 | 2726 | 543 | 1 | 1.5 | 2 | N/A | N/A | N/A | N/A | N/A | N/A | N/A | N/A | 12.3 | 3.6318 | 3.787
[SEER Multi-Split <=65kW] GEMS (Air Conditioners up to 65kW) Determination 2019 | MEPS 2019 | AS/NZS 3823.1.4:2012 | AM140DXVGGH/SA |  | N/A | SAMSUNG ELECTRONICS | N/A | Non Ducted | vrf | N/A | Air | Air | China,South Korea | 11.27 | N/A | 40 | N/A | N/A | N/A | N/A | N/A | 11.27 | 45 | Enthalpy Test Room | 3.5523 | 3.9974 | N/A | - | N/A | N/A | N/A | N/A | N/A | N/A | N/A | N/A | N/A | N/A | N/A | N/A | N/A | N/A | N/A | N/A | N/A | Three | R410A | Australia,Fiji,New Zealand | 155561 | 2028-08-06 |  | Approved | Reverse Cycle | N/A | No | Class 21 | No | N/A | N/A | N/A | N/A | N/A | N/A | N/A | Available | N/A | N/A |  | http://www.samsung.com.au | N/A |  |  | AAC7684 | Yes | Variable output compressor | Inverter | No | No | 40000 | 11.27 | - | 4230 | 20000 | No | - | - | - | 10300.78 | 43080 | No | 3866.22 | 21540 | Yes | 1670 | 10170 | 45000 | 11.27 | 4550 | 22500 | Yes | 2280 | 11420 | Yes | 8530 | 32010 | No | - | - | No | - | - | - | - | - | No | - | - | No | - | - | No | - | - | N/A | - | 4.893 | 4.704 | 4.903 | 6.012 | 5.593 | 5.245 | 2268 | 3559 | 10662 | 4842 | 6136 | 14293 | 3 | 3 | 3 | 3.556 | 4.17 | 4.893 | 3.825 | 4.36 | 4.91 | 16553 | 5893 | 802 | 5212 | 2609 | 506 | 2 | 2.5 | 3 | N/A | N/A | N/A | N/A | N/A | N/A | N/A | N/A | 12.3 | 3.5362 | 3.9782
[SEER Multi-Split <=65kW] GEMS (Air Conditioners up to 65kW) Determination 2019 | MEPS 2019 | AS/NZS 3823.1.4:2012 | AM140DXVGGR/SA |  | N/A | SAMSUNG ELECTRONICS | N/A | Non Ducted | vrf | N/A | Air | Air | China,South Korea | 11.27 | N/A | 40 | N/A | N/A | N/A | N/A | N/A | 11.27 | 45 | Enthalpy Test Room | 3.5521 | 3.9977 | N/A | - | N/A | N/A | N/A | N/A | N/A | N/A | N/A | N/A | N/A | N/A | N/A | N/A | N/A | N/A | N/A | N/A | N/A | Three | R410A | Australia,Fiji,New Zealand | 155579 | 2028-08-02 |  | Approved | Reverse Cycle | N/A | No | Class 21 | No | N/A | N/A | N/A | N/A | N/A | N/A | N/A | Available | N/A | N/A |  | http://www.samsung.com.au | N/A |  |  | AAC7670 | Yes | Variable output compressor | Inverter | No | No | 40000 | 11.27 | - | 4230 | 20000 | No | - | - | - | 10300.78 | 43080 | No | 3866.22 | 21540 | Yes | 1670 | 10170 | 45000 | 11.27 | 4550 | 22500 | Yes | 2280 | 11420 | Yes | 8530 | 32010 | No | - | - | No | - | - | - | - | - | No | - | - | No | - | - | No | - | - | N/A | - | 4.893 | 4.704 | 4.903 | 6.012 | 5.593 | 5.245 | 2268 | 3559 | 10662 | 4842 | 6136 | 14293 | 3 | 3 | 3 | 3.556 | 4.17 | 4.893 | 3.825 | 4.36 | 4.91 | 16553 | 5893 | 802 | 5212 | 2609 | 506 | 2 | 2.5 | 3 | N/A | N/A | N/A | N/A | N/A | N/A | N/A | N/A | 12.3 | 3.5362 | 3.9782
[SEER Multi-Split <=65kW] GEMS (Air Conditioners up to 65kW) Determination 2019 | MEPS 2019 | AS/NZS 3823.1.4:2012 | AM160DXVGGH/SA |  | N/A | SAMSUNG ELECTRONICS | N/A | Non Ducted | vrf | N/A | Air | Air | China,South Korea | 11.18 | N/A | 45 | N/A | N/A | N/A | N/A | N/A | 11.51 | 50.4 | Enthalpy Test Room | 4.0241 | 4.3796 | N/A | - | N/A | N/A | N/A | N/A | N/A | N/A | N/A | N/A | N/A | N/A | N/A | N/A | N/A | N/A | N/A | N/A | N/A | Three | R410A | Australia,Fiji,New Zealand | 155582 | 2028-08-06 |  | Approved | Reverse Cycle | N/A | No | Class 21 | No | N/A | N/A | N/A | N/A | N/A | N/A | N/A | Available | N/A | N/A |  | http://www.samsung.com.au | N/A |  |  | AAC7679 | Yes | Variable output compressor | Inverter | No | No | 45000 | 11.18 | - | 4460 | 22500 | No | - | - | - | 10218.52 | 48465 | No | 4076.44 | 24232.5 | Yes | 2510 | 10720 | 50400 | 11.51 | 5060 | 25200 | Yes | 2570 | 12350 | Yes | 8820 | 36240 | No | - | - | No | - | - | - | - | - | No | - | - | No | - | - | No | - | - | N/A | - | 4.994 | 4.802 | 5.112 | 5.573 | 5.256 | 5.405 | 2503 | 3925 | 11505 | 5881 | 7352 | 15607 | 3 | 3 | 3.5 | 3.679 | 4.273 | 4.822 | 3.877 | 4.361 | 4.799 | 17916 | 6438 | 908 | 5757 | 2918 | 576 | 2 | 2.5 | 3 | N/A | N/A | N/A | N/A | N/A | N/A | N/A | N/A | 12.3 | 4.0101 | 4.363
[SEER Multi-Split <=65kW] GEMS (Air Conditioners up to 65kW) Determination 2019 | MEPS 2019 | AS/NZS 3823.1.4:2012 | AM160DXVGGR/SA |  | N/A | SAMSUNG ELECTRONICS | N/A | Non Ducted | vrf | N/A | Air | Air | China,South Korea | 11.18 | N/A | 45 | N/A | N/A | N/A | N/A | N/A | 11.51 | 50.4 | Enthalpy Test Room | 4.0241 | 4.3796 | N/A | - | N/A | N/A | N/A | N/A | N/A | N/A | N/A | N/A | N/A | N/A | N/A | N/A | N/A | N/A | N/A | N/A | N/A | Three | R410A | Australia,Fiji,New Zealand | 155773 | 2028-08-06 |  | Approved | Reverse Cycle | N/A | No | Class 21 | No | N/A | N/A | N/A | N/A | N/A | N/A | N/A | Available | N/A | N/A |  | http://www.samsung.com.au | N/A |  |  | AAC7674 | Yes | Variable output compressor | Inverter | No | No | 45000 | 11.18 | - | 4460 | 22500 | No | - | - | - | 10218.52 | 48465 | No | 4076.44 | 24232.5 | Yes | 2510 | 10720 | 50400 | 11.51 | 5060 | 25200 | Yes | 2570 | 12350 | Yes | 8820 | 36240 | - | - | - | No | - | - | - | - | - | No | - | - | No | - | - | No | - | - | N/A | - | 4.994 | 4.802 | 5.112 | 5.573 | 5.256 | 5.405 | 2503 | 3925 | 11505 | 5881 | 7352 | 15607 | 3 | 3 | 3.5 | 3.679 | 4.273 | 4.822 | 3.877 | 4.361 | 4.799 | 17916 | 6438 | 908 | 5757 | 2918 | 576 | 2 | 2.5 | 3 | N/A | N/A | N/A | N/A | N/A | N/A | N/A | N/A | 12.3 | 4.0101 | 4.363
[SEER Multi-Split <=65kW] GEMS (Air Conditioners up to 65kW) Determination 2019 | MEPS 2019 | AS/NZS 3823.1.4:2012 | AM180DXVGGH/SA |  | N/A | SAMSUNG ELECTRONICS | N/A | Non Ducted | vrf | N/A | Air | Air | China,South Korea | 13.81 | N/A | 50.4 | N/A | N/A | N/A | N/A | N/A | 13.9 | 56.7 | Enthalpy Test Room | 3.6505 | 4.0814 | N/A | - | N/A | N/A | N/A | N/A | N/A | N/A | N/A | N/A | N/A | N/A | N/A | N/A | N/A | N/A | N/A | N/A | N/A | Three | R410A | Australia,Fiji,New Zealand | 155616 | 2028-08-06 |  | Approved | Reverse Cycle | N/A | No | Class 21 | No | N/A | N/A | N/A | N/A | N/A | N/A | N/A | Available | N/A | N/A |  | http://www.samsung.com.au | N/A |  |  | AAC7678 | Yes | Variable output compressor | Inverter | No | No | 50400 | 13.81 | - | 5640 | 25200 | No | - | - | - | 12622.34 | 54280.8 | No | 5154.96 | 27140.4 | Yes | 2470 | 13430 | 56700 | 13.9 | 5510 | 28350 | Yes | 2730 | 12920 | Yes | 10290 | 40600 | No | - | - | No | - | - | - | - | - | No | - | - | No | - | - | No | - | - | N/A | - | 4.727 | 4.576 | 4.769 | 5.656 | 5.297 | 5.069 | 2964 | 4617 | 13817 | 6491 | 8171 | 18642 | 3 | 3 | 3 | 3.635 | 4.242 | 4.853 | 3.843 | 4.333 | 4.819 | 20398 | 7293 | 1013 | 6533 | 3303 | 644 | 2 | 2.5 | 3 | N/A | N/A | N/A | N/A | N/A | N/A | N/A | N/A | 13.2 | 3.6378 | 4.0661
[SEER Multi-Split <=65kW] GEMS (Air Conditioners up to 65kW) Determination 2019 | MEPS 2019 | AS/NZS 3823.1.4:2012 | AM180DXVGGR/SA |  | N/A | SAMSUNG ELECTRONICS | N/A | Non Ducted | vrf | N/A | Air | Air | China,South Korea | 13.81 | N/A | 50.4 | N/A | N/A | N/A | N/A | N/A | 13.9 | 56.7 | Enthalpy Test Room | 3.6505 | 4.0814 | N/A | - | N/A | N/A | N/A | N/A | N/A | N/A | N/A | N/A | N/A | N/A | N/A | N/A | N/A | N/A | N/A | N/A | N/A | Three | R410A | Australia,Fiji,New Zealand | 155637 | 2028-08-06 |  | Approved | Reverse Cycle | N/A | No | Class 21 | No | N/A | N/A | N/A | N/A | N/A | N/A | N/A | Available | N/A | N/A |  | http://www.samsung.com.au | N/A |  |  | AAC7689 | Yes | Variable output compressor | Inverter | No | No | 50400 | 13.81 | - | 5640 | 25200 | No | - | - | - | 12622.34 | 54280.8 | No | 5154.96 | 27140.4 | Yes | 2470 | 13430 | 56700 | 13.9 | 5510 | 28350 | Yes | 2730 | 12920 | Yes | 10290 | 40600 | No | - | - | No | - | - | - | - | - | No | - | - | No | - | - | No | - | - | N/A | - | 4.727 | 4.576 | 4.769 | 5.656 | 5.297 | 5.069 | 2964 | 4617 | 13817 | 6491 | 8171 | 18642 | 3 | 3 | 3 | 3.635 | 4.242 | 4.853 | 3.843 | 4.333 | 4.819 | 20398 | 7293 | 1013 | 6533 | 3303 | 644 | 2 | 2.5 | 3 | N/A | N/A | N/A | N/A | N/A | N/A | N/A | N/A | 13.2 | 3.6378 | 4.0661
[SEER Multi-Split <=65kW] GEMS (Air Conditioners up to 65kW) Determination 2019 | MEPS 2019 | AS/NZS 3823.1.4:2012 | AM200DXVGGH/SA |  | N/A | SAMSUNG ELECTRONICS | N/A | Non Ducted | vrf | N/A | Air | Air | China,South Korea | 17.48 | N/A | 56 | N/A | N/A | N/A | N/A | N/A | 17.45 | 63 | Enthalpy Test Room | 3.2287 | 3.6377 | N/A | - | N/A | N/A | N/A | N/A | N/A | N/A | N/A | N/A | N/A | N/A | N/A | N/A | N/A | N/A | N/A | N/A | N/A | Three | R410A | Australia,Fiji,New Zealand | 155655 | 2028-08-06 |  | Approved | Reverse Cycle | N/A | No | Class 21 | No | N/A | N/A | N/A | N/A | N/A | N/A | N/A | Available | N/A | N/A |  | http://www.samsung.com.au | N/A |  |  | AAC7690 | Yes | Variable output compressor | Inverter | No | No | 56000 | 17.48 | - | 6440 | 28000 | No | - | - | - | 15976.72 | 60312 | No | 5886.16 | 30156 | Yes | 2780 | 14890 | 63000 | 17.45 | 6270 | 31500 | Yes | 3150 | 14790 | Yes | 12490 | 45150 | No | - | - | No | - | - | - | - | - | No | - | - | No | - | - | No | - | - | N/A | - | 4.484 | 4.29 | 4.461 | 5.439 | 5.055 | 4.77 | 3477 | 5478 | 16419 | 7505 | 9519 | 22015 | 2.5 | 2.5 | 2.5 | 3.479 | 4.057 | 4.751 | 3.708 | 4.2 | 4.737 | 23677 | 8467 | 1146 | 7518 | 3782 | 725 | 1.5 | 2.5 | 3 | N/A | N/A | N/A | N/A | N/A | N/A | N/A | N/A | 13.2 | 3.1955 | 3.6011
[SEER Multi-Split <=65kW] GEMS (Air Conditioners up to 65kW) Determination 2019 | MEPS 2019 | AS/NZS 3823.1.4:2012 | AM200DXVGGR/SA |  | N/A | SAMSUNG ELECTRONICS | N/A | Non Ducted | vrf | N/A | Air | Air | China,South Korea | 17.48 | N/A | 56 | N/A | N/A | N/A | N/A | N/A | 17.45 | 63 | Enthalpy Test Room | 3.2287 | 3.6377 | N/A | - | N/A | N/A | N/A | N/A | N/A | N/A | N/A | N/A | N/A | N/A | N/A | N/A | N/A | N/A | N/A | N/A | N/A | Three | R410A | Australia,Fiji,New Zealand | 155671 | 2028-08-06 |  | Approved | Reverse Cycle | N/A | No | Class 21 | No | N/A | N/A | N/A | N/A | N/A | N/A | N/A | Available | N/A | N/A |  | http://www.samsung.com.au | N/A |  |  | AAC7685 | Yes | Variable output compressor | Inverter | No | No | 56000 | 17.48 | - | 6440 | 28000 | No | - | - | - | 15976.72 | 60312 | No | 5886.16 | 30156 | Yes | 2780 | 14890 | 63000 | 17.45 | 6270 | 31500 | Yes | 3150 | 14790 | Yes | 12490 | 45150 | No | - | - | No | - | - | - | - | - | No | - | - | No | - | - | No | - | - | N/A | - | 4.484 | 4.29 | 4.461 | 5.439 | 5.055 | 4.77 | 3477 | 5478 | 16419 | 7505 | 9519 | 22015 | 2.5 | 2.5 | 2.5 | 3.479 | 4.057 | 4.751 | 3.708 | 4.2 | 4.737 | 23677 | 8467 | 1146 | 7518 | 3782 | 725 | 1.5 | 2.5 | 3 | N/A | N/A | N/A | N/A | N/A | N/A | N/A | N/A | 13.2 | 3.1955 | 3.6011
[SEER Multi-Split <=65kW] GEMS (Air Conditioners up to 65kW) Determination 2019 | MEPS 2019 | AS/NZS 3823.1.4:2012 | AM220DXVGGH/SA |  | N/A | SAMSUNG ELECTRONICS | N/A | Non Ducted | vrf | N/A | Air | Air | China,South Korea | 19.85 | N/A | 61.6 | N/A | N/A | N/A | N/A | N/A | 19.61 | 69.3 | Enthalpy Test Room | 3.1031 | 3.5353 | N/A | - | N/A | N/A | N/A | N/A | N/A | N/A | N/A | N/A | N/A | N/A | N/A | N/A | N/A | N/A | N/A | N/A | N/A | Three | R410A | Australia,Fiji,New Zealand | 155668 | 2028-08-06 |  | Approved | Reverse Cycle | N/A | No | Class 21 | No | N/A | N/A | N/A | N/A | N/A | N/A | N/A | Available | N/A | N/A |  | http://www.samsung.com.au | N/A |  |  | AAC7676 | Yes | Variable output compressor | Inverter | No | No | 61600 | 19.85 | - | 7300 | 30800 | No | - | - | - | 18142.9 | 66343.2 | No | 6672.2 | 33171.6 | Yes | 2960 | 16930 | 69300 | 19.61 | 7100 | 34650 | Yes | 3320 | 14920 | Yes | 14990 | 50950 | No | - | - | No | - | - | - | - | - | No | - | - | No | - | - | No | - | - | N/A | - | 4.37 | 4.195 | 4.363 | 5.433 | 5.042 | 4.678 | 3909 | 6144 | 18448 | 8249 | 10483 | 24677 | 2.5 | 2.5 | 2.5 | 3.42 | 3.963 | 4.603 | 3.628 | 4.217 | 4.592 | 26507 | 9555 | 1318 | 8466 | 4159 | 836 | 1.5 | 2 | 3 | N/A | N/A | N/A | N/A | N/A | N/A | N/A | N/A | 21.8 | 3.0918 | 3.5207
[SEER Multi-Split <=65kW] GEMS (Air Conditioners up to 65kW) Determination 2019 | MEPS 2019 | AS/NZS 3823.1.4:2012 | AM220DXVGGR/SA |  | N/A | SAMSUNG ELECTRONICS | N/A | Non Ducted | vrf | N/A | Air | Air | China,South Korea | 19.85 | N/A | 61.6 | N/A | N/A | N/A | N/A | N/A | 19.61 | 69.3 | Enthalpy Test Room | 3.1031 | 3.5353 | N/A | - | N/A | N/A | N/A | N/A | N/A | N/A | N/A | N/A | N/A | N/A | N/A | N/A | N/A | N/A | N/A | N/A | N/A | Three | R410A | Australia,Fiji,New Zealand | 155676 | 2028-08-06 |  | Approved | Reverse Cycle | N/A | No | Class 21 | No | N/A | N/A | N/A | N/A | N/A | N/A | N/A | Available | N/A | N/A |  | http://www.samsung.com.au | N/A |  |  | AAC7675 | Yes | Variable output compressor | Inverter | No | No | 61600 | 19.85 | - | 7300 | 30800 | No | - | - | - | 18142.9 | 66343.2 | No | 6672.2 | 33171.6 | Yes | 2960 | 16930 | 69300 | 19.61 | 7100 | 34650 | Yes | 3320 | 14920 | Yes | 14990 | 50950 | No | - | - | No | - | - | - | - | - | No | - | - | No | - | - | No | - | - | N/A | - | 4.37 | 4.195 | 4.363 | 5.433 | 5.042 | 4.678 | 3909 | 6144 | 18448 | 8249 | 10483 | 24677 | 2.5 | 2.5 | 2.5 | 3.42 | 3.963 | 4.603 | 3.628 | 4.217 | 4.592 | 26507 | 9555 | 1318 | 8466 | 4159 | 836 | 1.5 | 2 | 3 | N/A | N/A | N/A | N/A | N/A | N/A | N/A | N/A | 21.8 | 3.0918 | 3.5207
[SEER Multi-Split >65kW] GEMS (Air Conditioners above 65kW) Determination 2022 | MEPS 2020 | AS/NZS 3823.1.4:2012 | AM240DXVGGH/SA |  | N/A | SAMSUNG ELECTRONICS | 6720 | Non Ducted | vrf | N/A | Air | Air | China,South Korea | 19750 | 60480 | 67.2 | N/A | N/A | N/A | N/A | N/A | 19550 | 75.6 | Enthalpy Test Room | 3.4017 | 3.8694 | N/A | - | N/A | N/A | N/A | N/A | N/A | N/A | N/A | N/A | N/A | N/A | N/A | N/A | N/A | N/A | N/A | N/A | N/A | Three-phase | R410A | Australia,Fiji,New Zealand | 155664 | 2028-08-06 |  | Approved | Reverse Cycle | N/A | No | Class 27 | No | N/A | N/A | N/A | N/A | N/A | N/A | N/A | Available | N/A | N/A |  | http://www.samsung.com.au | N/A |  |  | AAC7677 | Yes | Variable output compressor | Inverter | No | No | 67200 | 19750 | - | 7660 | 33600 | No | - | - | - | - | - | No | - | - | Yes | 2940 | 18770 | 75600 | 19550 | 7390 | 37800 | Yes | 3550 | 15850 | Yes | 15200 | 54310 | No | - | - | No | - | - | - | - | - | No | - | - | No | - | - | No | - | - | N/A | N/A | 4.672 | 4.515 | 4.676 | 5.851 | 5.441 | 5.004 | 3990 | 6229 | 18779 | 8357 | 10597 | 25169 | 3 | 3 | 3 | 3.513 | 4.108 | 4.715 | 3.708 | 4.169 | 4.658 | 28150 | 10052 | 1400 | 9033 | 4584 | 896 | 2 | 2.5 | 3 | N/A | N/A | N/A | N/A | N/A | N/A | N/A | N/A | 21.8 | 3.3899 | 3.8525
[SEER Multi-Split >65kW] GEMS (Air Conditioners above 65kW) Determination 2022 | MEPS 2020 | AS/NZS 3823.1.4:2012 | AM240DXVGGR/SA |  | N/A | SAMSUNG ELECTRONICS | 6720 | Non Ducted | vrf | N/A | Air | Air | China,South Korea | 19750 | 60480 | 67.2 | N/A | N/A | N/A | N/A | N/A | 19550 | 75.6 | Enthalpy Test Room | 3.4017 | 3.8694 | N/A | - | N/A | N/A | N/A | N/A | N/A | N/A | N/A | N/A | N/A | N/A | N/A | N/A | N/A | N/A | N/A | N/A | N/A | Three-phase | R410A | Australia,Fiji,New Zealand | 155704 | 2028-08-02 |  | Approved | Reverse Cycle | N/A | No | Class 27 | No | N/A | N/A | N/A | N/A | N/A | N/A | N/A | Available | N/A | N/A |  | http://www.samsung.com.au | N/A |  |  | AAC7672 | Yes | Variable output compressor | Inverter | No | No | 67200 | 19750 | - | 7660 | 33600 | No | - | - | - | - | - | No | - | - | Yes | 2940 | 18770 | 75600 | 19550 | 7390 | 37800 | Yes | 3550 | 15850 | Yes | 15200 | 54310 | No | - | - | No | - | - | - | - | - | No | - | - | No | - | - | No | - | - | N/A | N/A | 4.672 | 4.515 | 4.676 | 5.851 | 5.441 | 5.004 | 3990 | 6229 | 18779 | 8357 | 10597 | 25169 | 3 | 3 | 3 | 3.513 | 4.108 | 4.715 | 3.708 | 4.169 | 4.658 | 28150 | 10052 | 1400 | 9033 | 4584 | 896 | 2 | 2.5 | 3 | N/A | N/A | N/A | N/A | N/A | N/A | N/A | N/A | 21.8 | 3.3899 | 3.8525
[SEER Multi-Split >65kW] GEMS (Air Conditioners above 65kW) Determination 2022 | MEPS 2020 | AS/NZS 3823.1.4:2012 | AM240KXVAGH/EU |  | N/A | SAMSUNG ELECTRONICS | 6700 | Ducted | vrf | N/A | Air | Air | China | 21720 | 60500 | 67.2 | N/A | N/A | N/A | N/A | N/A | 22040 | 75.6 | Calorimeter Room | 3.136 | 3.463 | N/A | - | N/A | N/A | N/A | N/A | N/A | N/A | N/A | N/A | N/A | N/A | N/A | N/A | N/A | N/A | N/A | N/A | N/A | Three-phase | R410A | Australia,Fiji,New Zealand | 144597 | 2027-09-30 |  | Approved | Reverse Cycle | N/A | No | Class 27 | No | N/A | N/A | N/A | N/A | N/A | N/A | N/A | Available | N/A | N/A |  | http://www.samsung.com.au | N/A |  |  | AAC6953 | Yes | Variable output compressor | Inverter | No | No | 67200 | 21720 | - | 9060 | 33600 | No | - | - | - | - | - | No | - | - | Yes | 3480 | 13440 | 75600 | 22040 | 9180 | 37800 | Yes | 2640 | 11340 | Yes | 26570 | 60500 | No | - | - | No | - | - | - | - | - | No | - | - | No | - | - | No | - | - | N/A | N/A | 3.62 | 3.558 | 3.866 | 4.377 | 4.139 | 4.122 | 5030 | 7759 | 22574 | 11062 | 13819 | 30443 | 2 | 2 | 2 | 3.05 | 3.561 | 4.171 | 3.421 | 3.918 | 4.272 | 32549 | 11747 | 1725 | 9913 | 5000 | 1096 | 1.5 | 2 | 2.5 | N/A | N/A | N/A | N/A | N/A | N/A | N/A | N/A | 82 | 3.0549 | 3.3875
[SEER Multi-Split >65kW] GEMS (Air Conditioners above 65kW) Determination 2022 | MEPS 2020 | AS/NZS 3823.1.4:2012 | AM240MXVGNR/ET |  | N/A | SAMSUNG ELECTRONICS | 6700 | Ducted | vrf | N/A | Air | Air | China | 22510 | 60500 | 67.2 | N/A | N/A | N/A | N/A | N/A | 17100 | 67.2 | Calorimeter Room | 3.137 | 4.1081 | N/A | - | N/A | N/A | N/A | N/A | N/A | N/A | N/A | N/A | N/A | N/A | N/A | N/A | N/A | N/A | N/A | N/A | N/A | Three-phase | R410A | Australia,Fiji,New Zealand | 144645 | 2027-09-30 |  | Approved | Reverse Cycle | N/A | No | Class 27 | No | N/A | N/A | N/A | N/A | N/A | N/A | N/A | Available | N/A | N/A |  | http://www.samsung.com.au | N/A |  |  | AAC6971 | Yes | Variable output compressor | Inverter | No | No | 67200 | 22510 | - | 9360 | 33600 | No | - | - | - | - | - | No | - | - | Yes | 3600 | 13440 | 67200 | 17100 | 7120 | 33600 | Yes | 2050 | 10080 | Yes | 20580 | 53800 | No | - | - | No | - | - | - | - | - | No | - | - | No | - | - | No | - | - | N/A | N/A | 3.51 | 3.447 | 3.74 | 4.238 | 4.006 | 3.987 | 5193 | 8017 | 23344 | 11431 | 14284 | 31481 | 2 | 1.5 | 2 | 3.44 | 4.067 | 4.778 | 3.871 | 4.478 | 4.892 | 25690 | 9191 | 1385 | 7824 | 3927 | 888 | 1.5 | 2.5 | 3 | N/A | N/A | N/A | N/A | N/A | N/A | N/A | N/A | 82 | 2.949 | 3.8671
[SEER Multi-Split >65kW] GEMS (Air Conditioners above 65kW) Determination 2022 | MEPS 2020 | AS/NZS 3823.1.4:2012 | AM260DXVGGH/SA |  | N/A | SAMSUNG ELECTRONICS | 7280 | Non Ducted | vrf | N/A | Air | Air | China,South Korea | 22990 | 65520 | 72.8 | N/A | N/A | N/A | N/A | N/A | 20750 | 78.4 | Enthalpy Test Room | 3.1672 | 3.7782 | N/A | - | N/A | N/A | N/A | N/A | N/A | N/A | N/A | N/A | N/A | N/A | N/A | N/A | N/A | N/A | N/A | N/A | N/A | Three-phase | R410A | Australia,Fiji,New Zealand | 155707 | 2028-08-06 |  | Approved | Reverse Cycle | N/A | No | Class 27 | No | N/A | N/A | N/A | N/A | N/A | N/A | N/A | Available | N/A | N/A |  | http://www.samsung.com.au | N/A |  |  | AAC7686 | Yes | Variable output compressor | Inverter | No | No | 72800 | 22990 | - | 8380 | 36400 | No | - | - | - | - | - | No | - | - | Yes | 3280 | 19910 | 78400 | 20750 | 8140 | 39200 | Yes | 3790 | 16910 | Yes | 15850 | 53990 | No | - | - | No | - | - | - | - | - | No | - | - | No | - | - | No | - | - | N/A | N/A | 4.525 | 4.337 | 4.495 | 5.655 | 5.238 | 4.823 | 4468 | 7031 | 21171 | 9373 | 11930 | 28295 | 3 | 2.5 | 2.5 | 3.116 | 3.641 | 4.571 | 3.402 | 4.035 | 4.555 | 32904 | 11753 | 1494 | 10206 | 4908 | 948 | 1.5 | 2 | 3 | N/A | N/A | N/A | N/A | N/A | N/A | N/A | N/A | 21.8 | 3.1565 | 3.7649
[SEER Multi-Split >65kW] GEMS (Air Conditioners above 65kW) Determination 2022 | MEPS 2020 | AS/NZS 3823.1.4:2012 | AM260DXVGGR/SA |  | N/A | SAMSUNG ELECTRONICS | 7280 | Non Ducted | vrf | N/A | Air | Air | China,South Korea | 22990 | 65520 | 72.8 | N/A | N/A | N/A | N/A | N/A | 20750 | 78.4 | Enthalpy Test Room | 3.1672 | 3.7782 | N/A | - | N/A | N/A | N/A | N/A | N/A | N/A | N/A | N/A | N/A | N/A | N/A | N/A | N/A | N/A | N/A | N/A | N/A | Three-phase | R410A | Australia,Fiji,New Zealand | 155770 | 2028-08-02 |  | Approved | Reverse Cycle | N/A | No | Class 27 | No | N/A | N/A | N/A | N/A | N/A | N/A | N/A | Available | N/A | N/A |  | http://www.samsung.com.au | N/A |  |  | AAC7671 | Yes | Variable output compressor | Inverter | No | No | 72800 | 22990 | - | 8380 | 36400 | No | - | - | - | - | - | No | - | - | Yes | 3280 | 19910 | 78400 | 20750 | 8140 | 39200 | Yes | 3790 | 16910 | Yes | 15850 | 53990 | No | - | - | No | - | - | - | - | - | No | - | - | No | - | - | No | - | - | N/A | N/A | 4.525 | 4.337 | 4.495 | 5.655 | 5.238 | 4.823 | 4468 | 7031 | 21171 | 9373 | 11930 | 28295 | 3 | 2.5 | 2.5 | 3.116 | 3.641 | 4.571 | 3.402 | 4.035 | 4.555 | 32904 | 11753 | 1494 | 10206 | 4908 | 948 | 1.5 | 2 | 3 | N/A | N/A | N/A | N/A | N/A | N/A | N/A | N/A | 21.8 | 3.1565 | 3.7649
[SEER Non Multi-Split <=65kW] GEMS (Air Conditioners up to 65kW) Determination 2019 | MEPS 2019 | AS/NZS 3823.1.1:2012 | AR09AXAABWKX/SA AR09AXAABWKN/SA |  | N/A | SAMSUNG ELECTRONICS | N/A | Non Ducted | Single Split System | Wall Hung | Air | Air | Thailand | 0.57 | N/A | 2.5 | N/A | N/A | N/A | N/A | N/A | 0.81 | 3.2 | Calorimeter Room | 4.4196 | 4.1211 | N/A | - | N/A | N/A | N/A | N/A | N/A | N/A | N/A | N/A | N/A | N/A | N/A | N/A | N/A | N/A | N/A | N/A | N/A | Single | R32 | Australia | 137161 | 2026-05-10 |  | Approved | Reverse Cycle | N/A | Yes | Class 8 | Yes | N/A | N/A | N/A | N/A | N/A | N/A | N/A | Available | N/A | N/A |  | http://www.samsung.com.au | N/A |  |  | AAC5949 | Yes | Variable output compressor | Inverter | No | - | 2500 | 0.57 | - | 230 | 1270 | No | - | - | - | 520.98 | 2692.5 | No | 210.22 | 1367.79 | Yes | 140 | 1080 | 3200 | 0.81 | 330 | 1660 | Yes | 150 | 730 | Yes | 1550 | 3890 | No | - | - | No | - | - | - | - | - | No | - | - | No | - | - | No | - | - | 56 | 59 | 5.319 | 5.271 | 5.79 | 6.914 | 6.524 | 6.241 | 125 | 192 | 558 | 258 | 324 | 746 | 3.5 | 3.5 | 4 | 3.942 | 4.328 | 4.869 | 4.223 | 4.568 | 4.874 | 1067 | 409 | 63 | 340 | 182 | 41 | 2 | 2.5 | 3 | No | - | - | - | - | N/A | N/A | N/A | 3 | 4.3093 | 3.9018
[SEER Non Multi-Split <=65kW] GEMS (Air Conditioners up to 65kW) Determination 2019 | MEPS 2019 | AS/NZS 3823.1.1:2012 | AR09AXHQAWKXSA/AR09AXHQAWKNSA |  | N/A | SAMSUNG ELECTRONICS | N/A | Non Ducted | Single Split System | - | Air | Air | China | 0.53 | N/A | 2.48 | N/A | N/A | N/A | N/A | N/A | 0.705 | 3.24 | Calorimeter Room | 4.8253 | 4.5615 | N/A | - | N/A | N/A | N/A | N/A | N/A | N/A | N/A | N/A | N/A | N/A | N/A | N/A | N/A | N/A | N/A | N/A | N/A | Single | R32 | Australia | 138344 | 2026-05-24 |  | Approved | Reverse Cycle | N/A | Yes | Class 8 | Yes | N/A | N/A | N/A | N/A | N/A | N/A | N/A | Available | N/A | N/A |  | http://www.samsung.com.au | N/A |  |  | AAC6008 | Yes | Variable output compressor | Inverter | No | - | 2480 | 0.53 | - | 250 | 1230 | Yes | 217 | 1100 | - | 484.42 | 2670.96 | Yes | 180 | 1270 | - | 155 | 1080 | 3240 | 0.705 | 280 | 1570 | Yes | 225 | 1250 | Yes | 940 | 2470 | No | - | - | No | - | - | - | - | - | No | - | - | No | - | - | No | - | - | 58.1 | 62.7 | 6.26 | 6.063 | 6.539 | 9.871 | 8.142 | 7.594 | 109 | 170 | 495 | 182 | 260 | 611 | 4.5 | 4.5 | 5 | 3.576 | 4.403 | 5.294 | 3.93 | 4.762 | 5.276 | 1185 | 402 | 54 | 366 | 172 | 34 | 2 | 2.5 | 3.5 | No | - | - | - | - | N/A | N/A | N/A | 1 | 4.6496 | 4.5738
[SEER Non Multi-Split <=65kW] GEMS (Air Conditioners up to 65kW) Determination 2019 | MEPS 2019 | AS/NZS 3823.1.1:2012 | AR09BXEABWKX/ AR09BXEABWKN |  | N/A | SAMSUNG ELECTRONICS | N/A | Non Ducted | Single Split System | Wall Hung | Air | Air | Thailand | 0.466 | N/A | 2.5 | N/A | N/A | N/A | N/A | N/A | 0.629 | 3.2 | Calorimeter Room | 5.3922 | 5.1228 | N/A | - | N/A | N/A | N/A | N/A | N/A | N/A | N/A | N/A | N/A | N/A | N/A | N/A | N/A | N/A | N/A | N/A | N/A | Single | R32 | Australia,Fiji,New Zealand | 145665 | 2027-04-28 |  | Approved | Reverse Cycle | N/A | Yes | Class 8 | Yes | N/A | N/A | N/A | N/A | N/A | N/A | N/A | Available | N/A | N/A |  | http://www.samsung.com.au | N/A |  |  | AAC6642 | Yes | Variable output compressor | Inverter | No | - | 2500 | 0.466 | - | 210 | 1360 | No | - | - | - | 425.924 | 2692.5 | No | 191.94 | 1464.72 | Yes | 110 | 940 | 3200 | 0.629 | 290 | 1640 | Yes | 140 | 700 | Yes | 1220 | 3800 | No | - | - | No | - | - | - | - | - | No | - | - | No | - | - | No | - | - | 54 | 60 | 6.628 | 6.504 | 6.975 | 8.241 | 7.762 | 7.458 | 103 | 158 | 466 | 219 | 274 | 626 | 5 | 5 | 5 | 4.639 | 4.984 | 5.262 | 4.752 | 5.006 | 5.183 | 904 | 353 | 55 | 300 | 163 | 35 | 3 | 3 | 3.5 | No | - | - | - | - | N/A | N/A | N/A | 1.5 | 5.3071 | 5.0468
[SEER Non Multi-Split <=65kW] GEMS (Air Conditioners up to 65kW) Determination 2019 | MEPS 2019 | AS/NZS 3823.1.1:2012 | AR09BXECNWKX/ AR09BXECNWKN |  | N/A | SAMSUNG ELECTRONICS | N/A | Non Ducted | Single Split System | Wall Hung | Air | Air | Thailand | 0.57 | N/A | 2.5 | N/A | N/A | N/A | N/A | N/A | 0.74 | 3.2 | Calorimeter Room | 4.4035 | 4.3826 | N/A | - | N/A | N/A | N/A | N/A | N/A | N/A | N/A | N/A | N/A | N/A | N/A | N/A | N/A | N/A | N/A | N/A | N/A | Single | R32 | Australia,Fiji,New Zealand | 146072 | 2027-04-27 |  | Approved | Reverse Cycle | N/A | Yes | Class 8 | Yes | N/A | N/A | N/A | N/A | N/A | N/A | N/A | Available | N/A | N/A |  | http://www.samsung.com.au | N/A |  |  | AAC6631 | Yes | Variable output compressor | Inverter | No | - | 2500 | 0.57 | - | 220 | 1360 | No | - | - | - | 520.98 | 2692.5 | No | 201.08 | 1464.72 | Yes | 120 | 1150 | 3200 | 0.74 | 280 | 1550 | Yes | 140 | 700 | Yes | 1070 | 3050 | No | - | - | No | - | - | - | - | - | No | - | - | No | - | - | No | - | - | 54 | 60 | 6.317 | 6.096 | 6.471 | 8.241 | 7.65 | 7.017 | 108 | 169 | 503 | 219 | 278 | 666 | 4.5 | 4.5 | 4.5 | 4.051 | 4.626 | 5.185 | 4.351 | 4.814 | 5.145 | 1035 | 380 | 56 | 327 | 169 | 36 | 2.5 | 3 | 3.5 | No | - | - | - | - | N/A | N/A | N/A | 1.5 | 4.3473 | 4.2949
[SEER Non Multi-Split <=65kW] GEMS (Air Conditioners up to 65kW) Determination 2019 | MEPS 2019 | AS/NZS 3823.1.1:2012 | AR09BXGYCWKX/ AR09BXGYCWKN |  | N/A | SAMSUNG ELECTRONICS | N/A | Non Ducted | Single Split System | Wall Hung | Air | Air | Thailand | 0.57 | N/A | 2.5 | N/A | N/A | N/A | N/A | N/A | 0.74 | 3.2 | Calorimeter Room | 4.4077 | 4.3884 | N/A | - | N/A | N/A | N/A | N/A | N/A | N/A | N/A | N/A | N/A | N/A | N/A | N/A | N/A | N/A | N/A | N/A | N/A | Single | R32 | Australia,Fiji,New Zealand | 146214 | 2027-04-27 |  | Approved | Reverse Cycle | N/A | Yes | Class 8 | Yes | N/A | N/A | N/A | N/A | N/A | N/A | N/A | Available | N/A | N/A |  | http://www.samsung.com.au | N/A |  |  | AAC6630 | Yes | Variable output compressor | Inverter | No | - | 2500 | 0.57 | - | 220 | 1360 | No | - | - | - | 520.98 | 2692.5 | No | 201.08 | 1464.72 | Yes | 120 | 1150 | 3200 | 0.74 | 280 | 1550 | Yes | 140 | 700 | Yes | 1070 | 3050 | No | - | - | No | - | - | - | - | - | No | - | - | No | - | - | No | - | - | 54 | 60 | 6.479 | 6.215 | 6.511 | 8.338 | 7.721 | 7.044 | 106 | 167 | 501 | 217 | 277 | 664 | 4.5 | 4.5 | 5 | 4.051 | 4.626 | 5.185 | 4.351 | 4.814 | 5.145 | 1034 | 378 | 54 | 326 | 168 | 35 | 2.5 | 3 | 3.5 | No | - | - | - | - | N/A | N/A | N/A | 1 | 4.3601 | 4.3047
[SEER Non Multi-Split <=65kW] GEMS (Air Conditioners up to 65kW) Determination 2019 | MEPS 2019 | AS/NZS 3823.1.1:2012 | AR09DXEANWKX / AR09DXEANWKN |  | N/A | SAMSUNG ELECTRONICS | N/A | Non Ducted | Single Split System | Wall Hung | Air | Air | Thailand | 0.57 | N/A | 2.5 | N/A | N/A | N/A | N/A | N/A | 0.74 | 3.2 | Calorimeter Room | 4.4116 | 4.3298 | N/A | - | N/A | N/A | N/A | N/A | N/A | N/A | N/A | N/A | N/A | N/A | N/A | N/A | N/A | N/A | N/A | N/A | N/A | Single | R32 | Australia,Fiji,New Zealand | 161179 | 2029-05-09 |  | Approved | Reverse Cycle | N/A | Yes | Class 8 | Yes | N/A | N/A | N/A | N/A | N/A | N/A | N/A | Available | N/A | N/A |  | http://www.samsung.com.au | N/A |  |  | AAC8213 | Yes | Variable output compressor | Inverter | No | - | 2500 | 0.57 | - | 190 | 1250 | No | - | - | - | 520.98 | 2692.5 | No | 173.66 | 1346.25 | Yes | 125 | 1090 | 3200 | 0.74 | 300 | 1600 | Yes | 140 | 740 | Yes | 1105 | 3050 | No | - | - | No | - | - | - | - | - | No | - | - | No | - | - | No | - | - | 54 | 60 | 6.278 | 6.023 | 6.444 | 7.988 | 7.408 | 6.971 | 108 | 171 | 505 | 226 | 288 | 670 | 4.5 | 4.5 | 4.5 | 4.005 | 4.599 | 5.23 | 4.364 | 4.889 | 5.25 | 1047 | 382 | 55 | 326 | 167 | 35 | 2.5 | 3 | 3.5 | No | - | - | - | - | N/A | N/A | N/A | 1.5 | 4.3473 | 4.2949
[SEER Non Multi-Split <=65kW] GEMS (Air Conditioners up to 65kW) Determination 2019 | MEPS 2019 | AS/NZS 3823.1.1:2012 | AR09DXFZCWKX / AR09DXFZCWKN |  | N/A | SAMSUNG ELECTRONICS | N/A | Non Ducted | Single Split System | Wall Hung | Air | Air | Thailand | 0.57 | N/A | 2.5 | N/A | N/A | N/A | N/A | N/A | 0.74 | 3.2 | Calorimeter Room | 4.4056 | 4.3333 | N/A | - | N/A | N/A | N/A | N/A | N/A | N/A | N/A | N/A | N/A | N/A | N/A | N/A | N/A | N/A | N/A | N/A | N/A | Single | R32 | Australia,Fiji,New Zealand | 161295 | 2029-05-09 |  | Approved | Reverse Cycle | N/A | Yes | Class 8 | Yes | N/A | N/A | N/A | N/A | N/A | N/A | N/A | Available | N/A | N/A |  | http://www.samsung.com.au | N/A |  |  | AAC8214 | Yes | Variable output compressor | Inverter | No | - | 2500 | 0.57 | - | 190 | 1250 | No | - | - | - | 520.98 | 2692.5 | No | 173.66 | 1346.25 | Yes | 125 | 1090 | 3200 | 0.74 | 300 | 1600 | Yes | 140 | 740 | Yes | 1105 | 3050 | No | - | - | No | - | - | - | - | - | No | - | - | No | - | - | No | - | - | 54 | 60 | 6.278 | 6.023 | 6.444 | 7.988 | 7.408 | 6.971 | 108 | 171 | 505 | 226 | 288 | 670 | 4.5 | 4.5 | 4.5 | 4.005 | 4.599 | 5.23 | 4.364 | 4.889 | 5.25 | 1047 | 382 | 55 | 326 | 167 | 35 | 2.5 | 3 | 3.5 | No | - | - | - | - | N/A | N/A | N/A | 1.5 | 4.3473 | 4.2949
[SEER Non Multi-Split <=65kW] GEMS (Air Conditioners up to 65kW) Determination 2019 | MEPS Oct 2011 | AS/NZS 3823.1.1:2012 | AR09TXEABWKX / AR09TXEABWKN |  | N/A | SAMSUNG ELECTRONICS | 0.1 | Non Ducted | Single Split System | Wall Hung | Air | Air | Thailand | 0.47 | 2.4 | 2.5 | 215 | 0 | 0 | 0 | 299 | 0.63 | 3.2 | Calorimeter Room | 5.4271 | 5.1208 | Yes | 0 | N/A | 3 | 3 | 0 | 0 | N/A | N/A | N/A | 5.3132 | 5.0396 | N/A | N/A | 6.1263 | 5.5792 | 6 | 5.5 | Calorimeter Room | Single | R32 | Australia,Fiji,New Zealand | 125346 | 2024-12-13 |  | Approved | Reverse Cycle | 899 | Yes | Class 8 | Yes | Yes | - | Yes | Yes | Yes | - | 5.4271 | Available | N/A | N/A |  | http://www.samsung.com.au | Yes |  | https://reg.energyrating.gov.au/static/common/images/star_ratings_2014/aircon_rating_6_5.5.png | AAC4351 | N/A | Variable output compressor | Inverter | N/A | N/A | N/A | 0.47 | N/A | N/A | N/A | N/A | N/A | N/A | N/A | N/A | N/A | N/A | N/A | N/A | N/A | N/A | N/A | N/A | 0.63 | N/A | N/A | N/A | N/A | N/A | N/A | N/A | N/A | N/A | N/A | N/A | N/A | N/A | N/A | N/A | N/A | N/A | N/A | N/A | N/A | N/A | N/A | N/A | N/A | N/A | N/A | N/A | N/A | N/A | N/A | N/A | N/A | N/A | N/A | N/A | N/A | N/A | N/A | N/A | N/A | N/A | N/A | N/A | N/A | N/A | N/A | N/A | N/A | N/A | N/A | N/A | N/A | N/A | N/A | N/A | N/A | N/A | N/A | N/A | N/A | N/A | N/A | N/A | N/A | N/A | N/A | N/A | 5.2068 | 4.9989
[SEER Non Multi-Split <=65kW] GEMS (Air Conditioners up to 65kW) Determination 2019 | MEPS 2019 | AS/NZS 3823.1.1:2012 | AR09TXEACWKX/ AR09TXEACWKN |  | N/A | SAMSUNG ELECTRONICS | N/A | Non Ducted | Single Split System | Wall Hung | Air | Air | Thailand | 0.466 | N/A | 2.5 | N/A | N/A | N/A | N/A | N/A | 0.629 | 3.2 | Calorimeter Room | 5.4403 | 5.1264 | N/A | - | N/A | N/A | N/A | N/A | N/A | N/A | N/A | N/A | N/A | N/A | N/A | N/A | N/A | N/A | N/A | N/A | N/A | Single | R32 | Australia,Fiji,New Zealand | 128607 | 2025-06-05 |  | Approved | Reverse Cycle | N/A | Yes | Class 8 | Yes | N/A | N/A | Yes | Yes | Yes | N/A | N/A | Available | N/A | N/A |  | http://www.samsung.com.au | N/A |  |  | AAC4882 | Yes | Variable output compressor | Inverter | No | - | 2500 | 0.466 | - | 210 | 1360 | No | - | - | - | 425.924 | 2692.5 | No | 191.94 | 1464.72 | Yes | 110 | 940 | 3200 | 0.629 | 290 | 1640 | Yes | 140 | 700 | Yes | 1220 | 3800 | No | - | - | No | - | - | - | - | - | No | - | - | No | - | - | No | - | - | 54 | 60 | 6.628 | 6.504 | 6.975 | 8.241 | 7.762 | 7.458 | 103 | 158 | 466 | 219 | 274 | 626 | 5 | 5 | 5 | 4.639 | 4.984 | 5.262 | 4.752 | 5.006 | 5.183 | 904 | 353 | 55 | 300 | 163 | 35 | 3 | 3 | 3.5 | No | - | - | - | - | N/A | N/A | N/A | 1.5 | 5.3071 | 5.0468
[SEER Non Multi-Split <=65kW] GEMS (Air Conditioners up to 65kW) Determination 2019 | MEPS Oct 2011 | AS/NZS 3823.1.1:2012 | AR09TXHYBWKX / AR09TXHYBWKN |  | N/A | SAMSUNG ELECTRONICS | 0.2 | Non Ducted | Single Split System | Wall Hung | Air | Air | Thailand | 0.57 | 2.3 | 2.5 | 215 | 0 | 0 | 0 | 299 | 0.74 | 3.2 | Calorimeter Room | 4.507 | 4.3294 | Yes | 0 | N/A | 1 | 1 | 0 | 0 | N/A | N/A | N/A | 4.4805 | 4.3101 | N/A | N/A | 4.461 | 4.1202 | 4 | 4 | Calorimeter Room | Single | R32 | Australia,Fiji,New Zealand | 125349 | 2024-12-13 |  | Approved | Reverse Cycle | 899 | Yes | Class 8 | Yes | Yes | - | Yes | Yes | Yes | - | 4.507 | Available | N/A | N/A |  | http://www.samsung.com.au | Yes |  | https://reg.energyrating.gov.au/static/common/images/star_ratings_2014/aircon_rating_4_4.png | AAC4349 | N/A | Variable output compressor | Inverter | N/A | N/A | N/A | 0.57 | N/A | N/A | N/A | N/A | N/A | N/A | N/A | N/A | N/A | N/A | N/A | N/A | N/A | N/A | N/A | N/A | 0.74 | N/A | N/A | N/A | N/A | N/A | N/A | N/A | N/A | N/A | N/A | N/A | N/A | N/A | N/A | N/A | N/A | N/A | N/A | N/A | N/A | N/A | N/A | N/A | N/A | N/A | N/A | N/A | N/A | N/A | N/A | N/A | N/A | N/A | N/A | N/A | N/A | N/A | N/A | N/A | N/A | N/A | N/A | N/A | N/A | N/A | N/A | N/A | N/A | N/A | N/A | N/A | N/A | N/A | N/A | N/A | N/A | N/A | N/A | N/A | N/A | N/A | N/A | N/A | N/A | N/A | N/A | N/A | 4.3601 | 4.3047
[SEER Non Multi-Split <=65kW] GEMS (Air Conditioners up to 65kW) Determination 2019 | MEPS 2019 | AS/NZS 3823.1.1:2012 | AR09TXHYCWKX/ AR09TXHYCWKN |  | N/A | SAMSUNG ELECTRONICS | N/A | Non Ducted | Single Split System | Wall Hung | Air | Air | Thailand | 0.57 | N/A | 2.5 | N/A | N/A | N/A | N/A | N/A | 0.74 | 3.2 | Calorimeter Room | 4.7025 | 4.3539 | N/A | - | N/A | N/A | N/A | N/A | N/A | N/A | N/A | N/A | N/A | N/A | N/A | N/A | N/A | N/A | N/A | N/A | N/A | Single | R32 | Australia,Fiji,New Zealand | 128988 | 2025-06-10 |  | Approved | Reverse Cycle | N/A | Yes | Class 8 | Yes | N/A | N/A | Yes | Yes | Yes | N/A | N/A | Available | N/A | N/A |  | http://www.samsung.com.au | N/A |  |  | AAC4892 | Yes | Variable output compressor | Inverter | No | - | 2500 | 0.57 | - | 220 | 1360 | No | - | - | - | 520.98 | 2692.5 | No | 201.08 | 1464.72 | Yes | 120 | 1150 | 3200 | 0.74 | 280 | 1550 | Yes | 140 | 700 | Yes | 1070 | 3050 | No | - | - | No | - | - | - | - | - | No | - | - | No | - | - | No | - | - | 54 | 60 | 6.479 | 6.215 | 6.511 | 8.338 | 7.721 | 7.044 | 106 | 167 | 501 | 217 | 277 | 664 | 4.5 | 4.5 | 5 | 4.051 | 4.626 | 5.185 | 4.351 | 4.814 | 5.145 | 1034 | 378 | 54 | 326 | 168 | 35 | 2.5 | 3 | 3.5 | No | - | - | - | - | N/A | N/A | N/A | 1 | 4.3601 | 4.3047
[SEER Non Multi-Split <=65kW] GEMS (Air Conditioners up to 65kW) Determination 2019 | MEPS 2019 | AS/NZS 3823.1.1:2012 | AR12AXAABWKX/SA AR12AXAABWKN/SA |  | N/A | SAMSUNG ELECTRONICS | N/A | Non Ducted | Single Split System | Wall Hung | Air | Air | Thailand | 0.92 | N/A | 3.5 | N/A | N/A | N/A | N/A | N/A | 1.09 | 4 | Calorimeter Room | 3.8089 | 3.6709 | N/A | - | N/A | N/A | N/A | N/A | N/A | N/A | N/A | N/A | N/A | N/A | N/A | N/A | N/A | N/A | N/A | N/A | N/A | Single | R32 | Australia | 137703 | 2026-05-11 |  | Approved | Reverse Cycle | N/A | Yes | Class 8 | Yes | N/A | N/A | N/A | N/A | N/A | N/A | N/A | Available | N/A | N/A |  | http://www.samsung.com.au | N/A |  |  | AAC5960 | Yes | Variable output compressor | Inverter | No | - | 3500 | 0.92 | - | 360 | 1800 | No | - | - | - | 840.88 | 3769.5 | No | 329.04 | 1938.6 | Yes | 140 | 1110 | 4000 | 1.09 | 400 | 2020 | Yes | 150 | 720 | Yes | 1800 | 4240 | - | - | - | - | - | - | - | - | - | - | - | - | - | - | - | - | - | - | 58 | 62 | 5.083 | 4.971 | 5.297 | 6.698 | 6.25 | 5.716 | 187 | 289 | 858 | 376 | 476 | 1144 | 3.5 | 3 | 3.5 | 3.706 | 4.206 | 4.871 | 4.063 | 4.524 | 4.906 | 1416 | 524 | 76 | 440 | 228 | 49 | 2 | 2.5 | 3 | No | - | - | - | - | N/A | N/A | N/A | 3 | 3.7629 | 3.6359
[SEER Non Multi-Split <=65kW] GEMS (Air Conditioners up to 65kW) Determination 2019 | MEPS 2019 | AS/NZS 3823.1.1:2012 | AR12AXHQAWKXSA/AR12AXHQAWKNSA |  | N/A | SAMSUNG ELECTRONICS | N/A | Non Ducted | Single Split System | Wall Hung | Air | Air | China | 0.81 | N/A | 3.45 | N/A | N/A | N/A | N/A | N/A | 1.01 | 4.02 | Calorimeter Room | 4.3053 | 4.1184 | N/A | - | N/A | N/A | N/A | N/A | N/A | N/A | N/A | N/A | N/A | N/A | N/A | N/A | N/A | N/A | N/A | N/A | N/A | Single | R32 | Australia | 138458 | 2026-05-25 |  | Approved | Reverse Cycle | N/A | Yes | Class 8 | Yes | N/A | N/A | N/A | N/A | N/A | N/A | N/A | Available | N/A | N/A |  | http://www.samsung.com.au | N/A |  |  | AAC6010 | Yes | Variable output compressor | Inverter | No | - | 3450 | 0.81 | - | 355 | 1800 | Yes | 195 | 950 | - | 740.34 | 3715.65 | Yes | 245 | 1740 | - | 145 | 1080 | 4020 | 1.01 | 375 | 1995 | Yes | 240 | 1210 | Yes | 1150 | 3525 | No | - | - | No | - | - | - | - | - | No | - | - | No | - | - | No | - | - | 58.44 | 62.18 | 6.32 | 6.039 | 6.428 | 10.222 | 8.345 | 7.569 | 151 | 239 | 701 | 245 | 354 | 854 | 4.5 | 4.5 | 4.5 | 3.839 | 4.396 | 4.989 | 4.148 | 4.607 | 4.955 | 1370 | 499 | 70 | 429 | 220 | 45 | 2 | 2.5 | 3 | No | - | - | - | - | N/A | N/A | N/A | 1 | 4.2416 | 3.9669
[SEER Non Multi-Split <=65kW] GEMS (Air Conditioners up to 65kW) Determination 2019 | MEPS 2019 | AS/NZS 3823.1.1:2012 | AR12BXEABWKX/ AR12BXEABWKN |  | N/A | SAMSUNG ELECTRONICS | N/A | Non Ducted | Single Split System | Wall Hung | Air | Air | Thailand | 0.783 | N/A | 3.5 | N/A | N/A | N/A | N/A | N/A | 0.93 | 4 | Calorimeter Room | 4.5657 | 4.3839 | N/A | - | N/A | N/A | N/A | N/A | N/A | N/A | N/A | N/A | N/A | N/A | N/A | N/A | N/A | N/A | N/A | N/A | N/A | Single | R32 | Australia,New Zealand | 145844 | 2027-04-27 |  | Approved | Reverse Cycle | N/A | Yes | Class 8 | Yes | N/A | N/A | N/A | N/A | N/A | N/A | N/A | Available | N/A | N/A |  | http://www.samsung.com.au | N/A |  |  | AAC6632 | Yes | Variable output compressor | Inverter | No | - | 3500 | 0.783 | - | 290 | 1780 | No | - | - | - | 715.662 | 3769.5 | No | 265.06 | 1917.06 | Yes | 110 | 940 | 4000 | 0.93 | 360 | 1950 | Yes | 140 | 700 | Yes | 1500 | 4600 | No | - | - | No | - | - | - | - | - | No | - | - | No | - | - | No | - | - | 57 | 62 | 6.232 | 6.008 | 6.318 | 7.9 | 7.336 | 6.797 | 154 | 242 | 722 | 321 | 408 | 964 | 4.5 | 4.5 | 4.5 | 4.278 | 4.649 | 5.18 | 4.549 | 4.888 | 5.188 | 1224 | 471 | 69 | 391 | 208 | 44 | 2.5 | 3 | 3.5 | No | - | - | - | - | N/A | N/A | N/A | 1.5 | 4.4412 | 4.2778
[SEER Non Multi-Split <=65kW] GEMS (Air Conditioners up to 65kW) Determination 2019 | MEPS 2019 | AS/NZS 3823.1.1:2012 | AR12BXECNWKX/ AR12BXECNWKN |  | N/A | SAMSUNG ELECTRONICS | N/A | Non Ducted | Single Split System | Wall Hung | Air | Air | Thailand | 0.92 | N/A | 3.5 | N/A | N/A | N/A | N/A | N/A | 1.05 | 4 | Calorimeter Room | 3.8152 | 3.8217 | N/A | - | N/A | N/A | N/A | N/A | N/A | N/A | N/A | N/A | N/A | N/A | N/A | N/A | N/A | N/A | N/A | N/A | N/A | Single | R32 | Australia,Fiji,New Zealand | 145871 | 2027-04-27 |  | Approved | Reverse Cycle | N/A | Yes | Class 8 | Yes | N/A | N/A | N/A | N/A | N/A | N/A | N/A | Available | N/A | N/A |  | http://www.samsung.com.au | N/A |  |  | AAC6626 | Yes | Variable output compressor | Inverter | No | - | 3500 | 0.92 | - | 330 | 1920 | No | - | - | - | 840.88 | 3769.5 | No | 301.62 | 2067.84 | Yes | 120 | 1190 | 4000 | 1.05 | 380 | 2000 | Yes | 150 | 700 | Yes | 1260 | 3400 | No | - | - | No | - | - | - | - | - | No | - | - | No | - | - | No | - | - | 57 | 62 | 6.045 | 5.737 | 5.986 | 8.046 | 7.365 | 6.519 | 159 | 254 | 763 | 315 | 406 | 1005 | 4.5 | 4 | 4 | 3.628 | 4.251 | 4.925 | 3.987 | 4.51 | 4.907 | 1443 | 515 | 72 | 445 | 225 | 46 | 2 | 2.5 | 3 | No | - | - | - | - | N/A | N/A | N/A | 1.5 | 3.7835 | 3.7912
[SEER Non Multi-Split <=65kW] GEMS (Air Conditioners up to 65kW) Determination 2019 | MEPS 2019 | AS/NZS 3823.1.1:2012 | AR12BXGYCWKX/ AR12BXGYCWKN |  | N/A | SAMSUNG ELECTRONICS | N/A | Non Ducted | Single Split System | Wall Hung | Air | Air | Thailand | 0.92 | N/A | 3.5 | N/A | N/A | N/A | N/A | N/A | 1.05 | 4 | Calorimeter Room | 3.8413 | 3.8349 | N/A | - | N/A | N/A | N/A | N/A | N/A | N/A | N/A | N/A | N/A | N/A | N/A | N/A | N/A | N/A | N/A | N/A | N/A | Single | R32 | Australia,Fiji,New Zealand | 146225 | 2027-04-28 |  | Approved | Reverse Cycle | N/A | Yes | Class 8 | Yes | N/A | N/A | N/A | N/A | N/A | N/A | N/A | Available | N/A | N/A |  | http://www.samsung.com.au | N/A |  |  | AAC6640 | Yes | Variable output compressor | Inverter | No | - | 3500 | 0.92 | - | 330 | 1920 | No | - | - | - | 840.88 | 3769.5 | No | 301.62 | 2067.84 | Yes | 120 | 1190 | 4000 | 1.05 | 380 | 2000 | Yes | 150 | 700 | Yes | 1260 | 3400 | No | - | - | No | - | - | - | - | - | No | - | - | No | - | - | No | - | - | 57 | 62 | 6.15 | 5.812 | 6.01 | 8.112 | 7.412 | 6.536 | 158 | 252 | 761 | 314 | 405 | 1003 | 4.5 | 4 | 4.5 | 3.628 | 4.251 | 4.925 | 3.987 | 4.51 | 4.907 | 1442 | 514 | 71 | 444 | 224 | 45 | 2 | 2.5 | 3 | No | - | - | - | - | N/A | N/A | N/A | 1 | 3.7904 | 3.7973
[SEER Non Multi-Split <=65kW] GEMS (Air Conditioners up to 65kW) Determination 2019 | MEPS 2019 | AS/NZS 3823.1.1:2012 | AR12DXEANWKX / AR12DXEANWKN |  | N/A | SAMSUNG ELECTRONICS | N/A | Non Ducted | Single Split System | Wall Hung | Air | Air | Thailand | 0.92 | N/A | 3.5 | N/A | N/A | N/A | N/A | N/A | 1.05 | 4 | Calorimeter Room | 3.7996 | 3.7927 | N/A | - | N/A | N/A | N/A | N/A | N/A | N/A | N/A | N/A | N/A | N/A | N/A | N/A | N/A | N/A | N/A | N/A | N/A | Single | R32 | Australia,Fiji,New Zealand | 161348 | 2029-05-09 |  | Approved | Reverse Cycle | N/A | Yes | Class 8 | Yes | N/A | N/A | N/A | N/A | N/A | N/A | N/A | Available | N/A | N/A |  | http://www.samsung.com.au | N/A |  |  | AAC8222 | Yes | Variable output compressor | Inverter | No | - | 3500 | 0.92 | - | 290 | 1750 | No | - | - | - | 840.88 | 3769.5 | No | 265.06 | 1884.75 | Yes | 115 | 940 | 4000 | 1.05 | 400 | 2000 | Yes | 145 | 770 | Yes | 1250 | 3400 | No | - | - | No | - | - | - | - | - | No | - | - | No | - | - | No | - | - | 57 | 62 | 5.845 | 5.535 | 5.825 | 7.489 | 6.877 | 6.317 | 165 | 263 | 784 | 339 | 435 | 1037 | 4 | 4 | 4 | 3.625 | 4.252 | 5.079 | 4.09 | 4.716 | 5.194 | 1444 | 515 | 70 | 434 | 215 | 43 | 2 | 2.5 | 3.5 | No | - | - | - | - | N/A | N/A | N/A | 1.5 | 3.7835 | 3.7912
[SEER Non Multi-Split <=65kW] GEMS (Air Conditioners up to 65kW) Determination 2019 | MEPS 2019 | AS/NZS 3823.1.1:2012 | AR12DXFZCWKX / AR12DXFZCWKN |  | N/A | SAMSUNG ELECTRONICS | N/A | Non Ducted | Single Split System | Wall Hung | Air | Air | Thailand | 0.92 | N/A | 3.5 | N/A | N/A | N/A | N/A | N/A | 1.05 | 4 | Calorimeter Room | 3.7843 | 3.7808 | N/A | - | N/A | N/A | N/A | N/A | N/A | N/A | N/A | N/A | N/A | N/A | N/A | N/A | N/A | N/A | N/A | N/A | N/A | Single | R32 | Australia,Fiji,New Zealand | 161375 | 2029-05-09 |  | Approved | Reverse Cycle | N/A | Yes | Class 8 | Yes | N/A | N/A | N/A | N/A | N/A | N/A | N/A | Available | N/A | N/A |  | http://www.samsung.com.au | N/A |  |  | AAC8215 | Yes | Variable output compressor | Inverter | No | - | 3500 | 0.92 | - | 290 | 1750 | No | - | - | - | 840.88 | 3769.5 | No | 265.06 | 1884.75 | Yes | 115 | 940 | 4000 | 1.05 | 400 | 2000 | Yes | 145 | 770 | Yes | 1250 | 3400 | No | - | - | No | - | - | - | - | - | No | - | - | No | - | - | No | - | - | 57 | 62 | 5.845 | 5.535 | 5.825 | 7.489 | 6.877 | 6.317 | 165 | 263 | 784 | 339 | 435 | 1037 | 4 | 4 | 4 | 3.625 | 4.252 | 5.079 | 4.09 | 4.716 | 5.194 | 1444 | 515 | 70 | 434 | 215 | 43 | 2 | 2.5 | 3.5 | No | - | - | - | - | N/A | N/A | N/A | 1.5 | 3.7835 | 3.7912
[SEER Non Multi-Split <=65kW] GEMS (Air Conditioners up to 65kW) Determination 2019 | MEPS Oct 2011 | AS/NZS 3823.1.1:2012 | AR12TXEABWKX / AR12TXEABWKN |  | N/A | SAMSUNG ELECTRONICS | 0.6 | Non Ducted | Single Split System | Wall Hung | Air | Air | Thailand | 0.78 | 2.9 | 3.5 | 215 | 0 | 0 | 0 | 299 | 0.93 | 4 | Calorimeter Room | 4.4885 | 4.3256 | Yes | 0 | N/A | 3 | 3 | 0 | 0 | N/A | N/A | N/A | 4.4312 | 4.2799 | N/A | N/A | 4.3624 | 4.0598 | 4 | 4 | Calorimeter Room | Single | R32 | Australia,Fiji,New Zealand | 125354 | 2024-12-13 |  | Approved | Reverse Cycle | 899 | Yes | Class 8 | Yes | Yes | - | Yes | Yes | Yes | - | 4.4885 | Available | N/A | N/A |  | http://www.samsung.com.au | Yes |  | https://reg.energyrating.gov.au/static/common/images/star_ratings_2014/aircon_rating_4_4.png | AAC4353 | N/A | Variable output compressor | Inverter | N/A | N/A | N/A | 0.78 | N/A | N/A | N/A | N/A | N/A | N/A | N/A | N/A | N/A | N/A | N/A | N/A | N/A | N/A | N/A | N/A | 0.93 | N/A | N/A | N/A | N/A | N/A | N/A | N/A | N/A | N/A | N/A | N/A | N/A | N/A | N/A | N/A | N/A | N/A | N/A | N/A | N/A | N/A | N/A | N/A | N/A | N/A | N/A | N/A | N/A | N/A | N/A | N/A | N/A | N/A | N/A | N/A | N/A | N/A | N/A | N/A | N/A | N/A | N/A | N/A | N/A | N/A | N/A | N/A | N/A | N/A | N/A | N/A | N/A | N/A | N/A | N/A | N/A | N/A | N/A | N/A | N/A | N/A | N/A | N/A | N/A | N/A | N/A | N/A | 4.4296 | 4.2547
[SEER Non Multi-Split <=65kW] GEMS (Air Conditioners up to 65kW) Determination 2019 | MEPS 2019 | AS/NZS 3823.1.1:2012 | AR12TXEACWKX\AR12TXEACWKN |  | N/A | SAMSUNG ELECTRONICS | N/A | Non Ducted | Single Split System | Wall Hung | Air | Air | Thailand | 0.783 | N/A | 3.5 | N/A | N/A | N/A | N/A | N/A | 0.93 | 4 | Calorimeter Room | 4.5746 | 4.4618 | N/A | - | N/A | N/A | N/A | N/A | N/A | N/A | N/A | N/A | N/A | N/A | N/A | N/A | N/A | N/A | N/A | N/A | N/A | Single | R32 | Australia,Fiji,New Zealand | 128991 | 2025-06-05 |  | Approved | Reverse Cycle | N/A | Yes | Class 8 | Yes | N/A | N/A | Yes | Yes | Yes | N/A | N/A | Available | N/A | N/A |  | http://www.samsung.com.au | N/A |  |  | AAC4879 | Yes | Variable output compressor | Inverter | No | - | 3500 | 0.783 | - | 290 | 1780 | No | - | - | - | 715.662 | 3769.5 | No | 265.06 | 1917.06 | Yes | 110 | 940 | 4000 | 0.93 | 360 | 1950 | Yes | 140 | 700 | Yes | 1500 | 4600 | No | - | - | No | - | - | - | - | - | No | - | - | No | - | - | No | - | - | 57 | 62 | 6.232 | 6.008 | 6.318 | 7.9 | 7.336 | 6.797 | 154 | 242 | 722 | 321 | 408 | 964 | 4.5 | 4.5 | 4.5 | 4.278 | 4.649 | 5.18 | 4.549 | 4.888 | 5.188 | 1224 | 471 | 69 | 391 | 208 | 44 | 2.5 | 3 | 3.5 | No | - | - | - | - | N/A | N/A | N/A | 1.5 | 4.4412 | 4.2778
[SEER Non Multi-Split <=65kW] GEMS (Air Conditioners up to 65kW) Determination 2019 | MEPS Oct 2011 | AS/NZS 3823.1.1:2012 | AR12TXHYBWKX / AR12TXHYBWKN |  | N/A | SAMSUNG ELECTRONICS | 0.73 | Non Ducted | Single Split System | Wall Hung | Air | Air | Thailand | 0.92 | 2.77 | 3.5 | 215 | 0 | 0 | 0 | 299 | 1.05 | 4 | Calorimeter Room | 3.9142 | 3.8376 | Yes | 0 | N/A | 1 | 1 | 0 | 0 | N/A | N/A | N/A | 3.9 | 3.8253 | N/A | N/A | 3.3 | 3.1506 | 3 | 3 | Calorimeter Room | Single | R32 | Australia,Fiji,New Zealand | 125376 | 2024-12-13 |  | Approved | Reverse Cycle | 899 | Yes | Class 8 | Yes | Yes | - | Yes | Yes | Yes | - | 3.9142 | Available | N/A | N/A |  | http://www.samsung.com.au | Yes |  | https://reg.energyrating.gov.au/static/common/images/star_ratings_2014/aircon_rating_3_3.png | AAC4354 | N/A | Variable output compressor | Inverter | N/A | N/A | N/A | 0.92 | N/A | N/A | N/A | N/A | N/A | N/A | N/A | N/A | N/A | N/A | N/A | N/A | N/A | N/A | N/A | N/A | 1.05 | N/A | N/A | N/A | N/A | N/A | N/A | N/A | N/A | N/A | N/A | N/A | N/A | N/A | N/A | N/A | N/A | N/A | N/A | N/A | N/A | N/A | N/A | N/A | N/A | N/A | N/A | N/A | N/A | N/A | N/A | N/A | N/A | N/A | N/A | N/A | N/A | N/A | N/A | N/A | N/A | N/A | N/A | N/A | N/A | N/A | N/A | N/A | N/A | N/A | N/A | N/A | N/A | N/A | N/A | N/A | N/A | N/A | N/A | N/A | N/A | N/A | N/A | N/A | N/A | N/A | N/A | N/A | 3.7904 | 3.7973
[SEER Non Multi-Split <=65kW] GEMS (Air Conditioners up to 65kW) Determination 2019 | MEPS 2019 | AS/NZS 3823.1.1:2012 | AR12TXHYCWKSA |  | N/A | SAMSUNG ELECTRONICS | N/A | Non Ducted | Single Split System | Wall Hung | Air | Air | Thailand | 0.92 | N/A | 3.5 | N/A | N/A | N/A | N/A | N/A | 1.05 | 4 | Calorimeter Room | 4.132 | 3.8103 | N/A | - | N/A | N/A | N/A | N/A | N/A | N/A | N/A | N/A | N/A | N/A | N/A | N/A | N/A | N/A | N/A | N/A | N/A | Single | R32 | Australia,Fiji,New Zealand | 128993 | 2025-06-05 |  | Approved | Reverse Cycle | N/A | Yes | Class 8 | Yes | N/A | N/A | Yes | Yes | Yes | N/A | N/A | Available | N/A | N/A |  | http://www.samsung.com.au | N/A |  |  | AAC4876 | Yes | Variable output compressor | Inverter | No | - | 3500 | 0.92 | - | 330 | 1920 | No | - | - | - | 840.88 | 3769.5 | No | 301.62 | 2067.84 | Yes | 120 | 1190 | 4000 | 1.05 | 380 | 2000 | Yes | 150 | 700 | Yes | 1260 | 3400 | No | - | - | No | - | - | - | - | - | No | - | - | No | - | - | No | - | - | 57 | 62 | 6.15 | 5.812 | 6.01 | 8.112 | 7.412 | 6.536 | 158 | 252 | 761 | 314 | 405 | 1003 | 4.5 | 4 | 4.5 | 3.628 | 4.251 | 4.925 | 3.987 | 4.51 | 4.907 | 1442 | 514 | 71 | 444 | 224 | 45 | 2 | 2.5 | 3 | No | - | - | - | - | N/A | N/A | N/A | 1 | 3.7904 | 3.7973
[SEER Non Multi-Split <=65kW] GEMS (Air Conditioners up to 65kW) Determination 2019 | MEPS 2019 | AS/NZS 3823.1.1:2012 | AR18AXAABWKX/SA AR18AXAABWKN/SA |  | N/A | SAMSUNG ELECTRONICS | N/A | Non Ducted | Single Split System | Wall Hung | Air | Air | Thailand | 1.39 | N/A | 5 | N/A | N/A | N/A | N/A | N/A | 1.7 | 6 | Calorimeter Room | 3.8325 | 3.5406 | N/A | - | N/A | N/A | N/A | N/A | N/A | N/A | N/A | N/A | N/A | N/A | N/A | N/A | N/A | N/A | N/A | N/A | N/A | Single | R32 | Australia | 138045 | 2026-05-11 |  | Approved | Reverse Cycle | N/A | Yes | Class 9 | Yes | N/A | N/A | N/A | N/A | N/A | N/A | N/A | Available | N/A | N/A |  | http://www.samsung.com.au | N/A |  |  | AAC5971 | Yes | Variable output compressor | Inverter | No | - | 5000 | 1.39 | - | 480 | 2550 | No | - | - | - | 1270.46 | 5385 | No | 438.72 | 2746.35 | Yes | 230 | 1850 | 6000 | 1.7 | 660 | 3000 | Yes | 270 | 1300 | Yes | 1900 | 4900 | No | - | - | No | - | - | - | - | - | No | - | - | No | - | - | No | - | - | 58 | 65 | 5.306 | 5.088 | 5.369 | 6.916 | 6.391 | 5.815 | 258 | 407 | 1213 | 523 | 668 | 1608 | 3.5 | 3.5 | 3.5 | 3.325 | 3.879 | 4.609 | 3.737 | 4.272 | 4.695 | 2363 | 848 | 117 | 714 | 358 | 73 | 1.5 | 2 | 3 | No | - | - | - | - | N/A | N/A | N/A | 3 | 3.5711 | 3.5085
[SEER Non Multi-Split <=65kW] GEMS (Air Conditioners up to 65kW) Determination 2019 | MEPS 2019 | AS/NZS 3823.1.1:2012 | AR18AXHQAWKXSA/AR18AXHQAWKNSA |  | N/A | SAMSUNG ELECTRONICS | N/A | Non Ducted | Single Split System | Wall Hung | Air | Air | China | 1.22 | N/A | 5.14 | N/A | N/A | N/A | N/A | N/A | 1.4 | 5.95 | Calorimeter Room | 4.1699 | 4.1965 | N/A | - | N/A | N/A | N/A | N/A | N/A | N/A | N/A | N/A | N/A | N/A | N/A | N/A | N/A | N/A | N/A | N/A | N/A | Single | R32 | Australia | 138461 | 2026-06-08 |  | Approved | Reverse Cycle | N/A | Yes | Class 9 | Yes | N/A | N/A | N/A | N/A | N/A | N/A | N/A | Available | N/A | N/A |  | http://www.samsung.com.au | N/A |  |  | AAC6061 | Yes | Variable output compressor | Inverter | No | - | 5140 | 1.22 | - | 485 | 2535 | Yes | 455 | 2265 | - | 1115.08 | 5535.78 | Yes | 455 | 2970 | - | 355 | 2585 | 5950 | 1.4 | 520 | 2800 | Yes | 280 | 1435 | Yes | 1510 | 4730 | No | - | - | No | - | - | - | - | - | No | - | - | No | - | - | No | - | - | 63.95 | 64.21 | 6.078 | 5.83 | 6.045 | 8.583 | 7.511 | 6.708 | 236 | 371 | 1113 | 437 | 589 | 1438 | 4.5 | 4 | 4.5 | 3.785 | 4.462 | 5.151 | 4.166 | 4.729 | 5.138 | 2054 | 726 | 98 | 631 | 316 | 62 | 2 | 2.5 | 3.5 | No | - | - | - | - | N/A | N/A | N/A | 0.5 | 4.2073 | 4.2449
[SEER Non Multi-Split <=65kW] GEMS (Air Conditioners up to 65kW) Determination 2019 | MEPS 2019 | AS/NZS 3823.1.1:2012 | AR18BXEABWKX/ AR18BXEABWKN |  | N/A | SAMSUNG ELECTRONICS | N/A | Non Ducted | Single Split System | Wall Hung | Air | Air | China,Thailand | 1.23 | N/A | 5 | N/A | N/A | N/A | N/A | N/A | 1.4 | 6 | Calorimeter Room | 4.0961 | 4.3011 | N/A | - | N/A | N/A | N/A | N/A | N/A | N/A | N/A | N/A | N/A | N/A | N/A | N/A | N/A | N/A | N/A | N/A | N/A | Single | R32 | Australia,Fiji,New Zealand | 145898 | 2027-04-28 |  | Approved | Reverse Cycle | N/A | Yes | Class 9 | Yes | N/A | N/A | N/A | N/A | N/A | N/A | N/A | Available | N/A | N/A |  | http://www.samsung.com.au | N/A |  |  | AAC6636 | Yes | Variable output compressor | Inverter | No | - | 5000 | 1.23 | - | 540 | 2710 | No | - | - | - | 1124.22 | 5385 | No | 493.56 | 2918.67 | Yes | 440 | 2630 | 6000 | 1.4 | 550 | 3010 | Yes | 380 | 2190 | Yes | 2200 | 5900 | No | - | - | No | - | - | - | - | - | No | - | - | No | - | - | No | - | - | 60 | 65 | 5.18 | 5.001 | 5.275 | 6.052 | 5.684 | 5.597 | 268 | 418 | 1239 | 601 | 755 | 1674 | 3.5 | 3.5 | 3.5 | 4.084 | 4.7 | 5.42 | 4.471 | 5.023 | 5.444 | 1922 | 697 | 97 | 595 | 302 | 61 | 2.5 | 3 | 3.5 | No | - | - | - | - | N/A | N/A | N/A | 1.5 | 4.0484 | 4.2702
[SEER Non Multi-Split <=65kW] GEMS (Air Conditioners up to 65kW) Determination 2019 | MEPS 2019 | AS/NZS 3823.1.1:2012 | AR18BXECNWKX/ AR18BXECNWKN |  | N/A | SAMSUNG ELECTRONICS | N/A | Non Ducted | Single Split System | Wall Hung | Air | Air | Thailand | 1.39 | N/A | 5 | N/A | N/A | N/A | N/A | N/A | 1.7 | 6 | Calorimeter Room | 3.6202 | 3.5594 | N/A | - | N/A | N/A | N/A | N/A | N/A | N/A | N/A | N/A | N/A | N/A | N/A | N/A | N/A | N/A | N/A | N/A | N/A | Single | R32 | Australia,Fiji,New Zealand | 146099 | 2027-04-28 |  | Approved | Reverse Cycle | N/A | Yes | Class 9 | Yes | N/A | N/A | N/A | N/A | N/A | N/A | N/A | Available | N/A | N/A |  | http://www.samsung.com.au | N/A |  |  | AAC6639 | Yes | Variable output compressor | Inverter | No | - | 5000 | 1.39 | - | 490 | 2550 | No | - | - | - | 1270.46 | 5385 | No | 447.86 | 2746.35 | Yes | 260 | 1750 | 6000 | 1.7 | 660 | 3000 | Yes | 250 | 1200 | Yes | 1920 | 4900 | No | - | - | No | - | - | - | - | - | No | - | - | No | - | - | No | - | - | 58 | 65 | 5.256 | 5.003 | 5.229 | 6.489 | 6.004 | 5.622 | 264 | 418 | 1249 | 561 | 715 | 1667 | 3.5 | 3.5 | 3.5 | 3.317 | 3.876 | 4.608 | 3.731 | 4.276 | 4.7 | 2365 | 845 | 113 | 712 | 354 | 70 | 1.5 | 2 | 3 | No | - | - | - | - | N/A | N/A | N/A | 1.5 | 3.584 | 3.5189
[SEER Non Multi-Split <=65kW] GEMS (Air Conditioners up to 65kW) Determination 2019 | MEPS 2019 | AS/NZS 3823.1.1:2012 | AR18BXGYCWKX/ AR18BXGYCWKN |  | N/A | SAMSUNG ELECTRONICS | N/A | Non Ducted | Single Split System | Wall Hung | Air | Air | Thailand | 1.39 | N/A | 5 | N/A | N/A | N/A | N/A | N/A | 1.7 | 6 | Calorimeter Room | 3.6033 | 3.5904 | N/A | - | N/A | N/A | N/A | N/A | N/A | N/A | N/A | N/A | N/A | N/A | N/A | N/A | N/A | N/A | N/A | N/A | N/A | Single | R32 | Australia,Fiji,New Zealand | 146228 | 2027-04-28 |  | Approved | Reverse Cycle | N/A | Yes | Class 9 | Yes | N/A | N/A | N/A | N/A | N/A | N/A | N/A | Available | N/A | N/A |  | http://www.samsung.com.au | N/A |  |  | AAC6634 | Yes | Variable output compressor | Inverter | No | - | 5000 | 1.39 | - | 490 | 2550 | No | - | - | - | 1270.46 | 5385 | No | 447.86 | 2746.35 | Yes | 270 | 1750 | 6000 | 1.7 | 660 | 3000 | Yes | 250 | 1200 | Yes | 1920 | 4900 | No | - | - | No | - | - | - | - | - | No | - | - | No | - | - | No | - | - | 58 | 65 | 5.275 | 5.005 | 5.214 | 6.417 | 5.938 | 5.596 | 264 | 419 | 1254 | 568 | 723 | 1675 | 3.5 | 3.5 | 3.5 | 3.317 | 3.876 | 4.608 | 3.731 | 4.276 | 4.7 | 2364 | 843 | 112 | 711 | 353 | 69 | 1.5 | 2 | 3 | No | - | - | - | - | N/A | N/A | N/A | 1 | 3.5884 | 3.5224
[SEER Non Multi-Split <=65kW] GEMS (Air Conditioners up to 65kW) Determination 2019 | MEPS 2019 | AS/NZS 3823.1.1:2012 | AR18DXEANWKX / AR18DXEANWKN |  | N/A | SAMSUNG ELECTRONICS | N/A | Non Ducted | Single Split System | Wall Hung | Air | Air | Thailand | 1.39 | N/A | 5 | N/A | N/A | N/A | N/A | N/A | 1.7 | 6 | Calorimeter Room | 3.772 | 3.6629 | N/A | - | N/A | N/A | N/A | N/A | N/A | N/A | N/A | N/A | N/A | N/A | N/A | N/A | N/A | N/A | N/A | N/A | N/A | Single | R32 | Australia,Fiji,New Zealand | 161402 | 2029-05-09 |  | Approved | Reverse Cycle | N/A | Yes | Class 9 | Yes | N/A | N/A | N/A | N/A | N/A | N/A | N/A | Available | N/A | N/A |  | http://www.samsung.com.au | N/A |  |  | AAC8221 | Yes | Variable output compressor | Inverter | No | - | 5000 | 1.39 | - | 500 | 2500 | No | - | - | - | 1270.46 | 5385 | No | 457 | 2692.5 | Yes | 230 | 1800 | 6000 | 1.7 | 630 | 3000 | Yes | 260 | 1300 | Yes | 1860 | 4900 | No | - | - | No | - | - | - | - | - | No | - | - | No | - | - | No | - | - | 58 | 65 | 5.272 | 5.057 | 5.229 | 6.754 | 6.24 | 5.626 | 263 | 414 | 1249 | 538 | 687 | 1665 | 3.5 | 3.5 | 3.5 | 3.407 | 3.995 | 4.797 | 3.847 | 4.418 | 4.886 | 2303 | 819 | 109 | 691 | 343 | 67 | 1.5 | 2 | 3 | No | - | - | - | - | N/A | N/A | N/A | 1.5 | 3.584 | 3.5189
[SEER Non Multi-Split <=65kW] GEMS (Air Conditioners up to 65kW) Determination 2019 | MEPS 2019 | AS/NZS 3823.1.1:2012 | AR18DXFZCWKX / AR18DXFZCWKN |  | N/A | SAMSUNG ELECTRONICS | N/A | Non Ducted | Single Split System | Wall Hung | Air | Air | Thailand | 1.39 | N/A | 5 | N/A | N/A | N/A | N/A | N/A | 1.7 | 6 | Calorimeter Room | 3.7762 | 3.6568 | N/A | - | N/A | N/A | N/A | N/A | N/A | N/A | N/A | N/A | N/A | N/A | N/A | N/A | N/A | N/A | N/A | N/A | N/A | Single | R32 | Australia,Fiji,New Zealand | 161416 | 2029-05-09 |  | Approved | Reverse Cycle | N/A | Yes | Class 9 | Yes | N/A | N/A | N/A | N/A | N/A | N/A | N/A | Available | N/A | N/A |  | http://www.samsung.com.au | N/A |  |  | AAC8216 | Yes | Variable output compressor | Inverter | No | - | 5000 | 1.39 | - | 500 | 2500 | No | - | - | - | 1270.46 | 5385 | No | 457 | 2692.5 | Yes | 230 | 1800 | 6000 | 1.7 | 630 | 3000 | Yes | 260 | 1300 | Yes | 1860 | 4900 | No | - | - | No | - | - | - | - | - | No | - | - | No | - | - | No | - | - | 58 | 65 | 5.272 | 5.057 | 5.229 | 6.754 | 6.24 | 5.626 | 263 | 414 | 1249 | 538 | 687 | 1665 | 3.5 | 3.5 | 3.5 | 3.407 | 3.995 | 4.797 | 3.847 | 4.418 | 4.886 | 2303 | 819 | 109 | 691 | 343 | 67 | 1.5 | 2 | 3 | No | - | - | - | - | N/A | N/A | N/A | 1.5 | 3.584 | 3.5189
[SEER Non Multi-Split <=65kW] GEMS (Air Conditioners up to 65kW) Determination 2019 | MEPS Oct 2011 | AS/NZS 3823.1.1:2012 | AR18TXEABWKX / AR18TXEABWKN |  | N/A | SAMSUNG ELECTRONICS | 0.9 | Non Ducted | Single Split System | Wall Hung | Air | Air | Thailand | 1.23 | 4.1 | 5 | 215 | 0 | 0 | 0 | 299 | 1.4 | 6 | Calorimeter Room | 4.2554 | 4.3066 | Yes | 0 | N/A | 3 | 3 | 0 | 0 | N/A | N/A | N/A | 4.2201 | 4.2755 | N/A | N/A | 3.9402 | 4.0511 | 3.5 | 4 | Calorimeter Room | Single | R32 | Australia,Fiji,New Zealand | 125380 | 2024-12-13 |  | Approved | Reverse Cycle | 1055 | Yes | Class 9 | Yes | Yes | - | Yes | Yes | Yes | - | 4.2554 | Available | N/A | N/A |  | http://www.samsung.com.au | Yes |  | https://reg.energyrating.gov.au/static/common/images/star_ratings_2014/aircon_rating_3.5_4.png | AAC4355 | N/A | Variable output compressor | Inverter | N/A | N/A | N/A | 1.23 | N/A | N/A | N/A | N/A | N/A | N/A | N/A | N/A | N/A | N/A | N/A | N/A | N/A | N/A | N/A | N/A | 1.4 | N/A | N/A | N/A | N/A | N/A | N/A | N/A | N/A | N/A | N/A | N/A | N/A | N/A | N/A | N/A | N/A | N/A | N/A | N/A | N/A | N/A | N/A | N/A | N/A | N/A | N/A | N/A | N/A | N/A | N/A | N/A | N/A | N/A | N/A | N/A | N/A | N/A | N/A | N/A | N/A | N/A | N/A | N/A | N/A | N/A | N/A | N/A | N/A | N/A | N/A | N/A | N/A | N/A | N/A | N/A | N/A | N/A | N/A | N/A | N/A | N/A | N/A | N/A | N/A | N/A | N/A | N/A | 4.0318 | 4.2549
[SEER Non Multi-Split <=65kW] GEMS (Air Conditioners up to 65kW) Determination 2019 | MEPS 2019 | AS/NZS 3823.1.1:2012 | AR18TXEACWKX\AR18TXEACWKN |  | N/A | SAMSUNG ELECTRONICS | N/A | Non Ducted | Single Split System | Wall Hung | Air | Air | Thailand | 1.23 | N/A | 5 | N/A | N/A | N/A | N/A | N/A | 1.4 | 6 | Calorimeter Room | 4.1458 | 4.3647 | N/A | - | N/A | N/A | N/A | N/A | N/A | N/A | N/A | N/A | N/A | N/A | N/A | N/A | N/A | N/A | N/A | N/A | N/A | Single | R32 | Australia,Fiji,New Zealand | 128994 | 2025-06-05 |  | Approved | Reverse Cycle | N/A | Yes | Class 9 | Yes | N/A | N/A | Yes | Yes | Yes | N/A | N/A | Available | N/A | N/A |  | http://www.samsung.com.au | N/A |  |  | AAC4886 | Yes | Variable output compressor | Inverter | No | - | 5000 | 1.23 | - | 540 | 2710 | No | - | - | - | 1124.22 | 5385 | No | 493.56 | 2918.67 | Yes | 440 | 2630 | 6000 | 1.4 | 550 | 3010 | Yes | 380 | 2190 | Yes | 2200 | 5900 | No | - | - | No | - | - | - | - | - | - | - | - | No | - | - | No | - | - | 60 | 65 | 5.18 | 5.001 | 5.275 | 6.052 | 5.684 | 5.597 | 268 | 418 | 1239 | 601 | 755 | 1674 | 3.5 | 3.5 | 3.5 | 4.084 | 4.7 | 5.42 | 4.471 | 5.023 | 5.444 | 1922 | 697 | 97 | 595 | 302 | 61 | 2.5 | 3 | 3.5 | No | - | - | - | - | N/A | N/A | N/A | 1.5 | 4.0484 | 4.2702
[SEER Non Multi-Split <=65kW] GEMS (Air Conditioners up to 65kW) Determination 2019 | MEPS Oct 2011 | AS/NZS 3823.1.1:2012 | AR18TXHYBWKX / AR18TXHYBWKN |  | N/A | SAMSUNG ELECTRONICS | 1.1 | Non Ducted | Single Split System | Wall Hung | Air | Air | Thailand | 1.39 | 3.9 | 5 | 215 | 0 | 0 | 0 | 299 | 1.7 | 6 | Calorimeter Room | 3.7434 | 3.5795 | Yes | 0 | N/A | 1 | 1 | 0 | 0 | N/A | N/A | N/A | 3.7341 | 3.5723 | N/A | N/A | 2.9682 | 2.6446 | 2.5 | 2.5 | Calorimeter Room | Single | R32 | Australia,Fiji,New Zealand | 125381 | 2024-12-16 |  | Approved | Reverse Cycle | 1055 | Yes | Class 9 | Yes | Yes | - | Yes | Yes | Yes | - | 3.7434 | Available | N/A | N/A |  | http://www.samsung.com.au | Yes |  | https://reg.energyrating.gov.au/static/common/images/star_ratings_2014/aircon_rating_2.5_2.5.png | AAC4357 | N/A | Variable output compressor | Inverter | N/A | N/A | N/A | 1.39 | N/A | N/A | N/A | N/A | N/A | N/A | N/A | N/A | N/A | N/A | N/A | N/A | N/A | N/A | N/A | N/A | 1.7 | N/A | N/A | N/A | N/A | N/A | N/A | N/A | N/A | N/A | N/A | N/A | N/A | N/A | N/A | N/A | N/A | N/A | N/A | N/A | N/A | N/A | N/A | N/A | N/A | N/A | N/A | N/A | N/A | N/A | N/A | N/A | N/A | N/A | N/A | N/A | N/A | N/A | N/A | N/A | N/A | N/A | N/A | N/A | N/A | N/A | N/A | N/A | N/A | N/A | N/A | N/A | N/A | N/A | N/A | N/A | N/A | N/A | N/A | N/A | N/A | N/A | N/A | N/A | N/A | N/A | N/A | N/A | 3.5884 | 3.5224
[SEER Non Multi-Split <=65kW] GEMS (Air Conditioners up to 65kW) Determination 2019 | MEPS 2019 | AS/NZS 3823.1.1:2012 | AR18TXHYCWKX\AR18TXHYCWKN |  | N/A | SAMSUNG ELECTRONICS | N/A | Non Ducted | Single Split System | Wall Hung | Air | Air | Thailand | 1.39 | N/A | 5 | N/A | N/A | N/A | N/A | N/A | 1.7 | 6 | Calorimeter Room | 3.8316 | 3.5484 | N/A | - | N/A | N/A | N/A | N/A | N/A | N/A | N/A | N/A | N/A | N/A | N/A | N/A | N/A | N/A | N/A | N/A | N/A | Single | R32 | Australia,Fiji,New Zealand | 128995 | 2025-06-05 |  | Approved | Reverse Cycle | N/A | Yes | Class 9 | Yes | N/A | N/A | Yes | Yes | Yes | N/A | N/A | Available | N/A | N/A |  | http://www.samsung.com.au | N/A |  |  | AAC4880 | Yes | Variable output compressor | Inverter | No | - | 5000 | 1.39 | - | 490 | 2550 | No | - | - | - | 1270.46 | 5385 | No | 447.86 | 2746.35 | Yes | 270 | 1750 | 6000 | 1.7 | 660 | 3000 | Yes | 250 | 1200 | Yes | 1920 | 4900 | No | - | - | No | - | - | - | - | - | No | - | - | No | - | - | No | - | - | 58 | 65 | 5.275 | 5.005 | 5.214 | 6.417 | 5.938 | 5.596 | 264 | 419 | 1254 | 568 | 723 | 1675 | 3.5 | 3.5 | 3.5 | 3.317 | 3.876 | 4.608 | 3.731 | 4.276 | 4.7 | 2364 | 843 | 112 | 711 | 353 | 69 | 1.5 | 2 | 3 | No | - | - | - | - | N/A | N/A | N/A | 1 | 3.5884 | 3.5224
[SEER Non Multi-Split <=65kW] GEMS (Air Conditioners up to 65kW) Determination 2019 | MEPS 2019 | AS/NZS 3823.1.1:2012 | AR24AXHQAWKXSA/AR24AXHQAWKNSA |  | N/A | SAMSUNG ELECTRONICS | N/A | Non Ducted | Single Split System | Wall Hung | Air | Air | China | 1.94 | N/A | 7.07 | N/A | N/A | N/A | N/A | N/A | 2.1 | 7.94 | Calorimeter Room | 3.61 | 3.7919 | N/A | - | N/A | N/A | N/A | N/A | N/A | N/A | N/A | N/A | N/A | N/A | N/A | N/A | N/A | N/A | N/A | N/A | N/A | Single | R32 | Australia | 138462 | 2026-05-24 |  | Approved | Reverse Cycle | N/A | Yes | Class 9 | Yes | N/A | N/A | N/A | N/A | N/A | N/A | N/A | Available | N/A | N/A |  | http://www.samsung.com.au | N/A |  |  | AAC6009 | Yes | Variable output compressor | Inverter | No | - | 7070 | 1.94 | - | 780 | 3600 | Yes | 700 | 3200 | - | 1773.16 | 7614.39 | Yes | 620 | 3690 | - | 490 | 3120 | 7940 | 2.1 | 765 | 4020 | Yes | 445 | 2425 | Yes | 2370 | 5320 | No | - | - | No | - | - | - | - | - | No | - | - | No | - | - | No | - | - | 66.43 | 65.56 | 5.391 | 5.15 | 5.357 | 8.365 | 6.942 | 6.061 | 366 | 577 | 1727 | 616 | 875 | 2188 | 3.5 | 3.5 | 3.5 | 2.848 | 3.545 | 5.204 | 3.338 | 4.267 | 5.231 | 3643 | 1219 | 131 | 1051 | 468 | 82 | 1 | 2 | 3.5 | No | - | - | - | - | N/A | N/A | N/A | 1 | 3.638 | 3.7749
[SEER Non Multi-Split <=65kW] GEMS (Air Conditioners up to 65kW) Determination 2019 | MEPS 2019 | AS/NZS 3823.1.1:2012 | AR24BXEABWKX/ AR24BXEABWKN |  | N/A | SAMSUNG ELECTRONICS | N/A | Non Ducted | Single Split System | Wall Hung | Air | Air | China,Thailand | 1.98 | N/A | 7 | N/A | N/A | N/A | N/A | N/A | 2.2 | 8 | Calorimeter Room | 3.5424 | 3.6472 | N/A | - | N/A | N/A | N/A | N/A | N/A | N/A | N/A | N/A | N/A | N/A | N/A | N/A | N/A | N/A | N/A | N/A | N/A | Single | R32 | Australia,Fiji,New Zealand | 145913 | 2027-04-28 |  | Approved | Reverse Cycle | N/A | Yes | Class 9 | Yes | N/A | N/A | N/A | N/A | N/A | N/A | N/A | Available | N/A | N/A |  | http://www.samsung.com.au | N/A |  |  | AAC6637 | Yes | Variable output compressor | Inverter | No | - | 7000 | 1.98 | - | 680 | 3280 | No | - | - | - | 1809.72 | 7539 | No | 621.52 | 3532.56 | Yes | 390 | 2730 | 8000 | 2.2 | 770 | 3690 | Yes | 440 | 2360 | Yes | 2900 | 6800 | No | - | - | No | - | - | - | - | - | No | - | - | No | - | - | No | - | - | 63 | 68 | 5.053 | 4.848 | 5.008 | 6.318 | 5.858 | 5.369 | 386 | 606 | 1828 | 807 | 1026 | 2445 | 3.5 | 3 | 3.5 | 3.398 | 4.038 | 4.943 | 3.88 | 4.509 | 5.032 | 3078 | 1080 | 140 | 912 | 447 | 86 | 1.5 | 2.5 | 3 | No | - | - | - | - | N/A | N/A | N/A | 1.5 | 3.5263 | 3.628
[SEER Non Multi-Split <=65kW] GEMS (Air Conditioners up to 65kW) Determination 2019 | MEPS 2019 | AS/NZS 3823.1.1:2012 | AR24BXECNWKX/ AR24BXECNWKN |  | N/A | SAMSUNG ELECTRONICS | N/A | Non Ducted | Single Split System | Wall Hung | Air | Air | Thailand | 2.06 | N/A | 6.8 | N/A | N/A | N/A | N/A | N/A | 2.2 | 7.2 | Calorimeter Room | 3.3156 | 3.2833 | N/A | - | N/A | N/A | N/A | N/A | N/A | N/A | N/A | N/A | N/A | N/A | N/A | N/A | N/A | N/A | N/A | N/A | N/A | Single | R32 | Australia,Fiji,New Zealand | 146103 | 2027-05-01 |  | Approved | Reverse Cycle | N/A | Yes | Class 9 | Yes | N/A | N/A | N/A | N/A | N/A | N/A | N/A | Available | N/A | N/A |  | http://www.samsung.com.au | N/A |  |  | AAC6643 | Yes | Variable output compressor | Inverter | No | - | 6800 | 2.06 | - | 876 | 3650 | No | - | - | - | 1882.84 | 7323.6 | No | 800.664 | 3931.05 | Yes | 247 | 1730 | 7200 | 2.2 | 860 | 3900 | Yes | 250 | 1260 | Yes | 2200 | 5400 | No | - | - | No | - | - | - | - | - | No | - | - | No | - | - | No | - | - | 62 | 68 | 4.658 | 4.502 | 4.606 | 5.964 | 5.533 | 4.942 | 407 | 634 | 1931 | 831 | 1056 | 2580 | 3 | 3 | 3 | 3.132 | 3.75 | 4.723 | 3.519 | 4.312 | 4.881 | 3006 | 1047 | 132 | 905 | 421 | 80 | 1.5 | 2 | 3 | No | - | - | - | - | N/A | N/A | N/A | 1.5 | 3.2929 | 3.2652
[SEER Non Multi-Split <=65kW] GEMS (Air Conditioners up to 65kW) Determination 2019 | MEPS 2019 | AS/NZS 3823.1.1:2012 | AR24BXGYCWKX/ AR24BXGYCWKN |  | N/A | SAMSUNG ELECTRONICS | N/A | Non Ducted | Single Split System | Wall Hung | Air | Air | Thailand | 2.06 | N/A | 6.8 | N/A | N/A | N/A | N/A | N/A | 2.2 | 7.2 | Calorimeter Room | 3.3137 | 3.2871 | N/A | - | N/A | N/A | N/A | N/A | N/A | N/A | N/A | N/A | N/A | N/A | N/A | N/A | N/A | N/A | N/A | N/A | N/A | Single | R32 | Australia,Fiji,New Zealand | 146234 | 2027-04-28 |  | Approved | Reverse Cycle | N/A | Yes | Class 9 | Yes | N/A | N/A | N/A | N/A | N/A | N/A | N/A | Available | N/A | N/A |  | http://www.samsung.com.au | N/A |  |  | AAC6633 | Yes | Variable output compressor | Inverter | No | - | 6800 | 2.06 | - | 880 | 3650 | No | - | - | - | 1882.84 | 7323.6 | No | 804.32 | 3931.05 | Yes | 250 | 1730 | 7200 | 2.2 | 860 | 3900 | Yes | 250 | 1260 | Yes | 2200 | 5400 | No | - | - | No | - | - | - | - | - | No | - | - | No | - | - | No | - | - | 62 | 68 | 4.669 | 4.508 | 4.597 | 5.945 | 5.513 | 4.926 | 407 | 634 | 1936 | 835 | 1061 | 2589 | 3 | 3 | 3 | 3.132 | 3.75 | 4.723 | 3.519 | 4.312 | 4.881 | 3004 | 1045 | 130 | 904 | 420 | 79 | 1.5 | 2 | 3 | No | - | - | - | - | N/A | N/A | N/A | 1 | 3.2956 | 3.2677
[SEER Non Multi-Split <=65kW] GEMS (Air Conditioners up to 65kW) Determination 2019 | MEPS 2019 | AS/NZS 3823.1.1:2012 | AR24DXEANWKX / AR24DXEANWKN |  | N/A | SAMSUNG ELECTRONICS | N/A | Non Ducted | Single Split System | Wall Hung | Air | Air | Thailand | 2.06 | N/A | 6.8 | N/A | N/A | N/A | N/A | N/A | 2.2 | 7.2 | Calorimeter Room | 3.3595 | 3.3026 | N/A | - | N/A | N/A | N/A | N/A | N/A | N/A | N/A | N/A | N/A | N/A | N/A | N/A | N/A | N/A | N/A | N/A | N/A | Single | R32 | Australia,Fiji,New Zealand | 161433 | 2029-05-09 |  | Approved | Reverse Cycle | N/A | Yes | Class 9 | Yes | N/A | N/A | N/A | N/A | N/A | N/A | N/A | Available | N/A | N/A |  | http://www.samsung.com.au | N/A |  |  | AAC8217 | Yes | Variable output compressor | Inverter | No | - | 6800 | 2.06 | - | 820 | 3500 | No | - | - | - | 1882.84 | 7323.6 | No | 749.48 | 3769.5 | Yes | 250 | 1730 | 7200 | 2.2 | 900 | 3900 | Yes | 250 | 1320 | Yes | 2200 | 5400 | No | - | - | No | - | - | - | - | - | No | - | - | No | - | - | No | - | - | 62 | 68 | 4.675 | 4.509 | 4.624 | 5.957 | 5.521 | 4.956 | 405 | 633 | 1923 | 832 | 1058 | 2573 | 3 | 3 | 3 | 3.108 | 3.714 | 4.738 | 3.527 | 4.348 | 4.949 | 3029 | 1057 | 131 | 903 | 418 | 79 | 1.5 | 2 | 3 | No | - | - | - | - | N/A | N/A | N/A | 1.5 | 3.2929 | 3.2652
[SEER Non Multi-Split <=65kW] GEMS (Air Conditioners up to 65kW) Determination 2019 | MEPS 2019 | AS/NZS 3823.1.1:2012 | AR24DXFZCWKX / AR24DXFZCWKN |  | N/A | SAMSUNG ELECTRONICS | N/A | Non Ducted | Single Split System | Wall Hung | Air | Air | Thailand | 2.06 | N/A | 6.8 | N/A | N/A | N/A | N/A | N/A | 2.2 | 7.2 | Calorimeter Room | 3.3585 | 3.3041 | N/A | - | N/A | N/A | N/A | N/A | N/A | N/A | N/A | N/A | N/A | N/A | N/A | N/A | N/A | N/A | N/A | N/A | N/A | Single | R32 | Australia,Fiji,New Zealand | 161594 | 2029-05-09 |  | Approved | Reverse Cycle | N/A | Yes | Class 9 | Yes | N/A | N/A | N/A | N/A | N/A | N/A | N/A | Available | N/A | N/A |  | http://www.samsung.com.au | N/A |  |  | AAC8218 | Yes | Variable output compressor | Inverter | No | - | 6800 | 2.06 | - | 820 | 3500 | No | - | - | - | 1882.84 | 7323.6 | No | 749.48 | 3769.5 | Yes | 250 | 1730 | 7200 | 2.2 | 900 | 3900 | Yes | 250 | 1320 | Yes | 2200 | 5400 | No | - | - | No | - | - | - | - | - | No | - | - | No | - | - | No | - | - | 62 | 68 | 4.675 | 4.509 | 4.624 | 5.957 | 5.521 | 4.956 | 405 | 633 | 1923 | 832 | 1058 | 2573 | 3 | 3 | 3 | 3.108 | 3.714 | 4.738 | 3.527 | 4.348 | 4.949 | 3029 | 1057 | 131 | 903 | 418 | 79 | 1.5 | 2 | 3 | No | - | - | - | - | N/A | N/A | N/A | 1.5 | 3.2929 | 3.2652
[SEER Non Multi-Split <=65kW] GEMS (Air Conditioners up to 65kW) Determination 2019 | MEPS Oct 2011 | AS/NZS 3823.1.1:2012 | AR24TXEABWKX / AR24TXEABWKN |  | N/A | SAMSUNG ELECTRONICS | 1.8 | Non Ducted | Single Split System | Wall Hung | Air | Air | Thailand | 1.98 | 5.2 | 7 | 215 | 0 | 0 | 0 | 299 | 2.2 | 8 | Calorimeter Room | 3.6002 | 3.6752 | Yes | 0 | N/A | 3 | 3 | 0 | 0 | N/A | N/A | N/A | 3.582 | 3.6582 | N/A | N/A | 2.6639 | 2.8164 | 2.5 | 2.5 | Calorimeter Room | Single | R32 | Australia,Fiji,New Zealand | 125375 | 2024-12-16 |  | Approved | Reverse Cycle | 1055 | Yes | Class 9 | Yes | Yes | - | Yes | Yes | Yes | - | 3.6002 | Available | N/A | N/A |  | http://www.samsung.com.au | Yes |  | https://reg.energyrating.gov.au/static/common/images/star_ratings_2014/aircon_rating_2.5_2.5.png | AAC4358 | N/A | Variable output compressor | Inverter | N/A | N/A | N/A | 1.98 | N/A | N/A | N/A | N/A | N/A | N/A | N/A | N/A | N/A | N/A | N/A | N/A | N/A | N/A | N/A | N/A | 2.2 | N/A | N/A | N/A | N/A | N/A | N/A | N/A | N/A | N/A | N/A | N/A | N/A | N/A | N/A | N/A | N/A | N/A | N/A | N/A | N/A | N/A | N/A | N/A | N/A | N/A | N/A | N/A | N/A | N/A | N/A | N/A | N/A | N/A | N/A | N/A | N/A | N/A | N/A | N/A | N/A | N/A | N/A | N/A | N/A | N/A | N/A | N/A | N/A | N/A | N/A | N/A | N/A | N/A | N/A | N/A | N/A | N/A | N/A | N/A | N/A | N/A | N/A | N/A | N/A | N/A | N/A | N/A | 3.5173 | 3.6197
[SEER Non Multi-Split <=65kW] GEMS (Air Conditioners up to 65kW) Determination 2019 | MEPS 2019 | AS/NZS 3823.1.1:2012 | AR24TXEACWKX\AR24TXEACWKN |  | N/A | SAMSUNG ELECTRONICS | N/A | Non Ducted | Single Split System | Wall Hung | Air | Air | Thailand | 1.98 | N/A | 7 | N/A | N/A | N/A | N/A | N/A | 2.2 | 8 | Calorimeter Room | 3.5956 | 3.6758 | N/A | - | N/A | N/A | N/A | N/A | N/A | N/A | N/A | N/A | N/A | N/A | N/A | N/A | N/A | N/A | N/A | N/A | N/A | Single | R32 | Australia,Fiji,New Zealand | 128996 | 2025-06-05 |  | Approved | Reverse Cycle | N/A | Yes | Class 9 | Yes | N/A | N/A | Yes | Yes | Yes | N/A | N/A | Available | N/A | N/A |  | http://www.samsung.com.au | N/A |  |  | AAC4887 | Yes | Variable output compressor | Inverter | No | - | 7000 | 1.98 | - | 680 | 3280 | No | - | - | - | 1809.72 | 7539 | No | 621.52 | 3532.56 | Yes | 390 | 2730 | 8000 | 2.2 | 770 | 3690 | Yes | 440 | 2360 | Yes | 2900 | 6800 | No | - | - | No | - | - | - | - | - | No | - | - | No | - | - | No | - | - | 63 | 68 | 5.053 | 4.848 | 5.008 | 6.318 | 5.858 | 5.369 | 386 | 606 | 1828 | 807 | 1026 | 2445 | 3.5 | 3 | 3.5 | 3.398 | 4.038 | 4.943 | 3.88 | 4.509 | 5.032 | 3078 | 1080 | 140 | 912 | 447 | 86 | 1.5 | 2.5 | 3 | No | - | - | - | - | N/A | N/A | N/A | 1.5 | 3.5263 | 3.628
[SEER Non Multi-Split <=65kW] GEMS (Air Conditioners up to 65kW) Determination 2019 | MEPS Oct 2011 | AS/NZS 3823.1.1:2012 | AR24TXHYBWKX / AR24TXHYBWKN |  | N/A | SAMSUNG ELECTRONICS | 1.95 | Non Ducted | Single Split System | Wall Hung | Air | Air | Thailand | 2.06 | 4.85 | 6.8 | 215 | 0 | 0 | 0 | 299 | 2.2 | 7.2 | Calorimeter Room | 3.3397 | 3.2854 | Yes | 0 | N/A | 1 | 1 | 0 | 0 | N/A | N/A | N/A | 3.3342 | 3.2803 | N/A | N/A | 2.1684 | 2.0607 | 2 | 2 | Calorimeter Room | Single | R32 | Australia,Fiji,New Zealand | 125345 | 2024-12-17 |  | Approved | Reverse Cycle | 1055 | Yes | Class 9 | Yes | Yes | - | Yes | Yes | Yes | - | 3.3397 | Available | N/A | N/A |  | http://www.samsung.com.au | Yes |  | https://reg.energyrating.gov.au/static/common/images/star_ratings_2014/aircon_rating_2_2.png | AAC4365 | N/A | Variable output compressor | Inverter | N/A | N/A | N/A | 2.06 | N/A | N/A | N/A | N/A | N/A | N/A | N/A | N/A | N/A | N/A | N/A | N/A | N/A | N/A | N/A | N/A | 2.2 | N/A | N/A | N/A | N/A | N/A | N/A | N/A | N/A | N/A | N/A | N/A | N/A | N/A | N/A | N/A | N/A | N/A | N/A | N/A | N/A | N/A | N/A | N/A | N/A | N/A | N/A | N/A | N/A | N/A | N/A | N/A | N/A | N/A | N/A | N/A | N/A | N/A | N/A | N/A | N/A | N/A | N/A | N/A | N/A | N/A | N/A | N/A | N/A | N/A | N/A | N/A | N/A | N/A | N/A | N/A | N/A | N/A | N/A | N/A | N/A | N/A | N/A | N/A | N/A | N/A | N/A | N/A | 3.2956 | 3.2677
[SEER Non Multi-Split <=65kW] GEMS (Air Conditioners up to 65kW) Determination 2019 | MEPS 2019 | AS/NZS 3823.1.1:2012 | AR24TXHYCWKX\AR24TXHYCWKN |  | N/A | SAMSUNG ELECTRONICS | N/A | Non Ducted | Single Split System | Wall Hung | Air | Air | Thailand | 2.06 | N/A | 6.8 | N/A | N/A | N/A | N/A | N/A | 2.2 | 7.2 | Calorimeter Room | 3.3223 | 3.3004 | N/A | - | N/A | N/A | N/A | N/A | N/A | N/A | N/A | N/A | N/A | N/A | N/A | N/A | N/A | N/A | N/A | N/A | N/A | Single | R32 | Australia,Fiji,New Zealand | 128997 | 2025-06-05 |  | Approved | Reverse Cycle | N/A | Yes | Class 9 | Yes | N/A | N/A | Yes | Yes | Yes | N/A | N/A | Available | N/A | N/A |  | http://www.samsung.com.au | N/A |  |  | AAC4881 | Yes | Variable output compressor | Inverter | No | - | 6800 | 2.06 | - | 880 | 3650 | No | - | - | - | 1882.84 | 7323.6 | No | 804.32 | 3931.05 | Yes | 250 | 1730 | 7200 | 2.2 | 860 | 3900 | Yes | 250 | 1260 | Yes | 2200 | 5400 | No | - | - | No | - | - | - | - | - | No | - | - | No | - | - | No | - | - | 62 | 68 | 4.669 | 4.508 | 4.597 | 5.945 | 5.513 | 4.926 | 407 | 634 | 1936 | 835 | 1061 | 2589 | 3 | 3 | 3 | 3.132 | 3.75 | 4.723 | 3.519 | 4.312 | 4.881 | 3004 | 1045 | 130 | 904 | 420 | 79 | 1.5 | 2 | 3 | No | - | - | - | - | N/A | N/A | N/A | 1 | 3.2956 | 3.2677
[SEER Non Multi-Split <=65kW] GEMS (Air Conditioners up to 65kW) Determination 2019 | MEPS 2019 | AS/NZS 3823.1.1:2012 | AR30BXEABWKX/ AR30BXEABWKNSA |  | N/A | SAMSUNG ELECTRONICS | N/A | Non Ducted | Single Split System | Wall Hung | Air | Air | China,Thailand | 2.45 | N/A | 8 | N/A | N/A | N/A | N/A | N/A | 2.75 | 9 | Calorimeter Room | 3.3161 | 3.2999 | N/A | - | N/A | N/A | N/A | N/A | N/A | N/A | N/A | N/A | N/A | N/A | N/A | N/A | N/A | N/A | N/A | N/A | N/A | Single | R32 | Australia,Fiji,New Zealand | 146027 | 2027-04-28 |  | Approved | Reverse Cycle | N/A | No | Class 9 | No | N/A | N/A | N/A | N/A | N/A | N/A | N/A | Available | N/A | N/A |  | http://www.samsung.com.au | N/A |  |  | AAC6638 | Yes | Variable output compressor | Inverter | No | - | 8000 | 2.45 | - | 900 | 3900 | No | - | - | - | 2239.3 | 8616 | No | 822.6 | 4200.3 | Yes | 400 | 2750 | 9000 | 2.75 | 890 | 4050 | Yes | 440 | 2340 | Yes | 2800 | 7000 | No | - | - | No | - | - | - | - | - | No | - | - | No | - | - | No | - | - | 64 | 70 | 4.692 | 4.512 | 4.623 | 5.95 | 5.506 | 4.957 | 475 | 745 | 2264 | 981 | 1249 | 3027 | 3 | 3 | 3 | 3.176 | 3.762 | 4.774 | 3.729 | 4.346 | 4.927 | 3704 | 1303 | 162 | 1067 | 521 | 99 | 1.5 | 2 | 3 | No | - | - | - | - | N/A | N/A | N/A | 1.5 | 3.2586 | 3.2667
[SEER Non Multi-Split <=65kW] GEMS (Air Conditioners up to 65kW) Determination 2019 | MEPS 2019 | AS/NZS 3823.1.1:2012 | AR30BXECNWKX/ AR30BXECNWKN |  | N/A | SAMSUNG ELECTRONICS | N/A | Non Ducted | Single Split System | Wall Hung | Air | Air | China,Thailand | 2.45 | N/A | 8 | N/A | N/A | N/A | N/A | N/A | 2.75 | 9 | Calorimeter Room | 3.3035 | 3.3167 | N/A | - | N/A | N/A | N/A | N/A | N/A | N/A | N/A | N/A | N/A | N/A | N/A | N/A | N/A | N/A | N/A | N/A | N/A | Single | R32 | Australia,Fiji,New Zealand | 146180 | 2027-04-28 |  | Approved | Reverse Cycle | N/A | Yes | Class 9 | Yes | N/A | N/A | N/A | N/A | N/A | N/A | N/A | Available | N/A | N/A |  | http://www.samsung.com.au | N/A |  |  | AAC6635 | Yes | Variable output compressor | Inverter | No | - | 8000 | 2.45 | - | 900 | 3900 | No | - | - | - | 2239.3 | 8616 | No | 822.6 | 4200.3 | Yes | 400 | 2750 | 9000 | 2.75 | 890 | 4050 | Yes | 440 | 2340 | Yes | 2800 | 7000 | No | - | - | No | - | - | - | - | - | No | - | - | No | - | - | No | - | - | 64 | 70 | 4.692 | 4.512 | 4.623 | 5.95 | 5.506 | 4.957 | 475 | 745 | 2264 | 981 | 1249 | 3027 | 3 | 3 | 3 | 3.176 | 3.762 | 4.774 | 3.729 | 4.346 | 4.927 | 3704 | 1303 | 162 | 1067 | 521 | 99 | 1.5 | 2 | 3 | No | - | - | - | - | N/A | N/A | N/A | 1.5 | 3.2586 | 3.2667
[SEER Non Multi-Split <=65kW] GEMS (Air Conditioners up to 65kW) Determination 2019 | MEPS 2019 | AS/NZS 3823.1.1:2012 | AR30BXGYCWKX/ AR30BXGYCWKN |  | N/A | SAMSUNG ELECTRONICS | N/A | Non Ducted | Single Split System | Wall Hung | Air | Air | China,Thailand | 2.45 | N/A | 8 | N/A | N/A | N/A | N/A | N/A | 2.75 | 9 | Calorimeter Room | 3.2745 | 3.2879 | N/A | - | N/A | N/A | N/A | N/A | N/A | N/A | N/A | N/A | N/A | N/A | N/A | N/A | N/A | N/A | N/A | N/A | N/A | Single | R32 | Australia,Fiji,New Zealand | 146241 | 2027-04-28 |  | Approved | Reverse Cycle | N/A | Yes | Class 9 | Yes | N/A | N/A | N/A | N/A | N/A | N/A | N/A | Available | N/A | N/A |  | http://www.samsung.com.au | N/A |  |  | AAC6641 | Yes | Variable output compressor | Inverter | No | - | 8000 | 2.45 | - | 900 | 3900 | No | - | - | - | 2239.3 | 8616 | No | 822.6 | 4200.3 | Yes | 400 | 2750 | 9000 | 2.75 | 900 | 4050 | Yes | 440 | 2270 | Yes | 2800 | 7000 | No | - | - | No | - | - | - | - | - | No | - | - | No | - | - | No | - | - | 64 | 70 | 4.72 | 4.533 | 4.629 | 5.965 | 5.518 | 4.961 | 474 | 743 | 2262 | 979 | 1247 | 3025 | 3 | 3 | 3 | 3.155 | 3.725 | 4.681 | 3.682 | 4.271 | 4.817 | 3728 | 1315 | 164 | 1080 | 530 | 100 | 1.5 | 2 | 3 | No | - | - | - | - | N/A | N/A | N/A | 1 | 3.2608 | 3.2687
[SEER Non Multi-Split <=65kW] GEMS (Air Conditioners up to 65kW) Determination 2019 | MEPS 2019 | AS/NZS 3823.1.1:2012 | AR30DXEANWKX / AR30DXEANWKN |  | N/A | SAMSUNG ELECTRONICS | N/A | Non Ducted | Single Split System | Wall Hung | Air | Air | China,Thailand | 2.45 | N/A | 8 | N/A | N/A | N/A | N/A | N/A | 2.75 | 9 | Calorimeter Room | 3.2695 | 3.3466 | N/A | - | N/A | N/A | N/A | N/A | N/A | N/A | N/A | N/A | N/A | N/A | N/A | N/A | N/A | N/A | N/A | N/A | N/A | Single | R32 | Australia,Fiji,New Zealand | 161450 | 2029-05-09 |  | Approved | Reverse Cycle | N/A | Yes | Class 9 | Yes | N/A | N/A | N/A | N/A | N/A | N/A | N/A | Available | N/A | N/A |  | http://www.samsung.com.au | N/A |  |  | AAC8220 | Yes | Variable output compressor | Inverter | No | - | 8000 | 2.45 | - | 900 | 4000 | No | - | - | - | 2239.3 | 8616 | No | 822.6 | 4308 | Yes | 400 | 2800 | 9000 | 2.75 | 1020 | 4500 | Yes | 420 | 2150 | Yes | 2800 | 7000 | No | - | - | No | - | - | - | - | - | No | - | - | No | - | - | No | - | - | 64 | 70 | 4.787 | 4.588 | 4.706 | 6.081 | 5.615 | 5.053 | 466 | 732 | 2224 | 959 | 1224 | 2970 | 3 | 3 | 3 | 3.159 | 3.731 | 4.678 | 3.683 | 4.271 | 4.816 | 3724 | 1314 | 165 | 1080 | 530 | 101 | 1.5 | 2 | 3 | No | - | - | - | - | N/A | N/A | N/A | 1.5 | 3.2586 | 3.2667
[SEER Non Multi-Split <=65kW] GEMS (Air Conditioners up to 65kW) Determination 2019 | MEPS 2019 | AS/NZS 3823.1.1:2012 | AR30DXFZCWKX / AR30DXFZCWKN |  | N/A | SAMSUNG ELECTRONICS | N/A | Non Ducted | Single Split System | Wall Hung | Air | Air | China,Thailand | 2.45 | N/A | 8 | N/A | N/A | N/A | N/A | N/A | 2.75 | 9 | Calorimeter Room | 3.2765 | 3.3478 | N/A | - | N/A | N/A | N/A | N/A | N/A | N/A | N/A | N/A | N/A | N/A | N/A | N/A | N/A | N/A | N/A | N/A | N/A | Single | R32 | Australia,Fiji,New Zealand | 161454 | 2029-05-09 |  | Approved | Reverse Cycle | N/A | Yes | Class 9 | Yes | N/A | N/A | N/A | N/A | N/A | N/A | N/A | Available | N/A | N/A |  | http://www.samsung.com.au | N/A |  |  | AAC8219 | Yes | Variable output compressor | Inverter | No | - | 8000 | 2.45 | - | 900 | 4000 | No | - | - | - | 2239.3 | 8616 | No | 822.6 | 4308 | Yes | 400 | 2800 | 9000 | 2.75 | 1020 | 4500 | Yes | 420 | 2150 | Yes | 2800 | 7000 | No | - | - | No | - | - | - | - | - | No | - | - | No | - | - | No | - | - | 64 | 70 | 4.787 | 4.588 | 4.706 | 6.081 | 5.615 | 5.053 | 466 | 732 | 2224 | 959 | 1224 | 2970 | 3 | 3 | 3 | 3.159 | 3.731 | 4.678 | 3.683 | 4.271 | 4.816 | 3724 | 1314 | 165 | 1080 | 530 | 101 | 1.5 | 2 | 3 | No | - | - | - | - | N/A | N/A | N/A | 1.5 | 3.2586 | 3.2667
[SEER Non Multi-Split <=65kW] GEMS (Air Conditioners up to 65kW) Determination 2019 | MEPS Oct 2011 | AS/NZS 3823.1.1:2012 | AR30TXEABWKX / AR30TXEABWKN |  | N/A | SAMSUNG ELECTRONICS | 2.1 | Non Ducted | Single Split System | Wall Hung | Air | Air | Thailand | 2.45 | 5.9 | 8 | 215 | 0 | 0 | 0 | 299 | 2.75 | 9 | Calorimeter Room | 3.2963 | 3.4037 | Yes | 0 | N/A | 3 | 3 | 0 | 0 | N/A | N/A | N/A | 3.2828 | 3.3907 | N/A | N/A | 2.0656 | 2.2814 | 2 | 2 | Calorimeter Room | Single | R32 | Australia,Fiji,New Zealand | 125348 | 2024-12-13 |  | Approved | Reverse Cycle | 1055 | Yes | Class 9 | Yes | Yes | - | Yes | Yes | Yes | - | 3.2963 | Available | N/A | N/A |  | http://www.samsung.com.au | Yes |  | https://reg.energyrating.gov.au/static/common/images/star_ratings_2014/aircon_rating_2_2.png | AAC4352 | N/A | Variable output compressor | Inverter | N/A | N/A | N/A | 2.45 | N/A | N/A | N/A | N/A | N/A | N/A | N/A | N/A | N/A | N/A | N/A | N/A | N/A | N/A | N/A | N/A | 2.75 | N/A | N/A | N/A | N/A | N/A | N/A | N/A | N/A | N/A | N/A | N/A | N/A | N/A | N/A | N/A | N/A | N/A | N/A | N/A | N/A | N/A | N/A | N/A | N/A | N/A | N/A | N/A | N/A | N/A | N/A | N/A | N/A | N/A | N/A | N/A | N/A | N/A | N/A | N/A | N/A | N/A | N/A | N/A | N/A | N/A | N/A | N/A | N/A | N/A | N/A | N/A | N/A | N/A | N/A | N/A | N/A | N/A | N/A | N/A | N/A | N/A | N/A | N/A | N/A | N/A | N/A | N/A | 3.2518 | 3.2607
[SEER Non Multi-Split <=65kW] GEMS (Air Conditioners up to 65kW) Determination 2019 | MEPS 2019 | AS/NZS 3823.1.1:2012 | AR30TXEACWKX\AR30TXEACWKN |  | N/A | SAMSUNG ELECTRONICS | N/A | Non Ducted | Single Split System | Wall Hung | Air | Air | Thailand | 2.45 | N/A | 8 | N/A | N/A | N/A | N/A | N/A | 2.75 | 9 | Calorimeter Room | 3.3254 | 3.3467 | N/A | - | N/A | N/A | N/A | N/A | N/A | N/A | N/A | N/A | N/A | N/A | N/A | N/A | N/A | N/A | N/A | N/A | N/A | Single | R32 | Australia,Fiji,New Zealand | 128998 | 2025-06-05 |  | Approved | Reverse Cycle | N/A | Yes | Class 9 | Yes | N/A | N/A | Yes | Yes | Yes | N/A | N/A | Available | N/A | N/A |  | http://www.samsung.com.au | N/A |  |  | AAC4888 | Yes | Variable output compressor | Inverter | No | - | 8000 | 2.45 | - | 900 | 3900 | No | - | - | - | 2239.3 | 8616 | No | 822.6 | 4200.3 | Yes | 400 | 2750 | 9000 | 2.75 | 890 | 4050 | Yes | 440 | 2340 | Yes | 2800 | 7000 | No | - | - | No | - | - | - | - | - | No | - | - | No | - | - | No | - | - | 64 | 70 | 4.692 | 4.512 | 4.623 | 5.95 | 5.506 | 4.957 | 475 | 745 | 2264 | 981 | 1249 | 3027 | 3 | 3 | 3 | 3.176 | 3.762 | 4.774 | 3.729 | 4.346 | 4.927 | 3704 | 1303 | 162 | 1067 | 521 | 99 | 1.5 | 2 | 3 | No | - | - | - | - | N/A | N/A | N/A | 1.5 | 3.2586 | 3.2667
[SEER Non Multi-Split <=65kW] GEMS (Air Conditioners up to 65kW) Determination 2019 | MEPS Oct 2011 | AS/NZS 3823.1.1:2012 | AR30TXHYBWKX / AR30TXHYBWKN |  | N/A | SAMSUNG ELECTRONICS | 2.1 | Non Ducted | Single Split System | Wall Hung | Air | Air | Thailand | 2.45 | 5.9 | 8 | 215 | 0 | 0 | 0 | 299 | 2.75 | 9 | Calorimeter Room | 3.3009 | 3.4017 | Yes | 0 | N/A | 1 | 1 | 0 | 0 | N/A | N/A | N/A | 3.2964 | 3.3973 | N/A | N/A | 2.0928 | 2.2947 | 2 | 2 | Calorimeter Room | Single | R32 | Australia,Fiji,New Zealand | 125351 | 2024-12-16 |  | Approved | Reverse Cycle | 1055 | Yes | Class 9 | Yes | Yes | - | Yes | Yes | Yes | - | 3.3009 | Available | N/A | N/A |  | http://www.samsung.com.au | Yes |  | https://reg.energyrating.gov.au/static/common/images/star_ratings_2014/aircon_rating_2_2.png | AAC4359 | N/A | Variable output compressor | Inverter | N/A | N/A | N/A | 2.45 | N/A | N/A | N/A | N/A | N/A | N/A | N/A | N/A | N/A | N/A | N/A | N/A | N/A | N/A | N/A | N/A | 2.75 | N/A | N/A | N/A | N/A | N/A | N/A | N/A | N/A | N/A | N/A | N/A | N/A | N/A | N/A | N/A | N/A | N/A | N/A | N/A | N/A | N/A | N/A | N/A | N/A | N/A | N/A | N/A | N/A | N/A | N/A | N/A | N/A | N/A | N/A | N/A | N/A | N/A | N/A | N/A | N/A | N/A | N/A | N/A | N/A | N/A | N/A | N/A | N/A | N/A | N/A | N/A | N/A | N/A | N/A | N/A | N/A | N/A | N/A | N/A | N/A | N/A | N/A | N/A | N/A | N/A | N/A | N/A | 3.2608 | 3.2687
[SEER Non Multi-Split <=65kW] GEMS (Air Conditioners up to 65kW) Determination 2019 | MEPS 2019 | AS/NZS 3823.1.1:2012 | AR30TXHYCWKSA |  | N/A | SAMSUNG ELECTRONICS | N/A | Non Ducted | Single Split System | Wall Hung | Air | Air | Thailand | 2.45 | N/A | 8 | N/A | N/A | N/A | N/A | N/A | 2.75 | 9 | Calorimeter Room | 3.2929 | 3.3447 | N/A | - | N/A | N/A | N/A | N/A | N/A | N/A | N/A | N/A | N/A | N/A | N/A | N/A | N/A | N/A | N/A | N/A | N/A | Single | R32 | Australia,Fiji,New Zealand | 128999 | 2025-06-05 |  | Approved | Reverse Cycle | N/A | Yes | Class 9 | Yes | N/A | N/A | Yes | Yes | Yes | N/A | N/A | Available | N/A | N/A |  | http://www.samsung.com.au | N/A |  |  | AAC4877 | Yes | Variable output compressor | Inverter | No | - | 8000 | 2.45 | - | 900 | 3900 | No | - | - | - | 2239.3 | 8616 | No | 822.6 | 4200.3 | Yes | 400 | 2750 | 9000 | 2.75 | 900 | 4050 | Yes | 440 | 2270 | Yes | 2800 | 7000 | No | - | - | No | - | - | - | - | - | No | - | - | No | - | - | No | - | - | 64 | 70 | 4.72 | 4.533 | 4.629 | 5.965 | 5.518 | 4.961 | 474 | 743 | 2262 | 979 | 1247 | 3025 | 3 | 3 | 3 | 3.155 | 3.725 | 4.681 | 3.682 | 4.271 | 4.817 | 3728 | 1315 | 164 | 1080 | 530 | 100 | 1.5 | 2 | 3 | No | - | - | - | - | N/A | N/A | N/A | 1 | 3.2608 | 3.2687
[SEER Non Multi-Split <=65kW] GEMS (Air Conditioners up to 65kW) Determination 2019 | MEPS Oct 2011 | AS/NZS 3823.1.1:2012 | SG010400001 |  | N/A | Scandia | 0 | Non Ducted | Single Split System | Wall Hung | Air | Air | China | 0.5 | 2.5 | 2.5 | 206 | 0 | 0 | 0 | 294 | 0.51 | 2.6 | Calorimeter Room | 5.1793 | 5.1146 | Yes | 0 | N/A | 1.5 | 1.5 | 0 | 0 | N/A | N/A | N/A | 5.1275 | 5.0647 | N/A | N/A | 5.755 | 5.6294 | 5.5 | 5.5 | Calorimeter Room | Single | R32 | Australia | 122947 | 2024-08-28 |  | Approved | Reverse Cycle | 910 | Yes | Class 8 | Yes | Yes | - | Yes | Yes | Yes | - | 5.1793 | Available | N/A | N/A | https://scandiastoves.com.au | https://scandiastoves.com.au/ | Yes |  | https://reg.energyrating.gov.au/static/common/images/star_ratings_2014/aircon_rating_5.5_5.5.png | AAC4200 | N/A | Variable output compressor | Inverter | N/A | N/A | N/A | 0.5 | N/A | N/A | N/A | N/A | N/A | N/A | N/A | N/A | N/A | N/A | N/A | N/A | N/A | N/A | N/A | N/A | 0.51 | N/A | N/A | N/A | N/A | N/A | N/A | N/A | N/A | N/A | N/A | N/A | N/A | N/A | N/A | N/A | N/A | N/A | N/A | N/A | N/A | N/A | N/A | N/A | N/A | N/A | N/A | N/A | N/A | N/A | N/A | N/A | N/A | N/A | N/A | N/A | N/A | N/A | N/A | N/A | N/A | N/A | N/A | N/A | N/A | N/A | N/A | N/A | N/A | N/A | N/A | N/A | N/A | N/A | N/A | N/A | N/A | N/A | N/A | N/A | N/A | N/A | N/A | N/A | N/A | N/A | N/A | N/A | 4.9498 | 5.0479
[SEER Non Multi-Split <=65kW] GEMS (Air Conditioners up to 65kW) Determination 2019 | MEPS Oct 2011 | AS/NZS 3823.1.1:2012 | SG010400002 |  | N/A | Scandia | 0.35 | Non Ducted | Single Split System | Wall Hung | Air | Air | China | 0.7 | 3 | 3.35 | 220 | 0 | 0 | 0 | 315 | 0.72 | 3.4 | Calorimeter Room | 4.8097 | 4.8011 | Yes | 0 | N/A | 1.5 | 1.5 | 0 | 0 | N/A | N/A | N/A | 4.7751 | 4.7675 | N/A | N/A | 5.0502 | 5.035 | 5 | 5 | Calorimeter Room | Single | R32 | Australia | 122948 | 2024-08-28 |  | Approved | Reverse Cycle | 1010 | Yes | Class 8 | Yes | Yes | - | Yes | Yes | Yes | - | 4.8097 | Available | N/A | N/A | https://scandiastoves.com.au | https://scandiastoves.com.au/ | Yes |  | https://reg.energyrating.gov.au/static/common/images/star_ratings_2014/aircon_rating_5_5.png | AAC4201 | N/A | Variable output compressor | Inverter | N/A | N/A | N/A | 0.7 | N/A | N/A | N/A | N/A | N/A | N/A | N/A | N/A | N/A | N/A | N/A | N/A | N/A | N/A | N/A | N/A | 0.72 | N/A | N/A | N/A | N/A | N/A | N/A | N/A | N/A | N/A | N/A | N/A | N/A | N/A | N/A | N/A | N/A | N/A | N/A | N/A | N/A | N/A | N/A | N/A | N/A | N/A | N/A | N/A | N/A | N/A | N/A | N/A | N/A | N/A | N/A | N/A | N/A | N/A | N/A | N/A | N/A | N/A | N/A | N/A | N/A | N/A | N/A | N/A | N/A | N/A | N/A | N/A | N/A | N/A | N/A | N/A | N/A | N/A | N/A | N/A | N/A | N/A | N/A | N/A | N/A | N/A | N/A | N/A | 4.7513 | 4.6892
[SEER Non Multi-Split <=65kW] GEMS (Air Conditioners up to 65kW) Determination 2019 | MEPS Oct 2011 | AS/NZS 3823.1.1:2012 | SG010400003 |  | N/A | Scandia | 0.5 | Non Ducted | Single Split System | Wall Hung | Air | Air | China | 1.19 | 4.6 | 5.1 | 258 | 0 | 0 | 0 | 340 | 1.18 | 5.1 | Calorimeter Room | 4.3041 | 4.3404 | Yes | 0 | N/A | 1.5 | 1.5 | 0 | 0 | N/A | N/A | N/A | 4.2858 | 4.3218 | N/A | N/A | 4.0716 | 4.1436 | 4 | 4 | Calorimeter Room | Single | R32 | Australia | 122949 | 2024-08-28 |  | Approved | Reverse Cycle | 1186 | Yes | Class 9 | Yes | Yes | - | Yes | Yes | Yes | - | 4.3041 | Available | N/A | N/A | https://scandiastoves.com.au | https://scandiastoves.com.au/ | Yes |  | https://reg.energyrating.gov.au/static/common/images/star_ratings_2014/aircon_rating_4_4.png | AAC4199 | N/A | Variable output compressor | Inverter | N/A | N/A | N/A | 1.19 | N/A | N/A | N/A | N/A | N/A | N/A | N/A | N/A | N/A | N/A | N/A | N/A | N/A | N/A | N/A | N/A | 1.18 | N/A | N/A | N/A | N/A | N/A | N/A | N/A | N/A | N/A | N/A | N/A | N/A | N/A | N/A | N/A | N/A | N/A | N/A | N/A | N/A | N/A | N/A | N/A | N/A | N/A | N/A | N/A | N/A | N/A | N/A | N/A | N/A | N/A | N/A | N/A | N/A | N/A | N/A | N/A | N/A | N/A | N/A | N/A | N/A | N/A | N/A | N/A | N/A | N/A | N/A | N/A | N/A | N/A | N/A | N/A | N/A | N/A | N/A | N/A | N/A | N/A | N/A | N/A | N/A | N/A | N/A | N/A | 4.2675 | 4.3035
[SEER Non Multi-Split <=65kW] GEMS (Air Conditioners up to 65kW) Determination 2019 | MEPS Oct 2011 | AS/NZS 3823.1.1:2012 | SG010400004 |  | N/A | Scandia | 1 | Non Ducted | Single Split System | Wall Hung | Air | Air | China | 1.8 | 6.3 | 7.3 | 258 | 0 | 0 | 0 | 340 | 2.1 | 8 | Calorimeter Room | 4.0155 | 3.7831 | Yes | 0 | N/A | 1.5 | 1.5 | 0 | 0 | N/A | N/A | N/A | 4.0043 | 3.774 | N/A | N/A | 3.5085 | 3.0481 | 3.5 | 3 | Calorimeter Room | Single | R32 | Australia | 122951 | 2024-08-29 |  | Approved | Reverse Cycle | 1186 | Yes | Class 9 | Yes | Yes | - | Yes | Yes | Yes | - | 4.0155 | Available | N/A | N/A | https://scandiastoves.com.au | https://scandiastoves.com.au/ | Yes |  | https://reg.energyrating.gov.au/static/common/images/star_ratings_2014/aircon_rating_3.5_3.png | AAC4202 | N/A | Variable output compressor | Inverter | N/A | N/A | N/A | 1.8 | N/A | N/A | N/A | N/A | N/A | N/A | N/A | N/A | N/A | N/A | N/A | N/A | N/A | N/A | N/A | N/A | 2.1 | N/A | N/A | N/A | N/A | N/A | N/A | N/A | N/A | N/A | N/A | N/A | N/A | N/A | N/A | N/A | N/A | N/A | N/A | N/A | N/A | N/A | N/A | N/A | N/A | N/A | N/A | N/A | N/A | N/A | N/A | N/A | N/A | N/A | N/A | N/A | N/A | N/A | N/A | N/A | N/A | N/A | N/A | N/A | N/A | N/A | N/A | N/A | N/A | N/A | N/A | N/A | N/A | N/A | N/A | N/A | N/A | N/A | N/A | N/A | N/A | N/A | N/A | N/A | N/A | N/A | N/A | N/A | 4.0442 | 3.8003
[SEER Non Multi-Split <=65kW] GEMS (Air Conditioners up to 65kW) Determination 2019 | MEPS 2019 | AS/NZS 3823.1.1:2012 | AE-X12YWI/AY-X12YWI |  | N/A | SHARP | N/A | Non Ducted | Single Split System | Wall Hung | Air | Air | China | 0.765 | N/A | 3.5 | N/A | N/A | N/A | N/A | N/A | 0.795 | 3.55 | Calorimeter Room | 4.5833 | 4.5002 | N/A | - | N/A | N/A | N/A | N/A | N/A | N/A | N/A | N/A | N/A | N/A | N/A | N/A | N/A | N/A | N/A | N/A | N/A | Single | R32 | Australia,New Zealand | 131005 | 2025-07-28 |  | Approved | Reverse Cycle | N/A | Yes | Class 8 | Yes | N/A | N/A | N/A | N/A | N/A | N/A | N/A | Available | N/A | N/A |  |  | N/A |  |  | AAC5050 | Yes | Variable output compressor | Inverter | No | - | 3500 | 0.765 | - | 350 | 1770 | No | - | - | - | 699.21 | 3769.5 | Yes | 285 | 1910 | No | - | - | 3550 | 0.795 | 340 | 1790 | No | - | - | No | - | - | - | 1050 | 3630 | No | - | - | - | - | - | - | - | - | No | - | - | No | - | - | 47.5 | 56 | 5.727 | 5.582 | 6.039 | 7.685 | 6.897 | 6.678 | 167 | 260 | 755 | 329 | 433 | 980 | 4 | 4 | 4.5 | 4.094 | 4.521 | 4.848 | 4.273 | 4.631 | 4.838 | 1137 | 432 | 66 | 370 | 196 | 43 | 2.5 | 3 | 3 | No | - | - | - | - | N/A | N/A | N/A | 2 | 4.5351 | 4.4278
[SEER Non Multi-Split <=65kW] GEMS (Air Conditioners up to 65kW) Determination 2019 | MEPS 2019 | AS/NZS 3823.1.1:2012 | AE-X18YWI/AY-X18YWI |  | N/A | SHARP | N/A | Non Ducted | Single Split System | Wall Hung | Air | Air | China | 1.365 | N/A | 5.35 | N/A | N/A | N/A | N/A | N/A | 1.28 | 5.25 | Calorimeter Room | 3.9821 | 4.1078 | N/A | - | N/A | N/A | N/A | N/A | N/A | N/A | N/A | N/A | N/A | N/A | N/A | N/A | N/A | N/A | N/A | N/A | N/A | Single | R32 | Australia,New Zealand | 131036 | 2025-07-28 |  | Approved | Reverse Cycle | N/A | Yes | Class 9 | Yes | N/A | N/A | N/A | N/A | N/A | N/A | N/A | Available | N/A | N/A |  |  | N/A |  |  | AAC5048 | Yes | Variable output compressor | Inverter | No | - | 5350 | 1.365 | - | 585 | 2700 | No | - | - | - | 1247.61 | 5761.95 | No | 534.69 | 2907.9 | No | - | - | 5250 | 1.28 | 560 | 2600 | No | - | - | No | - | - | - | 1690 | 4750 | No | - | - | - | - | - | - | - | - | No | - | - | No | - | - | 49.5 | 59.3 | 4.76 | 4.627 | 4.893 | 5.534 | 5.218 | 5.18 | 311 | 483 | 1428 | 703 | 879 | 1935 | 3 | 3 | 3 | 3.466 | 3.871 | 4.269 | 3.682 | 4.031 | 4.272 | 1982 | 742 | 108 | 633 | 330 | 69 | 1.5 | 2 | 2.5 | No | - | - | - | - | N/A | N/A | N/A | 2 | 3.9001 | 4.08
[SEER Non Multi-Split <=65kW] GEMS (Air Conditioners up to 65kW) Determination 2019 | MEPS 2019 | AS/NZS 3823.1.1:2012 | AE-X24YWI/AY-X24YWI |  | N/A | SHARP | N/A | Non Ducted | Single Split System | Wall Hung | Air | Air | China | 2.03 | N/A | 7.55 | N/A | N/A | N/A | N/A | N/A | 2.235 | 8.45 | Calorimeter Room | 3.7258 | 3.7808 | N/A | - | N/A | N/A | N/A | N/A | N/A | N/A | N/A | N/A | N/A | N/A | N/A | N/A | N/A | N/A | N/A | N/A | N/A | Single | R32 | Australia,New Zealand | 131046 | 2025-07-29 |  | Approved | Reverse Cycle | N/A | Yes | Class 9 | Yes | N/A | N/A | N/A | N/A | N/A | N/A | N/A | Available | N/A | N/A |  |  | N/A |  |  | AAC5066 | Yes | Variable output compressor | Inverter | No | - | 7550 | 2.03 | - | 770 | 3845 | No | - | - | - | 1855.42 | 8131.35 | No | 703.78 | 4141.065 | No | - | - | 8450 | 2.235 | 845 | 4250 | No | - | - | No | - | - | - | 2425 | 7200 | No | - | - | - | - | - | - | - | - | No | - | - | No | - | - | 50.7 | 62.5 | 5.005 | 4.789 | 5.04 | 5.881 | 5.493 | 5.371 | 419 | 660 | 1958 | 935 | 1180 | 2635 | 3.5 | 3 | 3.5 | 3.568 | 4.078 | 4.605 | 3.853 | 4.295 | 4.613 | 3097 | 1131 | 159 | 971 | 497 | 100 | 2 | 2.5 | 3 | No | - | - | - | - | N/A | N/A | N/A | 2 | 3.7069 | 3.7694
[SEER Non Multi-Split <=65kW] GEMS (Air Conditioners up to 65kW) Determination 2019 | MEPS 2019 | AS/NZS 3823.1.1:2012 | AE-X9YWI/AY-X9YWI |  | N/A | SHARP | N/A | Non Ducted | Single Split System | Wall Hung | Air | Air | China | 0.53 | N/A | 2.62 | N/A | N/A | N/A | N/A | N/A | 0.515 | 2.53 | Calorimeter Room | 4.9656 | 4.9133 | N/A | - | N/A | N/A | N/A | N/A | N/A | N/A | N/A | N/A | N/A | N/A | N/A | N/A | N/A | N/A | N/A | N/A | N/A | Single | R32 | Australia,New Zealand | 130703 | 2025-07-24 |  | Approved | Reverse Cycle | N/A | Yes | Class 8 | Yes | N/A | N/A | N/A | N/A | N/A | N/A | N/A | Available | N/A | N/A |  |  | N/A |  |  | AAC5042 | Yes | Variable output compressor | Inverter | No | - | 2620 | 0.53 | - | 250 | 1280 | No | - | - | - | 484.42 | 2821.74 | Yes | 195 | 1330 | No | - | - | 2530 | 0.515 | 280 | 1330 | No | - | - | No | - | - | - | 790 | 2930 | No | - | - | - | - | - | - | - | - | No | - | - | No | - | - | 46.9 | 56.7 | 5.846 | 5.763 | 6.318 | 8.228 | 7.291 | 7.068 | 121 | 187 | 538 | 229 | 305 | 692 | 4 | 4 | 4.5 | 4.041 | 4.268 | 4.371 | 4.067 | 4.269 | 4.352 | 822 | 327 | 54 | 278 | 152 | 35 | 2.5 | 2.5 | 2.5 | No | - | - | - | - | N/A | N/A | N/A | 2 | 4.8811 | 4.849
[SEER Non Multi-Split <=65kW] GEMS (Air Conditioners up to 65kW) Determination 2019 | MEPS Oct 2011 | AS/NZS 3823.1.1:2012 | AY-X12XEJ / AE-X12XEJ |  | N/A | SHARP | 0.35 | Non Ducted | Single Split System | Wall Hung | Air | Air | China | 0.7 | 3 | 3.35 | - | 0 | 0 | 0 | - | 0.72 | 3.4 | Calorimeter Room | 4.8097 | 4.8011 | Yes | 0 | N/A | 1.5 | 1.5 | 0 | 0 | N/A | N/A | N/A | 4.7751 | 4.7675 | N/A | N/A | 5.0502 | 5.035 | 5 | 5 | Calorimeter Room | Single | R32 | Australia | 123864 | 2024-09-20 |  | Approved | Reverse Cycle | - | Yes | Class 8 | Yes | Yes | - | Yes | Yes | Yes | - | 4.8097 | Available | N/A | N/A |  |  | Yes |  | https://reg.energyrating.gov.au/static/common/images/star_ratings_2014/aircon_rating_5_5.png | AAC4230 | N/A | Variable output compressor | Inverter | N/A | N/A | N/A | 0.7 | N/A | N/A | N/A | N/A | N/A | N/A | N/A | N/A | N/A | N/A | N/A | N/A | N/A | N/A | N/A | N/A | 0.72 | N/A | N/A | N/A | N/A | N/A | N/A | N/A | N/A | N/A | N/A | N/A | N/A | N/A | N/A | N/A | N/A | N/A | N/A | N/A | N/A | N/A | N/A | N/A | N/A | N/A | N/A | N/A | N/A | N/A | N/A | N/A | N/A | N/A | N/A | N/A | N/A | N/A | N/A | N/A | N/A | N/A | N/A | N/A | N/A | N/A | N/A | N/A | N/A | N/A | N/A | N/A | N/A | N/A | N/A | N/A | N/A | N/A | N/A | N/A | N/A | N/A | N/A | N/A | N/A | N/A | N/A | N/A | 4.7513 | 4.6892
[SEER Non Multi-Split <=65kW] GEMS (Air Conditioners up to 65kW) Determination 2019 | MEPS Oct 2011 | AS/NZS 3823.1.1:2012 | AY-X18XEJ / AE-X18XEJ |  | N/A | SHARP | 0.5 | Non Ducted | Single Split System | Wall Hung | Air | Air | China | 1.19 | 4.6 | 5.1 | - | 0 | 0 | 0 | - | 1.18 | 5.1 | Calorimeter Room | 4.3041 | 4.3367 | Yes | 0 | N/A | 1.5 | 1.5 | 0 | 0 | N/A | N/A | N/A | 4.2858 | 4.3182 | N/A | N/A | 4.0716 | 4.1363 | 4 | 4 | Calorimeter Room | Single | R32 | Australia | 123841 | 2024-09-11 |  | Approved | Reverse Cycle | - | Yes | Class 9 | Yes | Yes | - | Yes | Yes | Yes | - | 4.3041 | Unavailable | N/A | N/A |  |  | Yes |  | https://reg.energyrating.gov.au/static/common/images/star_ratings_2014/aircon_rating_4_4.png | AAC4211 | N/A | Variable output compressor | Inverter | N/A | N/A | N/A | 1.19 | N/A | N/A | N/A | N/A | N/A | N/A | N/A | N/A | N/A | N/A | N/A | N/A | N/A | N/A | N/A | N/A | 1.18 | N/A | N/A | N/A | N/A | N/A | N/A | N/A | N/A | N/A | N/A | N/A | N/A | N/A | N/A | N/A | N/A | N/A | N/A | N/A | N/A | N/A | N/A | N/A | N/A | N/A | N/A | N/A | N/A | N/A | N/A | N/A | N/A | N/A | N/A | N/A | N/A | N/A | N/A | N/A | N/A | N/A | N/A | N/A | N/A | N/A | N/A | N/A | N/A | N/A | N/A | N/A | N/A | N/A | N/A | N/A | N/A | N/A | N/A | N/A | N/A | N/A | N/A | N/A | N/A | N/A | N/A | N/A | 4.2675 | 4.3035
[SEER Non Multi-Split <=65kW] GEMS (Air Conditioners up to 65kW) Determination 2019 | MEPS Oct 2011 | AS/NZS 3823.1.1:2012 | AY-X24XEJ / AE-X24XEJ |  | N/A | SHARP | 1 | Non Ducted | Single Split System | Wall Hung | Air | Air | China | 1.8 | 6.3 | 7.3 | - | 0 | 0 | 0 | - | 2.1 | 8 | Calorimeter Room | 4.0133 | 3.7831 | Yes | 0 | N/A | 1.5 | 1.5 | 0 | 0 | N/A | N/A | N/A | 4.0021 | 3.774 | N/A | N/A | 3.5041 | 3.0481 | 3.5 | 3 | Calorimeter Room | Single | R32 | Australia | 123918 | 2024-09-19 |  | Approved | Reverse Cycle | - | Yes | Class 9 | Yes | Yes | - | Yes | Yes | Yes | - | 4.0133 | Available | N/A | N/A |  |  | Yes |  | https://reg.energyrating.gov.au/static/common/images/star_ratings_2014/aircon_rating_3.5_3.png | AAC4220 | N/A | Variable output compressor | Inverter | N/A | N/A | N/A | 1.8 | N/A | N/A | N/A | N/A | N/A | N/A | N/A | N/A | N/A | N/A | N/A | N/A | N/A | N/A | N/A | N/A | 2.1 | N/A | N/A | N/A | N/A | N/A | N/A | N/A | N/A | N/A | N/A | N/A | N/A | N/A | N/A | N/A | N/A | N/A | N/A | N/A | N/A | N/A | N/A | N/A | N/A | N/A | N/A | N/A | N/A | N/A | N/A | N/A | N/A | N/A | N/A | N/A | N/A | N/A | N/A | N/A | N/A | N/A | N/A | N/A | N/A | N/A | N/A | N/A | N/A | N/A | N/A | N/A | N/A | N/A | N/A | N/A | N/A | N/A | N/A | N/A | N/A | N/A | N/A | N/A | N/A | N/A | N/A | N/A | 4.0442 | 3.8003
[SEER Non Multi-Split <=65kW] GEMS (Air Conditioners up to 65kW) Determination 2019 | MEPS Oct 2011 | AS/NZS 3823.1.1:2012 | AY-X9XEJ / AE-X9XEJ |  | N/A | SHARP | 0 | Non Ducted | Single Split System | Wall Hung | Air | Air | China | 0.5 | 2.5 | 2.5 | - | 0 | 0 | 0 | - | 0.51 | 2.6 | Calorimeter Room | 5.1793 | 5.1146 | Yes | 0 | N/A | 1.5 | 1.5 | 0 | 0 | N/A | N/A | N/A | 5.1275 | 5.0647 | N/A | N/A | 5.755 | 5.6294 | 5.5 | 5.5 | Calorimeter Room | Single | R32 | Australia | 123836 | 2024-09-19 |  | Approved | Reverse Cycle | - | Yes | Class 8 | Yes | Yes | - | Yes | Yes | Yes | - | 5.1793 | Available | N/A | N/A |  |  | Yes |  | https://reg.energyrating.gov.au/static/common/images/star_ratings_2014/aircon_rating_5.5_5.5.png | AAC4221 | N/A | Variable output compressor | Inverter | N/A | N/A | N/A | 0.5 | N/A | N/A | N/A | N/A | N/A | N/A | N/A | N/A | N/A | N/A | N/A | N/A | N/A | N/A | N/A | N/A | 0.51 | N/A | N/A | N/A | N/A | N/A | N/A | N/A | N/A | N/A | N/A | N/A | N/A | N/A | N/A | N/A | N/A | N/A | N/A | N/A | N/A | N/A | N/A | N/A | N/A | N/A | N/A | N/A | N/A | N/A | N/A | N/A | N/A | N/A | N/A | N/A | N/A | N/A | N/A | N/A | N/A | N/A | N/A | N/A | N/A | N/A | N/A | N/A | N/A | N/A | N/A | N/A | N/A | N/A | N/A | N/A | N/A | N/A | N/A | N/A | N/A | N/A | N/A | N/A | N/A | N/A | N/A | N/A | 4.9498 | 5.0479
[Unitary Single-Duct] (Air Conditioners up to 65kW) EE Regulations 2020 Schedule 2A | MEPS 2019 | AS/NZS 3823.1.5:2015 | PL616 |  | N/A | Sheffield | N/A | Non Ducted | Portable | N/A | N/A | N/A | China | 1.115 | N/A | 2.93 | N/A | N/A | N/A | N/A | N/A | 0.97 | 2.49 | Calorimeter Room | 2.6367 | 2.577 | N/A | N/A | N/A | N/A | N/A | N/A | N/A | N/A | N/A | N/A | N/A | N/A | N/A | N/A | N/A | N/A | N/A | N/A | Calorimeter Room | Single | R290 | Fiji,New Zealand | 138471 | 2121-05-19 |  | Approved | Reverse Cycle | N/A | N/A | Class 4 | N/A | N/A | N/A | N/A | N/A | N/A | N/A | N/A | Available | N/A | N/A | http://www.prolinkasia.com/ |  | N/A |  |  | ZAC0734 | No | N/A | N/A | N/A | N/A | 2930 | 1.115 | N/A | N/A | N/A | N/A | N/A | N/A | N/A | N/A | N/A | N/A | N/A | N/A | N/A | N/A | N/A | 2490 | 0.97 | N/A | N/A | N/A | N/A | N/A | N/A | N/A | N/A | N/A | N/A | N/A | N/A | N/A | N/A | N/A | N/A | N/A | N/A | N/A | N/A | N/A | N/A | N/A | N/A | N/A | N/A | - | N/A | N/A | N/A | N/A | N/A | N/A | N/A | 608 | 937 | 2505 | N/A | N/A | N/A | 0 | 0 | 0 | N/A | N/A | N/A | N/A | N/A | N/A | 2580 | 1252 | 269 | N/A | N/A | N/A | 0 | 0 | 0 | N/A | No | - | - | - | - | - | - | N/A | 2.6278 | 2.567
[Unitary Single-Duct] (Air Conditioners up to 65kW) EE Regulations 2020 Schedule 2A | MEPS 2019 | AS/NZS 3823.1.5:2015 | PL617 |  | N/A | Sheffield | N/A | Non Ducted | Portable | N/A | N/A | N/A | China | 0.78 | N/A | 2.05 | N/A | N/A | N/A | N/A | N/A | - | - | Calorimeter Room | 2.6477 | - | N/A | N/A | N/A | N/A | N/A | N/A | N/A | N/A | N/A | N/A | N/A | N/A | N/A | N/A | N/A | N/A | N/A | N/A | Calorimeter Room | Single | R290 | New Zealand | 138470 | 2121-05-24 |  | Approved | Cooling Only | N/A | N/A | Class 4 | N/A | N/A | N/A | N/A | N/A | N/A | N/A | N/A | Available | N/A | N/A | http://www.prolinkasia.com/ |  | N/A |  |  | ZAC0739 | No | N/A | N/A | N/A | N/A | 2050 | 0.78 | N/A | N/A | N/A | N/A | N/A | N/A | N/A | N/A | N/A | N/A | N/A | N/A | N/A | N/A | N/A | - | - | N/A | N/A | N/A | N/A | N/A | N/A | N/A | N/A | N/A | N/A | N/A | N/A | N/A | N/A | N/A | N/A | N/A | N/A | N/A | N/A | N/A | N/A | N/A | N/A | N/A | N/A | - | N/A | N/A | N/A | N/A | N/A | N/A | N/A | 425 | 655 | 1753 | N/A | N/A | N/A | 0 | 0 | 0 | N/A | N/A | N/A | N/A | N/A | N/A | - | - | - | N/A | N/A | N/A | - | - | - | N/A | No | - | - | - | - | - | - | N/A | 2.6282 | -
[Unitary Single-Duct] (Air Conditioners up to 65kW) EE Regulations 2020 Schedule 2A | MEPS 2019 | AS/NZS 3823.1.5:2015 | PLA1738 |  | N/A | Sheffield | N/A | Non Ducted | Portable | N/A | N/A | N/A | China | 1.115 | N/A | 2.93 | N/A | N/A | N/A | N/A | N/A | 0.97 | 2.49 | Calorimeter Room | 2.6367 | 2.577 | N/A | N/A | N/A | N/A | N/A | N/A | N/A | N/A | N/A | N/A | N/A | N/A | N/A | N/A | N/A | N/A | N/A | N/A | Calorimeter Room | Single | R290 | New Zealand | 147380 | 2122-05-07 |  | Approved | Reverse Cycle | N/A | N/A | Class 4 | N/A | N/A | N/A | N/A | N/A | N/A | N/A | N/A | Available | N/A | N/A | http://www.prolinkasia.com/ |  | N/A |  |  | ZAC0774 | No | N/A | N/A | N/A | N/A | 2930 | 1.115 | N/A | N/A | N/A | N/A | N/A | N/A | N/A | N/A | N/A | N/A | N/A | N/A | N/A | N/A | N/A | 2490 | 0.97 | N/A | N/A | N/A | N/A | N/A | N/A | N/A | N/A | N/A | N/A | N/A | N/A | N/A | N/A | N/A | N/A | N/A | N/A | N/A | N/A | N/A | N/A | N/A | N/A | N/A | N/A | 63.8 | N/A | N/A | N/A | N/A | N/A | N/A | N/A | 608 | 937 | 2505 | N/A | N/A | N/A | 0 | 0 | 0 | N/A | N/A | N/A | N/A | N/A | N/A | 2580 | 1252 | 269 | N/A | N/A | N/A | 0 | 0 | 0 | N/A | No | - | - | - | - | - | - | N/A | 2.6278 | 2.567
[Unitary Single-Duct] (Air Conditioners up to 65kW) EE Regulations 2020 Schedule 2A | MEPS 2019 | AS/NZS 3823.1.5:2015 | PLA1738 |  | N/A | Sheffield | N/A | Non Ducted | Portable | N/A | N/A | N/A | China | 1.115 | N/A | 2.93 | N/A | N/A | N/A | N/A | N/A | 0.97 | 2.49 | Calorimeter Room | 2.6367 | 2.577 | N/A | N/A | N/A | N/A | N/A | N/A | N/A | N/A | N/A | N/A | N/A | N/A | N/A | N/A | N/A | N/A | N/A | N/A | Calorimeter Room | Single | R290 | New Zealand | 161193 | 2124-04-16 |  | Approved | Reverse Cycle | N/A | N/A | Class 4 | N/A | N/A | N/A | N/A | N/A | N/A | N/A | N/A | Available | N/A | N/A | http://www.prolinkasia.com/ |  | N/A |  |  | ZAC0799 | No | N/A | N/A | N/A | N/A | 2930 | 1.115 | N/A | N/A | N/A | N/A | N/A | N/A | N/A | N/A | N/A | N/A | N/A | N/A | N/A | N/A | N/A | 2490 | 0.97 | N/A | N/A | N/A | N/A | N/A | N/A | N/A | N/A | N/A | N/A | N/A | N/A | N/A | N/A | N/A | N/A | N/A | N/A | N/A | N/A | N/A | N/A | N/A | N/A | N/A | N/A | 63.8 | N/A | N/A | N/A | N/A | N/A | N/A | N/A | 608 | 937 | 2505 | N/A | N/A | N/A | 0 | 0 | 0 | N/A | N/A | N/A | N/A | N/A | N/A | 2580 | 1252 | 269 | N/A | N/A | N/A | 0 | 0 | 0 | N/A | No | - | - | - | - | - | - | N/A | 2.6278 | 2.567
[Unitary Single-Duct] GEMS (Air Conditioners up to 65kW) Determination 2019 | MEPS 2019 | AS/NZS 3823.1.5:2015 | SPO6-07C |  | N/A | Shinco | N/A | Non Ducted | Portable | N/A | N/A | N/A | China | 0.82 | N/A | 2.05 | N/A | N/A | N/A | N/A | N/A | - | - | Calorimeter Room | 2.5755 | - | N/A | N/A | N/A | N/A | N/A | N/A | N/A | N/A | N/A | N/A | N/A | N/A | N/A | N/A | N/A | N/A | N/A | N/A | Calorimeter Room | Single | R290 | Australia | 142506 | 2026-11-09 |  | Approved | Cooling Only | N/A | N/A | Class 4 | N/A | N/A | N/A | N/A | N/A | N/A | N/A | N/A | Available | N/A | N/A |  | http://www.shinco.net | N/A |  |  | AAC6336 | No | N/A | N/A | N/A | N/A | 2050 | 0.82 | N/A | N/A | N/A | N/A | N/A | N/A | N/A | N/A | N/A | N/A | N/A | N/A | N/A | N/A | N/A | - | - | N/A | N/A | N/A | N/A | N/A | N/A | N/A | N/A | N/A | N/A | N/A | N/A | N/A | N/A | N/A | N/A | N/A | N/A | N/A | N/A | N/A | N/A | N/A | N/A | N/A | N/A | 65 | N/A | N/A | N/A | N/A | N/A | N/A | N/A | 447 | 689 | 1843 | N/A | N/A | N/A | 0 | 0 | 0 | N/A | N/A | N/A | N/A | N/A | N/A | - | - | - | N/A | N/A | N/A | - | - | - | N/A | No | - | - | - | - | - | - | N/A | 2.5 | -
[SEER Non Multi-Split <=65kW] GEMS (Air Conditioners up to 65kW) Determination 2019 | MEPS 2019 | AS/NZS 3823.1.1:2012 | SSSD-09B5HD4A-C8 |  | N/A | Shinco | N/A | Non Ducted | Single Split System | Wall Hung | Air | Air | China | 0.66 | N/A | 2.6 | N/A | N/A | N/A | N/A | N/A | 0.61 | 2.6 | Calorimeter Room | 3.8213 | 4.4866 | N/A | - | N/A | N/A | N/A | N/A | N/A | N/A | N/A | N/A | N/A | N/A | N/A | N/A | N/A | N/A | N/A | N/A | N/A | Single | R32 | Australia,Fiji,New Zealand | 130550 | 2025-08-25 |  | Approved | Reverse Cycle | N/A | No | Class 8 | No | N/A | N/A | N/A | N/A | N/A | N/A | N/A | Unavailable | N/A | N/A |  | http://www.shinco.net | N/A |  |  | AAC5188 | Yes | Variable output compressor | Inverter | No | - | 2600 | 0.66 | - | 270 | 1300 | No | - | - | - | 603.24 | 2800.2 | No | 246.78 | 1400.1 | No | - | - | 2600 | 0.61 | 250 | 1250 | No | - | - | No | - | - | - | 1450 | 3200 | No | - | - | - | - | - | - | - | - | No | - | - | No | - | - | 49.7 | 59.6 | 4.901 | 4.75 | 5.027 | 5.735 | 5.397 | 5.335 | 147 | 229 | 675 | 330 | 413 | 913 | 3 | 3 | 3.5 | 3.693 | 4.114 | 4.603 | 3.947 | 4.318 | 4.613 | 922 | 346 | 50 | 292 | 153 | 32 | 2 | 2.5 | 3 | No | - | - | - | - | N/A | N/A | N/A | 1 | 3.9193 | 4.2388
[SEER Non Multi-Split <=65kW] GEMS (Air Conditioners up to 65kW) Determination 2019 | MEPS 2019 | AS/NZS 3823.1.1:2012 | SSSD-12C3HD4A-C8 |  | N/A | Shinco | N/A | Non Ducted | Single Split System | Wall Hung | Air | Air | China | 0.92 | N/A | 3.5 | N/A | N/A | N/A | N/A | N/A | 0.875 | 3.5 | Calorimeter Room | 3.8046 | 3.9 | N/A | - | N/A | N/A | N/A | N/A | N/A | N/A | N/A | N/A | N/A | N/A | N/A | N/A | N/A | N/A | N/A | N/A | N/A | Single | R32 | Australia,Fiji,New Zealand | 134410 | 2025-12-21 |  | Approved | Reverse Cycle | N/A | No | Class 8 | No | N/A | N/A | N/A | N/A | N/A | N/A | N/A | Unavailable | N/A | N/A |  | http://www.shinco.net | N/A |  |  | AAC5614 | Yes | Variable output compressor | Inverter | No | - | 3500 | 0.92 | - | 350 | 1750 | No | - | - | - | 840.88 | 3769.5 | No | 319.9 | 1884.75 | No | - | - | 3500 | 0.875 | 340 | 1750 | No | - | - | No | - | - | - | 1850 | 4150 | No | - | - | - | - | - | - | - | - | No | - | - | No | - | - | 51.7 | 61.6 | 5.028 | 4.827 | 5.084 | 5.907 | 5.528 | 5.413 | 193 | 304 | 900 | 431 | 543 | 1212 | 3.5 | 3 | 3.5 | 3.729 | 4.196 | 4.715 | 4.002 | 4.41 | 4.724 | 1228 | 456 | 65 | 388 | 201 | 41 | 2 | 2.5 | 3 | No | - | - | - | - | N/A | N/A | N/A | 1 | 3.7904 | 3.9846
[SEER Non Multi-Split <=65kW] GEMS (Air Conditioners up to 65kW) Determination 2019 | MEPS 2019 | AS/NZS 3823.1.1:2012 | SSSD-18E0HD4A-C4 |  | N/A | Shinco | N/A | Non Ducted | Single Split System | Wall Hung | Air | Air | China | 1.47 | N/A | 5.1 | N/A | N/A | N/A | N/A | N/A | 1.35 | 5.2 | Calorimeter Room | 3.5011 | 3.863 | N/A | - | N/A | N/A | N/A | N/A | N/A | N/A | N/A | N/A | N/A | N/A | N/A | N/A | N/A | N/A | N/A | N/A | N/A | Single | R32 | Australia,Fiji,New Zealand | 134357 | 2025-12-21 |  | Approved | Reverse Cycle | N/A | No | Class 9 | No | N/A | N/A | N/A | N/A | N/A | N/A | N/A | Unavailable | N/A | N/A |  | http://www.shinco.net | N/A |  |  | AAC5615 | Yes | Variable output compressor | Inverter | No | - | 5100 | 1.47 | - | 570 | 2550 | No | - | - | - | 1343.58 | 5492.7 | No | 520.98 | 2746.35 | No | - | - | 5200 | 1.35 | 560 | 2600 | No | - | - | No | - | - | - | 2100 | 5500 | No | - | - | - | - | - | - | - | - | No | - | - | No | - | - | 52.5 | 63.7 | 4.574 | 4.389 | 4.595 | 5.326 | 4.986 | 4.882 | 311 | 488 | 1452 | 698 | 879 | 1959 | 3 | 2.5 | 3 | 3.527 | 3.897 | 4.267 | 3.722 | 4.041 | 4.266 | 1927 | 727 | 105 | 618 | 324 | 66 | 2 | 2 | 2.5 | No | - | - | - | - | N/A | N/A | N/A | 1 | 3.4614 | 3.8422
[SEER Non Multi-Split <=65kW] GEMS (Air Conditioners up to 65kW) Determination 2019 | MEPS 2019 | AS/NZS 3823.1.1:2012 | SSSD-24F8HD4A-C3 |  | N/A | Shinco | N/A | Non Ducted | Single Split System | Wall Hung | Air | Air | China | 2.08 | N/A | 7 | N/A | N/A | N/A | N/A | N/A | 2.1 | 7.2 | Calorimeter Room | 3.3654 | 3.3747 | N/A | - | N/A | N/A | N/A | N/A | N/A | N/A | N/A | N/A | N/A | N/A | N/A | N/A | N/A | N/A | N/A | N/A | N/A | Single | R32 | Australia,Fiji,New Zealand | 130579 | 2025-09-10 |  | Approved | Reverse Cycle | N/A | No | Class 9 | No | N/A | N/A | N/A | N/A | N/A | N/A | N/A | Unavailable | N/A | N/A |  | http://www.shinco.net | N/A |  |  | AAC5277 | Yes | Variable output compressor | Inverter | No | - | 7000 | 2.08 | - | 850 | 3500 | No | - | - | - | 1901.12 | 7539 | No | 776.9 | 3769.5 | No | - | - | 7200 | 2.1 | 880 | 3680 | No | - | - | No | - | - | - | 3690 | 8150 | No | - | - | - | - | - | - | - | - | No | - | - | No | - | - | 57.5 | 67.9 | 4.3 | 4.142 | 4.325 | 4.957 | 4.654 | 4.578 | 455 | 711 | 2119 | 1031 | 1294 | 2869 | 2.5 | 2.5 | 2.5 | 3.187 | 3.501 | 3.832 | 3.359 | 3.631 | 3.833 | 2953 | 1120 | 160 | 947 | 498 | 101 | 1.5 | 2 | 2 | No | - | - | - | - | N/A | N/A | N/A | 1 | 3.3599 | 3.4231
[SEER Multi-Split <=65kW] GEMS (Air Conditioners up to 65kW) Determination 2019 | MEPS 2019 | AS/NZS 3823.1.4:2012 | EMV-V170W/N1 |  | N/A | Silicon Electronics | N/A | Non Ducted | vrf | N/A | Air | Air | China | 3.8 | N/A | 17 | N/A | N/A | N/A | N/A | N/A | 3.645 | 17 | Enthalpy Test Room | 4.3783 | 4.4841 | N/A | - | N/A | N/A | N/A | N/A | N/A | N/A | N/A | N/A | N/A | N/A | N/A | N/A | N/A | N/A | N/A | N/A | N/A | Single | R410A | Australia,Fiji,New Zealand | 163637 | 2029-08-01 |  | Approved | Reverse Cycle | N/A | No | Class 20 | No | N/A | N/A | N/A | N/A | N/A | N/A | N/A | Available | N/A | N/A |  |  | N/A |  |  | AAC8371 | Yes | Variable output compressor | Inverter | No | - | 17000 | 3.8 | - | 1650 | 8300 | No | - | - | - | 3473.2 | 18309 | No | 1508.1 | 8939.1 | No | - | - | 17000 | 3.645 | 1490 | 9250 | No | - | - | Yes | 4500 | 16100 | No | - | - | No | - | - | - | - | - | No | - | - | No | - | - | No | - | - | N/A | 61.5 | 5.227 | 5.112 | 5.424 | 6.075 | 5.745 | 5.731 | 898 | 1386 | 4090 | 2033 | 2535 | 5555 | 3.5 | 3.5 | 3.5 | 4.531 | 5.11 | 5.637 | 4.824 | 5.327 | 5.648 | 4915 | 1825 | 270 | 1568 | 813 | 172 | 3 | 3.5 | 4 | N/A | N/A | N/A | N/A | N/A | N/A | N/A | N/A | 6.8589 | 4.4466 | 4.6344
[SEER Multi-Split <=65kW] GEMS (Air Conditioners up to 65kW) Determination 2019 | MEPS 2019 | AS/NZS 3823.1.4:2012 | EMV-V200W/N1 |  | N/A | Silicon Electronics | N/A | Non Ducted | vrf | N/A | Air | Air | China | 4.3 | N/A | 18 | N/A | N/A | N/A | N/A | N/A | 4.08 | 20 | Enthalpy Test Room | 3.9779 | 4.7124 | N/A | - | N/A | N/A | N/A | N/A | N/A | N/A | N/A | N/A | N/A | N/A | N/A | N/A | N/A | N/A | N/A | N/A | N/A | Single | R410A | Australia,Fiji,New Zealand | 163636 | 2029-08-01 |  | Approved | Reverse Cycle | N/A | No | Class 20 | No | N/A | N/A | N/A | N/A | N/A | N/A | N/A | Available | N/A | N/A |  |  | N/A |  |  | AAC8370 | Yes | Variable output compressor | Inverter | No | - | 18000 | 4.3 | - | 1900 | 9200 | No | - | - | - | 3930.2 | 19386 | No | 1736.6 | 9908.4 | No | - | - | 20000 | 4.08 | 1650 | 10500 | No | - | - | Yes | 5460 | 19000 | No | - | - | No | - | - | - | - | - | No | - | - | No | - | - | No | - | - | N/A | 55.18 | 5.008 | 4.877 | 5.166 | 5.812 | 5.486 | 5.463 | 994 | 1541 | 4549 | 2251 | 2813 | 6173 | 3.5 | 3 | 3.5 | 4.626 | 5.264 | 5.809 | 4.933 | 5.48 | 5.813 | 5660 | 2081 | 306 | 1802 | 928 | 194 | 3 | 3.5 | 4 | N/A | N/A | N/A | N/A | N/A | N/A | N/A | N/A | 6.8121 | 4.1638 | 4.8745
[SEER Multi-Split <=65kW] GEMS (Air Conditioners up to 65kW) Determination 2019 | MEPS 2019 | AS/NZS 3823.1.4:2012 | EMV-V230W/N1 |  | N/A | Silicon Electronics | N/A | Non Ducted | vrf | N/A | Air | Air | China | 4.45 | N/A | 21 | N/A | N/A | N/A | N/A | N/A | 4.63 | 23 | Enthalpy Test Room | 4.5963 | 4.7725 | N/A | - | N/A | N/A | N/A | N/A | N/A | N/A | N/A | N/A | N/A | N/A | N/A | N/A | N/A | N/A | N/A | N/A | N/A | Single | R410A | Australia,Fiji,New Zealand | 163558 | 2029-08-01 |  | Approved | Reverse Cycle | N/A | No | Class 20 | No | N/A | N/A | N/A | N/A | N/A | N/A | N/A | Available | N/A | N/A |  |  | N/A |  |  | AAC8369 | Yes | Variable output compressor | Inverter | No | - | 21000 | 4.45 | - | 1900 | 10500 | No | - | - | - | 4067.3 | 22617 | No | 1736.6 | 11308.5 | No | - | - | 23000 | 4.63 | 1780 | 12000 | No | - | - | Yes | 6400 | 21000 | No | - | - | No | - | - | - | - | - | No | - | - | No | - | - | No | - | - | N/A | 59.7 | 5.694 | 5.541 | 5.868 | 6.628 | 6.253 | 6.211 | 1020 | 1582 | 4673 | 2303 | 2879 | 6333 | 4 | 4 | 4 | 4.626 | 5.445 | 6.148 | 5.024 | 5.729 | 6.159 | 6508 | 2313 | 332 | 2033 | 1019 | 210 | 3 | 3.5 | 4.5 | N/A | N/A | N/A | N/A | N/A | N/A | N/A | N/A | 7.0595 | 4.6939 | 4.9421
[SEER Non Multi-Split <=65kW] GEMS (Air Conditioners up to 65kW) Determination 2019 | MEPS 2019 | AS/NZS 3823.1.1:2012 | SLA-26-CHSD |  | N/A | Smart Lifestyle Australia | N/A | Non Ducted | Single Split System | Wall Hung | Air | Air | China | 0.53 | N/A | 2.65 | N/A | N/A | N/A | N/A | N/A | 0.53 | 2.72 | Calorimeter Room | 5.0357 | 5.155 | N/A | - | N/A | N/A | N/A | N/A | N/A | N/A | N/A | N/A | N/A | N/A | N/A | N/A | N/A | N/A | N/A | N/A | N/A | Single | R32 | Australia | 154838 | 2028-07-15 |  | Approved | Reverse Cycle | N/A | Yes | Class 8 | Yes | N/A | N/A | N/A | N/A | N/A | N/A | N/A | Available | N/A | N/A | https://smartlifestyleaustralia.com.au/ | https://smartlifestyleaustralia.com.au/ | N/A |  |  | AAC7628 | Yes | Variable output compressor | Inverter | No | - | 2650 | 0.53 | - | 220 | 1310 | Yes | 180 | 980 | - | 484.42 | 2854.05 | Yes | 150 | 1400 | - | 110 | 1040 | 2720 | 0.53 | 227 | 1408 | Yes | 162 | 1019 | Yes | 1100 | 3428 | No | - | - | No | - | - | - | - | - | No | - | - | No | - | - | No | - | - | 55.3 | 57.8 | 8.056 | 7.647 | 8.309 | 18.049 | 12.528 | 10.371 | 90 | 144 | 415 | 105 | 180 | 478 | 6.5 | 6 | 6.5 | 4.99 | 5.427 | 5.989 | 5.262 | 5.646 | 5.975 | 714 | 275 | 41 | 230 | 123 | 26 | 3 | 3.5 | 4 | No | - | - | - | - | N/A | N/A | N/A | 1 | 4.9683 | 5.0996
[SEER Non Multi-Split <=65kW] GEMS (Air Conditioners up to 65kW) Determination 2019 | MEPS 2019 | AS/NZS 3823.1.1:2012 | SLA-28-CHSD |  | N/A | Smart Lifestyle Australia | N/A | Non Ducted | Single Split System | Wall Hung | Air | Air | China | 0.535 | N/A | 2.8 | N/A | N/A | N/A | N/A | N/A | 0.465 | 2.65 | Calorimeter Room | 5.1296 | 5.4411 | N/A | - | N/A | N/A | N/A | N/A | N/A | N/A | N/A | N/A | N/A | N/A | N/A | N/A | N/A | N/A | N/A | N/A | N/A | Single | R32 | Australia | 150338 | 2027-10-11 |  | Approved | Reverse Cycle | N/A | Yes | Class 8 | Yes | N/A | N/A | N/A | N/A | N/A | N/A | N/A | Available | N/A | N/A | https://smartlifestyleaustralia.com.au/ | https://smartlifestyleaustralia.com.au/ | N/A |  |  | AAC7088 | Yes | Variable output compressor | Inverter | No | - | 2800 | 0.535 | - | 260 | 1300 | No | - | - | - | 488.99 | 3015.6 | Yes | 185 | 1650 | No | - | - | 2650 | 0.465 | 215 | 1300 | No | - | - | No | - | - | - | 1300 | 3900 | No | - | - | - | - | - | - | - | - | No | - | - | No | - | - | 47.73 | 57.79 | 6.593 | 6.533 | 7.706 | 11.898 | 9.848 | 9.315 | 111 | 171 | 466 | 164 | 237 | 556 | 5 | 5 | 6 | 4.755 | 5.161 | 5.579 | 4.948 | 5.317 | 5.575 | 736 | 289 | 50 | 244 | 133 | 33 | 3 | 3.5 | 4 | No | - | - | - | - | N/A | N/A | N/A | 3.9 | 5.1078 | 5.5418
[SEER Non Multi-Split <=65kW] GEMS (Air Conditioners up to 65kW) Determination 2019 | MEPS 2019 | AS/NZS 3823.1.1:2012 | SLA-35-CHSD |  | N/A | Smart Lifestyle Australia | N/A | Non Ducted | Single Split System | Wall Hung | Air | Air | China | 0.79 | N/A | 3.5 | N/A | N/A | N/A | N/A | N/A | 0.83 | 3.8 | Calorimeter Room | 4.3932 | 4.4562 | N/A | - | N/A | N/A | N/A | N/A | N/A | N/A | N/A | N/A | N/A | N/A | N/A | N/A | N/A | N/A | N/A | N/A | N/A | Single | R32 | Australia | 154995 | 2028-07-15 |  | Approved | Reverse Cycle | N/A | Yes | Class 8 | Yes | N/A | N/A | N/A | N/A | N/A | N/A | N/A | Available | N/A | N/A | https://smartlifestyleaustralia.com.au/ | https://smartlifestyleaustralia.com.au/ | N/A |  |  | AAC7627 | Yes | Variable output compressor | Inverter | No | - | 3500 | 0.79 | - | 315 | 1835 | Yes | 182 | 1000 | - | 722.06 | 3769.5 | Yes | 250 | 1900 | - | 112 | 1025 | 3800 | 0.83 | 310 | 1870 | Yes | 160 | 1070 | Yes | 1090 | 3570 | No | - | - | No | - | - | - | - | - | No | - | - | No | - | - | No | - | - | 56.4 | 58.5 | 7.005 | 6.716 | 6.982 | 15.188 | 10.687 | 8.274 | 138 | 217 | 654 | 167 | 280 | 792 | 5.5 | 5 | 5 | 4.501 | 5.216 | 6.231 | 5.052 | 5.759 | 6.333 | 1105 | 398 | 54 | 334 | 167 | 34 | 3 | 3.5 | 4.5 | No | - | - | - | - | N/A | N/A | N/A | 1 | 4.4115 | 4.5597
[SEER Non Multi-Split <=65kW] GEMS (Air Conditioners up to 65kW) Determination 2019 | MEPS 2019 | AS/NZS 3823.1.1:2012 | SLA-52-CHSD |  | N/A | Smart Lifestyle Australia | N/A | Non Ducted | Single Split System | Wall Hung | Air | Air | China | 1.4 | N/A | 5.2 | N/A | N/A | N/A | N/A | N/A | 1.2 | 5.2 | Calorimeter Room | 3.6011 | 4.1987 | N/A | - | N/A | N/A | N/A | N/A | N/A | N/A | N/A | N/A | N/A | N/A | N/A | N/A | N/A | N/A | N/A | N/A | N/A | Single | R32 | Australia | 150361 | 2027-10-13 |  | Approved | Reverse Cycle | N/A | Yes | Class 9 | Yes | N/A | N/A | N/A | N/A | N/A | N/A | N/A | Available | N/A | N/A | https://smartlifestyleaustralia.com.au/ | https://smartlifestyleaustralia.com.au/ | N/A |  |  | AAC7094 | Yes | Variable output compressor | Inverter | No | - | 5200 | 1.4 | - | 560 | 2500 | No | - | - | - | 1279.6 | 5600.4 | Yes | 400 | 2600 | No | - | - | 5200 | 1.2 | 510 | 2600 | No | - | - | No | - | - | - | 1810 | 5300 | No | - | - | - | - | - | - | - | - | No | - | - | No | - | - | 49.38 | 61.99 | 5.234 | 5.05 | 5.605 | 8.748 | 7.149 | 6.64 | 268 | 422 | 1203 | 424 | 616 | 1460 | 3.5 | 3.5 | 4 | 3.843 | 4.276 | 4.685 | 4.063 | 4.435 | 4.685 | 1778 | 674 | 106 | 575 | 304 | 68 | 2 | 2.5 | 3 | No | - | - | - | - | N/A | N/A | N/A | 5 | 3.67 | 4.2732
[SEER Non Multi-Split <=65kW] GEMS (Air Conditioners up to 65kW) Determination 2019 | MEPS 2019 | AS/NZS 3823.1.1:2012 | SLA-72-CHSD |  | N/A | Smart Lifestyle Australia | N/A | Non Ducted | Single Split System | Wall Hung | Air | Air | China | 1.9 | N/A | 7.2 | N/A | N/A | N/A | N/A | N/A | 1.7 | 7.2 | Calorimeter Room | 3.5574 | 4.0042 | N/A | - | N/A | N/A | N/A | N/A | N/A | N/A | N/A | N/A | N/A | N/A | N/A | N/A | N/A | N/A | N/A | N/A | N/A | Single | R32 | Australia | 150466 | 2027-10-11 |  | Approved | Reverse Cycle | N/A | Yes | Class 9 | Yes | N/A | N/A | N/A | N/A | N/A | N/A | N/A | Available | N/A | N/A | https://smartlifestyleaustralia.com.au/ | https://smartlifestyleaustralia.com.au/ | N/A |  |  | AAC7091 | Yes | Variable output compressor | Inverter | No | - | 7200 | 1.9 | - | 750 | 3700 | No | - | - | - | 1736.6 | 7754.4 | Yes | 580 | 3700 | No | - | - | 7200 | 1.7 | 690 | 3700 | No | - | - | No | - | - | - | 2100 | 6200 | No | - | - | - | - | - | - | - | - | No | - | - | No | - | - | 53.68 | 62.97 | 5.205 | 5.013 | 5.432 | 7.37 | 6.444 | 6.104 | 377 | 593 | 1725 | 704 | 952 | 2205 | 3.5 | 3.5 | 3.5 | 3.735 | 4.297 | 4.891 | 4.055 | 4.547 | 4.905 | 2528 | 923 | 136 | 793 | 407 | 87 | 2 | 2.5 | 3 | No | - | - | - | - | N/A | N/A | N/A | 5 | 3.7561 | 4.1936
[SEER Non Multi-Split <=65kW] GEMS (Air Conditioners up to 65kW) Determination 2019 | MEPS 2019 | AS/NZS 3823.1.1:2012 | SLA-82-CHSD |  | N/A | Smart Lifestyle Australia | N/A | Non Ducted | Single Split System | Wall Hung | Air | Air | China | 2.3 | N/A | 8.2 | N/A | N/A | N/A | N/A | N/A | 2.3 | 8.5 | Calorimeter Room | 3.5346 | 3.7519 | N/A | - | N/A | N/A | N/A | N/A | N/A | N/A | N/A | N/A | N/A | N/A | N/A | N/A | N/A | N/A | N/A | N/A | N/A | Single | R32 | Australia | 153990 | 2028-05-08 |  | Approved | Reverse Cycle | N/A | Yes | Class 9 | Yes | N/A | N/A | N/A | N/A | N/A | N/A | N/A | Available | N/A | N/A | https://smartlifestyleaustralia.com.au/ | https://smartlifestyleaustralia.com.au/ | N/A |  |  | AAC7475 | Yes | Variable output compressor | Inverter | No | - | 8200 | 2.3 | - | 810 | 4200 | No | - | - | - | 2102.2 | 8831.4 | Yes | 650 | 4250 | No | - | - | 8500 | 2.3 | 750 | 4200 | No | - | - | No | - | - | - | 3000 | 7900 | No | - | - | - | - | - | - | - | - | No | - | - | No | - | - | 52 | 64.8 | 5.165 | 4.926 | 5.323 | 7.06 | 6.26 | 5.927 | 433 | 688 | 2005 | 838 | 1117 | 2586 | 3.5 | 3 | 3.5 | 3.756 | 4.376 | 5.113 | 4.14 | 4.693 | 5.137 | 2968 | 1070 | 153 | 917 | 465 | 98 | 2 | 2.5 | 3.5 | No | - | - | - | - | N/A | N/A | N/A | 5.6 | 3.5361 | 3.6655
[SEER Multi-Split <=65kW] GEMS (Air Conditioners up to 65kW) Determination 2019 | MEPS 2019 | AS/NZS 3823.1.4:2012 | SLA-MS18-CHDVRF |  | N/A | Smart Lifestyle Australia | N/A | Both | vrf | N/A | Air | Air | China | 3.14 | N/A | 18 | N/A | N/A | N/A | N/A | N/A | 4.23 | 22.5 | Enthalpy Test Room | 5.3649 | 4.912 | N/A | - | N/A | N/A | N/A | N/A | N/A | N/A | N/A | N/A | N/A | N/A | N/A | N/A | N/A | N/A | N/A | N/A | N/A | Single | R32 | Australia | 159673 | 2029-02-20 |  | Approved | Reverse Cycle | N/A | No | Class 20 | No | N/A | N/A | N/A | N/A | N/A | N/A | N/A | Available | N/A | N/A | https://www.chigogroup.com/ | https://smartlifestyleaustralia.com.au/ | N/A |  |  | AAC8066 | Yes | Variable output compressor | Inverter | No | - | 18000 | 3.14 | - | 1390 | 9100 | No | - | - | - | 2869.96 | 19386 | No | 1270.46 | 9800.7 | No | - | - | 22500 | 4.23 | 1760 | 11250 | Yes | 1225 | 7820 | Yes | 7260 | 24500 | No | - | - | No | - | - | - | - | - | No | - | - | No | - | - | No | - | - | N/A | 72.8 | 5.945 | 5.967 | 6.779 | 7.438 | 7.105 | 7.264 | 796 | 1210 | 3419 | 1720 | 2133 | 4603 | 4 | 4 | 5 | 5.024 | 5.564 | 6.144 | 5.318 | 5.781 | 6.123 | 5902 | 2260 | 368 | 1916 | 1024 | 242 | 3.5 | 4 | 4.5 | N/A | N/A | N/A | N/A | N/A | N/A | N/A | N/A | 24.2003 | 5.5869 | 5.2182
[SEER Multi-Split <=65kW] GEMS (Air Conditioners up to 65kW) Determination 2019 | MEPS 2019 | AS/NZS 3823.1.4:2012 | SLA-MS21-CHDVRF |  | N/A | Smart Lifestyle Australia | N/A | Both | vrf | N/A | Air | Air | China | 4.25 | N/A | 21.5 | N/A | N/A | N/A | N/A | N/A | 5.25 | 26 | Enthalpy Test Room | 4.8981 | 4.5697 | N/A | - | N/A | N/A | N/A | N/A | N/A | N/A | N/A | N/A | N/A | N/A | N/A | N/A | N/A | N/A | N/A | N/A | N/A | Single | R32 | Australia | 160734 | 2029-04-04 |  | Approved | Reverse Cycle | N/A | No | Class 20 | No | N/A | N/A | N/A | N/A | N/A | N/A | N/A | Available | N/A | N/A | https://www.chigogroup.com/ | https://smartlifestyleaustralia.com.au/ | N/A |  |  | AAC8163 | Yes | Variable output compressor | Inverter | No | - | 21500 | 4.25 | - | 1580 | 10800 | No | - | - | - | 3884.5 | 23155.5 | No | 1444.12 | 11631.6 | No | - | - | 26000 | 5.25 | 2080 | 13150 | Yes | 1225 | 7860 | Yes | 7260 | 24500 | No | - | - | No | - | - | - | - | - | No | - | - | No | - | - | No | - | - | N/A | 72.8 | 6.07 | 5.968 | 6.675 | 7.639 | 7.209 | 7.201 | 941 | 1457 | 4161 | 2009 | 2519 | 5556 | 4.5 | 4 | 5 | 4.673 | 5.403 | 6.202 | 5.102 | 5.745 | 6.204 | 7319 | 2677 | 412 | 2297 | 1183 | 269 | 3 | 3.5 | 4.5 | N/A | N/A | N/A | N/A | N/A | N/A | N/A | N/A | 24.2003 | 4.9633 | 4.8764
[SEER Multi-Split <=65kW] GEMS (Air Conditioners up to 65kW) Determination 2019 | MEPS 2019 | AS/NZS 3823.1.4:2012 | SMV-V170W/N1 |  | N/A | Smart User | N/A | Non Ducted | vrf | N/A | Air | Air | China | 3.8 | N/A | 17 | N/A | N/A | N/A | N/A | N/A | 3.645 | 17 | Enthalpy Test Room | 4.4731 | 4.4429 | N/A | - | N/A | N/A | N/A | N/A | N/A | N/A | N/A | N/A | N/A | N/A | N/A | N/A | N/A | N/A | N/A | N/A | N/A | Single | R410A | Australia,Fiji,New Zealand | 159559 | 2029-02-18 |  | Approved | Reverse Cycle | N/A | No | Class 20 | No | N/A | N/A | N/A | N/A | N/A | N/A | N/A | Available | N/A | N/A |  |  | N/A |  |  | AAC8061 | Yes | Variable output compressor | Inverter | No | - | 17000 | 3.8 | - | 1650 | 8300 | No | - | - | - | 3473.2 | 18309 | No | 1508.1 | 8939.1 | No | - | - | 17000 | 3.645 | 1490 | 9250 | No | - | - | Yes | 4500 | 16100 | No | - | - | No | - | - | - | - | - | No | - | - | No | - | - | No | - | - | N/A | 61.5 | 5.191 | 5.085 | 5.415 | 6.057 | 5.732 | 5.725 | 902 | 1391 | 4094 | 2037 | 2539 | 5559 | 3.5 | 3.5 | 3.5 | 4.531 | 5.11 | 5.637 | 4.824 | 5.327 | 5.648 | 4917 | 1828 | 273 | 1570 | 815 | 174 | 3 | 3.5 | 4 | N/A | N/A | N/A | N/A | N/A | N/A | N/A | N/A | 8 | 4.4421 | 4.6296
[SEER Multi-Split <=65kW] GEMS (Air Conditioners up to 65kW) Determination 2019 | MEPS 2019 | AS/NZS 3823.1.4:2012 | SMV-V170W/N1 |  | N/A | Smart User | N/A | Non Ducted | vrf | N/A | Air | Air | China | 3.8 | N/A | 17 | N/A | N/A | N/A | N/A | N/A | 3.645 | 17 | Enthalpy Test Room | 4.3783 | 4.4841 | N/A | - | N/A | N/A | N/A | N/A | N/A | N/A | N/A | N/A | N/A | N/A | N/A | N/A | N/A | N/A | N/A | N/A | N/A | Single | R410A | Australia,Fiji,New Zealand | 163318 | 2029-07-16 |  | Approved | Reverse Cycle | N/A | No | Class 20 | No | N/A | N/A | N/A | N/A | N/A | N/A | N/A | Available | N/A | N/A |  |  | N/A |  |  | AAC8353 | Yes | Variable output compressor | Inverter | No | - | 17000 | 3.8 | - | 1650 | 8300 | No | - | - | - | 3473.2 | 18309 | No | 1508.1 | 8939.1 | No | - | - | 17000 | 3.645 | 1490 | 9250 | No | - | - | Yes | 4500 | 16100 | No | - | - | No | - | - | - | - | - | No | - | - | No | - | - | No | - | - | N/A | 61.5 | 5.227 | 5.112 | 5.424 | 6.075 | 5.745 | 5.731 | 898 | 1386 | 4090 | 2033 | 2535 | 5555 | 3.5 | 3.5 | 3.5 | 4.531 | 5.11 | 5.637 | 4.824 | 5.327 | 5.648 | 4915 | 1825 | 270 | 1568 | 813 | 172 | 3 | 3.5 | 4 | N/A | N/A | N/A | N/A | N/A | N/A | N/A | N/A | 6.8589 | 4.4466 | 4.6344
[SEER Multi-Split <=65kW] GEMS (Air Conditioners up to 65kW) Determination 2019 | MEPS 2019 | AS/NZS 3823.1.4:2012 | SMV-V180W/N1 |  | N/A | Smart User | N/A | Non Ducted | vrf | N/A | Air | Air | China | 3.59 | N/A | 15.5 | N/A | N/A | N/A | N/A | N/A | 3.6 | 19 | Enthalpy Test Room | 4.2365 | 5.1715 | N/A | - | N/A | N/A | N/A | N/A | N/A | N/A | N/A | N/A | N/A | N/A | N/A | N/A | N/A | N/A | N/A | N/A | N/A | Single | R410A | Australia,Fiji,New Zealand | 155862 | 2028-07-31 |  | Approved | Reverse Cycle | N/A | No | Class 20 | No | N/A | N/A | N/A | N/A | N/A | N/A | N/A | Available | N/A | N/A |  |  | N/A |  |  | AAC7666 | Yes | Variable output compressor | Inverter | No | - | 15500 | 3.59 | - | 1468 | 8360 | No | - | - | - | 3281.26 | 16693.5 | No | 1341.752 | 9003.72 | No | - | - | 19000 | 3.6 | 1620 | 10430 | No | - | - | Yes | 5100 | 19097 | No | - | - | No | - | - | - | - | - | No | - | - | No | - | - | - | - | - | N/A | 55.18 | 5.568 | 5.369 | 5.756 | 6.619 | 6.205 | 6.137 | 764 | 1198 | 3509 | 1696 | 2136 | 4725 | 4 | 3.5 | 4 | 4.914 | 5.447 | 5.856 | 5.139 | 5.6 | 5.857 | 5067 | 1915 | 292 | 1647 | 866 | 187 | 3 | 3.5 | 4 | N/A | N/A | N/A | N/A | N/A | N/A | N/A | N/A | 8 | 4.2853 | 5.2384
[SEER Multi-Split <=65kW] GEMS (Air Conditioners up to 65kW) Determination 2019 | MEPS 2019 | AS/NZS 3823.1.4:2012 | SMV-V200W/N1 |  | N/A | Smart User | N/A | Non Ducted | vrf | N/A | Air | Air | China | 4.3 | N/A | 18 | N/A | N/A | N/A | N/A | N/A | 4.08 | 20 | Enthalpy Test Room | 4.0203 | 4.6896 | N/A | - | N/A | N/A | N/A | N/A | N/A | N/A | N/A | N/A | N/A | N/A | N/A | N/A | N/A | N/A | N/A | N/A | N/A | Single | R410A | Australia,Fiji,New Zealand | 159402 | 2029-01-31 |  | Approved | Reverse Cycle | N/A | No | Class 20 | No | N/A | N/A | N/A | N/A | N/A | N/A | N/A | Available | N/A | N/A |  |  | N/A |  |  | AAC8043 | Yes | Variable output compressor | Inverter | No | - | 18000 | 4.3 | - | 1900 | 9200 | No | - | - | - | 3930.2 | 19386 | No | 1736.6 | 9908.4 | No | - | - | 20000 | 4.08 | 1650 | 10500 | No | - | - | Yes | 5460 | 19000 | No | - | - | No | - | - | - | - | - | No | - | - | No | - | - | No | - | - | N/A | 55.18 | 4.975 | 4.853 | 5.158 | 5.797 | 5.474 | 5.457 | 998 | 1545 | 4554 | 2255 | 2817 | 6176 | 3 | 3 | 3.5 | 4.626 | 5.264 | 5.809 | 4.933 | 5.48 | 5.813 | 5663 | 2084 | 309 | 1804 | 930 | 197 | 3 | 3.5 | 4 | N/A | N/A | N/A | N/A | N/A | N/A | N/A | N/A | 8 | 4.1599 | 4.8697
[SEER Multi-Split <=65kW] GEMS (Air Conditioners up to 65kW) Determination 2019 | MEPS 2019 | AS/NZS 3823.1.4:2012 | SMV-V200W/N1 |  | N/A | Smart User | N/A | Non Ducted | vrf | N/A | Air | Air | China | 4.3 | N/A | 18 | N/A | N/A | N/A | N/A | N/A | 4.08 | 20 | Enthalpy Test Room | 3.9779 | 4.7124 | N/A | - | N/A | N/A | N/A | N/A | N/A | N/A | N/A | N/A | N/A | N/A | N/A | N/A | N/A | N/A | N/A | N/A | N/A | Single | R410A | Australia,Fiji,New Zealand | 163319 | 2029-07-16 |  | Approved | Reverse Cycle | N/A | No | Class 20 | No | N/A | N/A | N/A | N/A | N/A | N/A | N/A | Available | N/A | N/A |  |  | N/A |  |  | AAC8352 | Yes | Variable output compressor | Inverter | No | - | 18000 | 4.3 | - | 1900 | 9200 | No | - | - | - | 3930.2 | 19386 | No | 1736.6 | 9908.4 | No | - | - | 20000 | 4.08 | 1650 | 10500 | No | - | - | Yes | 5460 | 19000 | No | - | - | No | - | - | - | - | - | No | - | - | No | - | - | No | - | - | N/A | 55.18 | 5.008 | 4.877 | 5.166 | 5.812 | 5.486 | 5.463 | 994 | 1541 | 4549 | 2251 | 2813 | 6173 | 3.5 | 3 | 3.5 | 4.626 | 5.264 | 5.809 | 4.933 | 5.48 | 5.813 | 5660 | 2081 | 306 | 1802 | 928 | 194 | 3 | 3.5 | 4 | N/A | N/A | N/A | N/A | N/A | N/A | N/A | N/A | 6.8121 | 4.1638 | 4.8745
[SEER Multi-Split <=65kW] GEMS (Air Conditioners up to 65kW) Determination 2019 | MEPS 2019 | AS/NZS 3823.1.4:2012 | SMV-V225W/N1 |  | N/A | Smart User | N/A | Non Ducted | vrf | N/A | Air | Air | China | 3.9 | N/A | 18 | N/A | N/A | N/A | N/A | N/A | 3.8 | 22.5 | Enthalpy Test Room | 4.4697 | 5.7937 | N/A | - | N/A | N/A | N/A | N/A | N/A | N/A | N/A | N/A | N/A | N/A | N/A | N/A | N/A | N/A | N/A | N/A | N/A | Single | R410A | Australia,Fiji,New Zealand | 156376 | 2028-10-18 |  | Approved | Reverse Cycle | N/A | No | Class 20 | No | N/A | N/A | N/A | N/A | N/A | N/A | N/A | Available | N/A | N/A |  |  | N/A |  |  | AAC7835 | Yes | Variable output compressor | Inverter | No | - | 18000 | 3.9 | - | 1530 | 9510 | No | - | - | - | 3564.6 | 19386 | No | 1398.42 | 10242.27 | No | - | - | 22500 | 3.8 | 1559 | 10800 | No | - | - | Yes | 5530 | 20600 | No | - | - | No | - | - | - | - | - | No | - | - | No | - | - | No | - | - | N/A | 61.73 | 6.064 | 5.832 | 6.234 | 7.219 | 6.756 | 6.655 | 816 | 1282 | 3764 | 1807 | 2279 | 5062 | 4.5 | 4 | 4.5 | 5.042 | 5.878 | 6.417 | 5.376 | 6.066 | 6.405 | 5845 | 2100 | 314 | 1862 | 945 | 201 | 3.5 | 4 | 4.5 | N/A | N/A | N/A | N/A | N/A | N/A | N/A | N/A | 8 | 4.5836 | 5.8792
[SEER Multi-Split <=65kW] GEMS (Air Conditioners up to 65kW) Determination 2019 | MEPS 2019 | AS/NZS 3823.1.4:2012 | SMV-V230W/N1 |  | N/A | Smart User | N/A | Non Ducted | vrf | N/A | Air | Air | China | 4.45 | N/A | 21 | N/A | N/A | N/A | N/A | N/A | 4.63 | 23 | Enthalpy Test Room | 4.5963 | 4.7725 | N/A | - | N/A | N/A | N/A | N/A | N/A | N/A | N/A | N/A | N/A | N/A | N/A | N/A | N/A | N/A | N/A | N/A | N/A | Single | R410A | Australia,Fiji,New Zealand | 162492 | 2029-07-22 |  | Approved | Reverse Cycle | N/A | No | Class 20 | No | N/A | N/A | N/A | N/A | N/A | N/A | N/A | Available | N/A | N/A |  |  | N/A |  |  | AAC8364 | Yes | Variable output compressor | Inverter | No | - | 21000 | 4.45 | - | 1900 | 10500 | No | - | - | - | 4067.3 | 22617 | No | 1736.6 | 11308.5 | No | - | - | 23000 | 4.63 | 1780 | 12000 | No | - | - | Yes | 6400 | 21000 | No | - | - | No | - | - | - | - | - | No | - | - | No | - | - | No | - | - | N/A | 59.7 | 5.694 | 5.541 | 5.868 | 6.628 | 6.253 | 6.211 | 1020 | 1582 | 4673 | 2303 | 2879 | 6333 | 4 | 4 | 4 | 4.626 | 5.445 | 6.148 | 5.024 | 5.729 | 6.159 | 6508 | 2313 | 332 | 2033 | 1019 | 210 | 3 | 3.5 | 4.5 | N/A | N/A | N/A | N/A | N/A | N/A | N/A | N/A | 7.0595 | 4.6939 | 4.9421
[SEER Multi-Split <=65kW] GEMS (Air Conditioners up to 65kW) Determination 2019 | MEPS 2019 | AS/NZS 3823.1.4:2012 | SM4OU-D200MK |  | N/A | SmartUser | N/A | Non Ducted | fixed | Wall Hung | Air | Air | China | 4.97 | N/A | 18 | N/A | N/A | N/A | N/A | N/A | 5.06 | 20 | Calorimeter Room | 3.9596 | 4.1845 | N/A | - | N/A | N/A | N/A | N/A | N/A | N/A | N/A | N/A | N/A | N/A | N/A | N/A | N/A | N/A | N/A | N/A | N/A | Single | R410A | Australia,Fiji,New Zealand | 159867 | 2029-03-21 |  | Approved | Reverse Cycle | N/A | No | Class 20 | No | N/A | N/A | N/A | N/A | N/A | N/A | N/A | Available | N/A | N/A |  |  | N/A |  |  | AAC8129 | Yes | Variable output compressor | Inverter | No | - | 18000 | 4.97 | - | 1650 | 9000 | No | - | - | - | 4542.58 | 19386 | No | 1508.1 | 9693 | No | - | - | 20000 | 5.06 | 1700 | 9800 | No | - | - | Yes | 5950 | 17800 | No | - | - | No | - | - | - | - | - | No | - | - | No | - | - | No | - | - | 51 | 62.82 | 4.965 | 4.765 | 5.175 | 6.139 | 5.72 | 5.587 | 983 | 1554 | 4520 | 2113 | 2679 | 6017 | 3 | 3 | 3.5 | 3.949 | 4.576 | 5.276 | 4.321 | 4.876 | 5.297 | 6647 | 2415 | 357 | 2073 | 1059 | 230 | 2 | 3 | 3.5 | N/A | N/A | N/A | N/A | N/A | N/A | N/A | N/A | 15.499 | 3.584 | 3.9121
[SEER Non Multi-Split <=65kW] GEMS (Air Conditioners up to 65kW) Determination 2019 | MEPS 2019 | AS/NZS 3823.1.1:2012 | SUFA26R |  | N/A | SmartUser | N/A | Non Ducted | Single Split System | Wall Hung | Air | Air | China | 0.535 | N/A | 2.8 | N/A | N/A | N/A | N/A | N/A | 0.465 | 2.65 | Calorimeter Room | 5.1296 | 5.4411 | N/A | - | N/A | N/A | N/A | N/A | N/A | N/A | N/A | N/A | N/A | N/A | N/A | N/A | N/A | N/A | N/A | N/A | N/A | Single | R32 | Australia,Fiji,New Zealand | 148355 | 2027-07-21 |  | Approved | Reverse Cycle | N/A | Yes | Class 8 | Yes | N/A | N/A | N/A | N/A | N/A | N/A | N/A | Available | N/A | N/A |  |  | N/A |  |  | AAC6833 | Yes | Variable output compressor | Inverter | No | - | 2800 | 0.535 | - | 260 | 1300 | No | - | - | - | 488.99 | 3015.6 | Yes | 185 | 1650 | No | - | - | 2650 | 0.465 | 215 | 1300 | No | - | - | No | - | - | - | 1300 | 3900 | No | - | - | - | - | - | - | - | - | No | - | - | No | - | - | 47.73 | 57.79 | 6.593 | 6.533 | 7.706 | 11.898 | 9.848 | 9.315 | 111 | 171 | 466 | 164 | 237 | 556 | 5 | 5 | 6 | 4.755 | 5.161 | 5.579 | 4.948 | 5.317 | 5.575 | 736 | 289 | 50 | 244 | 133 | 33 | 3 | 3.5 | 4 | No | - | - | - | - | N/A | N/A | N/A | 3.9 | 5.1078 | 5.5418
[SEER Non Multi-Split <=65kW] GEMS (Air Conditioners up to 65kW) Determination 2019 | MEPS 2019 | AS/NZS 3823.1.1:2012 | DGWA1-ACDC-18KR2 |  | N/A | Solar ACDC | N/A | Non Ducted | Single Split System | Wall Hung | Air | Air | China | 1.25 | N/A | 5.01 | N/A | N/A | N/A | N/A | N/A | 1.2 | 5.01 | Calorimeter Room | 4.0666 | 4.1857 | N/A | - | N/A | N/A | N/A | N/A | N/A | N/A | N/A | N/A | N/A | N/A | N/A | N/A | N/A | N/A | N/A | N/A | N/A | Single | R32 | Australia,Fiji,New Zealand | 143404 | 2026-12-02 |  | Approved | Reverse Cycle | N/A | Yes | Class 9 | Yes | N/A | N/A | N/A | N/A | N/A | N/A | N/A | Available | N/A | N/A | https://www.superen.com.au |  | N/A |  |  | AAC6378 | Yes | Variable output compressor | Inverter | No | - | 5010 | 1.25 | - | 440 | 2500 | No | - | - | - | 1142.5 | 5395.77 | No | 402.16 | 2692.5 | Yes | 330 | 2400 | 5010 | 1.2 | 460 | 2570 | No | - | - | No | - | - | - | 2000 | 5400 | No | - | - | - | - | - | - | - | - | No | - | - | No | - | - | 44.4 | 53 | 5.075 | 4.982 | 5.554 | 6.599 | 6.198 | 6.023 | 262 | 406 | 1165 | 541 | 682 | 1548 | 3.5 | 3 | 4 | 4.019 | 4.558 | 5.105 | 4.313 | 4.781 | 5.113 | 1643 | 616 | 100 | 527 | 277 | 66 | 2.5 | 3 | 3.5 | No | - | - | - | - | N/A | N/A | N/A | 7 | 3.9335 | 4.0943
[SEER Non Multi-Split <=65kW] GEMS (Air Conditioners up to 65kW) Determination 2019 | MEPS 2019 | AS/NZS 3823.1.1:2012 | DGWA1-ACDC-24KR2 |  | N/A | Solar ACDC | N/A | Non Ducted | Single Split System | Wall Hung | Air | Air | China | 1.69 | N/A | 6.4 | N/A | N/A | N/A | N/A | N/A | 1.78 | 7.03 | Calorimeter Room | 3.7229 | 4.0114 | N/A | - | N/A | N/A | N/A | N/A | N/A | N/A | N/A | N/A | N/A | N/A | N/A | N/A | N/A | N/A | N/A | N/A | N/A | Single | R32 | Australia,Fiji,New Zealand | 143405 | 2026-12-02 |  | Approved | Reverse Cycle | N/A | Yes | Class 9 | Yes | N/A | N/A | N/A | N/A | N/A | N/A | N/A | Available | N/A | N/A | https://www.superen.com.au |  | N/A |  |  | AAC6377 | Yes | Variable output compressor | Inverter | No | - | 6400 | 1.69 | - | 630 | 3200 | Yes | 290 | 2050 | - | 1544.66 | 6892.8 | No | 575.82 | 3446.4 | - | 290 | 2050 | 7030 | 1.78 | 640 | 3500 | No | - | - | No | - | - | - | 2700 | 7200 | No | - | - | - | - | - | - | - | - | No | - | - | No | - | - | 50.2 | 56 | 4.811 | 4.703 | 5.118 | 5.772 | 5.553 | 5.449 | 358 | 556 | 1621 | 797 | 979 | 2191 | 3 | 3 | 3.5 | 3.874 | 4.419 | 5.007 | 4.188 | 4.664 | 5.019 | 2385 | 883 | 135 | 755 | 392 | 88 | 2 | 2.5 | 3.5 | No | - | - | - | - | N/A | N/A | N/A | 7 | 3.7347 | 3.8976
[SEER Non Multi-Split <=65kW] GEMS (Air Conditioners up to 65kW) Determination 2019 | MEPS 2019 | AS/NZS 3823.1.1:2012 | DGWA1-ACDCBLW-18K |  | N/A | Solar ACDC | N/A | Non Ducted | Single Split System | Wall Hung | Air | Air | China | 1.35 | N/A | 5.01 | N/A | N/A | N/A | N/A | N/A | 1.3 | 5.27 | Calorimeter Room | 3.6996 | 4.045 | N/A | - | N/A | N/A | N/A | N/A | N/A | N/A | N/A | N/A | N/A | N/A | N/A | N/A | N/A | N/A | N/A | N/A | N/A | Single | R410A | Australia,Fiji,New Zealand | 136884 | 2026-03-23 |  | Approved | Reverse Cycle | N/A | No | Class 9 | No | N/A | N/A | N/A | N/A | N/A | N/A | N/A | Unavailable | N/A | N/A | https://www.superen.com.au |  | N/A |  |  | AAC5858 | Yes | Variable output compressor | Inverter | No | - | 5010 | 1.35 | - | 460 | 2500 | No | - | - | - | 1233.9 | 5395.77 | No | 420.44 | 2692.5 | No | - | - | 5270 | 1.3 | 450 | 2630 | No | - | - | No | - | - | - | 2100 | 5600 | No | - | - | - | - | - | - | - | - | No | - | - | No | - | - | 44.4 | 53 | 4.735 | 4.613 | 5.145 | 6.004 | 5.633 | 5.574 | 281 | 440 | 1259 | 596 | 752 | 1673 | 3 | 3 | 3.5 | 4.081 | 4.689 | 5.346 | 4.431 | 4.963 | 5.361 | 1702 | 629 | 100 | 539 | 280 | 66 | 2.5 | 3 | 3.5 | No | - | - | - | - | N/A | N/A | N/A | 7 | 3.6472 | 3.9814
[SEER Non Multi-Split <=65kW] GEMS (Air Conditioners up to 65kW) Determination 2019 | MEPS 2019 | AS/NZS 3823.1.1:2012 | DGWA1-ACDCBLW-24K |  | N/A | Solar ACDC | N/A | Non Ducted | Single Split System | Wall Hung | Air | Air | China | 1.79 | N/A | 6.44 | N/A | N/A | N/A | N/A | N/A | 1.9 | 7 | Calorimeter Room | 3.6744 | 3.7489 | N/A | - | N/A | N/A | N/A | N/A | N/A | N/A | N/A | N/A | N/A | N/A | N/A | N/A | N/A | N/A | N/A | N/A | N/A | Single | R410A | Australia,Fiji,New Zealand | 136888 | 2026-03-23 |  | Approved | Reverse Cycle | N/A | No | Class 9 | No | N/A | N/A | N/A | N/A | N/A | N/A | N/A | Unavailable | N/A | N/A | https://www.superen.com.au |  | N/A |  |  | AAC5859 | Yes | Variable output compressor | Inverter | No | - | 6440 | 1.79 | - | 600 | 3220 | No | - | - | - | 1636.06 | 6935.88 | No | 548.4 | 3467.94 | No | - | - | 7000 | 1.9 | 670 | 3500 | No | - | - | No | - | - | - | 3000 | 7600 | No | - | - | - | - | - | - | - | - | No | - | - | No | - | - | 50.2 | 56 | 4.8 | 4.633 | 5.085 | 5.994 | 5.6 | 5.498 | 361 | 569 | 1642 | 771 | 976 | 2185 | 3 | 3 | 3.5 | 3.758 | 4.253 | 4.785 | 4.042 | 4.471 | 4.793 | 2448 | 912 | 140 | 778 | 406 | 91 | 2 | 2.5 | 3 | No | - | - | - | - | N/A | N/A | N/A | 7 | 3.5508 | 3.6389
[SEER Non Multi-Split <=65kW] GEMS (Air Conditioners up to 65kW) Determination 2019 | MEPS 2019 | AS/NZS 3823.1.1:2012 | DGWA2-ACDC-12KR2 |  | N/A | Solar ACDC | N/A | Non Ducted | Single Split System | Wall Hung | Air | Air | China | 0.86 | N/A | 3.5 | N/A | N/A | N/A | N/A | N/A | 0.87 | 3.5 | Calorimeter Room | 4.0489 | 4.0031 | N/A | - | N/A | N/A | N/A | N/A | N/A | N/A | N/A | N/A | N/A | N/A | N/A | N/A | N/A | N/A | N/A | N/A | N/A | Single | R32 | Australia,Fiji,New Zealand | 143401 | 2027-02-01 |  | Approved | Reverse Cycle | N/A | Yes | Class 8 | Yes | N/A | N/A | N/A | N/A | N/A | N/A | N/A | Available | N/A | N/A | https://www.superen.com.au |  | N/A |  |  | AAC6429 | Yes | Variable output compressor | Inverter | No | - | 3500 | 0.86 | - | 300 | 1750 | No | - | - | - | 786.04 | 3769.5 | No | 274.2 | 1884.75 | Yes | 160 | 1280 | 3500 | 0.87 | 310 | 1750 | No | - | - | No | - | - | - | 1650 | 4200 | No | - | - | - | - | - | - | - | - | No | - | - | No | - | - | 42.5 | 51.4 | 5.085 | 5.03 | 5.685 | 6.907 | 6.49 | 6.208 | 180 | 278 | 792 | 358 | 452 | 1046 | 3.5 | 3.5 | 4 | 4.082 | 4.609 | 5.172 | 4.379 | 4.838 | 5.18 | 1133 | 428 | 72 | 365 | 194 | 48 | 2.5 | 3 | 3.5 | No | - | - | - | - | N/A | N/A | N/A | 6 | 3.976 | 3.9313
[SEER Non Multi-Split <=65kW] GEMS (Air Conditioners up to 65kW) Determination 2019 | MEPS 2019 | AS/NZS 3823.1.1:2012 | DGWA2-ACDCBLW-12K |  | N/A | Solar ACDC | N/A | Non Ducted | Single Split System | Wall Hung | Air | Air | China | 0.91 | N/A | 3.51 | N/A | N/A | N/A | N/A | N/A | 0.94 | 3.6 | Calorimeter Room | 3.7876 | 3.7752 | N/A | - | N/A | N/A | N/A | N/A | N/A | N/A | N/A | N/A | N/A | N/A | N/A | N/A | N/A | N/A | N/A | N/A | N/A | Single | R410A | Australia,Fiji,New Zealand | 136885 | 2026-03-24 |  | Approved | Reverse Cycle | N/A | No | Class 8 | No | N/A | N/A | N/A | N/A | N/A | N/A | N/A | Available | N/A | N/A | https://www.superen.com.au |  | N/A |  |  | AAC5862 | Yes | Variable output compressor | Inverter | No | - | 3510 | 0.91 | - | 310 | 1750 | No | - | - | - | 831.74 | 3780.27 | No | 283.34 | 1884.75 | No | - | - | 3600 | 0.94 | 330 | 1800 | No | - | - | No | - | - | - | 1650 | 4500 | No | - | - | - | - | - | - | - | - | No | - | - | No | - | - | 42.5 | 51.4 | 4.751 | 4.665 | 5.296 | 6.139 | 5.778 | 5.757 | 194 | 302 | 854 | 406 | 511 | 1132 | 3 | 3 | 3.5 | 4.069 | 4.531 | 5.006 | 4.317 | 4.716 | 5.008 | 1169 | 447 | 75 | 380 | 204 | 50 | 2.5 | 3 | 3.5 | No | - | - | - | - | N/A | N/A | N/A | 6 | 3.7731 | 3.7489
[SEER Non Multi-Split <=65kW] GEMS (Air Conditioners up to 65kW) Determination 2019 | MEPS 2019 | AS/NZS 3823.1.2:2012 | DLMDWA1-ACDC-18K |  | N/A | Solar ACDC | N/A | Ducted | Single Split System | - | Air | Air | China | 1.4 | N/A | 5.15 | N/A | N/A | N/A | N/A | N/A | 1.31 | 5.2 | Calorimeter Room | 3.7542 | 3.9757 | N/A | - | N/A | N/A | N/A | N/A | N/A | N/A | N/A | N/A | N/A | N/A | N/A | N/A | N/A | N/A | N/A | N/A | N/A | Single | R410A | Australia,Fiji,New Zealand | 137307 | 2026-04-13 |  | Approved | Reverse Cycle | N/A | Yes | Class 10 | Yes | N/A | N/A | N/A | N/A | N/A | N/A | N/A | Available | N/A | N/A | https://www.superen.com.au |  | N/A |  |  | AAC5891 | Yes | Variable output compressor | Inverter | No | - | 5150 | 1.4 | - | 500 | 2600 | No | - | - | - | 1279.6 | 5546.55 | No | 457 | 2800.2 | No | - | - | 5200 | 1.31 | 500 | 2600 | No | - | - | No | - | - | - | 1950 | 5100 | No | - | - | - | - | - | - | - | - | No | - | - | No | - | - | - | 53.8 | 4.459 | 4.384 | 4.96 | 5.708 | 5.381 | 5.377 | 304 | 472 | 1338 | 641 | 806 | 1780 | 2.5 | 2.5 | 3 | 3.7 | 4.207 | 4.76 | 3.994 | 4.438 | 4.771 | 1855 | 695 | 114 | 593 | 312 | 75 | 2 | 2.5 | 3 | No | - | - | - | - | N/A | N/A | N/A | 9 | 3.6003 | 3.8794
[SEER Non Multi-Split <=65kW] GEMS (Air Conditioners up to 65kW) Determination 2019 | MEPS 2019 | AS/NZS 3823.1.2:2012 | DLMDWA1-ACDC-24K |  | N/A | Solar ACDC | N/A | Ducted | Single Split System | - | Air | Air | China | 1.85 | N/A | 6.75 | N/A | N/A | N/A | N/A | N/A | 1.95 | 7.4 | Calorimeter Room | 3.5925 | 3.7588 | N/A | - | N/A | N/A | N/A | N/A | N/A | N/A | N/A | N/A | N/A | N/A | N/A | N/A | N/A | N/A | N/A | N/A | N/A | Single | R410A | Australia,Fiji,New Zealand | 137314 | 2026-04-13 |  | Approved | Reverse Cycle | N/A | Yes | Class 10 | Yes | N/A | N/A | N/A | N/A | N/A | N/A | N/A | Unavailable | N/A | N/A | https://www.superen.com.au |  | N/A |  |  | AAC5894 | Yes | Variable output compressor | Inverter | No | - | 6750 | 1.85 | - | 660 | 3350 | No | - | - | - | 1690.9 | 7269.75 | No | 603.24 | 3607.95 | No | - | - | 7400 | 1.95 | 720 | 3700 | No | - | - | No | - | - | - | 2900 | 6900 | No | - | - | - | - | - | - | - | - | No | - | - | No | - | - | - | 58.8 | 4.545 | 4.44 | 4.919 | 5.69 | 5.351 | 5.307 | 397 | 618 | 1776 | 849 | 1068 | 2370 | 3 | 2.5 | 3 | 3.504 | 4.038 | 4.69 | 3.842 | 4.319 | 4.71 | 2778 | 1019 | 155 | 868 | 448 | 101 | 2 | 2.5 | 3 | No | - | - | - | - | N/A | N/A | N/A | 9 | 3.5896 | 3.7366
[Unitary Single-Duct] GEMS (Air Conditioners up to 65kW) Determination 2019 | MEPS 2019 | AS/NZS 3823.1.5:2015 | GGSAP2560W |  | N/A | Solt | N/A | Non Ducted | Portable | N/A | N/A | N/A | China | 1 | N/A | 2.56 | N/A | N/A | N/A | N/A | N/A | 0 | 0 | Calorimeter Room | 2.609 | 0 | N/A | N/A | N/A | N/A | N/A | N/A | N/A | N/A | N/A | N/A | N/A | N/A | N/A | N/A | N/A | N/A | N/A | N/A | Calorimeter Room | Single | R290 | Australia,Fiji,New Zealand | 131732 | 2025-08-19 |  | Approved | Cooling Only | N/A | N/A | Class 4 | N/A | N/A | N/A | N/A | N/A | N/A | N/A | N/A | Available | N/A | N/A |  |  | N/A |  |  | AAC5169 | No | N/A | N/A | N/A | N/A | 2560 | 1 | N/A | N/A | N/A | N/A | N/A | N/A | N/A | N/A | N/A | N/A | N/A | N/A | N/A | N/A | N/A | 0 | 0 | N/A | N/A | N/A | N/A | N/A | N/A | N/A | N/A | N/A | N/A | N/A | N/A | N/A | N/A | N/A | N/A | N/A | N/A | N/A | N/A | N/A | N/A | N/A | N/A | N/A | N/A | 63 | N/A | N/A | N/A | N/A | N/A | N/A | N/A | 545 | 840 | 2247 | N/A | N/A | N/A | 0 | 0 | 0 | N/A | N/A | N/A | N/A | N/A | N/A | 0 | 0 | 0 | N/A | N/A | N/A | 0 | 0 | 0 | N/A | No | 0 | 0 | 0 | 0 | 0 | 0 | N/A | 2.56 | 0
[Unitary Single-Duct] GEMS (Air Conditioners up to 65kW) Determination 2019 | MEPS 2019 | AS/NZS 3823.1.5:2015 | GGSAP3500W |  | N/A | Solt | N/A | Non Ducted | Portable | N/A | N/A | N/A | China | 1.23 | N/A | 3.5 | N/A | N/A | N/A | N/A | N/A | - | - | Calorimeter Room | 2.8783 | - | N/A | N/A | N/A | N/A | N/A | N/A | N/A | N/A | N/A | N/A | N/A | N/A | N/A | N/A | N/A | N/A | N/A | N/A | Calorimeter Room | Single | R290 | Australia,Fiji,New Zealand | 161513 | 2029-05-08 |  | Approved | Cooling Only | N/A | N/A | Class 4 | N/A | N/A | N/A | N/A | N/A | N/A | N/A | N/A | Available | N/A | N/A |  |  | N/A |  |  | AAC8210 | No | N/A | N/A | N/A | N/A | 3500 | 1.23 | N/A | N/A | N/A | N/A | N/A | N/A | N/A | N/A | N/A | N/A | N/A | N/A | N/A | N/A | N/A | - | - | N/A | N/A | N/A | N/A | N/A | N/A | N/A | N/A | N/A | N/A | N/A | N/A | N/A | N/A | N/A | N/A | N/A | N/A | N/A | N/A | N/A | N/A | N/A | N/A | N/A | N/A | 63.54 | N/A | N/A | N/A | N/A | N/A | N/A | N/A | 670 | 1033 | 2764 | N/A | N/A | N/A | 0 | 0 | 0 | N/A | N/A | N/A | N/A | N/A | N/A | - | - | - | N/A | N/A | N/A | - | - | - | N/A | No | - | - | - | - | - | - | N/A | 2.8455 | -
[SEER Multi-Split <=65kW] GEMS (Air Conditioners up to 65kW) Determination 2019 | MEPS 2019 | AS/NZS 3823.1.4:2012 | AM140C-5 |  | N/A | SPT | N/A | Non Ducted | fixed | N/A | Air | Air | China | 3.7 | N/A | 13.6 | N/A | N/A | N/A | N/A | N/A | 3.1 | 14.4 | Enthalpy Test Room | 3.4747 | 4.2763 | N/A | - | N/A | N/A | N/A | N/A | N/A | N/A | N/A | N/A | N/A | N/A | N/A | N/A | N/A | N/A | N/A | N/A | N/A | Single | R32 | Australia,Fiji,New Zealand | 161114 | 2029-04-30 |  | Approved | Reverse Cycle | N/A | Yes | Class 20 | Yes | N/A | N/A | N/A | N/A | N/A | N/A | N/A | Available | N/A | N/A |  |  | N/A |  |  | AAC8196 | Yes | Variable output compressor | Inverter | No | - | 13600 | 3.7 | - | 1300 | 7480 | Yes | 800 | 5100 | - | 3381.8 | 14647.2 | Yes | 1020 | 7600 | - | 590 | 5000 | 14400 | 3.1 | 1270 | 6800 | Yes | 660 | 3800 | Yes | 4900 | 15000 | No | - | - | No | - | - | - | - | - | No | - | - | No | - | - | No | - | - | N/A | 69.4 | 5.529 | 5.314 | 5.955 | 8.867 | 7.59 | 6.838 | 650 | 1033 | 2947 | 1084 | 1506 | 3697 | 4 | 3.5 | 4 | 4.347 | 4.832 | 5.468 | 4.709 | 5.182 | 5.527 | 4366 | 1667 | 266 | 1386 | 733 | 174 | 2.5 | 3 | 3.5 | N/A | N/A | N/A | N/A | N/A | N/A | N/A | N/A | 18.224 | 3.6155 | 4.5547
[SEER Multi-Split <=65kW] GEMS (Air Conditioners up to 65kW) Determination 2019 | MEPS 2019 | AS/NZS 3823.1.4:2012 | AM180C-6 |  | N/A | SPT | N/A | Non Ducted | fixed | N/A | Air | Air | China | 4.9 | N/A | 18 | N/A | N/A | N/A | N/A | N/A | 5.05 | 20.7 | Enthalpy Test Room | 3.6276 | 3.8928 | N/A | - | N/A | N/A | N/A | N/A | N/A | N/A | N/A | N/A | N/A | N/A | N/A | N/A | N/A | N/A | N/A | N/A | N/A | Single | R32 | Australia,Fiji,New Zealand | 163527 | 2029-08-05 |  | Approved | Reverse Cycle | N/A | Yes | Class 20 | Yes | N/A | N/A | N/A | N/A | N/A | N/A | N/A | Available | N/A | N/A |  |  | N/A |  |  | AAC8379 | Yes | Variable output compressor | Inverter | No | - | 18000 | 4.9 | - | 1690 | 9250 | Yes | 840 | 5100 | - | 4478.6 | 19386 | Yes | 1335 | 9550 | - | 680 | 5600 | 20700 | 5.05 | 1850 | 9850 | Yes | 930 | 5260 | Yes | 6500 | 17800 | No | - | - | No | - | - | - | - | - | No | - | - | No | - | - | No | - | - | N/A | 71 | 5.417 | 5.217 | 5.794 | 8.212 | 7.217 | 6.593 | 884 | 1399 | 4016 | 1558 | 2103 | 5081 | 3.5 | 3.5 | 4 | 3.801 | 4.5 | 5.378 | 4.28 | 4.946 | 5.448 | 7160 | 2557 | 378 | 2178 | 1093 | 244 | 2 | 3 | 3.5 | N/A | N/A | N/A | N/A | N/A | N/A | N/A | N/A | 22.1 | 3.6183 | 4.0393
[SEER Multi-Split <=65kW] GEMS (Air Conditioners up to 65kW) Determination 2019 | MEPS 2019 | AS/NZS 3823.1.4:2012 | AV210C-9 |  | N/A | SPT | N/A | Non Ducted | vrf | N/A | Air | Air | China | 3.2 | N/A | 15.5 | N/A | N/A | N/A | N/A | N/A | 5.15 | 21 | Enthalpy Test Room | 4.6894 | 4.1704 | N/A | - | N/A | N/A | N/A | N/A | N/A | N/A | N/A | N/A | N/A | N/A | N/A | N/A | N/A | N/A | N/A | N/A | N/A | Single | R410A | Australia,Fiji,New Zealand | 163680 | 2029-08-05 |  | Approved | Reverse Cycle | N/A | No | Class 20 | No | N/A | N/A | N/A | N/A | N/A | N/A | N/A | Available | N/A | N/A |  |  | N/A |  |  | AAC8380 | Yes | Variable output compressor | Inverter | No | - | 15500 | 3.2 | - | 1280 | 7700 | No | - | - | - | 2924.8 | 16693.5 | No | 1169.92 | 8292.9 | No | - | - | 21000 | 5.15 | 1810 | 10350 | Yes | 720 | 4150 | Yes | 6300 | 19650 | Yes | 4600 | 16700 | No | - | - | - | - | - | No | - | - | No | - | - | No | - | - | N/A | 69.7 | 5.145 | 5.167 | 5.97 | 6.634 | 6.327 | 6.451 | 782 | 1191 | 3332 | 1650 | 2052 | 4453 | 3.5 | 3.5 | 4 | 4.185 | 4.805 | 5.651 | 4.647 | 5.248 | 5.733 | 6616 | 2449 | 383 | 2051 | 1061 | 250 | 2.5 | 3 | 4 | N/A | N/A | N/A | N/A | N/A | N/A | N/A | N/A | 28.5 | 4.7022 | 4.0028
[SEER Non Multi-Split <=65kW] GEMS (Air Conditioners up to 65kW) Determination 2019 | MEPS 2019 | AS/NZS 3823.1.1:2012 | AW028C-1 / AW028E |  | N/A | SPT | N/A | Non Ducted | Single Split System | Wall Hung | Air | Air | China | 0.51 | N/A | 2.8 | N/A | N/A | N/A | N/A | N/A | 0.51 | 2.85 | Calorimeter Room | 5.0357 | 5.155 | N/A | - | N/A | N/A | N/A | N/A | N/A | N/A | N/A | N/A | N/A | N/A | N/A | N/A | N/A | N/A | N/A | N/A | N/A | Single | R32 | Australia,Fiji,New Zealand | 158127 | 2028-12-03 |  | Approved | Reverse Cycle | N/A | Yes | Class 8 | Yes | N/A | N/A | N/A | N/A | N/A | N/A | N/A | Available | N/A | N/A |  |  | N/A |  |  | AAC7926 | Yes | Variable output compressor | Inverter | No | - | 2800 | 0.51 | - | 220 | 1300 | Yes | 180 | 980 | - | 466.14 | 3015.6 | Yes | 150 | 1400 | - | 110 | 1040 | 2850 | 0.51 | 220 | 1410 | Yes | 160 | 1020 | Yes | 1050 | 3500 | No | - | - | No | - | - | - | - | - | No | - | - | No | - | - | No | - | - | 55.3 | 57.8 | 8.347 | 8.003 | 8.67 | 18.707 | 13.029 | 10.844 | 92 | 145 | 421 | 107 | 183 | 483 | 6.5 | 6.5 | 7 | 5.237 | 5.667 | 6.138 | 5.46 | 5.826 | 6.107 | 713 | 276 | 41 | 232 | 125 | 27 | 3.5 | 4 | 4.5 | No | - | - | - | - | N/A | N/A | N/A | 1 | 5.454 | 5.5514
[SEER Non Multi-Split <=65kW] GEMS (Air Conditioners up to 65kW) Determination 2019 | MEPS 2019 | AS/NZS 3823.1.1:2012 | AW036C-1/AW036E |  | N/A | SPT | N/A | Non Ducted | Single Split System | Wall Hung | Air | Air | China | 0.76 | N/A | 3.6 | N/A | N/A | N/A | N/A | N/A | 0.82 | 3.9 | Calorimeter Room | 4.3932 | 4.4562 | N/A | - | N/A | N/A | N/A | N/A | N/A | N/A | N/A | N/A | N/A | N/A | N/A | N/A | N/A | N/A | N/A | N/A | N/A | Single | R32 | Australia,Fiji,New Zealand | 161110 | 2029-04-29 |  | Approved | Reverse Cycle | N/A | Yes | Class 8 | Yes | N/A | N/A | N/A | N/A | N/A | N/A | N/A | Available | N/A | N/A |  |  | N/A |  |  | AAC8195 | Yes | Variable output compressor | Inverter | No | - | 3600 | 0.76 | - | 310 | 1900 | Yes | 180 | 1000 | - | 694.64 | 3877.2 | Yes | 250 | 1940 | - | 110 | 1050 | 3900 | 0.82 | 310 | 1890 | Yes | 160 | 1090 | Yes | 1080 | 3650 | No | - | - | No | - | - | - | - | - | No | - | - | No | - | - | No | - | - | 56.4 | 58.5 | 7.349 | 7.079 | 7.282 | 15.687 | 11.2 | 8.555 | 136 | 213 | 646 | 166 | 275 | 789 | 5.5 | 5.5 | 5.5 | 4.594 | 5.322 | 6.326 | 5.15 | 5.872 | 6.436 | 1110 | 400 | 54 | 335 | 168 | 33 | 3 | 3.5 | 4.5 | No | - | - | - | - | N/A | N/A | N/A | 0.768 | 4.7207 | 4.7411
[SEER Non Multi-Split <=65kW] GEMS (Air Conditioners up to 65kW) Determination 2019 | MEPS 2019 | AS/NZS 3823.1.1:2012 | AW052C-1 / AW052E |  | N/A | SPT | N/A | Non Ducted | Single Split System | Wall Hung | Air | Air | China | 1.21 | N/A | 5.2 | N/A | N/A | N/A | N/A | N/A | 1.27 | 5.6 | Calorimeter Room | 3.9435 | 4.1202 | N/A | - | N/A | N/A | N/A | N/A | N/A | N/A | N/A | N/A | N/A | N/A | N/A | N/A | N/A | N/A | N/A | N/A | N/A | Single | R32 | Australia,Fiji,New Zealand | 158128 | 2028-11-29 |  | Approved | Reverse Cycle | N/A | Yes | Class 9 | Yes | N/A | N/A | N/A | N/A | N/A | N/A | N/A | Available | N/A | N/A |  |  | N/A |  |  | AAC7920 | Yes | Variable output compressor | Inverter | No | - | 5200 | 1.21 | - | 530 | 2590 | Yes | 480 | 2340 | - | 1105.94 | 5600.4 | Yes | 390 | 2680 | - | 320 | 2300 | 5600 | 1.27 | 520 | 2800 | Yes | 460 | 2500 | Yes | 1800 | 5000 | No | - | - | No | - | - | - | - | - | No | - | - | No | - | - | No | - | - | 59.81 | 65.24 | 6.289 | 6.029 | 6.356 | 10.946 | 8.586 | 7.451 | 230 | 362 | 1070 | 345 | 520 | 1308 | 4.5 | 4.5 | 4.5 | 3.906 | 4.541 | 5.071 | 4.209 | 4.739 | 5.063 | 1874 | 672 | 95 | 589 | 298 | 60 | 2 | 3 | 3.5 | No | - | - | - | - | N/A | N/A | N/A | 1 | 4.2855 | 4.3977
[SEER Non Multi-Split <=65kW] GEMS (Air Conditioners up to 65kW) Determination 2019 | MEPS 2019 | AS/NZS 3823.1.1:2012 | AW073C-1 / AW073E |  | N/A | SPT | N/A | Non Ducted | Single Split System | Wall Hung | Air | Air | China | 1.88 | N/A | 7.3 | N/A | N/A | N/A | N/A | N/A | 1.97 | 8.1 | Calorimeter Room | 3.5353 | 3.7408 | N/A | - | N/A | N/A | N/A | N/A | N/A | N/A | N/A | N/A | N/A | N/A | N/A | N/A | N/A | N/A | N/A | N/A | N/A | Single | R32 | Australia,Fiji,New Zealand | 158130 | 2028-11-29 |  | Approved | Reverse Cycle | N/A | Yes | Class 9 | Yes | N/A | N/A | N/A | N/A | N/A | N/A | N/A | Available | N/A | N/A |  |  | N/A |  |  | AAC7919 | Yes | Variable output compressor | Inverter | No | - | 7300 | 1.88 | - | 700 | 3500 | Yes | 630 | 3000 | - | 1718.32 | 7862.1 | Yes | 610 | 3860 | - | 490 | 3350 | 8100 | 1.97 | 750 | 3900 | Yes | 470 | 2400 | Yes | 2850 | 8050 | No | - | - | No | - | - | - | - | - | No | - | - | No | - | - | No | - | - | 62.2 | 65 | 5.694 | 5.44 | 5.658 | 8.046 | 7.012 | 6.276 | 358 | 564 | 1688 | 662 | 895 | 2182 | 4 | 3.5 | 4 | 3.952 | 4.434 | 4.998 | 4.248 | 4.66 | 4.985 | 2679 | 995 | 138 | 843 | 437 | 87 | 2 | 2.5 | 3 | No | - | - | - | - | N/A | N/A | N/A | 1 | 3.876 | 4.1046
[Unitary Single-Duct] GEMS (Air Conditioners up to 65kW) Determination 2019 | MEPS 2019 | AS/NZS 3823.1.5:2015 | A007*-10C | A007*-10C | N/A | STIRLING | N/A | Non Ducted | Portable | N/A | N/A | N/A | China | 1 | N/A | 2.7 | N/A | N/A | N/A | N/A | N/A | 0 | 0 | Calorimeter Room | 2.6968 | 0 | N/A | N/A | N/A | N/A | N/A | N/A | N/A | N/A | N/A | N/A | N/A | N/A | N/A | N/A | N/A | N/A | N/A | N/A | Calorimeter Room | Single | R290 | Australia,New Zealand | 130591 | 2025-07-20 |  | Approved | Cooling Only | N/A | N/A | Class 4 | N/A | N/A | N/A | N/A | N/A | N/A | N/A | N/A | Available | N/A | N/A |  |  | N/A |  |  | AAC5031 | No | N/A | N/A | N/A | N/A | 2700 | 1 | N/A | N/A | N/A | N/A | N/A | N/A | N/A | N/A | N/A | N/A | N/A | N/A | N/A | N/A | N/A | 0 | 0 | N/A | N/A | N/A | N/A | N/A | N/A | N/A | N/A | N/A | N/A | N/A | N/A | N/A | N/A | N/A | N/A | N/A | N/A | N/A | N/A | N/A | N/A | N/A | N/A | N/A | N/A | 67 | N/A | N/A | N/A | N/A | N/A | N/A | N/A | 545 | 840 | 2247 | N/A | N/A | N/A | 0 | 0 | 0 | N/A | N/A | N/A | N/A | N/A | N/A | 0 | 0 | 0 | N/A | N/A | N/A | 0 | 0 | 0 | N/A | No | 0 | 0 | 0 | 0 | 0 | 0 | N/A | 2.7 | 0
[Unitary Single-Duct] GEMS (Air Conditioners up to 65kW) Determination 2019 | MEPS 2019 | AS/NZS 3823.1.5:2015 | A007C-10C | A007*-10C | N/A | STIRLING | N/A | Non Ducted | Portable | N/A | N/A | N/A | China | 1 | N/A | 2.7 | N/A | N/A | N/A | N/A | N/A | 0 | 0 | Calorimeter Room | 2.6968 | 0 | N/A | N/A | N/A | N/A | N/A | N/A | N/A | N/A | N/A | N/A | N/A | N/A | N/A | N/A | N/A | N/A | N/A | N/A | Calorimeter Room | Single | R290 | Australia,New Zealand | 130591 | 2025-07-20 |  | Approved | Cooling Only | N/A | N/A | Class 4 | N/A | N/A | N/A | N/A | N/A | N/A | N/A | N/A | Available | N/A | N/A |  |  | N/A |  |  | AAC5031 | No | N/A | N/A | N/A | N/A | 2700 | 1 | N/A | N/A | N/A | N/A | N/A | N/A | N/A | N/A | N/A | N/A | N/A | N/A | N/A | N/A | N/A | 0 | 0 | N/A | N/A | N/A | N/A | N/A | N/A | N/A | N/A | N/A | N/A | N/A | N/A | N/A | N/A | N/A | N/A | N/A | N/A | N/A | N/A | N/A | N/A | N/A | N/A | N/A | N/A | 67 | N/A | N/A | N/A | N/A | N/A | N/A | N/A | 545 | 840 | 2247 | N/A | N/A | N/A | 0 | 0 | 0 | N/A | N/A | N/A | N/A | N/A | N/A | 0 | 0 | 0 | N/A | N/A | N/A | 0 | 0 | 0 | N/A | No | 0 | 0 | 0 | 0 | 0 | 0 | N/A | 2.7 | 0
[Unitary Single-Duct] GEMS (Air Conditioners up to 65kW) Determination 2019 | MEPS 2019 | AS/NZS 3823.1.5:2015 | A007E-07C | A007X-07C | N/A | STIRLING | N/A | Non Ducted | Portable | N/A | N/A | N/A | China | 0.71 | N/A | 1.9 | N/A | N/A | N/A | N/A | N/A | 0 | 0 | Calorimeter Room | 2.7205 | 0 | N/A | N/A | N/A | N/A | N/A | N/A | N/A | N/A | N/A | N/A | N/A | N/A | N/A | N/A | N/A | N/A | N/A | N/A | Calorimeter Room | Single | R290 | Australia,New Zealand | 131000 | 2025-07-24 |  | Approved | Cooling Only | N/A | N/A | Class 4 | N/A | N/A | N/A | N/A | N/A | N/A | N/A | N/A | Available | N/A | N/A |  |  | N/A |  |  | AAC5041 | No | N/A | N/A | N/A | N/A | 1900 | 0.71 | N/A | N/A | N/A | N/A | N/A | N/A | N/A | N/A | N/A | N/A | N/A | N/A | N/A | N/A | N/A | 0 | 0 | N/A | N/A | N/A | N/A | N/A | N/A | N/A | N/A | N/A | N/A | N/A | N/A | N/A | N/A | N/A | N/A | N/A | N/A | N/A | N/A | N/A | N/A | N/A | N/A | N/A | N/A | 66 | N/A | N/A | N/A | N/A | N/A | N/A | N/A | 387 | 596 | 1595 | N/A | N/A | N/A | 0 | 0 | 0 | N/A | N/A | N/A | N/A | N/A | N/A | 0 | 0 | 0 | N/A | N/A | N/A | 0 | 0 | 0 | N/A | No | 0 | 0 | 0 | 0 | 0 | 0 | N/A | 2.6761 | 0
[Unitary Single-Duct] GEMS (Air Conditioners up to 65kW) Determination 2019 | MEPS 2019 | AS/NZS 3823.1.5:2015 | A007X-07C | A007X-07C | N/A | STIRLING | N/A | Non Ducted | Portable | N/A | N/A | N/A | China | 0.71 | N/A | 1.9 | N/A | N/A | N/A | N/A | N/A | 0 | 0 | Calorimeter Room | 2.7205 | 0 | N/A | N/A | N/A | N/A | N/A | N/A | N/A | N/A | N/A | N/A | N/A | N/A | N/A | N/A | N/A | N/A | N/A | N/A | Calorimeter Room | Single | R290 | Australia,New Zealand | 131000 | 2025-07-24 |  | Approved | Cooling Only | N/A | N/A | Class 4 | N/A | N/A | N/A | N/A | N/A | N/A | N/A | N/A | Available | N/A | N/A |  |  | N/A |  |  | AAC5041 | No | N/A | N/A | N/A | N/A | 1900 | 0.71 | N/A | N/A | N/A | N/A | N/A | N/A | N/A | N/A | N/A | N/A | N/A | N/A | N/A | N/A | N/A | 0 | 0 | N/A | N/A | N/A | N/A | N/A | N/A | N/A | N/A | N/A | N/A | N/A | N/A | N/A | N/A | N/A | N/A | N/A | N/A | N/A | N/A | N/A | N/A | N/A | N/A | N/A | N/A | 66 | N/A | N/A | N/A | N/A | N/A | N/A | N/A | 387 | 596 | 1595 | N/A | N/A | N/A | 0 | 0 | 0 | N/A | N/A | N/A | N/A | N/A | N/A | 0 | 0 | 0 | N/A | N/A | N/A | 0 | 0 | 0 | N/A | No | 0 | 0 | 0 | 0 | 0 | 0 | N/A | 2.6761 | 0
[Unitary Single-Duct] GEMS (Air Conditioners up to 65kW) Determination 2019 | MEPS 2019 | AS/NZS 3823.1.5:2015 | A018*-12C | A018*-12C | N/A | STIRLING | N/A | Non Ducted | Portable | N/A | N/A | N/A | China | 1.32 | N/A | 3.3 | N/A | N/A | N/A | N/A | N/A | 0 | 0 | Calorimeter Room | 2.5324 | 0 | N/A | N/A | N/A | N/A | N/A | N/A | N/A | N/A | N/A | N/A | N/A | N/A | N/A | N/A | N/A | N/A | N/A | N/A | Calorimeter Room | Single | R290 | Australia,New Zealand | 129944 | 2025-06-24 |  | Approved | Cooling Only | N/A | N/A | Class 4 | N/A | N/A | N/A | N/A | N/A | N/A | N/A | N/A | Available | N/A | N/A |  |  | N/A |  |  | AAC4949 | No | N/A | N/A | N/A | N/A | 3300 | 1.32 | N/A | N/A | N/A | N/A | N/A | N/A | N/A | N/A | N/A | N/A | N/A | N/A | N/A | N/A | N/A | 0 | 0 | N/A | N/A | N/A | N/A | N/A | N/A | N/A | N/A | N/A | N/A | N/A | N/A | N/A | N/A | N/A | N/A | N/A | N/A | N/A | N/A | N/A | N/A | N/A | N/A | N/A | N/A | 67 | N/A | N/A | N/A | N/A | N/A | N/A | N/A | 719 | 1109 | 2966 | N/A | N/A | N/A | 0 | 0 | 0 | N/A | N/A | N/A | N/A | N/A | N/A | 0 | 0 | 0 | N/A | N/A | N/A | 0 | 0 | 0 | N/A | No | 0 | 0 | 0 | 0 | 0 | 0 | N/A | 2.5 | 0
[Unitary Single-Duct] GEMS (Air Conditioners up to 65kW) Determination 2019 | MEPS 2019 | AS/NZS 3823.1.5:2015 | A018D-12C | A018*-12C | N/A | STIRLING | N/A | Non Ducted | Portable | N/A | N/A | N/A | China | 1.32 | N/A | 3.3 | N/A | N/A | N/A | N/A | N/A | 0 | 0 | Calorimeter Room | 2.5324 | 0 | N/A | N/A | N/A | N/A | N/A | N/A | N/A | N/A | N/A | N/A | N/A | N/A | N/A | N/A | N/A | N/A | N/A | N/A | Calorimeter Room | Single | R290 | Australia,New Zealand | 129944 | 2025-06-24 |  | Approved | Cooling Only | N/A | N/A | Class 4 | N/A | N/A | N/A | N/A | N/A | N/A | N/A | N/A | Available | N/A | N/A |  |  | N/A |  |  | AAC4949 | No | N/A | N/A | N/A | N/A | 3300 | 1.32 | N/A | N/A | N/A | N/A | N/A | N/A | N/A | N/A | N/A | N/A | N/A | N/A | N/A | N/A | N/A | 0 | 0 | N/A | N/A | N/A | N/A | N/A | N/A | N/A | N/A | N/A | N/A | N/A | N/A | N/A | N/A | N/A | N/A | N/A | N/A | N/A | N/A | N/A | N/A | N/A | N/A | N/A | N/A | 67 | N/A | N/A | N/A | N/A | N/A | N/A | N/A | 719 | 1109 | 2966 | N/A | N/A | N/A | 0 | 0 | 0 | N/A | N/A | N/A | N/A | N/A | N/A | 0 | 0 | 0 | N/A | N/A | N/A | 0 | 0 | 0 | N/A | No | 0 | 0 | 0 | 0 | 0 | 0 | N/A | 2.5 | 0
[Unitary Single-Duct] GEMS (Air Conditioners up to 65kW) Determination 2019 | MEPS 2019 | AS/NZS 3823.1.5:2015 | A018E-12C | A018*-12C | N/A | STIRLING | N/A | Non Ducted | Portable | N/A | N/A | N/A | China | 1.32 | N/A | 3.3 | N/A | N/A | N/A | N/A | N/A | 0 | 0 | Calorimeter Room | 2.5324 | 0 | N/A | N/A | N/A | N/A | N/A | N/A | N/A | N/A | N/A | N/A | N/A | N/A | N/A | N/A | N/A | N/A | N/A | N/A | Calorimeter Room | Single | R290 | Australia,New Zealand | 129944 | 2025-06-24 |  | Approved | Cooling Only | N/A | N/A | Class 4 | N/A | N/A | N/A | N/A | N/A | N/A | N/A | N/A | Available | N/A | N/A |  |  | N/A |  |  | AAC4949 | No | N/A | N/A | N/A | N/A | 3300 | 1.32 | N/A | N/A | N/A | N/A | N/A | N/A | N/A | N/A | N/A | N/A | N/A | N/A | N/A | N/A | N/A | 0 | 0 | N/A | N/A | N/A | N/A | N/A | N/A | N/A | N/A | N/A | N/A | N/A | N/A | N/A | N/A | N/A | N/A | N/A | N/A | N/A | N/A | N/A | N/A | N/A | N/A | N/A | N/A | 67 | N/A | N/A | N/A | N/A | N/A | N/A | N/A | 719 | 1109 | 2966 | N/A | N/A | N/A | 0 | 0 | 0 | N/A | N/A | N/A | N/A | N/A | N/A | 0 | 0 | 0 | N/A | N/A | N/A | 0 | 0 | 0 | N/A | No | 0 | 0 | 0 | 0 | 0 | 0 | N/A | 2.5 | 0
[Unitary Single-Duct] GEMS (Air Conditioners up to 65kW) Determination 2019 | MEPS 2019 | AS/NZS 3823.1.5:2015 | PA09W1 |  | N/A | STIRLING | N/A | Non Ducted | Portable | N/A | N/A | N/A | China | 0.34 | N/A | 0.9 | N/A | N/A | N/A | N/A | N/A | - | - | Calorimeter Room | 2.5776 | - | N/A | N/A | N/A | N/A | N/A | N/A | N/A | N/A | N/A | N/A | N/A | N/A | N/A | N/A | N/A | N/A | N/A | N/A | Calorimeter Room | Single | R290 | Australia,Fiji,New Zealand | 162221 | 2029-06-04 |  | Approved | Cooling Only | N/A | N/A | Class 4 | N/A | N/A | N/A | N/A | N/A | N/A | N/A | N/A | Available | N/A | N/A |  |  | N/A |  |  | AAC8288 | No | N/A | N/A | N/A | N/A | 900 | 0.34 | N/A | N/A | N/A | N/A | N/A | N/A | N/A | N/A | N/A | N/A | N/A | N/A | N/A | N/A | N/A | - | - | N/A | N/A | N/A | N/A | N/A | N/A | N/A | N/A | N/A | N/A | N/A | N/A | N/A | N/A | N/A | N/A | N/A | N/A | N/A | N/A | N/A | N/A | N/A | N/A | N/A | N/A | 54.9 | N/A | N/A | N/A | N/A | N/A | N/A | N/A | 185 | 286 | 764 | N/A | N/A | N/A | 0 | 0 | 0 | N/A | N/A | N/A | N/A | N/A | N/A | - | - | - | N/A | N/A | N/A | - | - | - | N/A | No | - | - | - | - | - | - | N/A | 2.6471 | -
[Unitary Single-Duct] GEMS (Air Conditioners up to 65kW) Determination 2019 | MEPS 2019 | AS/NZS 3823.1.5:2015 | PA15W1 |  | N/A | STIRLING | N/A | Non Ducted | Portable | N/A | N/A | N/A | China | 0.575 | N/A | 1.5 | N/A | N/A | N/A | N/A | N/A | - | - | Calorimeter Room | 2.5208 | - | N/A | N/A | N/A | N/A | N/A | N/A | N/A | N/A | N/A | N/A | N/A | N/A | N/A | N/A | N/A | N/A | N/A | N/A | Calorimeter Room | Single | R290 | Australia,Fiji,New Zealand | 162222 | 2029-06-04 |  | Approved | Cooling Only | N/A | N/A | Class 4 | N/A | N/A | N/A | N/A | N/A | N/A | N/A | N/A | Available | N/A | N/A |  |  | N/A |  |  | AAC8285 | No | N/A | N/A | N/A | N/A | 1500 | 0.575 | N/A | N/A | N/A | N/A | N/A | N/A | N/A | N/A | N/A | N/A | N/A | N/A | N/A | N/A | N/A | - | - | N/A | N/A | N/A | N/A | N/A | N/A | N/A | N/A | N/A | N/A | N/A | N/A | N/A | N/A | N/A | N/A | N/A | N/A | N/A | N/A | N/A | N/A | N/A | N/A | N/A | N/A | 63.1 | N/A | N/A | N/A | N/A | N/A | N/A | N/A | 313 | 483 | 1292 | N/A | N/A | N/A | 0 | 0 | 0 | N/A | N/A | N/A | N/A | N/A | N/A | - | - | - | N/A | N/A | N/A | - | - | - | N/A | No | - | - | - | - | - | - | N/A | 2.6087 | -
[Unitary Single-Duct] GEMS (Air Conditioners up to 65kW) Determination 2019 | MEPS 2019 | AS/NZS 3823.1.5:2015 | PA19W | A007X-07C | N/A | STIRLING | N/A | Non Ducted | Portable | N/A | N/A | N/A | China | 0.71 | N/A | 1.9 | N/A | N/A | N/A | N/A | N/A | 0 | 0 | Calorimeter Room | 2.7205 | 0 | N/A | N/A | N/A | N/A | N/A | N/A | N/A | N/A | N/A | N/A | N/A | N/A | N/A | N/A | N/A | N/A | N/A | N/A | Calorimeter Room | Single | R290 | Australia,New Zealand | 131000 | 2025-07-24 |  | Approved | Cooling Only | N/A | N/A | Class 4 | N/A | N/A | N/A | N/A | N/A | N/A | N/A | N/A | Available | N/A | N/A |  |  | N/A |  |  | AAC5041 | No | N/A | N/A | N/A | N/A | 1900 | 0.71 | N/A | N/A | N/A | N/A | N/A | N/A | N/A | N/A | N/A | N/A | N/A | N/A | N/A | N/A | N/A | 0 | 0 | N/A | N/A | N/A | N/A | N/A | N/A | N/A | N/A | N/A | N/A | N/A | N/A | N/A | N/A | N/A | N/A | N/A | N/A | N/A | N/A | N/A | N/A | N/A | N/A | N/A | N/A | 66 | N/A | N/A | N/A | N/A | N/A | N/A | N/A | 387 | 596 | 1595 | N/A | N/A | N/A | 0 | 0 | 0 | N/A | N/A | N/A | N/A | N/A | N/A | 0 | 0 | 0 | N/A | N/A | N/A | 0 | 0 | 0 | N/A | No | 0 | 0 | 0 | 0 | 0 | 0 | N/A | 2.6761 | 0
[Unitary Single-Duct] GEMS (Air Conditioners up to 65kW) Determination 2019 | MEPS 2019 | AS/NZS 3823.1.5:2015 | PA19W1 |  | N/A | STIRLING | N/A | Non Ducted | Portable | N/A | N/A | N/A | China | 0.75 | N/A | 2 | N/A | N/A | N/A | N/A | N/A | - | - | Calorimeter Room | 2.6341 | - | N/A | N/A | N/A | N/A | N/A | N/A | N/A | N/A | N/A | N/A | N/A | N/A | N/A | N/A | N/A | N/A | N/A | N/A | Calorimeter Room | Single | R290 | Australia,Fiji,New Zealand | 147851 | 2027-06-23 |  | Approved | Cooling Only | N/A | N/A | Class 4 | N/A | N/A | N/A | N/A | N/A | N/A | N/A | N/A | Available | N/A | N/A |  |  | N/A |  |  | AAC6788 | No | N/A | N/A | N/A | N/A | 2000 | 0.75 | N/A | N/A | N/A | N/A | N/A | N/A | N/A | N/A | N/A | N/A | N/A | N/A | N/A | N/A | N/A | - | - | N/A | N/A | N/A | N/A | N/A | N/A | N/A | N/A | N/A | N/A | N/A | N/A | N/A | N/A | N/A | N/A | N/A | N/A | N/A | N/A | N/A | N/A | N/A | N/A | N/A | N/A | 63.7 | N/A | N/A | N/A | N/A | N/A | N/A | N/A | 409 | 630 | 1685 | N/A | N/A | N/A | 0 | 0 | 0 | N/A | N/A | N/A | N/A | N/A | N/A | - | - | - | N/A | N/A | N/A | - | - | - | N/A | No | - | - | - | - | - | - | N/A | 2.6667 | -
[Unitary Single-Duct] GEMS (Air Conditioners up to 65kW) Determination 2019 | MEPS 2019 | AS/NZS 3823.1.5:2015 | PA27W | A007*-10C | N/A | STIRLING | N/A | Non Ducted | Portable | N/A | N/A | N/A | China | 1 | N/A | 2.7 | N/A | N/A | N/A | N/A | N/A | 0 | 0 | Calorimeter Room | 2.6968 | 0 | N/A | N/A | N/A | N/A | N/A | N/A | N/A | N/A | N/A | N/A | N/A | N/A | N/A | N/A | N/A | N/A | N/A | N/A | Calorimeter Room | Single | R290 | Australia,New Zealand | 130591 | 2025-07-20 |  | Approved | Cooling Only | N/A | N/A | Class 4 | N/A | N/A | N/A | N/A | N/A | N/A | N/A | N/A | Available | N/A | N/A |  |  | N/A |  |  | AAC5031 | No | N/A | N/A | N/A | N/A | 2700 | 1 | N/A | N/A | N/A | N/A | N/A | N/A | N/A | N/A | N/A | N/A | N/A | N/A | N/A | N/A | N/A | 0 | 0 | N/A | N/A | N/A | N/A | N/A | N/A | N/A | N/A | N/A | N/A | N/A | N/A | N/A | N/A | N/A | N/A | N/A | N/A | N/A | N/A | N/A | N/A | N/A | N/A | N/A | N/A | 67 | N/A | N/A | N/A | N/A | N/A | N/A | N/A | 545 | 840 | 2247 | N/A | N/A | N/A | 0 | 0 | 0 | N/A | N/A | N/A | N/A | N/A | N/A | 0 | 0 | 0 | N/A | N/A | N/A | 0 | 0 | 0 | N/A | No | 0 | 0 | 0 | 0 | 0 | 0 | N/A | 2.7 | 0
[Unitary Single-Duct] GEMS (Air Conditioners up to 65kW) Determination 2019 | MEPS 2019 | AS/NZS 3823.1.5:2015 | PA27W1 |  | N/A | STIRLING | N/A | Non Ducted | Portable | N/A | N/A | N/A | China | 0.95 | N/A | 2.63 | N/A | N/A | N/A | N/A | N/A | - | - | Calorimeter Room | 2.6697 | - | N/A | N/A | N/A | N/A | N/A | N/A | N/A | N/A | N/A | N/A | N/A | N/A | N/A | N/A | N/A | N/A | N/A | N/A | Calorimeter Room | Single | R290 | Australia,Fiji,New Zealand | 147765 | 2027-06-23 |  | Approved | Cooling Only | N/A | N/A | Class 4 | N/A | N/A | N/A | N/A | N/A | N/A | N/A | N/A | Available | N/A | N/A |  |  | N/A |  |  | AAC6787 | No | N/A | N/A | N/A | N/A | 2630 | 0.95 | N/A | N/A | N/A | N/A | N/A | N/A | N/A | N/A | N/A | N/A | N/A | N/A | N/A | N/A | N/A | - | - | N/A | N/A | N/A | N/A | N/A | N/A | N/A | N/A | N/A | N/A | N/A | N/A | N/A | N/A | N/A | N/A | N/A | N/A | N/A | N/A | N/A | N/A | N/A | N/A | N/A | N/A | 64.2 | N/A | N/A | N/A | N/A | N/A | N/A | N/A | 518 | 798 | 2135 | N/A | N/A | N/A | 0 | 0 | 0 | N/A | N/A | N/A | N/A | N/A | N/A | - | - | - | N/A | N/A | N/A | - | - | - | N/A | No | - | - | - | - | - | - | N/A | 2.7684 | -
[Unitary Single-Duct] GEMS (Air Conditioners up to 65kW) Determination 2019 | MEPS 2019 | AS/NZS 3823.1.5:2015 | PA33W | A018*-12C | N/A | STIRLING | N/A | Non Ducted | Portable | N/A | N/A | N/A | China | 1.32 | N/A | 3.3 | N/A | N/A | N/A | N/A | N/A | 0 | 0 | Calorimeter Room | 2.5324 | 0 | N/A | N/A | N/A | N/A | N/A | N/A | N/A | N/A | N/A | N/A | N/A | N/A | N/A | N/A | N/A | N/A | N/A | N/A | Calorimeter Room | Single | R290 | Australia,New Zealand | 129944 | 2025-06-24 |  | Approved | Cooling Only | N/A | N/A | Class 4 | N/A | N/A | N/A | N/A | N/A | N/A | N/A | N/A | Available | N/A | N/A |  |  | N/A |  |  | AAC4949 | No | N/A | N/A | N/A | N/A | 3300 | 1.32 | N/A | N/A | N/A | N/A | N/A | N/A | N/A | N/A | N/A | N/A | N/A | N/A | N/A | N/A | N/A | 0 | 0 | N/A | N/A | N/A | N/A | N/A | N/A | N/A | N/A | N/A | N/A | N/A | N/A | N/A | N/A | N/A | N/A | N/A | N/A | N/A | N/A | N/A | N/A | N/A | N/A | N/A | N/A | 67 | N/A | N/A | N/A | N/A | N/A | N/A | N/A | 719 | 1109 | 2966 | N/A | N/A | N/A | 0 | 0 | 0 | N/A | N/A | N/A | N/A | N/A | N/A | 0 | 0 | 0 | N/A | N/A | N/A | 0 | 0 | 0 | N/A | No | 0 | 0 | 0 | 0 | 0 | 0 | N/A | 2.5 | 0
[SEER Non Multi-Split <=65kW] GEMS (Air Conditioners up to 65kW) Determination 2019 | MEPS Oct 2011 | AS/NZS 3823.1.1:2012 | HYBRID-ACDC18-EUS |  | N/A | SUPEREN | 1.17 | Non Ducted | Single Split System | Wall Hung | Air | Air | China | 1.39 | 4.1 | 5.27 | 242 | 0 | 0 | 0 | 315 | 1.38 | 5.27 | Calorimeter Room | 3.7727 | 3.9766 | Yes | 0 | N/A | 7.7 | 7.8 | 0 | 0 | N/A | N/A | N/A | 3.7032 | 3.8965 | N/A | N/A | 2.9064 | 3.2929 | 2.5 | 3 | Calorimeter Room | Single | R410A | Australia,New Zealand | 117652 | 2024-11-27 |  | Approved | Reverse Cycle | 970 | No | Class 9 | No | - | No | - | - | - | - | 3.7727 | Available | N/A | N/A | http://www.superen.net | http://www.superen.net | Yes |  | https://reg.energyrating.gov.au/static/common/images/star_ratings_2014/aircon_rating_2.5_3.png | AAC4320 | N/A | Variable output compressor | Inverter | N/A | N/A | N/A | 1.39 | N/A | N/A | N/A | N/A | N/A | N/A | N/A | N/A | N/A | N/A | N/A | N/A | N/A | N/A | N/A | N/A | 1.38 | N/A | N/A | N/A | N/A | N/A | N/A | N/A | N/A | N/A | N/A | N/A | N/A | N/A | N/A | N/A | N/A | N/A | N/A | N/A | N/A | N/A | N/A | N/A | N/A | N/A | N/A | N/A | N/A | N/A | N/A | N/A | N/A | N/A | N/A | N/A | N/A | N/A | N/A | N/A | N/A | N/A | N/A | N/A | N/A | N/A | N/A | N/A | N/A | N/A | N/A | N/A | N/A | N/A | N/A | N/A | N/A | N/A | N/A | N/A | N/A | N/A | N/A | N/A | N/A | N/A | N/A | N/A | 3.7217 | 3.7473
[SEER Non Multi-Split <=65kW] GEMS (Air Conditioners up to 65kW) Determination 2019 | MEPS Oct 2011 | AS/NZS 3823.1.2:2012 | HS-I3VR-12 | HS-I3VR-12 | N/A | Sygnal Ambient Intelligence | 2 | Ducted | Single Split System | - | Air | Air | Australia,China | 3.79 | 10.73 | 12.73 | 625 | 0 | 0 | 0 | 380 | 3.9 | 14 | Calorimeter Room | 3.3319 | 3.7357 | Yes | 0 | N/A | 10 | 10 | 0 | 0 | N/A | N/A | N/A | 3.3026 | 3.7033 | N/A | N/A | 0 | 0 | 0 | 0 | Calorimeter Room | Single | R410A | Australia | 123916 | 2024-09-19 |  | Approved | Reverse Cycle | 1200 | Yes | Class 11 | Yes | - | - | Yes | Yes | Yes | - | 3.3319 | Available | N/A | N/A | https://www.compactcomfort.com | https://www.sygnal.com.au/ | Yes |  |  | AAC4223 | N/A | Variable output compressor,Thermostatic expansion value,Variable speed fan systems | Inverter | N/A | N/A | N/A | 3.79 | N/A | N/A | N/A | N/A | N/A | N/A | N/A | N/A | N/A | N/A | N/A | N/A | N/A | N/A | N/A | N/A | 3.9 | N/A | N/A | N/A | N/A | N/A | N/A | N/A | N/A | N/A | N/A | N/A | N/A | N/A | N/A | N/A | N/A | N/A | N/A | N/A | N/A | N/A | N/A | N/A | N/A | N/A | N/A | N/A | N/A | N/A | N/A | N/A | N/A | N/A | N/A | N/A | N/A | N/A | N/A | N/A | N/A | N/A | N/A | N/A | N/A | N/A | N/A | N/A | N/A | N/A | N/A | N/A | N/A | N/A | N/A | N/A | N/A | N/A | N/A | N/A | N/A | N/A | N/A | N/A | N/A | N/A | N/A | N/A | 3.3291 | 3.5589
[SEER Non Multi-Split <=65kW] GEMS (Air Conditioners up to 65kW) Determination 2019 | MEPS Oct 2011 | AS/NZS 3823.1.2:2012 | HS-I3VR-14 | HS-I3VR-14 | N/A | Sygnal Ambient Intelligence | 2.23 | Ducted | Single Split System | - | Air | Air | Australia,China | 4.25 | 11.97 | 14.2 | 625 | 0 | 0 | 0 | 380 | 4.3 | 16.8 | Calorimeter Room | 3.4239 | 3.9008 | Yes | 0 | N/A | 10 | 10 | 0 | 0 | N/A | N/A | N/A | 3.3962 | 3.8713 | N/A | N/A | 0 | 0 | 0 | 0 | Calorimeter Room | Single | R410A | Australia | 123906 | 2024-09-19 |  | Approved | Reverse Cycle | 1200 | Yes | Class 11 | Yes | - | - | Yes | Yes | Yes | - | 3.4239 | Available | N/A | N/A | https://www.compactcomfort.com | https://www.sygnal.com.au/ | Yes |  |  | AAC4222 | N/A | Variable output compressor,Thermostatic expansion value,Variable speed fan systems | Inverter | N/A | N/A | N/A | 4.25 | N/A | N/A | N/A | N/A | N/A | N/A | N/A | N/A | N/A | N/A | N/A | N/A | N/A | N/A | N/A | N/A | 4.3 | N/A | N/A | N/A | N/A | N/A | N/A | N/A | N/A | N/A | N/A | N/A | N/A | N/A | N/A | N/A | N/A | N/A | N/A | N/A | N/A | N/A | N/A | N/A | N/A | N/A | N/A | N/A | N/A | N/A | N/A | N/A | N/A | N/A | N/A | N/A | N/A | N/A | N/A | N/A | N/A | N/A | N/A | N/A | N/A | N/A | N/A | N/A | N/A | N/A | N/A | N/A | N/A | N/A | N/A | N/A | N/A | N/A | N/A | N/A | N/A | N/A | N/A | N/A | N/A | N/A | N/A | N/A | 3.3148 | 3.8765
[SEER Non Multi-Split <=65kW] GEMS (Air Conditioners up to 65kW) Determination 2019 | MEPS Oct 2011 | AS/NZS 3823.1.2:2012 | HS-I3VR-17 | HS-I3VR-17 | N/A | Sygnal Ambient Intelligence | 2.3 | Ducted | Single Split System | - | Air | Air | Australia,China | 5 | 14.7 | 17 | 858 | 0 | 0 | 0 | 440 | 4.6 | 17.5 | Calorimeter Room | 3.4122 | 3.9697 | Yes | 0 | N/A | 10 | 10 | 0 | 0 | N/A | N/A | N/A | 3.3888 | 3.9395 | N/A | N/A | 0 | 0 | 0 | 0 | Calorimeter Room | Single | R410A | Australia | 123895 | 2024-09-20 |  | Approved | Reverse Cycle | 1400 | Yes | Class 11 | Yes | - | - | Yes | Yes | Yes | - | 3.4122 | Available | N/A | N/A | https://www.compactcomfort.com | https://www.sygnal.com.au/ | Yes |  |  | AAC4238 | N/A | Variable output compressor,Thermostatic expansion value,Variable speed fan systems | Inverter | N/A | N/A | N/A | 5 | N/A | N/A | N/A | N/A | N/A | N/A | N/A | N/A | N/A | N/A | N/A | N/A | N/A | N/A | N/A | N/A | 4.6 | N/A | N/A | N/A | N/A | N/A | N/A | N/A | N/A | N/A | N/A | N/A | N/A | N/A | N/A | N/A | N/A | N/A | N/A | N/A | N/A | N/A | N/A | N/A | N/A | N/A | N/A | N/A | N/A | N/A | N/A | N/A | N/A | N/A | N/A | N/A | N/A | N/A | N/A | N/A | N/A | N/A | N/A | N/A | N/A | N/A | N/A | N/A | N/A | N/A | N/A | N/A | N/A | N/A | N/A | N/A | N/A | N/A | N/A | N/A | N/A | N/A | N/A | N/A | N/A | N/A | N/A | N/A | 3.3772 | 3.7766
[SEER Non Multi-Split <=65kW] GEMS (Air Conditioners up to 65kW) Determination 2019 | MEPS Oct 2011 | AS/NZS 3823.1.2:2012 | HS-IA3-12 | HS-I3VR-12 | N/A | Sygnal Ambient Intelligence | 2 | Ducted | Single Split System | - | Air | Air | Australia,China | 3.79 | 10.73 | 12.73 | 625 | 0 | 0 | 0 | 380 | 3.9 | 14 | Calorimeter Room | 3.3319 | 3.7357 | Yes | 0 | N/A | 10 | 10 | 0 | 0 | N/A | N/A | N/A | 3.3026 | 3.7033 | N/A | N/A | 0 | 0 | 0 | 0 | Calorimeter Room | Single | R410A | Australia | 123916 | 2024-09-19 |  | Approved | Reverse Cycle | 1200 | Yes | Class 11 | Yes | - | - | Yes | Yes | Yes | - | 3.3319 | Available | N/A | N/A | https://www.compactcomfort.com | https://www.sygnal.com.au/ | Yes |  |  | AAC4223 | N/A | Variable output compressor,Thermostatic expansion value,Variable speed fan systems | Inverter | N/A | N/A | N/A | 3.79 | N/A | N/A | N/A | N/A | N/A | N/A | N/A | N/A | N/A | N/A | N/A | N/A | N/A | N/A | N/A | N/A | 3.9 | N/A | N/A | N/A | N/A | N/A | N/A | N/A | N/A | N/A | N/A | N/A | N/A | N/A | N/A | N/A | N/A | N/A | N/A | N/A | N/A | N/A | N/A | N/A | N/A | N/A | N/A | N/A | N/A | N/A | N/A | N/A | N/A | N/A | N/A | N/A | N/A | N/A | N/A | N/A | N/A | N/A | N/A | N/A | N/A | N/A | N/A | N/A | N/A | N/A | N/A | N/A | N/A | N/A | N/A | N/A | N/A | N/A | N/A | N/A | N/A | N/A | N/A | N/A | N/A | N/A | N/A | N/A | 3.3291 | 3.5589
[SEER Non Multi-Split <=65kW] GEMS (Air Conditioners up to 65kW) Determination 2019 | MEPS Oct 2011 | AS/NZS 3823.1.2:2012 | HS-IA3-14 | HS-I3VR-14 | N/A | Sygnal Ambient Intelligence | 2.23 | Ducted | Single Split System | - | Air | Air | Australia,China | 4.25 | 11.97 | 14.2 | 625 | 0 | 0 | 0 | 380 | 4.3 | 16.8 | Calorimeter Room | 3.4239 | 3.9008 | Yes | 0 | N/A | 10 | 10 | 0 | 0 | N/A | N/A | N/A | 3.3962 | 3.8713 | N/A | N/A | 0 | 0 | 0 | 0 | Calorimeter Room | Single | R410A | Australia | 123906 | 2024-09-19 |  | Approved | Reverse Cycle | 1200 | Yes | Class 11 | Yes | - | - | Yes | Yes | Yes | - | 3.4239 | Available | N/A | N/A | https://www.compactcomfort.com | https://www.sygnal.com.au/ | Yes |  |  | AAC4222 | N/A | Variable output compressor,Thermostatic expansion value,Variable speed fan systems | Inverter | N/A | N/A | N/A | 4.25 | N/A | N/A | N/A | N/A | N/A | N/A | N/A | N/A | N/A | N/A | N/A | N/A | N/A | N/A | N/A | N/A | 4.3 | N/A | N/A | N/A | N/A | N/A | N/A | N/A | N/A | N/A | N/A | N/A | N/A | N/A | N/A | N/A | N/A | N/A | N/A | N/A | N/A | N/A | N/A | N/A | N/A | N/A | N/A | N/A | N/A | N/A | N/A | N/A | N/A | N/A | N/A | N/A | N/A | N/A | N/A | N/A | N/A | N/A | N/A | N/A | N/A | N/A | N/A | N/A | N/A | N/A | N/A | N/A | N/A | N/A | N/A | N/A | N/A | N/A | N/A | N/A | N/A | N/A | N/A | N/A | N/A | N/A | N/A | N/A | 3.3148 | 3.8765
[SEER Non Multi-Split <=65kW] GEMS (Air Conditioners up to 65kW) Determination 2019 | MEPS Oct 2011 | AS/NZS 3823.1.2:2012 | HS-IA3-17 | HS-I3VR-17 | N/A | Sygnal Ambient Intelligence | 2.3 | Ducted | Single Split System | - | Air | Air | Australia,China | 5 | 14.7 | 17 | 858 | 0 | 0 | 0 | 440 | 4.6 | 17.5 | Calorimeter Room | 3.4122 | 3.9697 | Yes | 0 | N/A | 10 | 10 | 0 | 0 | N/A | N/A | N/A | 3.3888 | 3.9395 | N/A | N/A | 0 | 0 | 0 | 0 | Calorimeter Room | Single | R410A | Australia | 123895 | 2024-09-20 |  | Approved | Reverse Cycle | 1400 | Yes | Class 11 | Yes | - | - | Yes | Yes | Yes | - | 3.4122 | Available | N/A | N/A | https://www.compactcomfort.com | https://www.sygnal.com.au/ | Yes |  |  | AAC4238 | N/A | Variable output compressor,Thermostatic expansion value,Variable speed fan systems | Inverter | N/A | N/A | N/A | 5 | N/A | N/A | N/A | N/A | N/A | N/A | N/A | N/A | N/A | N/A | N/A | N/A | N/A | N/A | N/A | N/A | 4.6 | N/A | N/A | N/A | N/A | N/A | N/A | N/A | N/A | N/A | N/A | N/A | N/A | N/A | N/A | N/A | N/A | N/A | N/A | N/A | N/A | N/A | N/A | N/A | N/A | N/A | N/A | N/A | N/A | N/A | N/A | N/A | N/A | N/A | N/A | N/A | N/A | N/A | N/A | N/A | N/A | N/A | N/A | N/A | N/A | N/A | N/A | N/A | N/A | N/A | N/A | N/A | N/A | N/A | N/A | N/A | N/A | N/A | N/A | N/A | N/A | N/A | N/A | N/A | N/A | N/A | N/A | N/A | 3.3772 | 3.7766
[SEER Non Multi-Split <=65kW] GEMS (Air Conditioners up to 65kW) Determination 2019 | MEPS Oct 2011 | AS/NZS 3823.1.2:2012 | HS-IAR-12 | HS-I3VR-12 | N/A | Sygnal Ambient Intelligence | 2 | Ducted | Single Split System | - | Air | Air | Australia,China | 3.79 | 10.73 | 12.73 | 625 | 0 | 0 | 0 | 380 | 3.9 | 14 | Calorimeter Room | 3.3319 | 3.7357 | Yes | 0 | N/A | 10 | 10 | 0 | 0 | N/A | N/A | N/A | 3.3026 | 3.7033 | N/A | N/A | 0 | 0 | 0 | 0 | Calorimeter Room | Single | R410A | Australia | 123916 | 2024-09-19 |  | Approved | Reverse Cycle | 1200 | Yes | Class 11 | Yes | - | - | Yes | Yes | Yes | - | 3.3319 | Available | N/A | N/A | https://www.compactcomfort.com | https://www.sygnal.com.au/ | Yes |  |  | AAC4223 | N/A | Variable output compressor,Thermostatic expansion value,Variable speed fan systems | Inverter | N/A | N/A | N/A | 3.79 | N/A | N/A | N/A | N/A | N/A | N/A | N/A | N/A | N/A | N/A | N/A | N/A | N/A | N/A | N/A | N/A | 3.9 | N/A | N/A | N/A | N/A | N/A | N/A | N/A | N/A | N/A | N/A | N/A | N/A | N/A | N/A | N/A | N/A | N/A | N/A | N/A | N/A | N/A | N/A | N/A | N/A | N/A | N/A | N/A | N/A | N/A | N/A | N/A | N/A | N/A | N/A | N/A | N/A | N/A | N/A | N/A | N/A | N/A | N/A | N/A | N/A | N/A | N/A | N/A | N/A | N/A | N/A | N/A | N/A | N/A | N/A | N/A | N/A | N/A | N/A | N/A | N/A | N/A | N/A | N/A | N/A | N/A | N/A | N/A | 3.3291 | 3.5589
[SEER Non Multi-Split <=65kW] GEMS (Air Conditioners up to 65kW) Determination 2019 | MEPS Oct 2011 | AS/NZS 3823.1.2:2012 | HS-IAR-14 | HS-I3VR-14 | N/A | Sygnal Ambient Intelligence | 2.23 | Ducted | Single Split System | - | Air | Air | Australia,China | 4.25 | 11.97 | 14.2 | 625 | 0 | 0 | 0 | 380 | 4.3 | 16.8 | Calorimeter Room | 3.4239 | 3.9008 | Yes | 0 | N/A | 10 | 10 | 0 | 0 | N/A | N/A | N/A | 3.3962 | 3.8713 | N/A | N/A | 0 | 0 | 0 | 0 | Calorimeter Room | Single | R410A | Australia | 123906 | 2024-09-19 |  | Approved | Reverse Cycle | 1200 | Yes | Class 11 | Yes | - | - | Yes | Yes | Yes | - | 3.4239 | Available | N/A | N/A | https://www.compactcomfort.com | https://www.sygnal.com.au/ | Yes |  |  | AAC4222 | N/A | Variable output compressor,Thermostatic expansion value,Variable speed fan systems | Inverter | N/A | N/A | N/A | 4.25 | N/A | N/A | N/A | N/A | N/A | N/A | N/A | N/A | N/A | N/A | N/A | N/A | N/A | N/A | N/A | N/A | 4.3 | N/A | N/A | N/A | N/A | N/A | N/A | N/A | N/A | N/A | N/A | N/A | N/A | N/A | N/A | N/A | N/A | N/A | N/A | N/A | N/A | N/A | N/A | N/A | N/A | N/A | N/A | N/A | N/A | N/A | N/A | N/A | N/A | N/A | N/A | N/A | N/A | N/A | N/A | N/A | N/A | N/A | N/A | N/A | N/A | N/A | N/A | N/A | N/A | N/A | N/A | N/A | N/A | N/A | N/A | N/A | N/A | N/A | N/A | N/A | N/A | N/A | N/A | N/A | N/A | N/A | N/A | N/A | 3.3148 | 3.8765
[SEER Non Multi-Split <=65kW] GEMS (Air Conditioners up to 65kW) Determination 2019 | MEPS Oct 2011 | AS/NZS 3823.1.2:2012 | HS-IAR-17 | HS-I3VR-17 | N/A | Sygnal Ambient Intelligence | 2.3 | Ducted | Single Split System | - | Air | Air | Australia,China | 5 | 14.7 | 17 | 858 | 0 | 0 | 0 | 440 | 4.6 | 17.5 | Calorimeter Room | 3.4122 | 3.9697 | Yes | 0 | N/A | 10 | 10 | 0 | 0 | N/A | N/A | N/A | 3.3888 | 3.9395 | N/A | N/A | 0 | 0 | 0 | 0 | Calorimeter Room | Single | R410A | Australia | 123895 | 2024-09-20 |  | Approved | Reverse Cycle | 1400 | Yes | Class 11 | Yes | - | - | Yes | Yes | Yes | - | 3.4122 | Available | N/A | N/A | https://www.compactcomfort.com | https://www.sygnal.com.au/ | Yes |  |  | AAC4238 | N/A | Variable output compressor,Thermostatic expansion value,Variable speed fan systems | Inverter | N/A | N/A | N/A | 5 | N/A | N/A | N/A | N/A | N/A | N/A | N/A | N/A | N/A | N/A | N/A | N/A | N/A | N/A | N/A | N/A | 4.6 | N/A | N/A | N/A | N/A | N/A | N/A | N/A | N/A | N/A | N/A | N/A | N/A | N/A | N/A | N/A | N/A | N/A | N/A | N/A | N/A | N/A | N/A | N/A | N/A | N/A | N/A | N/A | N/A | N/A | N/A | N/A | N/A | N/A | N/A | N/A | N/A | N/A | N/A | N/A | N/A | N/A | N/A | N/A | N/A | N/A | N/A | N/A | N/A | N/A | N/A | N/A | N/A | N/A | N/A | N/A | N/A | N/A | N/A | N/A | N/A | N/A | N/A | N/A | N/A | N/A | N/A | N/A | 3.3772 | 3.7766
[SEER Non Multi-Split <=65kW] GEMS (Air Conditioners up to 65kW) Determination 2019 | MEPS Oct 2011 | AS/NZS 3823.1.2:2012 | HS-IAV-12 | HS-I3VR-12 | N/A | Sygnal Ambient Intelligence | 2 | Ducted | Single Split System | - | Air | Air | Australia,China | 3.79 | 10.73 | 12.73 | 625 | 0 | 0 | 0 | 380 | 3.9 | 14 | Calorimeter Room | 3.3319 | 3.7357 | Yes | 0 | N/A | 10 | 10 | 0 | 0 | N/A | N/A | N/A | 3.3026 | 3.7033 | N/A | N/A | 0 | 0 | 0 | 0 | Calorimeter Room | Single | R410A | Australia | 123916 | 2024-09-19 |  | Approved | Reverse Cycle | 1200 | Yes | Class 11 | Yes | - | - | Yes | Yes | Yes | - | 3.3319 | Available | N/A | N/A | https://www.compactcomfort.com | https://www.sygnal.com.au/ | Yes |  |  | AAC4223 | N/A | Variable output compressor,Thermostatic expansion value,Variable speed fan systems | Inverter | N/A | N/A | N/A | 3.79 | N/A | N/A | N/A | N/A | N/A | N/A | N/A | N/A | N/A | N/A | N/A | N/A | N/A | N/A | N/A | N/A | 3.9 | N/A | N/A | N/A | N/A | N/A | N/A | N/A | N/A | N/A | N/A | N/A | N/A | N/A | N/A | N/A | N/A | N/A | N/A | N/A | N/A | N/A | N/A | N/A | N/A | N/A | N/A | N/A | N/A | N/A | N/A | N/A | N/A | N/A | N/A | N/A | N/A | N/A | N/A | N/A | N/A | N/A | N/A | N/A | N/A | N/A | N/A | N/A | N/A | N/A | N/A | N/A | N/A | N/A | N/A | N/A | N/A | N/A | N/A | N/A | N/A | N/A | N/A | N/A | N/A | N/A | N/A | N/A | 3.3291 | 3.5589
[SEER Non Multi-Split <=65kW] GEMS (Air Conditioners up to 65kW) Determination 2019 | MEPS Oct 2011 | AS/NZS 3823.1.2:2012 | HS-IAV-14 | HS-I3VR-14 | N/A | Sygnal Ambient Intelligence | 2.23 | Ducted | Single Split System | - | Air | Air | Australia,China | 4.25 | 11.97 | 14.2 | 625 | 0 | 0 | 0 | 380 | 4.3 | 16.8 | Calorimeter Room | 3.4239 | 3.9008 | Yes | 0 | N/A | 10 | 10 | 0 | 0 | N/A | N/A | N/A | 3.3962 | 3.8713 | N/A | N/A | 0 | 0 | 0 | 0 | Calorimeter Room | Single | R410A | Australia | 123906 | 2024-09-19 |  | Approved | Reverse Cycle | 1200 | Yes | Class 11 | Yes | - | - | Yes | Yes | Yes | - | 3.4239 | Available | N/A | N/A | https://www.compactcomfort.com | https://www.sygnal.com.au/ | Yes |  |  | AAC4222 | N/A | Variable output compressor,Thermostatic expansion value,Variable speed fan systems | Inverter | N/A | N/A | N/A | 4.25 | N/A | N/A | N/A | N/A | N/A | N/A | N/A | N/A | N/A | N/A | N/A | N/A | N/A | N/A | N/A | N/A | 4.3 | N/A | N/A | N/A | N/A | N/A | N/A | N/A | N/A | N/A | N/A | N/A | N/A | N/A | N/A | N/A | N/A | N/A | N/A | N/A | N/A | N/A | N/A | N/A | N/A | N/A | N/A | N/A | N/A | N/A | N/A | N/A | N/A | N/A | N/A | N/A | N/A | N/A | N/A | N/A | N/A | N/A | N/A | N/A | N/A | N/A | N/A | N/A | N/A | N/A | N/A | N/A | N/A | N/A | N/A | N/A | N/A | N/A | N/A | N/A | N/A | N/A | N/A | N/A | N/A | N/A | N/A | N/A | 3.3148 | 3.8765
[SEER Non Multi-Split <=65kW] GEMS (Air Conditioners up to 65kW) Determination 2019 | MEPS Oct 2011 | AS/NZS 3823.1.2:2012 | HS-IAV-17 | HS-I3VR-17 | N/A | Sygnal Ambient Intelligence | 2.3 | Ducted | Single Split System | - | Air | Air | Australia,China | 5 | 14.7 | 17 | 858 | 0 | 0 | 0 | 440 | 4.6 | 17.5 | Calorimeter Room | 3.4122 | 3.9697 | Yes | 0 | N/A | 10 | 10 | 0 | 0 | N/A | N/A | N/A | 3.3888 | 3.9395 | N/A | N/A | 0 | 0 | 0 | 0 | Calorimeter Room | Single | R410A | Australia | 123895 | 2024-09-20 |  | Approved | Reverse Cycle | 1400 | Yes | Class 11 | Yes | - | - | Yes | Yes | Yes | - | 3.4122 | Available | N/A | N/A | https://www.compactcomfort.com | https://www.sygnal.com.au/ | Yes |  |  | AAC4238 | N/A | Variable output compressor,Thermostatic expansion value,Variable speed fan systems | Inverter | N/A | N/A | N/A | 5 | N/A | N/A | N/A | N/A | N/A | N/A | N/A | N/A | N/A | N/A | N/A | N/A | N/A | N/A | N/A | N/A | 4.6 | N/A | N/A | N/A | N/A | N/A | N/A | N/A | N/A | N/A | N/A | N/A | N/A | N/A | N/A | N/A | N/A | N/A | N/A | N/A | N/A | N/A | N/A | N/A | N/A | N/A | N/A | N/A | N/A | N/A | N/A | N/A | N/A | N/A | N/A | N/A | N/A | N/A | N/A | N/A | N/A | N/A | N/A | N/A | N/A | N/A | N/A | N/A | N/A | N/A | N/A | N/A | N/A | N/A | N/A | N/A | N/A | N/A | N/A | N/A | N/A | N/A | N/A | N/A | N/A | N/A | N/A | N/A | 3.3772 | 3.7766
[SEER Multi-Split <=65kW] GEMS (Air Conditioners up to 65kW) Determination 2019 | MEPS 2019 | AS/NZS 3823.1.4:2012 | FMA-36I4HD/DVO |  | N/A | TCL | N/A | Non Ducted | fixed | N/A | Air | Air | China | 3.15 | N/A | 10.5 | N/A | N/A | N/A | N/A | N/A | 3.08 | 10.5 | Enthalpy Test Room | 3.3454 | 3.3971 | N/A | - | N/A | N/A | N/A | N/A | N/A | N/A | N/A | N/A | N/A | N/A | N/A | N/A | N/A | N/A | N/A | N/A | N/A | Single | R410A | Australia,Fiji,New Zealand | 154173 | 2028-05-22 |  | Approved | Reverse Cycle | N/A | Yes | Class 20 | Yes | N/A | N/A | N/A | N/A | N/A | N/A | N/A | Available | N/A | N/A |  |  | N/A |  |  | AAC7523 | Yes | Variable output compressor | Inverter | No | - | 10500 | 3.15 | - | 1020 | 5030 | No | - | - | - | 2879.1 | 11308.5 | No | 932.28 | 5417.31 | No | - | - | 10500 | 3.08 | 1120 | 5450 | No | - | - | No | - | - | - | 3420 | 7400 | No | - | - | - | - | - | - | - | - | No | - | - | No | - | - | N/A | 72 | 4.432 | 4.283 | 4.682 | 5.532 | 5.168 | 5.056 | 639 | 1004 | 2909 | 1364 | 1726 | 3875 | 2.5 | 2.5 | 3 | 2.849 | 3.332 | 4.349 | 3.302 | 3.783 | 4.417 | 4839 | 1743 | 232 | 1426 | 719 | 149 | 1 | 1.5 | 2.5 | N/A | N/A | N/A | N/A | N/A | N/A | N/A | N/A | 11.8 | 3.2917 | 3.3655
[SEER Multi-Split <=65kW] GEMS (Air Conditioners up to 65kW) Determination 2019 | MEPS 2019 | AS/NZS 3823.1.4:2012 | FMA-42I5HD/DVO |  | N/A | TCL | N/A | Non Ducted | fixed | N/A | Air | Air | China | 3.57 | N/A | 11.5 | N/A | N/A | N/A | N/A | N/A | 3.44 | 12 | Enthalpy Test Room | 3.1824 | 3.8654 | N/A | - | N/A | N/A | N/A | N/A | N/A | N/A | N/A | N/A | N/A | N/A | N/A | N/A | N/A | N/A | N/A | N/A | N/A | Single | R410A | Australia,Fiji,New Zealand | 154186 | 2028-05-22 |  | Approved | Reverse Cycle | N/A | Yes | Class 20 | Yes | N/A | N/A | N/A | N/A | N/A | N/A | N/A | Available | N/A | N/A |  |  | N/A |  |  | AAC7526 | Yes | Variable output compressor | Inverter | No | - | 11500 | 3.57 | - | 1160 | 5800 | No | - | - | - | 3262.98 | 12385.5 | No | 1060.24 | 6246.6 | No | - | - | 12000 | 3.44 | 1180 | 6220 | No | - | - | No | - | - | - | 3910 | 9400 | No | - | - | - | - | - | - | - | - | No | - | - | No | - | - | N/A | 73 | 4.408 | 4.238 | 4.661 | 5.539 | 5.161 | 5.054 | 701 | 1109 | 3198 | 1490 | 1891 | 4243 | 2.5 | 2.5 | 3 | 3.267 | 3.856 | 4.758 | 3.704 | 4.253 | 4.801 | 4827 | 1727 | 247 | 1457 | 735 | 160 | 1.5 | 2 | 3 | N/A | N/A | N/A | N/A | N/A | N/A | N/A | N/A | 14 | 3.1791 | 3.441
[Unitary Single-Duct] GEMS (Air Conditioners up to 65kW) Determination 2019 | MEPS 2019 | AS/NZS 3823.1.5:2015 | TAC- 16CPD/D | TAC-1*CPD/* | N/A | TCL | N/A | Non Ducted | Portable | N/A | N/A | N/A | China | 1.75 | N/A | 4.7 | N/A | N/A | N/A | N/A | N/A | 0 | 0 | Calorimeter Room | 2.7544 | 0 | N/A | N/A | N/A | N/A | N/A | N/A | N/A | N/A | N/A | N/A | N/A | N/A | N/A | N/A | N/A | N/A | N/A | N/A | Calorimeter Room | Single | R32 | Australia,New Zealand | 131730 | 2025-08-18 |  | Approved | Cooling Only | N/A | N/A | Class 4 | N/A | N/A | N/A | N/A | N/A | N/A | N/A | N/A | Available | N/A | N/A |  |  | N/A |  |  | AAC5168 | No | N/A | N/A | N/A | N/A | 4700 | 1.75 | N/A | N/A | N/A | N/A | N/A | N/A | N/A | N/A | N/A | N/A | N/A | N/A | N/A | N/A | N/A | 0 | 0 | N/A | N/A | N/A | N/A | N/A | N/A | N/A | N/A | N/A | N/A | N/A | N/A | N/A | N/A | N/A | N/A | N/A | N/A | N/A | N/A | N/A | N/A | N/A | N/A | N/A | N/A | 64.2 | N/A | N/A | N/A | N/A | N/A | N/A | N/A | 954 | 1470 | 3932 | N/A | N/A | N/A | 0 | 0 | 0 | N/A | N/A | N/A | N/A | N/A | N/A | 0 | 0 | 0 | N/A | N/A | N/A | 0 | 0 | 0 | N/A | No | 0 | 0 | 0 | 0 | 0 | 0 | N/A | 2.6857 | 0
[Unitary Single-Duct] GEMS (Air Conditioners up to 65kW) Determination 2019 | MEPS 2019 | AS/NZS 3823.1.5:2015 | TAC-07CPB/E | TAC-07CPB/E series | N/A | TCL | N/A | Non Ducted | Portable | N/A | N/A | N/A | China | 0.785 | N/A | 2.05 | N/A | N/A | N/A | N/A | N/A | 0 | 0 | Calorimeter Room | 2.7012 | 0 | N/A | N/A | N/A | N/A | N/A | N/A | N/A | N/A | N/A | N/A | N/A | N/A | N/A | N/A | N/A | N/A | N/A | N/A | Calorimeter Room | Single | R290 | Australia,Fiji,New Zealand | 130281 | 2025-07-02 |  | Approved | Cooling Only | N/A | N/A | Class 4 | N/A | N/A | N/A | N/A | N/A | N/A | N/A | N/A | Available | N/A | N/A |  |  | N/A |  |  | AAC4979 | No | N/A | N/A | N/A | N/A | 2050 | 0.785 | N/A | N/A | N/A | N/A | N/A | N/A | N/A | N/A | N/A | N/A | N/A | N/A | N/A | N/A | N/A | 0 | 0 | N/A | N/A | N/A | N/A | N/A | N/A | N/A | N/A | N/A | N/A | N/A | N/A | N/A | N/A | N/A | N/A | N/A | N/A | N/A | N/A | N/A | N/A | N/A | N/A | N/A | N/A | 63.7 | N/A | N/A | N/A | N/A | N/A | N/A | N/A | 428 | 659 | 1764 | N/A | N/A | N/A | 0 | 0 | 0 | N/A | N/A | N/A | N/A | N/A | N/A | 0 | 0 | 0 | N/A | N/A | N/A | 0 | 0 | 0 | N/A | No | 0 | 0 | 0 | 0 | 0 | 0 | N/A | 2.6115 | 0
[Unitary Single-Duct] GEMS (Air Conditioners up to 65kW) Determination 2019 | MEPS 2019 | AS/NZS 3823.1.5:2015 | TAC-07CPB/E series | TAC-07CPB/E series | N/A | TCL | N/A | Non Ducted | Portable | N/A | N/A | N/A | China | 0.785 | N/A | 2.05 | N/A | N/A | N/A | N/A | N/A | 0 | 0 | Calorimeter Room | 2.7012 | 0 | N/A | N/A | N/A | N/A | N/A | N/A | N/A | N/A | N/A | N/A | N/A | N/A | N/A | N/A | N/A | N/A | N/A | N/A | Calorimeter Room | Single | R290 | Australia,Fiji,New Zealand | 130281 | 2025-07-02 |  | Approved | Cooling Only | N/A | N/A | Class 4 | N/A | N/A | N/A | N/A | N/A | N/A | N/A | N/A | Available | N/A | N/A |  |  | N/A |  |  | AAC4979 | No | N/A | N/A | N/A | N/A | 2050 | 0.785 | N/A | N/A | N/A | N/A | N/A | N/A | N/A | N/A | N/A | N/A | N/A | N/A | N/A | N/A | N/A | 0 | 0 | N/A | N/A | N/A | N/A | N/A | N/A | N/A | N/A | N/A | N/A | N/A | N/A | N/A | N/A | N/A | N/A | N/A | N/A | N/A | N/A | N/A | N/A | N/A | N/A | N/A | N/A | 63.7 | N/A | N/A | N/A | N/A | N/A | N/A | N/A | 428 | 659 | 1764 | N/A | N/A | N/A | 0 | 0 | 0 | N/A | N/A | N/A | N/A | N/A | N/A | 0 | 0 | 0 | N/A | N/A | N/A | 0 | 0 | 0 | N/A | No | 0 | 0 | 0 | 0 | 0 | 0 | N/A | 2.6115 | 0
[Unitary Single-Duct] GEMS (Air Conditioners up to 65kW) Determination 2019 | MEPS 2019 | AS/NZS 3823.1.5:2015 | TAC-07CPB/EN | TAC-07CPB/E series | N/A | TCL | N/A | Non Ducted | Portable | N/A | N/A | N/A | China | 0.785 | N/A | 2.05 | N/A | N/A | N/A | N/A | N/A | 0 | 0 | Calorimeter Room | 2.7012 | 0 | N/A | N/A | N/A | N/A | N/A | N/A | N/A | N/A | N/A | N/A | N/A | N/A | N/A | N/A | N/A | N/A | N/A | N/A | Calorimeter Room | Single | R290 | Australia,Fiji,New Zealand | 130281 | 2025-07-02 |  | Approved | Cooling Only | N/A | N/A | Class 4 | N/A | N/A | N/A | N/A | N/A | N/A | N/A | N/A | Available | N/A | N/A |  |  | N/A |  |  | AAC4979 | No | N/A | N/A | N/A | N/A | 2050 | 0.785 | N/A | N/A | N/A | N/A | N/A | N/A | N/A | N/A | N/A | N/A | N/A | N/A | N/A | N/A | N/A | 0 | 0 | N/A | N/A | N/A | N/A | N/A | N/A | N/A | N/A | N/A | N/A | N/A | N/A | N/A | N/A | N/A | N/A | N/A | N/A | N/A | N/A | N/A | N/A | N/A | N/A | N/A | N/A | 63.7 | N/A | N/A | N/A | N/A | N/A | N/A | N/A | 428 | 659 | 1764 | N/A | N/A | N/A | 0 | 0 | 0 | N/A | N/A | N/A | N/A | N/A | N/A | 0 | 0 | 0 | N/A | N/A | N/A | 0 | 0 | 0 | N/A | No | 0 | 0 | 0 | 0 | 0 | 0 | N/A | 2.6115 | 0
[Unitary Single-Duct] GEMS (Air Conditioners up to 65kW) Determination 2019 | MEPS 2019 | AS/NZS 3823.1.5:2015 | TAC-07CPB/EV | TAC-07CPB/E series | N/A | TCL | N/A | Non Ducted | Portable | N/A | N/A | N/A | China | 0.785 | N/A | 2.05 | N/A | N/A | N/A | N/A | N/A | 0 | 0 | Calorimeter Room | 2.7012 | 0 | N/A | N/A | N/A | N/A | N/A | N/A | N/A | N/A | N/A | N/A | N/A | N/A | N/A | N/A | N/A | N/A | N/A | N/A | Calorimeter Room | Single | R290 | Australia,Fiji,New Zealand | 130281 | 2025-07-02 |  | Approved | Cooling Only | N/A | N/A | Class 4 | N/A | N/A | N/A | N/A | N/A | N/A | N/A | N/A | Available | N/A | N/A |  |  | N/A |  |  | AAC4979 | No | N/A | N/A | N/A | N/A | 2050 | 0.785 | N/A | N/A | N/A | N/A | N/A | N/A | N/A | N/A | N/A | N/A | N/A | N/A | N/A | N/A | N/A | 0 | 0 | N/A | N/A | N/A | N/A | N/A | N/A | N/A | N/A | N/A | N/A | N/A | N/A | N/A | N/A | N/A | N/A | N/A | N/A | N/A | N/A | N/A | N/A | N/A | N/A | N/A | N/A | 63.7 | N/A | N/A | N/A | N/A | N/A | N/A | N/A | 428 | 659 | 1764 | N/A | N/A | N/A | 0 | 0 | 0 | N/A | N/A | N/A | N/A | N/A | N/A | 0 | 0 | 0 | N/A | N/A | N/A | 0 | 0 | 0 | N/A | No | 0 | 0 | 0 | 0 | 0 | 0 | N/A | 2.6115 | 0
[Unitary Single-Duct] GEMS (Air Conditioners up to 65kW) Determination 2019 | MEPS 2019 | AS/NZS 3823.1.5:2015 | TAC-07CPB/EW | TAC-07CPB/E series | N/A | TCL | N/A | Non Ducted | Portable | N/A | N/A | N/A | China | 0.785 | N/A | 2.05 | N/A | N/A | N/A | N/A | N/A | 0 | 0 | Calorimeter Room | 2.7012 | 0 | N/A | N/A | N/A | N/A | N/A | N/A | N/A | N/A | N/A | N/A | N/A | N/A | N/A | N/A | N/A | N/A | N/A | N/A | Calorimeter Room | Single | R290 | Australia,Fiji,New Zealand | 130281 | 2025-07-02 |  | Approved | Cooling Only | N/A | N/A | Class 4 | N/A | N/A | N/A | N/A | N/A | N/A | N/A | N/A | Available | N/A | N/A |  |  | N/A |  |  | AAC4979 | No | N/A | N/A | N/A | N/A | 2050 | 0.785 | N/A | N/A | N/A | N/A | N/A | N/A | N/A | N/A | N/A | N/A | N/A | N/A | N/A | N/A | N/A | 0 | 0 | N/A | N/A | N/A | N/A | N/A | N/A | N/A | N/A | N/A | N/A | N/A | N/A | N/A | N/A | N/A | N/A | N/A | N/A | N/A | N/A | N/A | N/A | N/A | N/A | N/A | N/A | 63.7 | N/A | N/A | N/A | N/A | N/A | N/A | N/A | 428 | 659 | 1764 | N/A | N/A | N/A | 0 | 0 | 0 | N/A | N/A | N/A | N/A | N/A | N/A | 0 | 0 | 0 | N/A | N/A | N/A | 0 | 0 | 0 | N/A | No | 0 | 0 | 0 | 0 | 0 | 0 | N/A | 2.6115 | 0
[Unitary Single-Duct] GEMS (Air Conditioners up to 65kW) Determination 2019 | MEPS 2019 | AS/NZS 3823.1.5:2015 | TAC-07CPB/EX | TAC-07CPB/E series | N/A | TCL | N/A | Non Ducted | Portable | N/A | N/A | N/A | China | 0.785 | N/A | 2.05 | N/A | N/A | N/A | N/A | N/A | 0 | 0 | Calorimeter Room | 2.7012 | 0 | N/A | N/A | N/A | N/A | N/A | N/A | N/A | N/A | N/A | N/A | N/A | N/A | N/A | N/A | N/A | N/A | N/A | N/A | Calorimeter Room | Single | R290 | Australia,Fiji,New Zealand | 130281 | 2025-07-02 |  | Approved | Cooling Only | N/A | N/A | Class 4 | N/A | N/A | N/A | N/A | N/A | N/A | N/A | N/A | Available | N/A | N/A |  |  | N/A |  |  | AAC4979 | No | N/A | N/A | N/A | N/A | 2050 | 0.785 | N/A | N/A | N/A | N/A | N/A | N/A | N/A | N/A | N/A | N/A | N/A | N/A | N/A | N/A | N/A | 0 | 0 | N/A | N/A | N/A | N/A | N/A | N/A | N/A | N/A | N/A | N/A | N/A | N/A | N/A | N/A | N/A | N/A | N/A | N/A | N/A | N/A | N/A | N/A | N/A | N/A | N/A | N/A | 63.7 | N/A | N/A | N/A | N/A | N/A | N/A | N/A | 428 | 659 | 1764 | N/A | N/A | N/A | 0 | 0 | 0 | N/A | N/A | N/A | N/A | N/A | N/A | 0 | 0 | 0 | N/A | N/A | N/A | 0 | 0 | 0 | N/A | No | 0 | 0 | 0 | 0 | 0 | 0 | N/A | 2.6115 | 0
[Unitary Single-Duct] GEMS (Air Conditioners up to 65kW) Determination 2019 | MEPS 2019 | AS/NZS 3823.1.5:2015 | TAC-07CPB/R series | TAC-07CPB/R series | N/A | TCL | N/A | Non Ducted | Portable | N/A | N/A | N/A | China | 0.785 | N/A | 2.05 | N/A | N/A | N/A | N/A | N/A | - | - | Calorimeter Room | 2.6499 | - | N/A | N/A | N/A | N/A | N/A | N/A | N/A | N/A | N/A | N/A | N/A | N/A | N/A | N/A | N/A | N/A | N/A | N/A | Calorimeter Room | Single | R290 | Australia,Fiji,New Zealand | 146569 | 2027-05-17 |  | Approved | Cooling Only | N/A | N/A | Class 4 | N/A | N/A | N/A | N/A | N/A | N/A | N/A | N/A | Available | N/A | N/A |  |  | N/A |  |  | AAC6711 | No | N/A | N/A | N/A | N/A | 2050 | 0.785 | N/A | N/A | N/A | N/A | N/A | N/A | N/A | N/A | N/A | N/A | N/A | N/A | N/A | N/A | N/A | - | - | N/A | N/A | N/A | N/A | N/A | N/A | N/A | N/A | N/A | N/A | N/A | N/A | N/A | N/A | N/A | N/A | N/A | N/A | N/A | N/A | N/A | N/A | N/A | N/A | N/A | N/A | 62.8 | N/A | N/A | N/A | N/A | N/A | N/A | N/A | 428 | 659 | 1764 | N/A | N/A | N/A | 0 | 0 | 0 | N/A | N/A | N/A | N/A | N/A | N/A | - | - | - | N/A | N/A | N/A | - | - | - | N/A | No | - | - | - | - | - | - | N/A | 2.6115 | -
[Unitary Single-Duct] GEMS (Air Conditioners up to 65kW) Determination 2019 | MEPS 2019 | AS/NZS 3823.1.5:2015 | TAC-07CPB/R* | TAC-07CPB/R* | N/A | TCL | N/A | Non Ducted | Portable | N/A | N/A | N/A | China | 0.785 | N/A | 2.05 | N/A | N/A | N/A | N/A | N/A | 0 | 0 | Calorimeter Room | 2.6281 | 0 | N/A | N/A | N/A | N/A | N/A | N/A | N/A | N/A | N/A | N/A | N/A | N/A | N/A | N/A | N/A | N/A | N/A | N/A | Calorimeter Room | Single | R290 | Australia,Fiji,New Zealand | 130280 | 2025-07-01 |  | Approved | Cooling Only | N/A | N/A | Class 4 | N/A | N/A | N/A | N/A | N/A | N/A | N/A | N/A | Available | N/A | N/A |  |  | N/A |  |  | AAC4955 | No | N/A | N/A | N/A | N/A | 2050 | 0.785 | N/A | N/A | N/A | N/A | N/A | N/A | N/A | N/A | N/A | N/A | N/A | N/A | N/A | N/A | N/A | 0 | 0 | N/A | N/A | N/A | N/A | N/A | N/A | N/A | N/A | N/A | N/A | N/A | N/A | N/A | N/A | N/A | N/A | N/A | N/A | N/A | N/A | N/A | N/A | N/A | N/A | N/A | N/A | 63.2 | N/A | N/A | N/A | N/A | N/A | N/A | N/A | 428 | 659 | 1764 | N/A | N/A | N/A | 0 | 0 | 0 | N/A | N/A | N/A | N/A | N/A | N/A | 0 | 0 | 0 | N/A | N/A | N/A | 0 | 0 | 0 | N/A | No | 0 | 0 | 0 | 0 | 0 | 0 | N/A | 2.6115 | 0
[Unitary Single-Duct] GEMS (Air Conditioners up to 65kW) Determination 2019 | MEPS 2019 | AS/NZS 3823.1.5:2015 | TAC-07CPB/RM | TAC-07CPB/R* | N/A | TCL | N/A | Non Ducted | Portable | N/A | N/A | N/A | China | 0.785 | N/A | 2.05 | N/A | N/A | N/A | N/A | N/A | 0 | 0 | Calorimeter Room | 2.6281 | 0 | N/A | N/A | N/A | N/A | N/A | N/A | N/A | N/A | N/A | N/A | N/A | N/A | N/A | N/A | N/A | N/A | N/A | N/A | Calorimeter Room | Single | R290 | Australia,Fiji,New Zealand | 130280 | 2025-07-01 |  | Approved | Cooling Only | N/A | N/A | Class 4 | N/A | N/A | N/A | N/A | N/A | N/A | N/A | N/A | Available | N/A | N/A |  |  | N/A |  |  | AAC4955 | No | N/A | N/A | N/A | N/A | 2050 | 0.785 | N/A | N/A | N/A | N/A | N/A | N/A | N/A | N/A | N/A | N/A | N/A | N/A | N/A | N/A | N/A | 0 | 0 | N/A | N/A | N/A | N/A | N/A | N/A | N/A | N/A | N/A | N/A | N/A | N/A | N/A | N/A | N/A | N/A | N/A | N/A | N/A | N/A | N/A | N/A | N/A | N/A | N/A | N/A | 63.2 | N/A | N/A | N/A | N/A | N/A | N/A | N/A | 428 | 659 | 1764 | N/A | N/A | N/A | 0 | 0 | 0 | N/A | N/A | N/A | N/A | N/A | N/A | 0 | 0 | 0 | N/A | N/A | N/A | 0 | 0 | 0 | N/A | No | 0 | 0 | 0 | 0 | 0 | 0 | N/A | 2.6115 | 0
[Unitary Single-Duct] GEMS (Air Conditioners up to 65kW) Determination 2019 | MEPS 2019 | AS/NZS 3823.1.5:2015 | TAC-07CPB/RM | TAC-07CPB/R series | N/A | TCL | N/A | Non Ducted | Portable | N/A | N/A | N/A | China | 0.785 | N/A | 2.05 | N/A | N/A | N/A | N/A | N/A | - | - | Calorimeter Room | 2.6499 | - | N/A | N/A | N/A | N/A | N/A | N/A | N/A | N/A | N/A | N/A | N/A | N/A | N/A | N/A | N/A | N/A | N/A | N/A | Calorimeter Room | Single | R290 | Australia,Fiji,New Zealand | 146569 | 2027-05-17 |  | Approved | Cooling Only | N/A | N/A | Class 4 | N/A | N/A | N/A | N/A | N/A | N/A | N/A | N/A | Available | N/A | N/A |  |  | N/A |  |  | AAC6711 | No | N/A | N/A | N/A | N/A | 2050 | 0.785 | N/A | N/A | N/A | N/A | N/A | N/A | N/A | N/A | N/A | N/A | N/A | N/A | N/A | N/A | N/A | - | - | N/A | N/A | N/A | N/A | N/A | N/A | N/A | N/A | N/A | N/A | N/A | N/A | N/A | N/A | N/A | N/A | N/A | N/A | N/A | N/A | N/A | N/A | N/A | N/A | N/A | N/A | 62.8 | N/A | N/A | N/A | N/A | N/A | N/A | N/A | 428 | 659 | 1764 | N/A | N/A | N/A | 0 | 0 | 0 | N/A | N/A | N/A | N/A | N/A | N/A | - | - | - | N/A | N/A | N/A | - | - | - | N/A | No | - | - | - | - | - | - | N/A | 2.6115 | -
[Unitary Single-Duct] GEMS (Air Conditioners up to 65kW) Determination 2019 | MEPS 2019 | AS/NZS 3823.1.5:2015 | TAC-07CPB/RS | TAC-07CPB/R* | N/A | TCL | N/A | Non Ducted | Portable | N/A | N/A | N/A | China | 0.785 | N/A | 2.05 | N/A | N/A | N/A | N/A | N/A | 0 | 0 | Calorimeter Room | 2.6281 | 0 | N/A | N/A | N/A | N/A | N/A | N/A | N/A | N/A | N/A | N/A | N/A | N/A | N/A | N/A | N/A | N/A | N/A | N/A | Calorimeter Room | Single | R290 | Australia,Fiji,New Zealand | 130280 | 2025-07-01 |  | Approved | Cooling Only | N/A | N/A | Class 4 | N/A | N/A | N/A | N/A | N/A | N/A | N/A | N/A | Available | N/A | N/A |  |  | N/A |  |  | AAC4955 | No | N/A | N/A | N/A | N/A | 2050 | 0.785 | N/A | N/A | N/A | N/A | N/A | N/A | N/A | N/A | N/A | N/A | N/A | N/A | N/A | N/A | N/A | 0 | 0 | N/A | N/A | N/A | N/A | N/A | N/A | N/A | N/A | N/A | N/A | N/A | N/A | N/A | N/A | N/A | N/A | N/A | N/A | N/A | N/A | N/A | N/A | N/A | N/A | N/A | N/A | 63.2 | N/A | N/A | N/A | N/A | N/A | N/A | N/A | 428 | 659 | 1764 | N/A | N/A | N/A | 0 | 0 | 0 | N/A | N/A | N/A | N/A | N/A | N/A | 0 | 0 | 0 | N/A | N/A | N/A | 0 | 0 | 0 | N/A | No | 0 | 0 | 0 | 0 | 0 | 0 | N/A | 2.6115 | 0
[Unitary Single-Duct] GEMS (Air Conditioners up to 65kW) Determination 2019 | MEPS 2019 | AS/NZS 3823.1.5:2015 | TAC-07CPB/RS | TAC-07CPB/R series | N/A | TCL | N/A | Non Ducted | Portable | N/A | N/A | N/A | China | 0.785 | N/A | 2.05 | N/A | N/A | N/A | N/A | N/A | - | - | Calorimeter Room | 2.6499 | - | N/A | N/A | N/A | N/A | N/A | N/A | N/A | N/A | N/A | N/A | N/A | N/A | N/A | N/A | N/A | N/A | N/A | N/A | Calorimeter Room | Single | R290 | Australia,Fiji,New Zealand | 146569 | 2027-05-17 |  | Approved | Cooling Only | N/A | N/A | Class 4 | N/A | N/A | N/A | N/A | N/A | N/A | N/A | N/A | Available | N/A | N/A |  |  | N/A |  |  | AAC6711 | No | N/A | N/A | N/A | N/A | 2050 | 0.785 | N/A | N/A | N/A | N/A | N/A | N/A | N/A | N/A | N/A | N/A | N/A | N/A | N/A | N/A | N/A | - | - | N/A | N/A | N/A | N/A | N/A | N/A | N/A | N/A | N/A | N/A | N/A | N/A | N/A | N/A | N/A | N/A | N/A | N/A | N/A | N/A | N/A | N/A | N/A | N/A | N/A | N/A | 62.8 | N/A | N/A | N/A | N/A | N/A | N/A | N/A | 428 | 659 | 1764 | N/A | N/A | N/A | 0 | 0 | 0 | N/A | N/A | N/A | N/A | N/A | N/A | - | - | - | N/A | N/A | N/A | - | - | - | N/A | No | - | - | - | - | - | - | N/A | 2.6115 | -
[Unitary Single-Duct] GEMS (Air Conditioners up to 65kW) Determination 2019 | MEPS 2019 | AS/NZS 3823.1.5:2015 | TAC-07CPB/RS1 | TAC-07CPB/R series | N/A | TCL | N/A | Non Ducted | Portable | N/A | N/A | N/A | China | 0.785 | N/A | 2.05 | N/A | N/A | N/A | N/A | N/A | - | - | Calorimeter Room | 2.6499 | - | N/A | N/A | N/A | N/A | N/A | N/A | N/A | N/A | N/A | N/A | N/A | N/A | N/A | N/A | N/A | N/A | N/A | N/A | Calorimeter Room | Single | R290 | Australia,Fiji,New Zealand | 146569 | 2027-05-17 |  | Approved | Cooling Only | N/A | N/A | Class 4 | N/A | N/A | N/A | N/A | N/A | N/A | N/A | N/A | Available | N/A | N/A |  |  | N/A |  |  | AAC6711 | No | N/A | N/A | N/A | N/A | 2050 | 0.785 | N/A | N/A | N/A | N/A | N/A | N/A | N/A | N/A | N/A | N/A | N/A | N/A | N/A | N/A | N/A | - | - | N/A | N/A | N/A | N/A | N/A | N/A | N/A | N/A | N/A | N/A | N/A | N/A | N/A | N/A | N/A | N/A | N/A | N/A | N/A | N/A | N/A | N/A | N/A | N/A | N/A | N/A | 62.8 | N/A | N/A | N/A | N/A | N/A | N/A | N/A | 428 | 659 | 1764 | N/A | N/A | N/A | 0 | 0 | 0 | N/A | N/A | N/A | N/A | N/A | N/A | - | - | - | N/A | N/A | N/A | - | - | - | N/A | No | - | - | - | - | - | - | N/A | 2.6115 | -
[Unitary Single-Duct] GEMS (Air Conditioners up to 65kW) Determination 2019 | MEPS 2019 | AS/NZS 3823.1.5:2015 | TAC-07CPB/RS2 | TAC-07CPB/R series | N/A | TCL | N/A | Non Ducted | Portable | N/A | N/A | N/A | China | 0.785 | N/A | 2.05 | N/A | N/A | N/A | N/A | N/A | - | - | Calorimeter Room | 2.6499 | - | N/A | N/A | N/A | N/A | N/A | N/A | N/A | N/A | N/A | N/A | N/A | N/A | N/A | N/A | N/A | N/A | N/A | N/A | Calorimeter Room | Single | R290 | Australia,Fiji,New Zealand | 146569 | 2027-05-17 |  | Approved | Cooling Only | N/A | N/A | Class 4 | N/A | N/A | N/A | N/A | N/A | N/A | N/A | N/A | Available | N/A | N/A |  |  | N/A |  |  | AAC6711 | No | N/A | N/A | N/A | N/A | 2050 | 0.785 | N/A | N/A | N/A | N/A | N/A | N/A | N/A | N/A | N/A | N/A | N/A | N/A | N/A | N/A | N/A | - | - | N/A | N/A | N/A | N/A | N/A | N/A | N/A | N/A | N/A | N/A | N/A | N/A | N/A | N/A | N/A | N/A | N/A | N/A | N/A | N/A | N/A | N/A | N/A | N/A | N/A | N/A | 62.8 | N/A | N/A | N/A | N/A | N/A | N/A | N/A | 428 | 659 | 1764 | N/A | N/A | N/A | 0 | 0 | 0 | N/A | N/A | N/A | N/A | N/A | N/A | - | - | - | N/A | N/A | N/A | - | - | - | N/A | No | - | - | - | - | - | - | N/A | 2.6115 | -
[Unitary Single-Duct] GEMS (Air Conditioners up to 65kW) Determination 2019 | MEPS 2019 | AS/NZS 3823.1.5:2015 | TAC-07CPB/RV | TAC-07CPB/R* | N/A | TCL | N/A | Non Ducted | Portable | N/A | N/A | N/A | China | 0.785 | N/A | 2.05 | N/A | N/A | N/A | N/A | N/A | 0 | 0 | Calorimeter Room | 2.6281 | 0 | N/A | N/A | N/A | N/A | N/A | N/A | N/A | N/A | N/A | N/A | N/A | N/A | N/A | N/A | N/A | N/A | N/A | N/A | Calorimeter Room | Single | R290 | Australia,Fiji,New Zealand | 130280 | 2025-07-01 |  | Approved | Cooling Only | N/A | N/A | Class 4 | N/A | N/A | N/A | N/A | N/A | N/A | N/A | N/A | Available | N/A | N/A |  |  | N/A |  |  | AAC4955 | No | N/A | N/A | N/A | N/A | 2050 | 0.785 | N/A | N/A | N/A | N/A | N/A | N/A | N/A | N/A | N/A | N/A | N/A | N/A | N/A | N/A | N/A | 0 | 0 | N/A | N/A | N/A | N/A | N/A | N/A | N/A | N/A | N/A | N/A | N/A | N/A | N/A | N/A | N/A | N/A | N/A | N/A | N/A | N/A | N/A | N/A | N/A | N/A | N/A | N/A | 63.2 | N/A | N/A | N/A | N/A | N/A | N/A | N/A | 428 | 659 | 1764 | N/A | N/A | N/A | 0 | 0 | 0 | N/A | N/A | N/A | N/A | N/A | N/A | 0 | 0 | 0 | N/A | N/A | N/A | 0 | 0 | 0 | N/A | No | 0 | 0 | 0 | 0 | 0 | 0 | N/A | 2.6115 | 0
[Unitary Single-Duct] GEMS (Air Conditioners up to 65kW) Determination 2019 | MEPS 2019 | AS/NZS 3823.1.5:2015 | TAC-07CPB/RV | TAC-07CPB/R series | N/A | TCL | N/A | Non Ducted | Portable | N/A | N/A | N/A | China | 0.785 | N/A | 2.05 | N/A | N/A | N/A | N/A | N/A | - | - | Calorimeter Room | 2.6499 | - | N/A | N/A | N/A | N/A | N/A | N/A | N/A | N/A | N/A | N/A | N/A | N/A | N/A | N/A | N/A | N/A | N/A | N/A | Calorimeter Room | Single | R290 | Australia,Fiji,New Zealand | 146569 | 2027-05-17 |  | Approved | Cooling Only | N/A | N/A | Class 4 | N/A | N/A | N/A | N/A | N/A | N/A | N/A | N/A | Available | N/A | N/A |  |  | N/A |  |  | AAC6711 | No | N/A | N/A | N/A | N/A | 2050 | 0.785 | N/A | N/A | N/A | N/A | N/A | N/A | N/A | N/A | N/A | N/A | N/A | N/A | N/A | N/A | N/A | - | - | N/A | N/A | N/A | N/A | N/A | N/A | N/A | N/A | N/A | N/A | N/A | N/A | N/A | N/A | N/A | N/A | N/A | N/A | N/A | N/A | N/A | N/A | N/A | N/A | N/A | N/A | 62.8 | N/A | N/A | N/A | N/A | N/A | N/A | N/A | 428 | 659 | 1764 | N/A | N/A | N/A | 0 | 0 | 0 | N/A | N/A | N/A | N/A | N/A | N/A | - | - | - | N/A | N/A | N/A | - | - | - | N/A | No | - | - | - | - | - | - | N/A | 2.6115 | -
[Unitary Single-Duct] GEMS (Air Conditioners up to 65kW) Determination 2019 | MEPS 2019 | AS/NZS 3823.1.5:2015 | TAC-07CPB/RV1 | TAC-07CPB/R series | N/A | TCL | N/A | Non Ducted | Portable | N/A | N/A | N/A | China | 0.785 | N/A | 2.05 | N/A | N/A | N/A | N/A | N/A | - | - | Calorimeter Room | 2.6499 | - | N/A | N/A | N/A | N/A | N/A | N/A | N/A | N/A | N/A | N/A | N/A | N/A | N/A | N/A | N/A | N/A | N/A | N/A | Calorimeter Room | Single | R290 | Australia,Fiji,New Zealand | 146569 | 2027-05-17 |  | Approved | Cooling Only | N/A | N/A | Class 4 | N/A | N/A | N/A | N/A | N/A | N/A | N/A | N/A | Available | N/A | N/A |  |  | N/A |  |  | AAC6711 | No | N/A | N/A | N/A | N/A | 2050 | 0.785 | N/A | N/A | N/A | N/A | N/A | N/A | N/A | N/A | N/A | N/A | N/A | N/A | N/A | N/A | N/A | - | - | N/A | N/A | N/A | N/A | N/A | N/A | N/A | N/A | N/A | N/A | N/A | N/A | N/A | N/A | N/A | N/A | N/A | N/A | N/A | N/A | N/A | N/A | N/A | N/A | N/A | N/A | 62.8 | N/A | N/A | N/A | N/A | N/A | N/A | N/A | 428 | 659 | 1764 | N/A | N/A | N/A | 0 | 0 | 0 | N/A | N/A | N/A | N/A | N/A | N/A | - | - | - | N/A | N/A | N/A | - | - | - | N/A | No | - | - | - | - | - | - | N/A | 2.6115 | -
[Unitary Single-Duct] GEMS (Air Conditioners up to 65kW) Determination 2019 | MEPS 2019 | AS/NZS 3823.1.5:2015 | TAC-07CPB/RV2 | TAC-07CPB/R series | N/A | TCL | N/A | Non Ducted | Portable | N/A | N/A | N/A | China | 0.785 | N/A | 2.05 | N/A | N/A | N/A | N/A | N/A | - | - | Calorimeter Room | 2.6499 | - | N/A | N/A | N/A | N/A | N/A | N/A | N/A | N/A | N/A | N/A | N/A | N/A | N/A | N/A | N/A | N/A | N/A | N/A | Calorimeter Room | Single | R290 | Australia,Fiji,New Zealand | 146569 | 2027-05-17 |  | Approved | Cooling Only | N/A | N/A | Class 4 | N/A | N/A | N/A | N/A | N/A | N/A | N/A | N/A | Available | N/A | N/A |  |  | N/A |  |  | AAC6711 | No | N/A | N/A | N/A | N/A | 2050 | 0.785 | N/A | N/A | N/A | N/A | N/A | N/A | N/A | N/A | N/A | N/A | N/A | N/A | N/A | N/A | N/A | - | - | N/A | N/A | N/A | N/A | N/A | N/A | N/A | N/A | N/A | N/A | N/A | N/A | N/A | N/A | N/A | N/A | N/A | N/A | N/A | N/A | N/A | N/A | N/A | N/A | N/A | N/A | 62.8 | N/A | N/A | N/A | N/A | N/A | N/A | N/A | 428 | 659 | 1764 | N/A | N/A | N/A | 0 | 0 | 0 | N/A | N/A | N/A | N/A | N/A | N/A | - | - | - | N/A | N/A | N/A | - | - | - | N/A | No | - | - | - | - | - | - | N/A | 2.6115 | -
[Unitary Single-Duct] GEMS (Air Conditioners up to 65kW) Determination 2019 | MEPS 2019 | AS/NZS 3823.1.5:2015 | TAC-07CPB/RW | TAC-07CPB/R* | N/A | TCL | N/A | Non Ducted | Portable | N/A | N/A | N/A | China | 0.785 | N/A | 2.05 | N/A | N/A | N/A | N/A | N/A | 0 | 0 | Calorimeter Room | 2.6281 | 0 | N/A | N/A | N/A | N/A | N/A | N/A | N/A | N/A | N/A | N/A | N/A | N/A | N/A | N/A | N/A | N/A | N/A | N/A | Calorimeter Room | Single | R290 | Australia,Fiji,New Zealand | 130280 | 2025-07-01 |  | Approved | Cooling Only | N/A | N/A | Class 4 | N/A | N/A | N/A | N/A | N/A | N/A | N/A | N/A | Available | N/A | N/A |  |  | N/A |  |  | AAC4955 | No | N/A | N/A | N/A | N/A | 2050 | 0.785 | N/A | N/A | N/A | N/A | N/A | N/A | N/A | N/A | N/A | N/A | N/A | N/A | N/A | N/A | N/A | 0 | 0 | N/A | N/A | N/A | N/A | N/A | N/A | N/A | N/A | N/A | N/A | N/A | N/A | N/A | N/A | N/A | N/A | N/A | N/A | N/A | N/A | N/A | N/A | N/A | N/A | N/A | N/A | 63.2 | N/A | N/A | N/A | N/A | N/A | N/A | N/A | 428 | 659 | 1764 | N/A | N/A | N/A | 0 | 0 | 0 | N/A | N/A | N/A | N/A | N/A | N/A | 0 | 0 | 0 | N/A | N/A | N/A | 0 | 0 | 0 | N/A | No | 0 | 0 | 0 | 0 | 0 | 0 | N/A | 2.6115 | 0
[Unitary Single-Duct] GEMS (Air Conditioners up to 65kW) Determination 2019 | MEPS 2019 | AS/NZS 3823.1.5:2015 | TAC-07CPB/RW | TAC-07CPB/R series | N/A | TCL | N/A | Non Ducted | Portable | N/A | N/A | N/A | China | 0.785 | N/A | 2.05 | N/A | N/A | N/A | N/A | N/A | - | - | Calorimeter Room | 2.6499 | - | N/A | N/A | N/A | N/A | N/A | N/A | N/A | N/A | N/A | N/A | N/A | N/A | N/A | N/A | N/A | N/A | N/A | N/A | Calorimeter Room | Single | R290 | Australia,Fiji,New Zealand | 146569 | 2027-05-17 |  | Approved | Cooling Only | N/A | N/A | Class 4 | N/A | N/A | N/A | N/A | N/A | N/A | N/A | N/A | Available | N/A | N/A |  |  | N/A |  |  | AAC6711 | No | N/A | N/A | N/A | N/A | 2050 | 0.785 | N/A | N/A | N/A | N/A | N/A | N/A | N/A | N/A | N/A | N/A | N/A | N/A | N/A | N/A | N/A | - | - | N/A | N/A | N/A | N/A | N/A | N/A | N/A | N/A | N/A | N/A | N/A | N/A | N/A | N/A | N/A | N/A | N/A | N/A | N/A | N/A | N/A | N/A | N/A | N/A | N/A | N/A | 62.8 | N/A | N/A | N/A | N/A | N/A | N/A | N/A | 428 | 659 | 1764 | N/A | N/A | N/A | 0 | 0 | 0 | N/A | N/A | N/A | N/A | N/A | N/A | - | - | - | N/A | N/A | N/A | - | - | - | N/A | No | - | - | - | - | - | - | N/A | 2.6115 | -
[Unitary Single-Duct] GEMS (Air Conditioners up to 65kW) Determination 2019 | MEPS 2019 | AS/NZS 3823.1.5:2015 | TAC-07CPB/SL series | TAC-07CPB/SL series | N/A | TCL | N/A | Non Ducted | Portable | N/A | N/A | N/A | China | 0.79 | N/A | 2.055 | N/A | N/A | N/A | N/A | N/A | - | - | Calorimeter Room | 2.6272 | - | N/A | N/A | N/A | N/A | N/A | N/A | N/A | N/A | N/A | N/A | N/A | N/A | N/A | N/A | N/A | N/A | N/A | N/A | Calorimeter Room | Single | R290 | Australia,Fiji,New Zealand | 154404 | 2028-05-29 |  | Approved | Cooling Only | N/A | N/A | Class 4 | N/A | N/A | N/A | N/A | N/A | N/A | N/A | N/A | Available | N/A | N/A |  |  | N/A |  |  | AAC7532 | No | N/A | N/A | N/A | N/A | 2055 | 0.79 | N/A | N/A | N/A | N/A | N/A | N/A | N/A | N/A | N/A | N/A | N/A | N/A | N/A | N/A | N/A | - | - | N/A | N/A | N/A | N/A | N/A | N/A | N/A | N/A | N/A | N/A | N/A | N/A | N/A | N/A | N/A | N/A | N/A | N/A | N/A | N/A | N/A | N/A | N/A | N/A | N/A | N/A | 64.81 | N/A | N/A | N/A | N/A | N/A | N/A | N/A | 431 | 664 | 1775 | N/A | N/A | N/A | 0 | 0 | 0 | N/A | N/A | N/A | N/A | N/A | N/A | - | - | - | N/A | N/A | N/A | - | - | - | N/A | No | - | - | - | - | - | - | N/A | 2.6013 | -
[Unitary Single-Duct] GEMS (Air Conditioners up to 65kW) Determination 2019 | MEPS 2019 | AS/NZS 3823.1.5:2015 | TAC-07CPB/SL series | TAC-07CPB/SL series | N/A | TCL | N/A | Non Ducted | Portable | N/A | N/A | N/A | China | 0.79 | N/A | 2.055 | N/A | N/A | N/A | N/A | N/A | - | - | Calorimeter Room | 2.6208 | - | N/A | N/A | N/A | N/A | N/A | N/A | N/A | N/A | N/A | N/A | N/A | N/A | N/A | N/A | N/A | N/A | N/A | N/A | Calorimeter Room | Single | R290 | Australia,Fiji,New Zealand | 158142 | 2028-12-05 |  | Approved | Cooling Only | N/A | N/A | Class 4 | N/A | N/A | N/A | N/A | N/A | N/A | N/A | N/A | Available | N/A | N/A |  |  | N/A |  |  | AAC7941 | No | N/A | N/A | N/A | N/A | 2055 | 0.79 | N/A | N/A | N/A | N/A | N/A | N/A | N/A | N/A | N/A | N/A | N/A | N/A | N/A | N/A | N/A | - | - | N/A | N/A | N/A | N/A | N/A | N/A | N/A | N/A | N/A | N/A | N/A | N/A | N/A | N/A | N/A | N/A | N/A | N/A | N/A | N/A | N/A | N/A | N/A | N/A | N/A | N/A | 64.23 | N/A | N/A | N/A | N/A | N/A | N/A | N/A | 431 | 664 | 1775 | N/A | N/A | N/A | 0 | 0 | 0 | N/A | N/A | N/A | N/A | N/A | N/A | - | - | - | N/A | N/A | N/A | - | - | - | N/A | No | - | - | - | - | - | - | N/A | 2.6013 | -
[Unitary Single-Duct] GEMS (Air Conditioners up to 65kW) Determination 2019 | MEPS 2019 | AS/NZS 3823.1.5:2015 | TAC-07CPB/SL1 | TAC-07CPB/SL series | N/A | TCL | N/A | Non Ducted | Portable | N/A | N/A | N/A | China | 0.79 | N/A | 2.055 | N/A | N/A | N/A | N/A | N/A | - | - | Calorimeter Room | 2.6272 | - | N/A | N/A | N/A | N/A | N/A | N/A | N/A | N/A | N/A | N/A | N/A | N/A | N/A | N/A | N/A | N/A | N/A | N/A | Calorimeter Room | Single | R290 | Australia,Fiji,New Zealand | 154404 | 2028-05-29 |  | Approved | Cooling Only | N/A | N/A | Class 4 | N/A | N/A | N/A | N/A | N/A | N/A | N/A | N/A | Available | N/A | N/A |  |  | N/A |  |  | AAC7532 | No | N/A | N/A | N/A | N/A | 2055 | 0.79 | N/A | N/A | N/A | N/A | N/A | N/A | N/A | N/A | N/A | N/A | N/A | N/A | N/A | N/A | N/A | - | - | N/A | N/A | N/A | N/A | N/A | N/A | N/A | N/A | N/A | N/A | N/A | N/A | N/A | N/A | N/A | N/A | N/A | N/A | N/A | N/A | N/A | N/A | N/A | N/A | N/A | N/A | 64.81 | N/A | N/A | N/A | N/A | N/A | N/A | N/A | 431 | 664 | 1775 | N/A | N/A | N/A | 0 | 0 | 0 | N/A | N/A | N/A | N/A | N/A | N/A | - | - | - | N/A | N/A | N/A | - | - | - | N/A | No | - | - | - | - | - | - | N/A | 2.6013 | -
[Unitary Single-Duct] GEMS (Air Conditioners up to 65kW) Determination 2019 | MEPS 2019 | AS/NZS 3823.1.5:2015 | TAC-07CPB/SL10 | TAC-07CPB/SL series | N/A | TCL | N/A | Non Ducted | Portable | N/A | N/A | N/A | China | 0.79 | N/A | 2.055 | N/A | N/A | N/A | N/A | N/A | - | - | Calorimeter Room | 2.6208 | - | N/A | N/A | N/A | N/A | N/A | N/A | N/A | N/A | N/A | N/A | N/A | N/A | N/A | N/A | N/A | N/A | N/A | N/A | Calorimeter Room | Single | R290 | Australia,Fiji,New Zealand | 158142 | 2028-12-05 |  | Approved | Cooling Only | N/A | N/A | Class 4 | N/A | N/A | N/A | N/A | N/A | N/A | N/A | N/A | Available | N/A | N/A |  |  | N/A |  |  | AAC7941 | No | N/A | N/A | N/A | N/A | 2055 | 0.79 | N/A | N/A | N/A | N/A | N/A | N/A | N/A | N/A | N/A | N/A | N/A | N/A | N/A | N/A | N/A | - | - | N/A | N/A | N/A | N/A | N/A | N/A | N/A | N/A | N/A | N/A | N/A | N/A | N/A | N/A | N/A | N/A | N/A | N/A | N/A | N/A | N/A | N/A | N/A | N/A | N/A | N/A | 64.23 | N/A | N/A | N/A | N/A | N/A | N/A | N/A | 431 | 664 | 1775 | N/A | N/A | N/A | 0 | 0 | 0 | N/A | N/A | N/A | N/A | N/A | N/A | - | - | - | N/A | N/A | N/A | - | - | - | N/A | No | - | - | - | - | - | - | N/A | 2.6013 | -
[Unitary Single-Duct] GEMS (Air Conditioners up to 65kW) Determination 2019 | MEPS 2019 | AS/NZS 3823.1.5:2015 | TAC-07CPB/SL2 | TAC-07CPB/SL series | N/A | TCL | N/A | Non Ducted | Portable | N/A | N/A | N/A | China | 0.79 | N/A | 2.055 | N/A | N/A | N/A | N/A | N/A | - | - | Calorimeter Room | 2.6272 | - | N/A | N/A | N/A | N/A | N/A | N/A | N/A | N/A | N/A | N/A | N/A | N/A | N/A | N/A | N/A | N/A | N/A | N/A | Calorimeter Room | Single | R290 | Australia,Fiji,New Zealand | 154404 | 2028-05-29 |  | Approved | Cooling Only | N/A | N/A | Class 4 | N/A | N/A | N/A | N/A | N/A | N/A | N/A | N/A | Available | N/A | N/A |  |  | N/A |  |  | AAC7532 | No | N/A | N/A | N/A | N/A | 2055 | 0.79 | N/A | N/A | N/A | N/A | N/A | N/A | N/A | N/A | N/A | N/A | N/A | N/A | N/A | N/A | N/A | - | - | N/A | N/A | N/A | N/A | N/A | N/A | N/A | N/A | N/A | N/A | N/A | N/A | N/A | N/A | N/A | N/A | N/A | N/A | N/A | N/A | N/A | N/A | N/A | N/A | N/A | N/A | 64.81 | N/A | N/A | N/A | N/A | N/A | N/A | N/A | 431 | 664 | 1775 | N/A | N/A | N/A | 0 | 0 | 0 | N/A | N/A | N/A | N/A | N/A | N/A | - | - | - | N/A | N/A | N/A | - | - | - | N/A | No | - | - | - | - | - | - | N/A | 2.6013 | -
[Unitary Single-Duct] GEMS (Air Conditioners up to 65kW) Determination 2019 | MEPS 2019 | AS/NZS 3823.1.5:2015 | TAC-07CPB/SL3 | TAC-07CPB/SL series | N/A | TCL | N/A | Non Ducted | Portable | N/A | N/A | N/A | China | 0.79 | N/A | 2.055 | N/A | N/A | N/A | N/A | N/A | - | - | Calorimeter Room | 2.6272 | - | N/A | N/A | N/A | N/A | N/A | N/A | N/A | N/A | N/A | N/A | N/A | N/A | N/A | N/A | N/A | N/A | N/A | N/A | Calorimeter Room | Single | R290 | Australia,Fiji,New Zealand | 154404 | 2028-05-29 |  | Approved | Cooling Only | N/A | N/A | Class 4 | N/A | N/A | N/A | N/A | N/A | N/A | N/A | N/A | Available | N/A | N/A |  |  | N/A |  |  | AAC7532 | No | N/A | N/A | N/A | N/A | 2055 | 0.79 | N/A | N/A | N/A | N/A | N/A | N/A | N/A | N/A | N/A | N/A | N/A | N/A | N/A | N/A | N/A | - | - | N/A | N/A | N/A | N/A | N/A | N/A | N/A | N/A | N/A | N/A | N/A | N/A | N/A | N/A | N/A | N/A | N/A | N/A | N/A | N/A | N/A | N/A | N/A | N/A | N/A | N/A | 64.81 | N/A | N/A | N/A | N/A | N/A | N/A | N/A | 431 | 664 | 1775 | N/A | N/A | N/A | 0 | 0 | 0 | N/A | N/A | N/A | N/A | N/A | N/A | - | - | - | N/A | N/A | N/A | - | - | - | N/A | No | - | - | - | - | - | - | N/A | 2.6013 | -
[Unitary Single-Duct] GEMS (Air Conditioners up to 65kW) Determination 2019 | MEPS 2019 | AS/NZS 3823.1.5:2015 | TAC-07CPB/SL4 | TAC-07CPB/SL series | N/A | TCL | N/A | Non Ducted | Portable | N/A | N/A | N/A | China | 0.79 | N/A | 2.055 | N/A | N/A | N/A | N/A | N/A | - | - | Calorimeter Room | 2.6272 | - | N/A | N/A | N/A | N/A | N/A | N/A | N/A | N/A | N/A | N/A | N/A | N/A | N/A | N/A | N/A | N/A | N/A | N/A | Calorimeter Room | Single | R290 | Australia,Fiji,New Zealand | 154404 | 2028-05-29 |  | Approved | Cooling Only | N/A | N/A | Class 4 | N/A | N/A | N/A | N/A | N/A | N/A | N/A | N/A | Available | N/A | N/A |  |  | N/A |  |  | AAC7532 | No | N/A | N/A | N/A | N/A | 2055 | 0.79 | N/A | N/A | N/A | N/A | N/A | N/A | N/A | N/A | N/A | N/A | N/A | N/A | N/A | N/A | N/A | - | - | N/A | N/A | N/A | N/A | N/A | N/A | N/A | N/A | N/A | N/A | N/A | N/A | N/A | N/A | N/A | N/A | N/A | N/A | N/A | N/A | N/A | N/A | N/A | N/A | N/A | N/A | 64.81 | N/A | N/A | N/A | N/A | N/A | N/A | N/A | 431 | 664 | 1775 | N/A | N/A | N/A | 0 | 0 | 0 | N/A | N/A | N/A | N/A | N/A | N/A | - | - | - | N/A | N/A | N/A | - | - | - | N/A | No | - | - | - | - | - | - | N/A | 2.6013 | -
[Unitary Single-Duct] GEMS (Air Conditioners up to 65kW) Determination 2019 | MEPS 2019 | AS/NZS 3823.1.5:2015 | TAC-07CPB/SL5 | TAC-07CPB/SL series | N/A | TCL | N/A | Non Ducted | Portable | N/A | N/A | N/A | China | 0.79 | N/A | 2.055 | N/A | N/A | N/A | N/A | N/A | - | - | Calorimeter Room | 2.6272 | - | N/A | N/A | N/A | N/A | N/A | N/A | N/A | N/A | N/A | N/A | N/A | N/A | N/A | N/A | N/A | N/A | N/A | N/A | Calorimeter Room | Single | R290 | Australia,Fiji,New Zealand | 154404 | 2028-05-29 |  | Approved | Cooling Only | N/A | N/A | Class 4 | N/A | N/A | N/A | N/A | N/A | N/A | N/A | N/A | Available | N/A | N/A |  |  | N/A |  |  | AAC7532 | No | N/A | N/A | N/A | N/A | 2055 | 0.79 | N/A | N/A | N/A | N/A | N/A | N/A | N/A | N/A | N/A | N/A | N/A | N/A | N/A | N/A | N/A | - | - | N/A | N/A | N/A | N/A | N/A | N/A | N/A | N/A | N/A | N/A | N/A | N/A | N/A | N/A | N/A | N/A | N/A | N/A | N/A | N/A | N/A | N/A | N/A | N/A | N/A | N/A | 64.81 | N/A | N/A | N/A | N/A | N/A | N/A | N/A | 431 | 664 | 1775 | N/A | N/A | N/A | 0 | 0 | 0 | N/A | N/A | N/A | N/A | N/A | N/A | - | - | - | N/A | N/A | N/A | - | - | - | N/A | No | - | - | - | - | - | - | N/A | 2.6013 | -
[Unitary Single-Duct] GEMS (Air Conditioners up to 65kW) Determination 2019 | MEPS 2019 | AS/NZS 3823.1.5:2015 | TAC-07CPB/SL6 | TAC-07CPB/SL series | N/A | TCL | N/A | Non Ducted | Portable | N/A | N/A | N/A | China | 0.79 | N/A | 2.055 | N/A | N/A | N/A | N/A | N/A | - | - | Calorimeter Room | 2.6208 | - | N/A | N/A | N/A | N/A | N/A | N/A | N/A | N/A | N/A | N/A | N/A | N/A | N/A | N/A | N/A | N/A | N/A | N/A | Calorimeter Room | Single | R290 | Australia,Fiji,New Zealand | 158142 | 2028-12-05 |  | Approved | Cooling Only | N/A | N/A | Class 4 | N/A | N/A | N/A | N/A | N/A | N/A | N/A | N/A | Available | N/A | N/A |  |  | N/A |  |  | AAC7941 | No | N/A | N/A | N/A | N/A | 2055 | 0.79 | N/A | N/A | N/A | N/A | N/A | N/A | N/A | N/A | N/A | N/A | N/A | N/A | N/A | N/A | N/A | - | - | N/A | N/A | N/A | N/A | N/A | N/A | N/A | N/A | N/A | N/A | N/A | N/A | N/A | N/A | N/A | N/A | N/A | N/A | N/A | N/A | N/A | N/A | N/A | N/A | N/A | N/A | 64.23 | N/A | N/A | N/A | N/A | N/A | N/A | N/A | 431 | 664 | 1775 | N/A | N/A | N/A | 0 | 0 | 0 | N/A | N/A | N/A | N/A | N/A | N/A | - | - | - | N/A | N/A | N/A | - | - | - | N/A | No | - | - | - | - | - | - | N/A | 2.6013 | -
[Unitary Single-Duct] GEMS (Air Conditioners up to 65kW) Determination 2019 | MEPS 2019 | AS/NZS 3823.1.5:2015 | TAC-07CPB/SL7 | TAC-07CPB/SL series | N/A | TCL | N/A | Non Ducted | Portable | N/A | N/A | N/A | China | 0.79 | N/A | 2.055 | N/A | N/A | N/A | N/A | N/A | - | - | Calorimeter Room | 2.6208 | - | N/A | N/A | N/A | N/A | N/A | N/A | N/A | N/A | N/A | N/A | N/A | N/A | N/A | N/A | N/A | N/A | N/A | N/A | Calorimeter Room | Single | R290 | Australia,Fiji,New Zealand | 158142 | 2028-12-05 |  | Approved | Cooling Only | N/A | N/A | Class 4 | N/A | N/A | N/A | N/A | N/A | N/A | N/A | N/A | Available | N/A | N/A |  |  | N/A |  |  | AAC7941 | No | N/A | N/A | N/A | N/A | 2055 | 0.79 | N/A | N/A | N/A | N/A | N/A | N/A | N/A | N/A | N/A | N/A | N/A | N/A | N/A | N/A | N/A | - | - | N/A | N/A | N/A | N/A | N/A | N/A | N/A | N/A | N/A | N/A | N/A | N/A | N/A | N/A | N/A | N/A | N/A | N/A | N/A | N/A | N/A | N/A | N/A | N/A | N/A | N/A | 64.23 | N/A | N/A | N/A | N/A | N/A | N/A | N/A | 431 | 664 | 1775 | N/A | N/A | N/A | 0 | 0 | 0 | N/A | N/A | N/A | N/A | N/A | N/A | - | - | - | N/A | N/A | N/A | - | - | - | N/A | No | - | - | - | - | - | - | N/A | 2.6013 | -
[Unitary Single-Duct] GEMS (Air Conditioners up to 65kW) Determination 2019 | MEPS 2019 | AS/NZS 3823.1.5:2015 | TAC-07CPB/SL8 | TAC-07CPB/SL series | N/A | TCL | N/A | Non Ducted | Portable | N/A | N/A | N/A | China | 0.79 | N/A | 2.055 | N/A | N/A | N/A | N/A | N/A | - | - | Calorimeter Room | 2.6208 | - | N/A | N/A | N/A | N/A | N/A | N/A | N/A | N/A | N/A | N/A | N/A | N/A | N/A | N/A | N/A | N/A | N/A | N/A | Calorimeter Room | Single | R290 | Australia,Fiji,New Zealand | 158142 | 2028-12-05 |  | Approved | Cooling Only | N/A | N/A | Class 4 | N/A | N/A | N/A | N/A | N/A | N/A | N/A | N/A | Available | N/A | N/A |  |  | N/A |  |  | AAC7941 | No | N/A | N/A | N/A | N/A | 2055 | 0.79 | N/A | N/A | N/A | N/A | N/A | N/A | N/A | N/A | N/A | N/A | N/A | N/A | N/A | N/A | N/A | - | - | N/A | N/A | N/A | N/A | N/A | N/A | N/A | N/A | N/A | N/A | N/A | N/A | N/A | N/A | N/A | N/A | N/A | N/A | N/A | N/A | N/A | N/A | N/A | N/A | N/A | N/A | 64.23 | N/A | N/A | N/A | N/A | N/A | N/A | N/A | 431 | 664 | 1775 | N/A | N/A | N/A | 0 | 0 | 0 | N/A | N/A | N/A | N/A | N/A | N/A | - | - | - | N/A | N/A | N/A | - | - | - | N/A | No | - | - | - | - | - | - | N/A | 2.6013 | -
[Unitary Single-Duct] GEMS (Air Conditioners up to 65kW) Determination 2019 | MEPS 2019 | AS/NZS 3823.1.5:2015 | TAC-07CPB/SL9 | TAC-07CPB/SL series | N/A | TCL | N/A | Non Ducted | Portable | N/A | N/A | N/A | China | 0.79 | N/A | 2.055 | N/A | N/A | N/A | N/A | N/A | - | - | Calorimeter Room | 2.6208 | - | N/A | N/A | N/A | N/A | N/A | N/A | N/A | N/A | N/A | N/A | N/A | N/A | N/A | N/A | N/A | N/A | N/A | N/A | Calorimeter Room | Single | R290 | Australia,Fiji,New Zealand | 158142 | 2028-12-05 |  | Approved | Cooling Only | N/A | N/A | Class 4 | N/A | N/A | N/A | N/A | N/A | N/A | N/A | N/A | Available | N/A | N/A |  |  | N/A |  |  | AAC7941 | No | N/A | N/A | N/A | N/A | 2055 | 0.79 | N/A | N/A | N/A | N/A | N/A | N/A | N/A | N/A | N/A | N/A | N/A | N/A | N/A | N/A | N/A | - | - | N/A | N/A | N/A | N/A | N/A | N/A | N/A | N/A | N/A | N/A | N/A | N/A | N/A | N/A | N/A | N/A | N/A | N/A | N/A | N/A | N/A | N/A | N/A | N/A | N/A | N/A | 64.23 | N/A | N/A | N/A | N/A | N/A | N/A | N/A | 431 | 664 | 1775 | N/A | N/A | N/A | 0 | 0 | 0 | N/A | N/A | N/A | N/A | N/A | N/A | - | - | - | N/A | N/A | N/A | - | - | - | N/A | No | - | - | - | - | - | - | N/A | 2.6013 | -
[Unitary Single-Duct] GEMS (Air Conditioners up to 65kW) Determination 2019 | MEPS 2019 | AS/NZS 3823.1.5:2015 | TAC-08CPB/SL series | TAC-08CPB/SL series | N/A | TCL | N/A | Non Ducted | Portable | N/A | N/A | N/A | China | 0.88 | N/A | 2.3 | N/A | N/A | N/A | N/A | N/A | - | - | Calorimeter Room | 2.5017 | - | N/A | N/A | N/A | N/A | N/A | N/A | N/A | N/A | N/A | N/A | N/A | N/A | N/A | N/A | N/A | N/A | N/A | N/A | Calorimeter Room | Single | R290 | Australia,Fiji,New Zealand | 160297 | 2029-03-25 |  | Approved | Cooling Only | N/A | N/A | Class 4 | N/A | N/A | N/A | N/A | N/A | N/A | N/A | N/A | Available | N/A | N/A |  |  | N/A |  |  | AAC8139 | No | N/A | N/A | N/A | N/A | 2300 | 0.88 | N/A | N/A | N/A | N/A | N/A | N/A | N/A | N/A | N/A | N/A | N/A | N/A | N/A | N/A | N/A | - | - | N/A | N/A | N/A | N/A | N/A | N/A | N/A | N/A | N/A | N/A | N/A | N/A | N/A | N/A | N/A | N/A | N/A | N/A | N/A | N/A | N/A | N/A | N/A | N/A | N/A | N/A | 64.5 | N/A | N/A | N/A | N/A | N/A | N/A | N/A | 480 | 739 | 1977 | N/A | N/A | N/A | 0 | 0 | 0 | N/A | N/A | N/A | N/A | N/A | N/A | - | - | - | N/A | N/A | N/A | - | - | - | N/A | No | - | - | - | - | - | - | N/A | 2.6136 | -
[Unitary Single-Duct] GEMS (Air Conditioners up to 65kW) Determination 2019 | MEPS 2019 | AS/NZS 3823.1.5:2015 | TAC-08CPB/SL1 | TAC-08CPB/SL series | N/A | TCL | N/A | Non Ducted | Portable | N/A | N/A | N/A | China | 0.88 | N/A | 2.3 | N/A | N/A | N/A | N/A | N/A | - | - | Calorimeter Room | 2.5017 | - | N/A | N/A | N/A | N/A | N/A | N/A | N/A | N/A | N/A | N/A | N/A | N/A | N/A | N/A | N/A | N/A | N/A | N/A | Calorimeter Room | Single | R290 | Australia,Fiji,New Zealand | 160297 | 2029-03-25 |  | Approved | Cooling Only | N/A | N/A | Class 4 | N/A | N/A | N/A | N/A | N/A | N/A | N/A | N/A | Available | N/A | N/A |  |  | N/A |  |  | AAC8139 | No | N/A | N/A | N/A | N/A | 2300 | 0.88 | N/A | N/A | N/A | N/A | N/A | N/A | N/A | N/A | N/A | N/A | N/A | N/A | N/A | N/A | N/A | - | - | N/A | N/A | N/A | N/A | N/A | N/A | N/A | N/A | N/A | N/A | N/A | N/A | N/A | N/A | N/A | N/A | N/A | N/A | N/A | N/A | N/A | N/A | N/A | N/A | N/A | N/A | 64.5 | N/A | N/A | N/A | N/A | N/A | N/A | N/A | 480 | 739 | 1977 | N/A | N/A | N/A | 0 | 0 | 0 | N/A | N/A | N/A | N/A | N/A | N/A | - | - | - | N/A | N/A | N/A | - | - | - | N/A | No | - | - | - | - | - | - | N/A | 2.6136 | -
[Unitary Single-Duct] GEMS (Air Conditioners up to 65kW) Determination 2019 | MEPS 2019 | AS/NZS 3823.1.5:2015 | TAC-08CPB/SL2 | TAC-08CPB/SL series | N/A | TCL | N/A | Non Ducted | Portable | N/A | N/A | N/A | China | 0.88 | N/A | 2.3 | N/A | N/A | N/A | N/A | N/A | - | - | Calorimeter Room | 2.5017 | - | N/A | N/A | N/A | N/A | N/A | N/A | N/A | N/A | N/A | N/A | N/A | N/A | N/A | N/A | N/A | N/A | N/A | N/A | Calorimeter Room | Single | R290 | Australia,Fiji,New Zealand | 160297 | 2029-03-25 |  | Approved | Cooling Only | N/A | N/A | Class 4 | N/A | N/A | N/A | N/A | N/A | N/A | N/A | N/A | Available | N/A | N/A |  |  | N/A |  |  | AAC8139 | No | N/A | N/A | N/A | N/A | 2300 | 0.88 | N/A | N/A | N/A | N/A | N/A | N/A | N/A | N/A | N/A | N/A | N/A | N/A | N/A | N/A | N/A | - | - | N/A | N/A | N/A | N/A | N/A | N/A | N/A | N/A | N/A | N/A | N/A | N/A | N/A | N/A | N/A | N/A | N/A | N/A | N/A | N/A | N/A | N/A | N/A | N/A | N/A | N/A | 64.5 | N/A | N/A | N/A | N/A | N/A | N/A | N/A | 480 | 739 | 1977 | N/A | N/A | N/A | 0 | 0 | 0 | N/A | N/A | N/A | N/A | N/A | N/A | - | - | - | N/A | N/A | N/A | - | - | - | N/A | No | - | - | - | - | - | - | N/A | 2.6136 | -
[Unitary Single-Duct] GEMS (Air Conditioners up to 65kW) Determination 2019 | MEPS 2019 | AS/NZS 3823.1.5:2015 | TAC-08CPB/SL4 | TAC-08CPB/SL series | N/A | TCL | N/A | Non Ducted | Portable | N/A | N/A | N/A | China | 0.88 | N/A | 2.3 | N/A | N/A | N/A | N/A | N/A | - | - | Calorimeter Room | 2.5017 | - | N/A | N/A | N/A | N/A | N/A | N/A | N/A | N/A | N/A | N/A | N/A | N/A | N/A | N/A | N/A | N/A | N/A | N/A | Calorimeter Room | Single | R290 | Australia,Fiji,New Zealand | 160297 | 2029-03-25 |  | Approved | Cooling Only | N/A | N/A | Class 4 | N/A | N/A | N/A | N/A | N/A | N/A | N/A | N/A | Available | N/A | N/A |  |  | N/A |  |  | AAC8139 | No | N/A | N/A | N/A | N/A | 2300 | 0.88 | N/A | N/A | N/A | N/A | N/A | N/A | N/A | N/A | N/A | N/A | N/A | N/A | N/A | N/A | N/A | - | - | N/A | N/A | N/A | N/A | N/A | N/A | N/A | N/A | N/A | N/A | N/A | N/A | N/A | N/A | N/A | N/A | N/A | N/A | N/A | N/A | N/A | N/A | N/A | N/A | N/A | N/A | 64.5 | N/A | N/A | N/A | N/A | N/A | N/A | N/A | 480 | 739 | 1977 | N/A | N/A | N/A | 0 | 0 | 0 | N/A | N/A | N/A | N/A | N/A | N/A | - | - | - | N/A | N/A | N/A | - | - | - | N/A | No | - | - | - | - | - | - | N/A | 2.6136 | -
[Unitary Single-Duct] GEMS (Air Conditioners up to 65kW) Determination 2019 | MEPS 2019 | AS/NZS 3823.1.5:2015 | TAC-08CPB/SL5 | TAC-08CPB/SL series | N/A | TCL | N/A | Non Ducted | Portable | N/A | N/A | N/A | China | 0.88 | N/A | 2.3 | N/A | N/A | N/A | N/A | N/A | - | - | Calorimeter Room | 2.5017 | - | N/A | N/A | N/A | N/A | N/A | N/A | N/A | N/A | N/A | N/A | N/A | N/A | N/A | N/A | N/A | N/A | N/A | N/A | Calorimeter Room | Single | R290 | Australia,Fiji,New Zealand | 160297 | 2029-03-25 |  | Approved | Cooling Only | N/A | N/A | Class 4 | N/A | N/A | N/A | N/A | N/A | N/A | N/A | N/A | Available | N/A | N/A |  |  | N/A |  |  | AAC8139 | No | N/A | N/A | N/A | N/A | 2300 | 0.88 | N/A | N/A | N/A | N/A | N/A | N/A | N/A | N/A | N/A | N/A | N/A | N/A | N/A | N/A | N/A | - | - | N/A | N/A | N/A | N/A | N/A | N/A | N/A | N/A | N/A | N/A | N/A | N/A | N/A | N/A | N/A | N/A | N/A | N/A | N/A | N/A | N/A | N/A | N/A | N/A | N/A | N/A | 64.5 | N/A | N/A | N/A | N/A | N/A | N/A | N/A | 480 | 739 | 1977 | N/A | N/A | N/A | 0 | 0 | 0 | N/A | N/A | N/A | N/A | N/A | N/A | - | - | - | N/A | N/A | N/A | - | - | - | N/A | No | - | - | - | - | - | - | N/A | 2.6136 | -
[Unitary Single-Duct] GEMS (Air Conditioners up to 65kW) Determination 2019 | MEPS 2019 | AS/NZS 3823.1.5:2015 | TAC-09CHPB/K | TAC-09CHPB/K series | N/A | TCL | N/A | Non Ducted | Portable | N/A | N/A | N/A | China | 0.84 | N/A | 2.5 | N/A | N/A | N/A | N/A | N/A | 0.78 | 2.3 | Calorimeter Room | 3.0367 | 3.3106 | N/A | N/A | N/A | N/A | N/A | N/A | N/A | N/A | N/A | N/A | N/A | N/A | N/A | N/A | N/A | N/A | N/A | N/A | Calorimeter Room | Single | R290 | Australia,Fiji,New Zealand | 130283 | 2025-07-02 |  | Approved | Reverse Cycle | N/A | N/A | Class 4 | N/A | N/A | N/A | N/A | N/A | N/A | N/A | N/A | Available | N/A | N/A |  |  | N/A |  |  | AAC4980 | No | N/A | N/A | N/A | N/A | 2500 | 0.84 | N/A | N/A | N/A | N/A | N/A | N/A | N/A | N/A | N/A | N/A | N/A | N/A | N/A | N/A | N/A | 2300 | 0.78 | N/A | N/A | N/A | N/A | N/A | N/A | N/A | N/A | N/A | N/A | N/A | N/A | N/A | N/A | N/A | N/A | N/A | N/A | N/A | N/A | N/A | N/A | N/A | N/A | N/A | N/A | 62.4 | N/A | N/A | N/A | N/A | N/A | N/A | N/A | 458 | 706 | 1887 | N/A | N/A | N/A | 0 | 0 | 0 | N/A | N/A | N/A | N/A | N/A | N/A | 2075 | 1007 | 216 | N/A | N/A | N/A | 0 | 0 | 0 | N/A | No | 0 | 0 | 0 | 0 | 0 | 0 | N/A | 2.9762 | 2.9487
[Unitary Single-Duct] GEMS (Air Conditioners up to 65kW) Determination 2019 | MEPS 2019 | AS/NZS 3823.1.5:2015 | TAC-09CHPB/K series | TAC-09CHPB/K series | N/A | TCL | N/A | Non Ducted | Portable | N/A | N/A | N/A | China | 0.84 | N/A | 2.5 | N/A | N/A | N/A | N/A | N/A | 0.78 | 2.3 | Calorimeter Room | 3.0367 | 3.3106 | N/A | N/A | N/A | N/A | N/A | N/A | N/A | N/A | N/A | N/A | N/A | N/A | N/A | N/A | N/A | N/A | N/A | N/A | Calorimeter Room | Single | R290 | Australia,Fiji,New Zealand | 130283 | 2025-07-02 |  | Approved | Reverse Cycle | N/A | N/A | Class 4 | N/A | N/A | N/A | N/A | N/A | N/A | N/A | N/A | Available | N/A | N/A |  |  | N/A |  |  | AAC4980 | No | N/A | N/A | N/A | N/A | 2500 | 0.84 | N/A | N/A | N/A | N/A | N/A | N/A | N/A | N/A | N/A | N/A | N/A | N/A | N/A | N/A | N/A | 2300 | 0.78 | N/A | N/A | N/A | N/A | N/A | N/A | N/A | N/A | N/A | N/A | N/A | N/A | N/A | N/A | N/A | N/A | N/A | N/A | N/A | N/A | N/A | N/A | N/A | N/A | N/A | N/A | 62.4 | N/A | N/A | N/A | N/A | N/A | N/A | N/A | 458 | 706 | 1887 | N/A | N/A | N/A | 0 | 0 | 0 | N/A | N/A | N/A | N/A | N/A | N/A | 2075 | 1007 | 216 | N/A | N/A | N/A | 0 | 0 | 0 | N/A | No | 0 | 0 | 0 | 0 | 0 | 0 | N/A | 2.9762 | 2.9487
[Unitary Single-Duct] GEMS (Air Conditioners up to 65kW) Determination 2019 | MEPS 2019 | AS/NZS 3823.1.5:2015 | TAC-09CHPB/KA | TAC-09CHPB/K series | N/A | TCL | N/A | Non Ducted | Portable | N/A | N/A | N/A | China | 0.84 | N/A | 2.5 | N/A | N/A | N/A | N/A | N/A | 0.78 | 2.3 | Calorimeter Room | 3.0367 | 3.3106 | N/A | N/A | N/A | N/A | N/A | N/A | N/A | N/A | N/A | N/A | N/A | N/A | N/A | N/A | N/A | N/A | N/A | N/A | Calorimeter Room | Single | R290 | Australia,Fiji,New Zealand | 130283 | 2025-07-02 |  | Approved | Reverse Cycle | N/A | N/A | Class 4 | N/A | N/A | N/A | N/A | N/A | N/A | N/A | N/A | Available | N/A | N/A |  |  | N/A |  |  | AAC4980 | No | N/A | N/A | N/A | N/A | 2500 | 0.84 | N/A | N/A | N/A | N/A | N/A | N/A | N/A | N/A | N/A | N/A | N/A | N/A | N/A | N/A | N/A | 2300 | 0.78 | N/A | N/A | N/A | N/A | N/A | N/A | N/A | N/A | N/A | N/A | N/A | N/A | N/A | N/A | N/A | N/A | N/A | N/A | N/A | N/A | N/A | N/A | N/A | N/A | N/A | N/A | 62.4 | N/A | N/A | N/A | N/A | N/A | N/A | N/A | 458 | 706 | 1887 | N/A | N/A | N/A | 0 | 0 | 0 | N/A | N/A | N/A | N/A | N/A | N/A | 2075 | 1007 | 216 | N/A | N/A | N/A | 0 | 0 | 0 | N/A | No | 0 | 0 | 0 | 0 | 0 | 0 | N/A | 2.9762 | 2.9487
[Unitary Single-Duct] GEMS (Air Conditioners up to 65kW) Determination 2019 | MEPS 2019 | AS/NZS 3823.1.5:2015 | TAC-09CHPB/KC | TAC-09CHPB/K series | N/A | TCL | N/A | Non Ducted | Portable | N/A | N/A | N/A | China | 0.84 | N/A | 2.5 | N/A | N/A | N/A | N/A | N/A | 0.78 | 2.3 | Calorimeter Room | 3.0367 | 3.3106 | N/A | N/A | N/A | N/A | N/A | N/A | N/A | N/A | N/A | N/A | N/A | N/A | N/A | N/A | N/A | N/A | N/A | N/A | Calorimeter Room | Single | R290 | Australia,Fiji,New Zealand | 130283 | 2025-07-02 |  | Approved | Reverse Cycle | N/A | N/A | Class 4 | N/A | N/A | N/A | N/A | N/A | N/A | N/A | N/A | Available | N/A | N/A |  |  | N/A |  |  | AAC4980 | No | N/A | N/A | N/A | N/A | 2500 | 0.84 | N/A | N/A | N/A | N/A | N/A | N/A | N/A | N/A | N/A | N/A | N/A | N/A | N/A | N/A | N/A | 2300 | 0.78 | N/A | N/A | N/A | N/A | N/A | N/A | N/A | N/A | N/A | N/A | N/A | N/A | N/A | N/A | N/A | N/A | N/A | N/A | N/A | N/A | N/A | N/A | N/A | N/A | N/A | N/A | 62.4 | N/A | N/A | N/A | N/A | N/A | N/A | N/A | 458 | 706 | 1887 | N/A | N/A | N/A | 0 | 0 | 0 | N/A | N/A | N/A | N/A | N/A | N/A | 2075 | 1007 | 216 | N/A | N/A | N/A | 0 | 0 | 0 | N/A | No | 0 | 0 | 0 | 0 | 0 | 0 | N/A | 2.9762 | 2.9487
[Unitary Single-Duct] GEMS (Air Conditioners up to 65kW) Determination 2019 | MEPS 2019 | AS/NZS 3823.1.5:2015 | TAC-09CHPB/KN | TAC-09CHPB/K series | N/A | TCL | N/A | Non Ducted | Portable | N/A | N/A | N/A | China | 0.84 | N/A | 2.5 | N/A | N/A | N/A | N/A | N/A | 0.78 | 2.3 | Calorimeter Room | 3.0367 | 3.3106 | N/A | N/A | N/A | N/A | N/A | N/A | N/A | N/A | N/A | N/A | N/A | N/A | N/A | N/A | N/A | N/A | N/A | N/A | Calorimeter Room | Single | R290 | Australia,Fiji,New Zealand | 130283 | 2025-07-02 |  | Approved | Reverse Cycle | N/A | N/A | Class 4 | N/A | N/A | N/A | N/A | N/A | N/A | N/A | N/A | Available | N/A | N/A |  |  | N/A |  |  | AAC4980 | No | N/A | N/A | N/A | N/A | 2500 | 0.84 | N/A | N/A | N/A | N/A | N/A | N/A | N/A | N/A | N/A | N/A | N/A | N/A | N/A | N/A | N/A | 2300 | 0.78 | N/A | N/A | N/A | N/A | N/A | N/A | N/A | N/A | N/A | N/A | N/A | N/A | N/A | N/A | N/A | N/A | N/A | N/A | N/A | N/A | N/A | N/A | N/A | N/A | N/A | N/A | 62.4 | N/A | N/A | N/A | N/A | N/A | N/A | N/A | 458 | 706 | 1887 | N/A | N/A | N/A | 0 | 0 | 0 | N/A | N/A | N/A | N/A | N/A | N/A | 2075 | 1007 | 216 | N/A | N/A | N/A | 0 | 0 | 0 | N/A | No | 0 | 0 | 0 | 0 | 0 | 0 | N/A | 2.9762 | 2.9487
[Unitary Single-Duct] GEMS (Air Conditioners up to 65kW) Determination 2019 | MEPS 2019 | AS/NZS 3823.1.5:2015 | TAC-09CHPB/KP | TAC-09CHPB/K series | N/A | TCL | N/A | Non Ducted | Portable | N/A | N/A | N/A | China | 0.84 | N/A | 2.5 | N/A | N/A | N/A | N/A | N/A | 0.78 | 2.3 | Calorimeter Room | 3.0367 | 3.3106 | N/A | N/A | N/A | N/A | N/A | N/A | N/A | N/A | N/A | N/A | N/A | N/A | N/A | N/A | N/A | N/A | N/A | N/A | Calorimeter Room | Single | R290 | Australia,Fiji,New Zealand | 130283 | 2025-07-02 |  | Approved | Reverse Cycle | N/A | N/A | Class 4 | N/A | N/A | N/A | N/A | N/A | N/A | N/A | N/A | Available | N/A | N/A |  |  | N/A |  |  | AAC4980 | No | N/A | N/A | N/A | N/A | 2500 | 0.84 | N/A | N/A | N/A | N/A | N/A | N/A | N/A | N/A | N/A | N/A | N/A | N/A | N/A | N/A | N/A | 2300 | 0.78 | N/A | N/A | N/A | N/A | N/A | N/A | N/A | N/A | N/A | N/A | N/A | N/A | N/A | N/A | N/A | N/A | N/A | N/A | N/A | N/A | N/A | N/A | N/A | N/A | N/A | N/A | 62.4 | N/A | N/A | N/A | N/A | N/A | N/A | N/A | 458 | 706 | 1887 | N/A | N/A | N/A | 0 | 0 | 0 | N/A | N/A | N/A | N/A | N/A | N/A | 2075 | 1007 | 216 | N/A | N/A | N/A | 0 | 0 | 0 | N/A | No | 0 | 0 | 0 | 0 | 0 | 0 | N/A | 2.9762 | 2.9487
[Unitary Single-Duct] GEMS (Air Conditioners up to 65kW) Determination 2019 | MEPS 2019 | AS/NZS 3823.1.5:2015 | TAC-09CHPB/KV | TAC-09CHPB/K series | N/A | TCL | N/A | Non Ducted | Portable | N/A | N/A | N/A | China | 0.84 | N/A | 2.5 | N/A | N/A | N/A | N/A | N/A | 0.78 | 2.3 | Calorimeter Room | 3.0367 | 3.3106 | N/A | N/A | N/A | N/A | N/A | N/A | N/A | N/A | N/A | N/A | N/A | N/A | N/A | N/A | N/A | N/A | N/A | N/A | Calorimeter Room | Single | R290 | Australia,Fiji,New Zealand | 130283 | 2025-07-02 |  | Approved | Reverse Cycle | N/A | N/A | Class 4 | N/A | N/A | N/A | N/A | N/A | N/A | N/A | N/A | Available | N/A | N/A |  |  | N/A |  |  | AAC4980 | No | N/A | N/A | N/A | N/A | 2500 | 0.84 | N/A | N/A | N/A | N/A | N/A | N/A | N/A | N/A | N/A | N/A | N/A | N/A | N/A | N/A | N/A | 2300 | 0.78 | N/A | N/A | N/A | N/A | N/A | N/A | N/A | N/A | N/A | N/A | N/A | N/A | N/A | N/A | N/A | N/A | N/A | N/A | N/A | N/A | N/A | N/A | N/A | N/A | N/A | N/A | 62.4 | N/A | N/A | N/A | N/A | N/A | N/A | N/A | 458 | 706 | 1887 | N/A | N/A | N/A | 0 | 0 | 0 | N/A | N/A | N/A | N/A | N/A | N/A | 2075 | 1007 | 216 | N/A | N/A | N/A | 0 | 0 | 0 | N/A | No | 0 | 0 | 0 | 0 | 0 | 0 | N/A | 2.9762 | 2.9487
[Unitary Single-Duct] GEMS (Air Conditioners up to 65kW) Determination 2019 | MEPS 2019 | AS/NZS 3823.1.5:2015 | TAC-09CHPB/M* | TAC-09CHPB/M* | N/A | TCL | N/A | Non Ducted | Portable | N/A | N/A | N/A | China | 0.98 | N/A | 2.64 | N/A | N/A | N/A | N/A | N/A | 0.75 | 2.56 | Calorimeter Room | 2.8012 | 3.4505 | N/A | N/A | N/A | N/A | N/A | N/A | N/A | N/A | N/A | N/A | N/A | N/A | N/A | N/A | N/A | N/A | N/A | N/A | Calorimeter Room | Single | R290 | Australia,Fiji,New Zealand | 144924 | 2027-07-04 |  | Approved | Reverse Cycle | N/A | N/A | Class 4 | N/A | N/A | N/A | N/A | N/A | N/A | N/A | N/A | Available | N/A | N/A |  |  | N/A |  |  | AAC6806 | No | N/A | N/A | N/A | N/A | 2640 | 0.98 | N/A | N/A | N/A | N/A | N/A | N/A | N/A | N/A | N/A | N/A | N/A | N/A | N/A | N/A | N/A | 2560 | 0.75 | N/A | N/A | N/A | N/A | N/A | N/A | N/A | N/A | N/A | N/A | N/A | N/A | N/A | N/A | N/A | N/A | N/A | N/A | N/A | N/A | N/A | N/A | N/A | N/A | N/A | N/A | 63.4 | N/A | N/A | N/A | N/A | N/A | N/A | N/A | 534 | 823 | 2202 | N/A | N/A | N/A | 0 | 0 | 0 | N/A | N/A | N/A | N/A | N/A | N/A | 1995 | 968 | 208 | N/A | N/A | N/A | 0 | 0 | 0 | N/A | No | - | - | - | - | - | - | N/A | 2.6939 | 3.4133
[Unitary Single-Duct] GEMS (Air Conditioners up to 65kW) Determination 2019 | MEPS 2019 | AS/NZS 3823.1.5:2015 | TAC-09CHPB/MU | TAC-09CHPB/M* | N/A | TCL | N/A | Non Ducted | Portable | N/A | N/A | N/A | China | 0.98 | N/A | 2.64 | N/A | N/A | N/A | N/A | N/A | 0.75 | 2.56 | Calorimeter Room | 2.8012 | 3.4505 | N/A | N/A | N/A | N/A | N/A | N/A | N/A | N/A | N/A | N/A | N/A | N/A | N/A | N/A | N/A | N/A | N/A | N/A | Calorimeter Room | Single | R290 | Australia,Fiji,New Zealand | 144924 | 2027-07-04 |  | Approved | Reverse Cycle | N/A | N/A | Class 4 | N/A | N/A | N/A | N/A | N/A | N/A | N/A | N/A | Available | N/A | N/A |  |  | N/A |  |  | AAC6806 | No | N/A | N/A | N/A | N/A | 2640 | 0.98 | N/A | N/A | N/A | N/A | N/A | N/A | N/A | N/A | N/A | N/A | N/A | N/A | N/A | N/A | N/A | 2560 | 0.75 | N/A | N/A | N/A | N/A | N/A | N/A | N/A | N/A | N/A | N/A | N/A | N/A | N/A | N/A | N/A | N/A | N/A | N/A | N/A | N/A | N/A | N/A | N/A | N/A | N/A | N/A | 63.4 | N/A | N/A | N/A | N/A | N/A | N/A | N/A | 534 | 823 | 2202 | N/A | N/A | N/A | 0 | 0 | 0 | N/A | N/A | N/A | N/A | N/A | N/A | 1995 | 968 | 208 | N/A | N/A | N/A | 0 | 0 | 0 | N/A | No | - | - | - | - | - | - | N/A | 2.6939 | 3.4133
[Unitary Single-Duct] GEMS (Air Conditioners up to 65kW) Determination 2019 | MEPS 2019 | AS/NZS 3823.1.5:2015 | TAC-09CHPB/MV | TAC-09CHPB/M* | N/A | TCL | N/A | Non Ducted | Portable | N/A | N/A | N/A | China | 0.98 | N/A | 2.64 | N/A | N/A | N/A | N/A | N/A | 0.75 | 2.56 | Calorimeter Room | 2.8012 | 3.4505 | N/A | N/A | N/A | N/A | N/A | N/A | N/A | N/A | N/A | N/A | N/A | N/A | N/A | N/A | N/A | N/A | N/A | N/A | Calorimeter Room | Single | R290 | Australia,Fiji,New Zealand | 144924 | 2027-07-04 |  | Approved | Reverse Cycle | N/A | N/A | Class 4 | N/A | N/A | N/A | N/A | N/A | N/A | N/A | N/A | Available | N/A | N/A |  |  | N/A |  |  | AAC6806 | No | N/A | N/A | N/A | N/A | 2640 | 0.98 | N/A | N/A | N/A | N/A | N/A | N/A | N/A | N/A | N/A | N/A | N/A | N/A | N/A | N/A | N/A | 2560 | 0.75 | N/A | N/A | N/A | N/A | N/A | N/A | N/A | N/A | N/A | N/A | N/A | N/A | N/A | N/A | N/A | N/A | N/A | N/A | N/A | N/A | N/A | N/A | N/A | N/A | N/A | N/A | 63.4 | N/A | N/A | N/A | N/A | N/A | N/A | N/A | 534 | 823 | 2202 | N/A | N/A | N/A | 0 | 0 | 0 | N/A | N/A | N/A | N/A | N/A | N/A | 1995 | 968 | 208 | N/A | N/A | N/A | 0 | 0 | 0 | N/A | No | - | - | - | - | - | - | N/A | 2.6939 | 3.4133
[Unitary Single-Duct] GEMS (Air Conditioners up to 65kW) Determination 2019 | MEPS 2019 | AS/NZS 3823.1.5:2015 | TAC-09CHPB/MW | TAC-09CHPB/M* | N/A | TCL | N/A | Non Ducted | Portable | N/A | N/A | N/A | China | 0.98 | N/A | 2.64 | N/A | N/A | N/A | N/A | N/A | 0.75 | 2.56 | Calorimeter Room | 2.8012 | 3.4505 | N/A | N/A | N/A | N/A | N/A | N/A | N/A | N/A | N/A | N/A | N/A | N/A | N/A | N/A | N/A | N/A | N/A | N/A | Calorimeter Room | Single | R290 | Australia,Fiji,New Zealand | 144924 | 2027-07-04 |  | Approved | Reverse Cycle | N/A | N/A | Class 4 | N/A | N/A | N/A | N/A | N/A | N/A | N/A | N/A | Available | N/A | N/A |  |  | N/A |  |  | AAC6806 | No | N/A | N/A | N/A | N/A | 2640 | 0.98 | N/A | N/A | N/A | N/A | N/A | N/A | N/A | N/A | N/A | N/A | N/A | N/A | N/A | N/A | N/A | 2560 | 0.75 | N/A | N/A | N/A | N/A | N/A | N/A | N/A | N/A | N/A | N/A | N/A | N/A | N/A | N/A | N/A | N/A | N/A | N/A | N/A | N/A | N/A | N/A | N/A | N/A | N/A | N/A | 63.4 | N/A | N/A | N/A | N/A | N/A | N/A | N/A | 534 | 823 | 2202 | N/A | N/A | N/A | 0 | 0 | 0 | N/A | N/A | N/A | N/A | N/A | N/A | 1995 | 968 | 208 | N/A | N/A | N/A | 0 | 0 | 0 | N/A | No | - | - | - | - | - | - | N/A | 2.6939 | 3.4133
[Unitary Single-Duct] GEMS (Air Conditioners up to 65kW) Determination 2019 | MEPS 2019 | AS/NZS 3823.1.5:2015 | TAC-09CHPB/MX | TAC-09CHPB/M* | N/A | TCL | N/A | Non Ducted | Portable | N/A | N/A | N/A | China | 0.98 | N/A | 2.64 | N/A | N/A | N/A | N/A | N/A | 0.75 | 2.56 | Calorimeter Room | 2.8012 | 3.4505 | N/A | N/A | N/A | N/A | N/A | N/A | N/A | N/A | N/A | N/A | N/A | N/A | N/A | N/A | N/A | N/A | N/A | N/A | Calorimeter Room | Single | R290 | Australia,Fiji,New Zealand | 144924 | 2027-07-04 |  | Approved | Reverse Cycle | N/A | N/A | Class 4 | N/A | N/A | N/A | N/A | N/A | N/A | N/A | N/A | Available | N/A | N/A |  |  | N/A |  |  | AAC6806 | No | N/A | N/A | N/A | N/A | 2640 | 0.98 | N/A | N/A | N/A | N/A | N/A | N/A | N/A | N/A | N/A | N/A | N/A | N/A | N/A | N/A | N/A | 2560 | 0.75 | N/A | N/A | N/A | N/A | N/A | N/A | N/A | N/A | N/A | N/A | N/A | N/A | N/A | N/A | N/A | N/A | N/A | N/A | N/A | N/A | N/A | N/A | N/A | N/A | N/A | N/A | 63.4 | N/A | N/A | N/A | N/A | N/A | N/A | N/A | 534 | 823 | 2202 | N/A | N/A | N/A | 0 | 0 | 0 | N/A | N/A | N/A | N/A | N/A | N/A | 1995 | 968 | 208 | N/A | N/A | N/A | 0 | 0 | 0 | N/A | No | - | - | - | - | - | - | N/A | 2.6939 | 3.4133
[Unitary Single-Duct] GEMS (Air Conditioners up to 65kW) Determination 2019 | MEPS 2019 | AS/NZS 3823.1.5:2015 | TAC-09CHPB/MY | TAC-09CHPB/M* | N/A | TCL | N/A | Non Ducted | Portable | N/A | N/A | N/A | China | 0.98 | N/A | 2.64 | N/A | N/A | N/A | N/A | N/A | 0.75 | 2.56 | Calorimeter Room | 2.8012 | 3.4505 | N/A | N/A | N/A | N/A | N/A | N/A | N/A | N/A | N/A | N/A | N/A | N/A | N/A | N/A | N/A | N/A | N/A | N/A | Calorimeter Room | Single | R290 | Australia,Fiji,New Zealand | 144924 | 2027-07-04 |  | Approved | Reverse Cycle | N/A | N/A | Class 4 | N/A | N/A | N/A | N/A | N/A | N/A | N/A | N/A | Available | N/A | N/A |  |  | N/A |  |  | AAC6806 | No | N/A | N/A | N/A | N/A | 2640 | 0.98 | N/A | N/A | N/A | N/A | N/A | N/A | N/A | N/A | N/A | N/A | N/A | N/A | N/A | N/A | N/A | 2560 | 0.75 | N/A | N/A | N/A | N/A | N/A | N/A | N/A | N/A | N/A | N/A | N/A | N/A | N/A | N/A | N/A | N/A | N/A | N/A | N/A | N/A | N/A | N/A | N/A | N/A | N/A | N/A | 63.4 | N/A | N/A | N/A | N/A | N/A | N/A | N/A | 534 | 823 | 2202 | N/A | N/A | N/A | 0 | 0 | 0 | N/A | N/A | N/A | N/A | N/A | N/A | 1995 | 968 | 208 | N/A | N/A | N/A | 0 | 0 | 0 | N/A | No | - | - | - | - | - | - | N/A | 2.6939 | 3.4133
[Unitary Single-Duct] GEMS (Air Conditioners up to 65kW) Determination 2019 | MEPS 2019 | AS/NZS 3823.1.5:2015 | TAC-09CHPB/MZ | TAC-09CHPB/M* | N/A | TCL | N/A | Non Ducted | Portable | N/A | N/A | N/A | China | 0.98 | N/A | 2.64 | N/A | N/A | N/A | N/A | N/A | 0.75 | 2.56 | Calorimeter Room | 2.8012 | 3.4505 | N/A | N/A | N/A | N/A | N/A | N/A | N/A | N/A | N/A | N/A | N/A | N/A | N/A | N/A | N/A | N/A | N/A | N/A | Calorimeter Room | Single | R290 | Australia,Fiji,New Zealand | 144924 | 2027-07-04 |  | Approved | Reverse Cycle | N/A | N/A | Class 4 | N/A | N/A | N/A | N/A | N/A | N/A | N/A | N/A | Available | N/A | N/A |  |  | N/A |  |  | AAC6806 | No | N/A | N/A | N/A | N/A | 2640 | 0.98 | N/A | N/A | N/A | N/A | N/A | N/A | N/A | N/A | N/A | N/A | N/A | N/A | N/A | N/A | N/A | 2560 | 0.75 | N/A | N/A | N/A | N/A | N/A | N/A | N/A | N/A | N/A | N/A | N/A | N/A | N/A | N/A | N/A | N/A | N/A | N/A | N/A | N/A | N/A | N/A | N/A | N/A | N/A | N/A | 63.4 | N/A | N/A | N/A | N/A | N/A | N/A | N/A | 534 | 823 | 2202 | N/A | N/A | N/A | 0 | 0 | 0 | N/A | N/A | N/A | N/A | N/A | N/A | 1995 | 968 | 208 | N/A | N/A | N/A | 0 | 0 | 0 | N/A | No | - | - | - | - | - | - | N/A | 2.6939 | 3.4133
[Unitary Single-Duct] GEMS (Air Conditioners up to 65kW) Determination 2019 | MEPS 2019 | AS/NZS 3823.1.5:2015 | TAC-09CHPB/NU | TAC-09CHPB/NV | N/A | TCL | N/A | Non Ducted | Portable | N/A | N/A | N/A | China | 0.905 | N/A | 2.81 | N/A | N/A | N/A | N/A | N/A | 0.805 | 2.5 | Calorimeter Room | 3.1409 | 3.3069 | N/A | N/A | N/A | N/A | N/A | N/A | N/A | N/A | N/A | N/A | N/A | N/A | N/A | N/A | N/A | N/A | N/A | N/A | Calorimeter Room | Single | R290 | Australia,New Zealand | 137600 | 2026-04-26 |  | Approved | Reverse Cycle | N/A | N/A | Class 4 | N/A | N/A | N/A | N/A | N/A | N/A | N/A | N/A | Available | N/A | N/A |  |  | N/A |  |  | AAC5924 | No | N/A | N/A | N/A | N/A | 2810 | 0.905 | N/A | N/A | N/A | N/A | N/A | N/A | N/A | N/A | N/A | N/A | N/A | N/A | N/A | N/A | N/A | 2500 | 0.805 | N/A | N/A | N/A | N/A | N/A | N/A | N/A | N/A | N/A | N/A | N/A | N/A | N/A | N/A | N/A | N/A | N/A | N/A | N/A | N/A | N/A | N/A | N/A | N/A | N/A | N/A | 57.9 | N/A | N/A | N/A | N/A | N/A | N/A | N/A | 493 | 760 | 2034 | N/A | N/A | N/A | 0 | 0 | 0 | N/A | N/A | N/A | N/A | N/A | N/A | 2141 | 1039 | 223 | N/A | N/A | N/A | 0 | 0 | 0 | N/A | No | - | - | - | - | - | - | N/A | 3.105 | 3.1056
[Unitary Single-Duct] GEMS (Air Conditioners up to 65kW) Determination 2019 | MEPS 2019 | AS/NZS 3823.1.5:2015 | TAC-09CHPB/NV | TAC-09CHPB/NV | N/A | TCL | N/A | Non Ducted | Portable | N/A | N/A | N/A | China | 0.905 | N/A | 2.81 | N/A | N/A | N/A | N/A | N/A | 0.805 | 2.5 | Calorimeter Room | 3.1409 | 3.3069 | N/A | N/A | N/A | N/A | N/A | N/A | N/A | N/A | N/A | N/A | N/A | N/A | N/A | N/A | N/A | N/A | N/A | N/A | Calorimeter Room | Single | R290 | Australia,New Zealand | 137600 | 2026-04-26 |  | Approved | Reverse Cycle | N/A | N/A | Class 4 | N/A | N/A | N/A | N/A | N/A | N/A | N/A | N/A | Available | N/A | N/A |  |  | N/A |  |  | AAC5924 | No | N/A | N/A | N/A | N/A | 2810 | 0.905 | N/A | N/A | N/A | N/A | N/A | N/A | N/A | N/A | N/A | N/A | N/A | N/A | N/A | N/A | N/A | 2500 | 0.805 | N/A | N/A | N/A | N/A | N/A | N/A | N/A | N/A | N/A | N/A | N/A | N/A | N/A | N/A | N/A | N/A | N/A | N/A | N/A | N/A | N/A | N/A | N/A | N/A | N/A | N/A | 57.9 | N/A | N/A | N/A | N/A | N/A | N/A | N/A | 493 | 760 | 2034 | N/A | N/A | N/A | 0 | 0 | 0 | N/A | N/A | N/A | N/A | N/A | N/A | 2141 | 1039 | 223 | N/A | N/A | N/A | 0 | 0 | 0 | N/A | No | - | - | - | - | - | - | N/A | 3.105 | 3.1056
[Unitary Single-Duct] GEMS (Air Conditioners up to 65kW) Determination 2019 | MEPS 2019 | AS/NZS 3823.1.5:2015 | TAC-09CHPB/NW | TAC-09CHPB/NV | N/A | TCL | N/A | Non Ducted | Portable | N/A | N/A | N/A | China | 0.905 | N/A | 2.81 | N/A | N/A | N/A | N/A | N/A | 0.805 | 2.5 | Calorimeter Room | 3.1409 | 3.3069 | N/A | N/A | N/A | N/A | N/A | N/A | N/A | N/A | N/A | N/A | N/A | N/A | N/A | N/A | N/A | N/A | N/A | N/A | Calorimeter Room | Single | R290 | Australia,New Zealand | 137600 | 2026-04-26 |  | Approved | Reverse Cycle | N/A | N/A | Class 4 | N/A | N/A | N/A | N/A | N/A | N/A | N/A | N/A | Available | N/A | N/A |  |  | N/A |  |  | AAC5924 | No | N/A | N/A | N/A | N/A | 2810 | 0.905 | N/A | N/A | N/A | N/A | N/A | N/A | N/A | N/A | N/A | N/A | N/A | N/A | N/A | N/A | N/A | 2500 | 0.805 | N/A | N/A | N/A | N/A | N/A | N/A | N/A | N/A | N/A | N/A | N/A | N/A | N/A | N/A | N/A | N/A | N/A | N/A | N/A | N/A | N/A | N/A | N/A | N/A | N/A | N/A | 57.9 | N/A | N/A | N/A | N/A | N/A | N/A | N/A | 493 | 760 | 2034 | N/A | N/A | N/A | 0 | 0 | 0 | N/A | N/A | N/A | N/A | N/A | N/A | 2141 | 1039 | 223 | N/A | N/A | N/A | 0 | 0 | 0 | N/A | No | - | - | - | - | - | - | N/A | 3.105 | 3.1056
[Unitary Single-Duct] GEMS (Air Conditioners up to 65kW) Determination 2019 | MEPS 2019 | AS/NZS 3823.1.5:2015 | TAC-09CHPB/NX | TAC-09CHPB/NV | N/A | TCL | N/A | Non Ducted | Portable | N/A | N/A | N/A | China | 0.905 | N/A | 2.81 | N/A | N/A | N/A | N/A | N/A | 0.805 | 2.5 | Calorimeter Room | 3.1409 | 3.3069 | N/A | N/A | N/A | N/A | N/A | N/A | N/A | N/A | N/A | N/A | N/A | N/A | N/A | N/A | N/A | N/A | N/A | N/A | Calorimeter Room | Single | R290 | Australia,New Zealand | 137600 | 2026-04-26 |  | Approved | Reverse Cycle | N/A | N/A | Class 4 | N/A | N/A | N/A | N/A | N/A | N/A | N/A | N/A | Available | N/A | N/A |  |  | N/A |  |  | AAC5924 | No | N/A | N/A | N/A | N/A | 2810 | 0.905 | N/A | N/A | N/A | N/A | N/A | N/A | N/A | N/A | N/A | N/A | N/A | N/A | N/A | N/A | N/A | 2500 | 0.805 | N/A | N/A | N/A | N/A | N/A | N/A | N/A | N/A | N/A | N/A | N/A | N/A | N/A | N/A | N/A | N/A | N/A | N/A | N/A | N/A | N/A | N/A | N/A | N/A | N/A | N/A | 57.9 | N/A | N/A | N/A | N/A | N/A | N/A | N/A | 493 | 760 | 2034 | N/A | N/A | N/A | 0 | 0 | 0 | N/A | N/A | N/A | N/A | N/A | N/A | 2141 | 1039 | 223 | N/A | N/A | N/A | 0 | 0 | 0 | N/A | No | - | - | - | - | - | - | N/A | 3.105 | 3.1056
[Unitary Single-Duct] GEMS (Air Conditioners up to 65kW) Determination 2019 | MEPS 2019 | AS/NZS 3823.1.5:2015 | TAC-09CHPB/NY | TAC-09CHPB/NV | N/A | TCL | N/A | Non Ducted | Portable | N/A | N/A | N/A | China | 0.905 | N/A | 2.81 | N/A | N/A | N/A | N/A | N/A | 0.805 | 2.5 | Calorimeter Room | 3.1409 | 3.3069 | N/A | N/A | N/A | N/A | N/A | N/A | N/A | N/A | N/A | N/A | N/A | N/A | N/A | N/A | N/A | N/A | N/A | N/A | Calorimeter Room | Single | R290 | Australia,New Zealand | 137600 | 2026-04-26 |  | Approved | Reverse Cycle | N/A | N/A | Class 4 | N/A | N/A | N/A | N/A | N/A | N/A | N/A | N/A | Available | N/A | N/A |  |  | N/A |  |  | AAC5924 | No | N/A | N/A | N/A | N/A | 2810 | 0.905 | N/A | N/A | N/A | N/A | N/A | N/A | N/A | N/A | N/A | N/A | N/A | N/A | N/A | N/A | N/A | 2500 | 0.805 | N/A | N/A | N/A | N/A | N/A | N/A | N/A | N/A | N/A | N/A | N/A | N/A | N/A | N/A | N/A | N/A | N/A | N/A | N/A | N/A | N/A | N/A | N/A | N/A | N/A | N/A | 57.9 | N/A | N/A | N/A | N/A | N/A | N/A | N/A | 493 | 760 | 2034 | N/A | N/A | N/A | 0 | 0 | 0 | N/A | N/A | N/A | N/A | N/A | N/A | 2141 | 1039 | 223 | N/A | N/A | N/A | 0 | 0 | 0 | N/A | No | - | - | - | - | - | - | N/A | 3.105 | 3.1056
[Unitary Single-Duct] GEMS (Air Conditioners up to 65kW) Determination 2019 | MEPS 2019 | AS/NZS 3823.1.5:2015 | TAC-09CHPB/NZ | TAC-09CHPB/NV | N/A | TCL | N/A | Non Ducted | Portable | N/A | N/A | N/A | China | 0.905 | N/A | 2.81 | N/A | N/A | N/A | N/A | N/A | 0.805 | 2.5 | Calorimeter Room | 3.1409 | 3.3069 | N/A | N/A | N/A | N/A | N/A | N/A | N/A | N/A | N/A | N/A | N/A | N/A | N/A | N/A | N/A | N/A | N/A | N/A | Calorimeter Room | Single | R290 | Australia,New Zealand | 137600 | 2026-04-26 |  | Approved | Reverse Cycle | N/A | N/A | Class 4 | N/A | N/A | N/A | N/A | N/A | N/A | N/A | N/A | Available | N/A | N/A |  |  | N/A |  |  | AAC5924 | No | N/A | N/A | N/A | N/A | 2810 | 0.905 | N/A | N/A | N/A | N/A | N/A | N/A | N/A | N/A | N/A | N/A | N/A | N/A | N/A | N/A | N/A | 2500 | 0.805 | N/A | N/A | N/A | N/A | N/A | N/A | N/A | N/A | N/A | N/A | N/A | N/A | N/A | N/A | N/A | N/A | N/A | N/A | N/A | N/A | N/A | N/A | N/A | N/A | N/A | N/A | 57.9 | N/A | N/A | N/A | N/A | N/A | N/A | N/A | 493 | 760 | 2034 | N/A | N/A | N/A | 0 | 0 | 0 | N/A | N/A | N/A | N/A | N/A | N/A | 2141 | 1039 | 223 | N/A | N/A | N/A | 0 | 0 | 0 | N/A | No | - | - | - | - | - | - | N/A | 3.105 | 3.1056
[Unitary Single-Duct] GEMS (Air Conditioners up to 65kW) Determination 2019 | MEPS 2019 | AS/NZS 3823.1.5:2015 | TAC-09CHPB/RP series | TAC-09CHPB/RP series | N/A | TCL | N/A | Non Ducted | Portable | N/A | N/A | N/A | China | 1 | N/A | 2.6 | N/A | N/A | N/A | N/A | N/A | 0.88 | 2.3 | Calorimeter Room | 2.63 | 2.6807 | N/A | N/A | N/A | N/A | N/A | N/A | N/A | N/A | N/A | N/A | N/A | N/A | N/A | N/A | N/A | N/A | N/A | N/A | Calorimeter Room | Single | R290 | Australia,Fiji,New Zealand | 134518 | 2025-12-07 |  | Approved | Reverse Cycle | N/A | N/A | Class 4 | N/A | N/A | N/A | N/A | N/A | N/A | N/A | N/A | Available | N/A | N/A |  |  | N/A |  |  | AAC5540 | No | N/A | N/A | N/A | N/A | 2600 | 1 | N/A | N/A | N/A | N/A | N/A | N/A | N/A | N/A | N/A | N/A | N/A | N/A | N/A | N/A | N/A | 2300 | 0.88 | N/A | N/A | N/A | N/A | N/A | N/A | N/A | N/A | N/A | N/A | N/A | N/A | N/A | N/A | N/A | N/A | N/A | N/A | N/A | N/A | N/A | N/A | N/A | N/A | N/A | N/A | 63.4 | N/A | N/A | N/A | N/A | N/A | N/A | N/A | 545 | 840 | 2247 | N/A | N/A | N/A | 0 | 0 | 0 | N/A | N/A | N/A | N/A | N/A | N/A | 2341 | 1136 | 244 | N/A | N/A | N/A | 0 | 0 | 0 | N/A | No | - | - | - | - | - | - | N/A | 2.6 | 2.6136
[Unitary Single-Duct] GEMS (Air Conditioners up to 65kW) Determination 2019 | MEPS 2019 | AS/NZS 3823.1.5:2015 | TAC-09CHPB/RPM | TAC-09CHPB/RP series | N/A | TCL | N/A | Non Ducted | Portable | N/A | N/A | N/A | China | 1 | N/A | 2.6 | N/A | N/A | N/A | N/A | N/A | 0.88 | 2.3 | Calorimeter Room | 2.63 | 2.6807 | N/A | N/A | N/A | N/A | N/A | N/A | N/A | N/A | N/A | N/A | N/A | N/A | N/A | N/A | N/A | N/A | N/A | N/A | Calorimeter Room | Single | R290 | Australia,Fiji,New Zealand | 134518 | 2025-12-07 |  | Approved | Reverse Cycle | N/A | N/A | Class 4 | N/A | N/A | N/A | N/A | N/A | N/A | N/A | N/A | Available | N/A | N/A |  |  | N/A |  |  | AAC5540 | No | N/A | N/A | N/A | N/A | 2600 | 1 | N/A | N/A | N/A | N/A | N/A | N/A | N/A | N/A | N/A | N/A | N/A | N/A | N/A | N/A | N/A | 2300 | 0.88 | N/A | N/A | N/A | N/A | N/A | N/A | N/A | N/A | N/A | N/A | N/A | N/A | N/A | N/A | N/A | N/A | N/A | N/A | N/A | N/A | N/A | N/A | N/A | N/A | N/A | N/A | 63.4 | N/A | N/A | N/A | N/A | N/A | N/A | N/A | 545 | 840 | 2247 | N/A | N/A | N/A | 0 | 0 | 0 | N/A | N/A | N/A | N/A | N/A | N/A | 2341 | 1136 | 244 | N/A | N/A | N/A | 0 | 0 | 0 | N/A | No | - | - | - | - | - | - | N/A | 2.6 | 2.6136
[Unitary Single-Duct] GEMS (Air Conditioners up to 65kW) Determination 2019 | MEPS 2019 | AS/NZS 3823.1.5:2015 | TAC-09CHPB/RPS | TAC-09CHPB/RP series | N/A | TCL | N/A | Non Ducted | Portable | N/A | N/A | N/A | China | 1 | N/A | 2.6 | N/A | N/A | N/A | N/A | N/A | 0.88 | 2.3 | Calorimeter Room | 2.63 | 2.6807 | N/A | N/A | N/A | N/A | N/A | N/A | N/A | N/A | N/A | N/A | N/A | N/A | N/A | N/A | N/A | N/A | N/A | N/A | Calorimeter Room | Single | R290 | Australia,Fiji,New Zealand | 134518 | 2025-12-07 |  | Approved | Reverse Cycle | N/A | N/A | Class 4 | N/A | N/A | N/A | N/A | N/A | N/A | N/A | N/A | Available | N/A | N/A |  |  | N/A |  |  | AAC5540 | No | N/A | N/A | N/A | N/A | 2600 | 1 | N/A | N/A | N/A | N/A | N/A | N/A | N/A | N/A | N/A | N/A | N/A | N/A | N/A | N/A | N/A | 2300 | 0.88 | N/A | N/A | N/A | N/A | N/A | N/A | N/A | N/A | N/A | N/A | N/A | N/A | N/A | N/A | N/A | N/A | N/A | N/A | N/A | N/A | N/A | N/A | N/A | N/A | N/A | N/A | 63.4 | N/A | N/A | N/A | N/A | N/A | N/A | N/A | 545 | 840 | 2247 | N/A | N/A | N/A | 0 | 0 | 0 | N/A | N/A | N/A | N/A | N/A | N/A | 2341 | 1136 | 244 | N/A | N/A | N/A | 0 | 0 | 0 | N/A | No | - | - | - | - | - | - | N/A | 2.6 | 2.6136
[Unitary Single-Duct] GEMS (Air Conditioners up to 65kW) Determination 2019 | MEPS 2019 | AS/NZS 3823.1.5:2015 | TAC-09CHPB/RPS1 | TAC-09CHPB/RP series | N/A | TCL | N/A | Non Ducted | Portable | N/A | N/A | N/A | China | 1 | N/A | 2.6 | N/A | N/A | N/A | N/A | N/A | 0.88 | 2.3 | Calorimeter Room | 2.63 | 2.6807 | N/A | N/A | N/A | N/A | N/A | N/A | N/A | N/A | N/A | N/A | N/A | N/A | N/A | N/A | N/A | N/A | N/A | N/A | Calorimeter Room | Single | R290 | Australia,Fiji,New Zealand | 134518 | 2025-12-07 |  | Approved | Reverse Cycle | N/A | N/A | Class 4 | N/A | N/A | N/A | N/A | N/A | N/A | N/A | N/A | Available | N/A | N/A |  |  | N/A |  |  | AAC5540 | No | N/A | N/A | N/A | N/A | 2600 | 1 | N/A | N/A | N/A | N/A | N/A | N/A | N/A | N/A | N/A | N/A | N/A | N/A | N/A | N/A | N/A | 2300 | 0.88 | N/A | N/A | N/A | N/A | N/A | N/A | N/A | N/A | N/A | N/A | N/A | N/A | N/A | N/A | N/A | N/A | N/A | N/A | N/A | N/A | N/A | N/A | N/A | N/A | N/A | N/A | 63.4 | N/A | N/A | N/A | N/A | N/A | N/A | N/A | 545 | 840 | 2247 | N/A | N/A | N/A | 0 | 0 | 0 | N/A | N/A | N/A | N/A | N/A | N/A | 2341 | 1136 | 244 | N/A | N/A | N/A | 0 | 0 | 0 | N/A | No | - | - | - | - | - | - | N/A | 2.6 | 2.6136
[Unitary Single-Duct] GEMS (Air Conditioners up to 65kW) Determination 2019 | MEPS 2019 | AS/NZS 3823.1.5:2015 | TAC-09CHPB/RPS2 | TAC-09CHPB/RP series | N/A | TCL | N/A | Non Ducted | Portable | N/A | N/A | N/A | China | 1 | N/A | 2.6 | N/A | N/A | N/A | N/A | N/A | 0.88 | 2.3 | Calorimeter Room | 2.63 | 2.6807 | N/A | N/A | N/A | N/A | N/A | N/A | N/A | N/A | N/A | N/A | N/A | N/A | N/A | N/A | N/A | N/A | N/A | N/A | Calorimeter Room | Single | R290 | Australia,Fiji,New Zealand | 134518 | 2025-12-07 |  | Approved | Reverse Cycle | N/A | N/A | Class 4 | N/A | N/A | N/A | N/A | N/A | N/A | N/A | N/A | Available | N/A | N/A |  |  | N/A |  |  | AAC5540 | No | N/A | N/A | N/A | N/A | 2600 | 1 | N/A | N/A | N/A | N/A | N/A | N/A | N/A | N/A | N/A | N/A | N/A | N/A | N/A | N/A | N/A | 2300 | 0.88 | N/A | N/A | N/A | N/A | N/A | N/A | N/A | N/A | N/A | N/A | N/A | N/A | N/A | N/A | N/A | N/A | N/A | N/A | N/A | N/A | N/A | N/A | N/A | N/A | N/A | N/A | 63.4 | N/A | N/A | N/A | N/A | N/A | N/A | N/A | 545 | 840 | 2247 | N/A | N/A | N/A | 0 | 0 | 0 | N/A | N/A | N/A | N/A | N/A | N/A | 2341 | 1136 | 244 | N/A | N/A | N/A | 0 | 0 | 0 | N/A | No | - | - | - | - | - | - | N/A | 2.6 | 2.6136
[Unitary Single-Duct] GEMS (Air Conditioners up to 65kW) Determination 2019 | MEPS 2019 | AS/NZS 3823.1.5:2015 | TAC-09CHPB/RPV | TAC-09CHPB/RP series | N/A | TCL | N/A | Non Ducted | Portable | N/A | N/A | N/A | China | 1 | N/A | 2.6 | N/A | N/A | N/A | N/A | N/A | 0.88 | 2.3 | Calorimeter Room | 2.63 | 2.6807 | N/A | N/A | N/A | N/A | N/A | N/A | N/A | N/A | N/A | N/A | N/A | N/A | N/A | N/A | N/A | N/A | N/A | N/A | Calorimeter Room | Single | R290 | Australia,Fiji,New Zealand | 134518 | 2025-12-07 |  | Approved | Reverse Cycle | N/A | N/A | Class 4 | N/A | N/A | N/A | N/A | N/A | N/A | N/A | N/A | Available | N/A | N/A |  |  | N/A |  |  | AAC5540 | No | N/A | N/A | N/A | N/A | 2600 | 1 | N/A | N/A | N/A | N/A | N/A | N/A | N/A | N/A | N/A | N/A | N/A | N/A | N/A | N/A | N/A | 2300 | 0.88 | N/A | N/A | N/A | N/A | N/A | N/A | N/A | N/A | N/A | N/A | N/A | N/A | N/A | N/A | N/A | N/A | N/A | N/A | N/A | N/A | N/A | N/A | N/A | N/A | N/A | N/A | 63.4 | N/A | N/A | N/A | N/A | N/A | N/A | N/A | 545 | 840 | 2247 | N/A | N/A | N/A | 0 | 0 | 0 | N/A | N/A | N/A | N/A | N/A | N/A | 2341 | 1136 | 244 | N/A | N/A | N/A | 0 | 0 | 0 | N/A | No | - | - | - | - | - | - | N/A | 2.6 | 2.6136
[Unitary Single-Duct] GEMS (Air Conditioners up to 65kW) Determination 2019 | MEPS 2019 | AS/NZS 3823.1.5:2015 | TAC-09CHPB/RPV1 | TAC-09CHPB/RP series | N/A | TCL | N/A | Non Ducted | Portable | N/A | N/A | N/A | China | 1 | N/A | 2.6 | N/A | N/A | N/A | N/A | N/A | 0.88 | 2.3 | Calorimeter Room | 2.63 | 2.6807 | N/A | N/A | N/A | N/A | N/A | N/A | N/A | N/A | N/A | N/A | N/A | N/A | N/A | N/A | N/A | N/A | N/A | N/A | Calorimeter Room | Single | R290 | Australia,Fiji,New Zealand | 134518 | 2025-12-07 |  | Approved | Reverse Cycle | N/A | N/A | Class 4 | N/A | N/A | N/A | N/A | N/A | N/A | N/A | N/A | Available | N/A | N/A |  |  | N/A |  |  | AAC5540 | No | N/A | N/A | N/A | N/A | 2600 | 1 | N/A | N/A | N/A | N/A | N/A | N/A | N/A | N/A | N/A | N/A | N/A | N/A | N/A | N/A | N/A | 2300 | 0.88 | N/A | N/A | N/A | N/A | N/A | N/A | N/A | N/A | N/A | N/A | N/A | N/A | N/A | N/A | N/A | N/A | N/A | N/A | N/A | N/A | N/A | N/A | N/A | N/A | N/A | N/A | 63.4 | N/A | N/A | N/A | N/A | N/A | N/A | N/A | 545 | 840 | 2247 | N/A | N/A | N/A | 0 | 0 | 0 | N/A | N/A | N/A | N/A | N/A | N/A | 2341 | 1136 | 244 | N/A | N/A | N/A | 0 | 0 | 0 | N/A | No | - | - | - | - | - | - | N/A | 2.6 | 2.6136
[Unitary Single-Duct] GEMS (Air Conditioners up to 65kW) Determination 2019 | MEPS 2019 | AS/NZS 3823.1.5:2015 | TAC-09CHPB/RPV2 | TAC-09CHPB/RP series | N/A | TCL | N/A | Non Ducted | Portable | N/A | N/A | N/A | China | 1 | N/A | 2.6 | N/A | N/A | N/A | N/A | N/A | 0.88 | 2.3 | Calorimeter Room | 2.63 | 2.6807 | N/A | N/A | N/A | N/A | N/A | N/A | N/A | N/A | N/A | N/A | N/A | N/A | N/A | N/A | N/A | N/A | N/A | N/A | Calorimeter Room | Single | R290 | Australia,Fiji,New Zealand | 134518 | 2025-12-07 |  | Approved | Reverse Cycle | N/A | N/A | Class 4 | N/A | N/A | N/A | N/A | N/A | N/A | N/A | N/A | Available | N/A | N/A |  |  | N/A |  |  | AAC5540 | No | N/A | N/A | N/A | N/A | 2600 | 1 | N/A | N/A | N/A | N/A | N/A | N/A | N/A | N/A | N/A | N/A | N/A | N/A | N/A | N/A | N/A | 2300 | 0.88 | N/A | N/A | N/A | N/A | N/A | N/A | N/A | N/A | N/A | N/A | N/A | N/A | N/A | N/A | N/A | N/A | N/A | N/A | N/A | N/A | N/A | N/A | N/A | N/A | N/A | N/A | 63.4 | N/A | N/A | N/A | N/A | N/A | N/A | N/A | 545 | 840 | 2247 | N/A | N/A | N/A | 0 | 0 | 0 | N/A | N/A | N/A | N/A | N/A | N/A | 2341 | 1136 | 244 | N/A | N/A | N/A | 0 | 0 | 0 | N/A | No | - | - | - | - | - | - | N/A | 2.6 | 2.6136
[Unitary Single-Duct] GEMS (Air Conditioners up to 65kW) Determination 2019 | MEPS 2019 | AS/NZS 3823.1.5:2015 | TAC-09CHPB/RPW | TAC-09CHPB/RP series | N/A | TCL | N/A | Non Ducted | Portable | N/A | N/A | N/A | China | 1 | N/A | 2.6 | N/A | N/A | N/A | N/A | N/A | 0.88 | 2.3 | Calorimeter Room | 2.63 | 2.6807 | N/A | N/A | N/A | N/A | N/A | N/A | N/A | N/A | N/A | N/A | N/A | N/A | N/A | N/A | N/A | N/A | N/A | N/A | Calorimeter Room | Single | R290 | Australia,Fiji,New Zealand | 134518 | 2025-12-07 |  | Approved | Reverse Cycle | N/A | N/A | Class 4 | N/A | N/A | N/A | N/A | N/A | N/A | N/A | N/A | Available | N/A | N/A |  |  | N/A |  |  | AAC5540 | No | N/A | N/A | N/A | N/A | 2600 | 1 | N/A | N/A | N/A | N/A | N/A | N/A | N/A | N/A | N/A | N/A | N/A | N/A | N/A | N/A | N/A | 2300 | 0.88 | N/A | N/A | N/A | N/A | N/A | N/A | N/A | N/A | N/A | N/A | N/A | N/A | N/A | N/A | N/A | N/A | N/A | N/A | N/A | N/A | N/A | N/A | N/A | N/A | N/A | N/A | 63.4 | N/A | N/A | N/A | N/A | N/A | N/A | N/A | 545 | 840 | 2247 | N/A | N/A | N/A | 0 | 0 | 0 | N/A | N/A | N/A | N/A | N/A | N/A | 2341 | 1136 | 244 | N/A | N/A | N/A | 0 | 0 | 0 | N/A | No | - | - | - | - | - | - | N/A | 2.6 | 2.6136
[SEER Non Multi-Split <=65kW] GEMS (Air Conditioners up to 65kW) Determination 2019 | MEPS 2019 | AS/NZS 3823.1.1:2012 | TAC-09CHSD series | TAC-09CHSD series | N/A | TCL | N/A | Non Ducted | Single Split System | Wall Hung | Air | Air | China | 0.535 | N/A | 2.8 | N/A | N/A | N/A | N/A | N/A | 0.465 | 2.65 | Calorimeter Room | 5.1296 | 5.4411 | N/A | - | N/A | N/A | N/A | N/A | N/A | N/A | N/A | N/A | N/A | N/A | N/A | N/A | N/A | N/A | N/A | N/A | N/A | Single | R32 | Australia,Fiji,New Zealand | 159450 | 2029-03-14 |  | Approved | Reverse Cycle | N/A | Yes | Class 8 | Yes | N/A | N/A | N/A | N/A | N/A | N/A | N/A | Available | N/A | N/A |  |  | N/A |  |  | AAC8101 | Yes | Variable output compressor | Inverter | No | - | 2800 | 0.535 | - | 260 | 1300 | No | - | - | - | 488.99 | 3015.6 | Yes | 185 | 1650 | No | - | - | 2650 | 0.465 | 215 | 1300 | No | - | - | No | - | - | - | 1300 | 3900 | No | - | - | - | - | - | - | - | - | No | - | - | No | - | - | 47.73 | 57.79 | 6.593 | 6.533 | 7.706 | 11.898 | 9.848 | 9.315 | 111 | 171 | 466 | 164 | 237 | 556 | 5 | 5 | 6 | 4.755 | 5.161 | 5.579 | 4.948 | 5.317 | 5.575 | 736 | 289 | 50 | 244 | 133 | 33 | 3 | 3.5 | 4 | No | - | - | - | - | N/A | N/A | N/A | 3.9 | 5.1078 | 5.5418
[SEER Non Multi-Split <=65kW] GEMS (Air Conditioners up to 65kW) Determination 2019 | MEPS 2019 | AS/NZS 3823.1.1:2012 | TAC-09CHSD/*IT | TAC-09CHSD/*IT | N/A | TCL | 0.5 | Non Ducted | Single Split System | Wall Hung | Air | Air | China | 0.595 | 4.6 | 2.64 | N/A | N/A | N/A | N/A | N/A | 0.985 | 4.05 | Calorimeter Room | 4.3349 | 3.8501 | Yes | - | N/A | 1.5 | 1.5 | N/A | N/A | N/A | N/A | N/A | 4.2858 | 4.3182 | N/A | N/A | 4.0716 | 4.1363 | 4 | 4 | Calorimeter Room | Single | R32 | Australia,Fiji,New Zealand | 139578 | 2026-07-02 |  | Approved | Reverse Cycle | N/A | Yes | Class 8 | Yes | Yes | N/A | Yes | Yes | Yes | N/A | 4.3041 | Unavailable | N/A | N/A |  |  | Yes |  | https://reg.energyrating.gov.au/static/common/images/star_ratings_2014/aircon_rating_4_4.png | AAC6143 | Yes | Variable output compressor | Inverter | No | - | 2640 | 0.595 | - | 445 | 1450 | No | - | - | - | 543.83 | 2843.28 | Yes | 170 | 1280 | No | - | - | 4050 | 0.985 | 345 | 1930 | No | - | - | No | - | - | - | 1450 | 3500 | No | - | - | - | - | - | - | - | - | No | - | - | No | - | - | 47.19 | 57.7 | 7.694 | 7.472 | 11.119 | -2.057 | -16.853 | -8.091 | 87 | 139 | 301 | -947 | -143 | -621 | 6 | 5.5 | 9.5 | 3.575 | 4.201 | 5.101 | 4.02 | 4.602 | 5.145 | 1488 | 534 | 77 | 452 | 229 | 49 | 2 | 2.5 | 3.5 | No | - | - | - | - | N/A | N/A | N/A | 4 | 4.3384 | 4.056
[SEER Non Multi-Split <=65kW] GEMS (Air Conditioners up to 65kW) Determination 2019 | MEPS 2019 | AS/NZS 3823.1.1:2012 | TAC-09CHSD/TP11IT | TAC-09CHSD/*IT | N/A | TCL | 0.5 | Non Ducted | Single Split System | Wall Hung | Air | Air | China | 0.595 | 4.6 | 2.64 | N/A | N/A | N/A | N/A | N/A | 0.985 | 4.05 | Calorimeter Room | 4.3349 | 3.8501 | Yes | - | N/A | 1.5 | 1.5 | N/A | N/A | N/A | N/A | N/A | 4.2858 | 4.3182 | N/A | N/A | 4.0716 | 4.1363 | 4 | 4 | Calorimeter Room | Single | R32 | Australia,Fiji,New Zealand | 139578 | 2026-07-02 |  | Approved | Reverse Cycle | N/A | Yes | Class 8 | Yes | Yes | N/A | Yes | Yes | Yes | N/A | 4.3041 | Unavailable | N/A | N/A |  |  | Yes |  | https://reg.energyrating.gov.au/static/common/images/star_ratings_2014/aircon_rating_4_4.png | AAC6143 | Yes | Variable output compressor | Inverter | No | - | 2640 | 0.595 | - | 445 | 1450 | No | - | - | - | 543.83 | 2843.28 | Yes | 170 | 1280 | No | - | - | 4050 | 0.985 | 345 | 1930 | No | - | - | No | - | - | - | 1450 | 3500 | No | - | - | - | - | - | - | - | - | No | - | - | No | - | - | 47.19 | 57.7 | 7.694 | 7.472 | 11.119 | -2.057 | -16.853 | -8.091 | 87 | 139 | 301 | -947 | -143 | -621 | 6 | 5.5 | 9.5 | 3.575 | 4.201 | 5.101 | 4.02 | 4.602 | 5.145 | 1488 | 534 | 77 | 452 | 229 | 49 | 2 | 2.5 | 3.5 | No | - | - | - | - | N/A | N/A | N/A | 4 | 4.3384 | 4.056
[SEER Non Multi-Split <=65kW] GEMS (Air Conditioners up to 65kW) Determination 2019 | MEPS 2019 | AS/NZS 3823.1.1:2012 | TAC-09CHSD/TP21IT | TAC-09CHSD/*IT | N/A | TCL | 0.5 | Non Ducted | Single Split System | Wall Hung | Air | Air | China | 0.595 | 4.6 | 2.64 | N/A | N/A | N/A | N/A | N/A | 0.985 | 4.05 | Calorimeter Room | 4.3349 | 3.8501 | Yes | - | N/A | 1.5 | 1.5 | N/A | N/A | N/A | N/A | N/A | 4.2858 | 4.3182 | N/A | N/A | 4.0716 | 4.1363 | 4 | 4 | Calorimeter Room | Single | R32 | Australia,Fiji,New Zealand | 139578 | 2026-07-02 |  | Approved | Reverse Cycle | N/A | Yes | Class 8 | Yes | Yes | N/A | Yes | Yes | Yes | N/A | 4.3041 | Unavailable | N/A | N/A |  |  | Yes |  | https://reg.energyrating.gov.au/static/common/images/star_ratings_2014/aircon_rating_4_4.png | AAC6143 | Yes | Variable output compressor | Inverter | No | - | 2640 | 0.595 | - | 445 | 1450 | No | - | - | - | 543.83 | 2843.28 | Yes | 170 | 1280 | No | - | - | 4050 | 0.985 | 345 | 1930 | No | - | - | No | - | - | - | 1450 | 3500 | No | - | - | - | - | - | - | - | - | No | - | - | No | - | - | 47.19 | 57.7 | 7.694 | 7.472 | 11.119 | -2.057 | -16.853 | -8.091 | 87 | 139 | 301 | -947 | -143 | -621 | 6 | 5.5 | 9.5 | 3.575 | 4.201 | 5.101 | 4.02 | 4.602 | 5.145 | 1488 | 534 | 77 | 452 | 229 | 49 | 2 | 2.5 | 3.5 | No | - | - | - | - | N/A | N/A | N/A | 4 | 4.3384 | 4.056
[SEER Non Multi-Split <=65kW] GEMS (Air Conditioners up to 65kW) Determination 2019 | MEPS 2019 | AS/NZS 3823.1.1:2012 | TAC-09CHSD/TP31IT | TAC-09CHSD/*IT | N/A | TCL | 0.5 | Non Ducted | Single Split System | Wall Hung | Air | Air | China | 0.595 | 4.6 | 2.64 | N/A | N/A | N/A | N/A | N/A | 0.985 | 4.05 | Calorimeter Room | 4.3349 | 3.8501 | Yes | - | N/A | 1.5 | 1.5 | N/A | N/A | N/A | N/A | N/A | 4.2858 | 4.3182 | N/A | N/A | 4.0716 | 4.1363 | 4 | 4 | Calorimeter Room | Single | R32 | Australia,Fiji,New Zealand | 139578 | 2026-07-02 |  | Approved | Reverse Cycle | N/A | Yes | Class 8 | Yes | Yes | N/A | Yes | Yes | Yes | N/A | 4.3041 | Unavailable | N/A | N/A |  |  | Yes |  | https://reg.energyrating.gov.au/static/common/images/star_ratings_2014/aircon_rating_4_4.png | AAC6143 | Yes | Variable output compressor | Inverter | No | - | 2640 | 0.595 | - | 445 | 1450 | No | - | - | - | 543.83 | 2843.28 | Yes | 170 | 1280 | No | - | - | 4050 | 0.985 | 345 | 1930 | No | - | - | No | - | - | - | 1450 | 3500 | No | - | - | - | - | - | - | - | - | No | - | - | No | - | - | 47.19 | 57.7 | 7.694 | 7.472 | 11.119 | -2.057 | -16.853 | -8.091 | 87 | 139 | 301 | -947 | -143 | -621 | 6 | 5.5 | 9.5 | 3.575 | 4.201 | 5.101 | 4.02 | 4.602 | 5.145 | 1488 | 534 | 77 | 452 | 229 | 49 | 2 | 2.5 | 3.5 | No | - | - | - | - | N/A | N/A | N/A | 4 | 4.3384 | 4.056
[SEER Non Multi-Split <=65kW] GEMS (Air Conditioners up to 65kW) Determination 2019 | MEPS 2019 | AS/NZS 3823.1.1:2012 | TAC-09CHSD/TPG11IT | TAC-09CHSD/*IT | N/A | TCL | 0.5 | Non Ducted | Single Split System | Wall Hung | Air | Air | China | 0.595 | 4.6 | 2.64 | N/A | N/A | N/A | N/A | N/A | 0.985 | 4.05 | Calorimeter Room | 4.3349 | 3.8501 | Yes | - | N/A | 1.5 | 1.5 | N/A | N/A | N/A | N/A | N/A | 4.2858 | 4.3182 | N/A | N/A | 4.0716 | 4.1363 | 4 | 4 | Calorimeter Room | Single | R32 | Australia,Fiji,New Zealand | 139578 | 2026-07-02 |  | Approved | Reverse Cycle | N/A | Yes | Class 8 | Yes | Yes | N/A | Yes | Yes | Yes | N/A | 4.3041 | Unavailable | N/A | N/A |  |  | Yes |  | https://reg.energyrating.gov.au/static/common/images/star_ratings_2014/aircon_rating_4_4.png | AAC6143 | Yes | Variable output compressor | Inverter | No | - | 2640 | 0.595 | - | 445 | 1450 | No | - | - | - | 543.83 | 2843.28 | Yes | 170 | 1280 | No | - | - | 4050 | 0.985 | 345 | 1930 | No | - | - | No | - | - | - | 1450 | 3500 | No | - | - | - | - | - | - | - | - | No | - | - | No | - | - | 47.19 | 57.7 | 7.694 | 7.472 | 11.119 | -2.057 | -16.853 | -8.091 | 87 | 139 | 301 | -947 | -143 | -621 | 6 | 5.5 | 9.5 | 3.575 | 4.201 | 5.101 | 4.02 | 4.602 | 5.145 | 1488 | 534 | 77 | 452 | 229 | 49 | 2 | 2.5 | 3.5 | No | - | - | - | - | N/A | N/A | N/A | 4 | 4.3384 | 4.056
[SEER Non Multi-Split <=65kW] GEMS (Air Conditioners up to 65kW) Determination 2019 | MEPS 2019 | AS/NZS 3823.1.1:2012 | TAC-09CHSD/TPH11IT |  | N/A | TCL | N/A | Non Ducted | Single Split System | Wall Hung | Air | Air | China | 0.595 | N/A | 2.64 | N/A | N/A | N/A | N/A | N/A | 0.985 | 4.05 | Calorimeter Room | 4.3349 | 3.8501 | N/A | - | N/A | N/A | N/A | N/A | N/A | N/A | N/A | N/A | N/A | N/A | N/A | N/A | N/A | N/A | N/A | N/A | N/A | Single | R32 | Australia,Fiji,New Zealand | 155717 | 2028-08-06 |  | Approved | Reverse Cycle | N/A | Yes | Class 8 | Yes | N/A | N/A | N/A | N/A | N/A | N/A | N/A | Available | N/A | N/A |  |  | N/A |  |  | AAC7692 | Yes | Variable output compressor | Inverter | No | - | 2640 | 0.595 | - | 445 | 1450 | No | - | - | - | 543.83 | 2843.28 | Yes | 170 | 1280 | No | - | - | 4050 | 0.985 | 345 | 1930 | No | - | - | No | - | - | - | 1450 | 3500 | No | - | - | - | - | - | - | - | - | No | - | - | No | - | - | 47.19 | 57.7 | 7.694 | 7.472 | 11.119 | -2.057 | -16.853 | -8.091 | 87 | 139 | 301 | -947 | -143 | -621 | 6 | 5.5 | 9.5 | 3.575 | 4.201 | 5.101 | 4.02 | 4.602 | 5.145 | 1488 | 534 | 77 | 452 | 229 | 49 | 2 | 2.5 | 3.5 | No | - | - | - | - | N/A | N/A | N/A | 4 | 4.3384 | 4.056
[SEER Non Multi-Split <=65kW] GEMS (Air Conditioners up to 65kW) Determination 2019 | MEPS 2019 | AS/NZS 3823.1.1:2012 | TAC-09CHSD/VAIH | TAC-09CHSD series | N/A | TCL | N/A | Non Ducted | Single Split System | Wall Hung | Air | Air | China | 0.535 | N/A | 2.8 | N/A | N/A | N/A | N/A | N/A | 0.465 | 2.65 | Calorimeter Room | 5.1296 | 5.4411 | N/A | - | N/A | N/A | N/A | N/A | N/A | N/A | N/A | N/A | N/A | N/A | N/A | N/A | N/A | N/A | N/A | N/A | N/A | Single | R32 | Australia,Fiji,New Zealand | 159450 | 2029-03-14 |  | Approved | Reverse Cycle | N/A | Yes | Class 8 | Yes | N/A | N/A | N/A | N/A | N/A | N/A | N/A | Available | N/A | N/A |  |  | N/A |  |  | AAC8101 | Yes | Variable output compressor | Inverter | No | - | 2800 | 0.535 | - | 260 | 1300 | No | - | - | - | 488.99 | 3015.6 | Yes | 185 | 1650 | No | - | - | 2650 | 0.465 | 215 | 1300 | No | - | - | No | - | - | - | 1300 | 3900 | No | - | - | - | - | - | - | - | - | No | - | - | No | - | - | 47.73 | 57.79 | 6.593 | 6.533 | 7.706 | 11.898 | 9.848 | 9.315 | 111 | 171 | 466 | 164 | 237 | 556 | 5 | 5 | 6 | 4.755 | 5.161 | 5.579 | 4.948 | 5.317 | 5.575 | 736 | 289 | 50 | 244 | 133 | 33 | 3 | 3.5 | 4 | No | - | - | - | - | N/A | N/A | N/A | 3.9 | 5.1078 | 5.5418
[SEER Non Multi-Split <=65kW] GEMS (Air Conditioners up to 65kW) Determination 2019 | MEPS 2019 | AS/NZS 3823.1.1:2012 | TAC-09CHSD/VBIH | TAC-09CHSD series | N/A | TCL | N/A | Non Ducted | Single Split System | Wall Hung | Air | Air | China | 0.535 | N/A | 2.8 | N/A | N/A | N/A | N/A | N/A | 0.465 | 2.65 | Calorimeter Room | 5.1296 | 5.4411 | N/A | - | N/A | N/A | N/A | N/A | N/A | N/A | N/A | N/A | N/A | N/A | N/A | N/A | N/A | N/A | N/A | N/A | N/A | Single | R32 | Australia,Fiji,New Zealand | 159450 | 2029-03-14 |  | Approved | Reverse Cycle | N/A | Yes | Class 8 | Yes | N/A | N/A | N/A | N/A | N/A | N/A | N/A | Available | N/A | N/A |  |  | N/A |  |  | AAC8101 | Yes | Variable output compressor | Inverter | No | - | 2800 | 0.535 | - | 260 | 1300 | No | - | - | - | 488.99 | 3015.6 | Yes | 185 | 1650 | No | - | - | 2650 | 0.465 | 215 | 1300 | No | - | - | No | - | - | - | 1300 | 3900 | No | - | - | - | - | - | - | - | - | No | - | - | No | - | - | 47.73 | 57.79 | 6.593 | 6.533 | 7.706 | 11.898 | 9.848 | 9.315 | 111 | 171 | 466 | 164 | 237 | 556 | 5 | 5 | 6 | 4.755 | 5.161 | 5.579 | 4.948 | 5.317 | 5.575 | 736 | 289 | 50 | 244 | 133 | 33 | 3 | 3.5 | 4 | No | - | - | - | - | N/A | N/A | N/A | 3.9 | 5.1078 | 5.5418
[SEER Non Multi-Split <=65kW] GEMS (Air Conditioners up to 65kW) Determination 2019 | MEPS 2019 | AS/NZS 3823.1.1:2012 | TAC-09CHSD/VEIH | TAC-09CHSD series | N/A | TCL | N/A | Non Ducted | Single Split System | Wall Hung | Air | Air | China | 0.535 | N/A | 2.8 | N/A | N/A | N/A | N/A | N/A | 0.465 | 2.65 | Calorimeter Room | 5.1296 | 5.4411 | N/A | - | N/A | N/A | N/A | N/A | N/A | N/A | N/A | N/A | N/A | N/A | N/A | N/A | N/A | N/A | N/A | N/A | N/A | Single | R32 | Australia,Fiji,New Zealand | 159450 | 2029-03-14 |  | Approved | Reverse Cycle | N/A | Yes | Class 8 | Yes | N/A | N/A | N/A | N/A | N/A | N/A | N/A | Available | N/A | N/A |  |  | N/A |  |  | AAC8101 | Yes | Variable output compressor | Inverter | No | - | 2800 | 0.535 | - | 260 | 1300 | No | - | - | - | 488.99 | 3015.6 | Yes | 185 | 1650 | No | - | - | 2650 | 0.465 | 215 | 1300 | No | - | - | No | - | - | - | 1300 | 3900 | No | - | - | - | - | - | - | - | - | No | - | - | No | - | - | 47.73 | 57.79 | 6.593 | 6.533 | 7.706 | 11.898 | 9.848 | 9.315 | 111 | 171 | 466 | 164 | 237 | 556 | 5 | 5 | 6 | 4.755 | 5.161 | 5.579 | 4.948 | 5.317 | 5.575 | 736 | 289 | 50 | 244 | 133 | 33 | 3 | 3.5 | 4 | No | - | - | - | - | N/A | N/A | N/A | 3.9 | 5.1078 | 5.5418
[Unitary Single-Duct] GEMS (Air Conditioners up to 65kW) Determination 2019 | MEPS 2019 | AS/NZS 3823.1.5:2015 | TAC-09CPB/E | TAC-09CPB/E series | N/A | TCL | N/A | Non Ducted | Portable | N/A | N/A | N/A | China | 0.95 | N/A | 2.5 | N/A | N/A | N/A | N/A | N/A | 0 | 0 | Calorimeter Room | 2.8869 | 0 | N/A | N/A | N/A | N/A | N/A | N/A | N/A | N/A | N/A | N/A | N/A | N/A | N/A | N/A | N/A | N/A | N/A | N/A | Calorimeter Room | Single | R290 | Australia,Fiji,New Zealand | 130372 | 2025-07-02 |  | Approved | Cooling Only | N/A | N/A | Class 4 | N/A | N/A | N/A | N/A | N/A | N/A | N/A | N/A | Available | N/A | N/A |  |  | N/A |  |  | AAC4975 | No | N/A | N/A | N/A | N/A | 2500 | 0.95 | N/A | N/A | N/A | N/A | N/A | N/A | N/A | N/A | N/A | N/A | N/A | N/A | N/A | N/A | N/A | 0 | 0 | N/A | N/A | N/A | N/A | N/A | N/A | N/A | N/A | N/A | N/A | N/A | N/A | N/A | N/A | N/A | N/A | N/A | N/A | N/A | N/A | N/A | N/A | N/A | N/A | N/A | N/A | 63.6 | N/A | N/A | N/A | N/A | N/A | N/A | N/A | 518 | 798 | 2135 | N/A | N/A | N/A | 0 | 0 | 0 | N/A | N/A | N/A | N/A | N/A | N/A | 0 | 0 | 0 | N/A | N/A | N/A | 0 | 0 | 0 | N/A | No | 0 | 0 | 0 | 0 | 0 | 0 | N/A | 2.6316 | 0
[Unitary Single-Duct] GEMS (Air Conditioners up to 65kW) Determination 2019 | MEPS 2019 | AS/NZS 3823.1.5:2015 | TAC-09CPB/E series | TAC-09CPB/E series | N/A | TCL | N/A | Non Ducted | Portable | N/A | N/A | N/A | China | 0.95 | N/A | 2.5 | N/A | N/A | N/A | N/A | N/A | 0 | 0 | Calorimeter Room | 2.8869 | 0 | N/A | N/A | N/A | N/A | N/A | N/A | N/A | N/A | N/A | N/A | N/A | N/A | N/A | N/A | N/A | N/A | N/A | N/A | Calorimeter Room | Single | R290 | Australia,Fiji,New Zealand | 130372 | 2025-07-02 |  | Approved | Cooling Only | N/A | N/A | Class 4 | N/A | N/A | N/A | N/A | N/A | N/A | N/A | N/A | Available | N/A | N/A |  |  | N/A |  |  | AAC4975 | No | N/A | N/A | N/A | N/A | 2500 | 0.95 | N/A | N/A | N/A | N/A | N/A | N/A | N/A | N/A | N/A | N/A | N/A | N/A | N/A | N/A | N/A | 0 | 0 | N/A | N/A | N/A | N/A | N/A | N/A | N/A | N/A | N/A | N/A | N/A | N/A | N/A | N/A | N/A | N/A | N/A | N/A | N/A | N/A | N/A | N/A | N/A | N/A | N/A | N/A | 63.6 | N/A | N/A | N/A | N/A | N/A | N/A | N/A | 518 | 798 | 2135 | N/A | N/A | N/A | 0 | 0 | 0 | N/A | N/A | N/A | N/A | N/A | N/A | 0 | 0 | 0 | N/A | N/A | N/A | 0 | 0 | 0 | N/A | No | 0 | 0 | 0 | 0 | 0 | 0 | N/A | 2.6316 | 0
[Unitary Single-Duct] GEMS (Air Conditioners up to 65kW) Determination 2019 | MEPS 2019 | AS/NZS 3823.1.5:2015 | TAC-09CPB/EN | TAC-09CPB/E series | N/A | TCL | N/A | Non Ducted | Portable | N/A | N/A | N/A | China | 0.95 | N/A | 2.5 | N/A | N/A | N/A | N/A | N/A | 0 | 0 | Calorimeter Room | 2.8869 | 0 | N/A | N/A | N/A | N/A | N/A | N/A | N/A | N/A | N/A | N/A | N/A | N/A | N/A | N/A | N/A | N/A | N/A | N/A | Calorimeter Room | Single | R290 | Australia,Fiji,New Zealand | 130372 | 2025-07-02 |  | Approved | Cooling Only | N/A | N/A | Class 4 | N/A | N/A | N/A | N/A | N/A | N/A | N/A | N/A | Available | N/A | N/A |  |  | N/A |  |  | AAC4975 | No | N/A | N/A | N/A | N/A | 2500 | 0.95 | N/A | N/A | N/A | N/A | N/A | N/A | N/A | N/A | N/A | N/A | N/A | N/A | N/A | N/A | N/A | 0 | 0 | N/A | N/A | N/A | N/A | N/A | N/A | N/A | N/A | N/A | N/A | N/A | N/A | N/A | N/A | N/A | N/A | N/A | N/A | N/A | N/A | N/A | N/A | N/A | N/A | N/A | N/A | 63.6 | N/A | N/A | N/A | N/A | N/A | N/A | N/A | 518 | 798 | 2135 | N/A | N/A | N/A | 0 | 0 | 0 | N/A | N/A | N/A | N/A | N/A | N/A | 0 | 0 | 0 | N/A | N/A | N/A | 0 | 0 | 0 | N/A | No | 0 | 0 | 0 | 0 | 0 | 0 | N/A | 2.6316 | 0
[Unitary Single-Duct] GEMS (Air Conditioners up to 65kW) Determination 2019 | MEPS 2019 | AS/NZS 3823.1.5:2015 | TAC-09CPB/EV | TAC-09CPB/E series | N/A | TCL | N/A | Non Ducted | Portable | N/A | N/A | N/A | China | 0.95 | N/A | 2.5 | N/A | N/A | N/A | N/A | N/A | 0 | 0 | Calorimeter Room | 2.8869 | 0 | N/A | N/A | N/A | N/A | N/A | N/A | N/A | N/A | N/A | N/A | N/A | N/A | N/A | N/A | N/A | N/A | N/A | N/A | Calorimeter Room | Single | R290 | Australia,Fiji,New Zealand | 130372 | 2025-07-02 |  | Approved | Cooling Only | N/A | N/A | Class 4 | N/A | N/A | N/A | N/A | N/A | N/A | N/A | N/A | Available | N/A | N/A |  |  | N/A |  |  | AAC4975 | No | N/A | N/A | N/A | N/A | 2500 | 0.95 | N/A | N/A | N/A | N/A | N/A | N/A | N/A | N/A | N/A | N/A | N/A | N/A | N/A | N/A | N/A | 0 | 0 | N/A | N/A | N/A | N/A | N/A | N/A | N/A | N/A | N/A | N/A | N/A | N/A | N/A | N/A | N/A | N/A | N/A | N/A | N/A | N/A | N/A | N/A | N/A | N/A | N/A | N/A | 63.6 | N/A | N/A | N/A | N/A | N/A | N/A | N/A | 518 | 798 | 2135 | N/A | N/A | N/A | 0 | 0 | 0 | N/A | N/A | N/A | N/A | N/A | N/A | 0 | 0 | 0 | N/A | N/A | N/A | 0 | 0 | 0 | N/A | No | 0 | 0 | 0 | 0 | 0 | 0 | N/A | 2.6316 | 0
[Unitary Single-Duct] GEMS (Air Conditioners up to 65kW) Determination 2019 | MEPS 2019 | AS/NZS 3823.1.5:2015 | TAC-09CPB/EW | TAC-09CPB/E series | N/A | TCL | N/A | Non Ducted | Portable | N/A | N/A | N/A | China | 0.95 | N/A | 2.5 | N/A | N/A | N/A | N/A | N/A | 0 | 0 | Calorimeter Room | 2.8869 | 0 | N/A | N/A | N/A | N/A | N/A | N/A | N/A | N/A | N/A | N/A | N/A | N/A | N/A | N/A | N/A | N/A | N/A | N/A | Calorimeter Room | Single | R290 | Australia,Fiji,New Zealand | 130372 | 2025-07-02 |  | Approved | Cooling Only | N/A | N/A | Class 4 | N/A | N/A | N/A | N/A | N/A | N/A | N/A | N/A | Available | N/A | N/A |  |  | N/A |  |  | AAC4975 | No | N/A | N/A | N/A | N/A | 2500 | 0.95 | N/A | N/A | N/A | N/A | N/A | N/A | N/A | N/A | N/A | N/A | N/A | N/A | N/A | N/A | N/A | 0 | 0 | N/A | N/A | N/A | N/A | N/A | N/A | N/A | N/A | N/A | N/A | N/A | N/A | N/A | N/A | N/A | N/A | N/A | N/A | N/A | N/A | N/A | N/A | N/A | N/A | N/A | N/A | 63.6 | N/A | N/A | N/A | N/A | N/A | N/A | N/A | 518 | 798 | 2135 | N/A | N/A | N/A | 0 | 0 | 0 | N/A | N/A | N/A | N/A | N/A | N/A | 0 | 0 | 0 | N/A | N/A | N/A | 0 | 0 | 0 | N/A | No | 0 | 0 | 0 | 0 | 0 | 0 | N/A | 2.6316 | 0
[Unitary Single-Duct] GEMS (Air Conditioners up to 65kW) Determination 2019 | MEPS 2019 | AS/NZS 3823.1.5:2015 | TAC-09CPB/EX | TAC-09CPB/E series | N/A | TCL | N/A | Non Ducted | Portable | N/A | N/A | N/A | China | 0.95 | N/A | 2.5 | N/A | N/A | N/A | N/A | N/A | 0 | 0 | Calorimeter Room | 2.8869 | 0 | N/A | N/A | N/A | N/A | N/A | N/A | N/A | N/A | N/A | N/A | N/A | N/A | N/A | N/A | N/A | N/A | N/A | N/A | Calorimeter Room | Single | R290 | Australia,Fiji,New Zealand | 130372 | 2025-07-02 |  | Approved | Cooling Only | N/A | N/A | Class 4 | N/A | N/A | N/A | N/A | N/A | N/A | N/A | N/A | Available | N/A | N/A |  |  | N/A |  |  | AAC4975 | No | N/A | N/A | N/A | N/A | 2500 | 0.95 | N/A | N/A | N/A | N/A | N/A | N/A | N/A | N/A | N/A | N/A | N/A | N/A | N/A | N/A | N/A | 0 | 0 | N/A | N/A | N/A | N/A | N/A | N/A | N/A | N/A | N/A | N/A | N/A | N/A | N/A | N/A | N/A | N/A | N/A | N/A | N/A | N/A | N/A | N/A | N/A | N/A | N/A | N/A | 63.6 | N/A | N/A | N/A | N/A | N/A | N/A | N/A | 518 | 798 | 2135 | N/A | N/A | N/A | 0 | 0 | 0 | N/A | N/A | N/A | N/A | N/A | N/A | 0 | 0 | 0 | N/A | N/A | N/A | 0 | 0 | 0 | N/A | No | 0 | 0 | 0 | 0 | 0 | 0 | N/A | 2.6316 | 0
[Unitary Single-Duct] GEMS (Air Conditioners up to 65kW) Determination 2019 | MEPS 2019 | AS/NZS 3823.1.5:2015 | TAC-09CPB/H | TAC-09CPB/H series | N/A | TCL | N/A | Non Ducted | Portable | N/A | N/A | N/A | China | 1 | N/A | 2.6 | N/A | N/A | N/A | N/A | N/A | 0 | 0 | Calorimeter Room | 2.6272 | 0 | N/A | N/A | N/A | N/A | N/A | N/A | N/A | N/A | N/A | N/A | N/A | N/A | N/A | N/A | N/A | N/A | N/A | N/A | Calorimeter Room | Single | R290 | Australia,Fiji,New Zealand | 130285 | 2025-07-02 |  | Approved | Cooling Only | N/A | N/A | Class 4 | N/A | N/A | N/A | N/A | N/A | N/A | N/A | N/A | Available | N/A | N/A |  |  | N/A |  |  | AAC4981 | No | N/A | N/A | N/A | N/A | 2600 | 1 | N/A | N/A | N/A | N/A | N/A | N/A | N/A | N/A | N/A | N/A | N/A | N/A | N/A | N/A | N/A | 0 | 0 | N/A | N/A | N/A | N/A | N/A | N/A | N/A | N/A | N/A | N/A | N/A | N/A | N/A | N/A | N/A | N/A | N/A | N/A | N/A | N/A | N/A | N/A | N/A | N/A | N/A | N/A | 61.8 | N/A | N/A | N/A | N/A | N/A | N/A | N/A | 545 | 840 | 2247 | N/A | N/A | N/A | 0 | 0 | 0 | N/A | N/A | N/A | N/A | N/A | N/A | 0 | 0 | 0 | N/A | N/A | N/A | 0 | 0 | 0 | N/A | No | 0 | 0 | 0 | 0 | 0 | 0 | N/A | 2.6 | 0
[Unitary Single-Duct] GEMS (Air Conditioners up to 65kW) Determination 2019 | MEPS 2019 | AS/NZS 3823.1.5:2015 | TAC-09CPB/H series | TAC-09CPB/H series | N/A | TCL | N/A | Non Ducted | Portable | N/A | N/A | N/A | China | 1 | N/A | 2.6 | N/A | N/A | N/A | N/A | N/A | 0 | 0 | Calorimeter Room | 2.6272 | 0 | N/A | N/A | N/A | N/A | N/A | N/A | N/A | N/A | N/A | N/A | N/A | N/A | N/A | N/A | N/A | N/A | N/A | N/A | Calorimeter Room | Single | R290 | Australia,Fiji,New Zealand | 130285 | 2025-07-02 |  | Approved | Cooling Only | N/A | N/A | Class 4 | N/A | N/A | N/A | N/A | N/A | N/A | N/A | N/A | Available | N/A | N/A |  |  | N/A |  |  | AAC4981 | No | N/A | N/A | N/A | N/A | 2600 | 1 | N/A | N/A | N/A | N/A | N/A | N/A | N/A | N/A | N/A | N/A | N/A | N/A | N/A | N/A | N/A | 0 | 0 | N/A | N/A | N/A | N/A | N/A | N/A | N/A | N/A | N/A | N/A | N/A | N/A | N/A | N/A | N/A | N/A | N/A | N/A | N/A | N/A | N/A | N/A | N/A | N/A | N/A | N/A | 61.8 | N/A | N/A | N/A | N/A | N/A | N/A | N/A | 545 | 840 | 2247 | N/A | N/A | N/A | 0 | 0 | 0 | N/A | N/A | N/A | N/A | N/A | N/A | 0 | 0 | 0 | N/A | N/A | N/A | 0 | 0 | 0 | N/A | No | 0 | 0 | 0 | 0 | 0 | 0 | N/A | 2.6 | 0
[Unitary Single-Duct] GEMS (Air Conditioners up to 65kW) Determination 2019 | MEPS 2019 | AS/NZS 3823.1.5:2015 | TAC-09CPB/HA | TAC-09CPB/H series | N/A | TCL | N/A | Non Ducted | Portable | N/A | N/A | N/A | China | 1 | N/A | 2.6 | N/A | N/A | N/A | N/A | N/A | 0 | 0 | Calorimeter Room | 2.6272 | 0 | N/A | N/A | N/A | N/A | N/A | N/A | N/A | N/A | N/A | N/A | N/A | N/A | N/A | N/A | N/A | N/A | N/A | N/A | Calorimeter Room | Single | R290 | Australia,Fiji,New Zealand | 130285 | 2025-07-02 |  | Approved | Cooling Only | N/A | N/A | Class 4 | N/A | N/A | N/A | N/A | N/A | N/A | N/A | N/A | Available | N/A | N/A |  |  | N/A |  |  | AAC4981 | No | N/A | N/A | N/A | N/A | 2600 | 1 | N/A | N/A | N/A | N/A | N/A | N/A | N/A | N/A | N/A | N/A | N/A | N/A | N/A | N/A | N/A | 0 | 0 | N/A | N/A | N/A | N/A | N/A | N/A | N/A | N/A | N/A | N/A | N/A | N/A | N/A | N/A | N/A | N/A | N/A | N/A | N/A | N/A | N/A | N/A | N/A | N/A | N/A | N/A | 61.8 | N/A | N/A | N/A | N/A | N/A | N/A | N/A | 545 | 840 | 2247 | N/A | N/A | N/A | 0 | 0 | 0 | N/A | N/A | N/A | N/A | N/A | N/A | 0 | 0 | 0 | N/A | N/A | N/A | 0 | 0 | 0 | N/A | No | 0 | 0 | 0 | 0 | 0 | 0 | N/A | 2.6 | 0
[Unitary Single-Duct] GEMS (Air Conditioners up to 65kW) Determination 2019 | MEPS 2019 | AS/NZS 3823.1.5:2015 | TAC-09CPB/HC | TAC-09CPB/H series | N/A | TCL | N/A | Non Ducted | Portable | N/A | N/A | N/A | China | 1 | N/A | 2.6 | N/A | N/A | N/A | N/A | N/A | 0 | 0 | Calorimeter Room | 2.6272 | 0 | N/A | N/A | N/A | N/A | N/A | N/A | N/A | N/A | N/A | N/A | N/A | N/A | N/A | N/A | N/A | N/A | N/A | N/A | Calorimeter Room | Single | R290 | Australia,Fiji,New Zealand | 130285 | 2025-07-02 |  | Approved | Cooling Only | N/A | N/A | Class 4 | N/A | N/A | N/A | N/A | N/A | N/A | N/A | N/A | Available | N/A | N/A |  |  | N/A |  |  | AAC4981 | No | N/A | N/A | N/A | N/A | 2600 | 1 | N/A | N/A | N/A | N/A | N/A | N/A | N/A | N/A | N/A | N/A | N/A | N/A | N/A | N/A | N/A | 0 | 0 | N/A | N/A | N/A | N/A | N/A | N/A | N/A | N/A | N/A | N/A | N/A | N/A | N/A | N/A | N/A | N/A | N/A | N/A | N/A | N/A | N/A | N/A | N/A | N/A | N/A | N/A | 61.8 | N/A | N/A | N/A | N/A | N/A | N/A | N/A | 545 | 840 | 2247 | N/A | N/A | N/A | 0 | 0 | 0 | N/A | N/A | N/A | N/A | N/A | N/A | 0 | 0 | 0 | N/A | N/A | N/A | 0 | 0 | 0 | N/A | No | 0 | 0 | 0 | 0 | 0 | 0 | N/A | 2.6 | 0
[Unitary Single-Duct] GEMS (Air Conditioners up to 65kW) Determination 2019 | MEPS 2019 | AS/NZS 3823.1.5:2015 | TAC-09CPB/HN | TAC-09CPB/H series | N/A | TCL | N/A | Non Ducted | Portable | N/A | N/A | N/A | China | 1 | N/A | 2.6 | N/A | N/A | N/A | N/A | N/A | 0 | 0 | Calorimeter Room | 2.6272 | 0 | N/A | N/A | N/A | N/A | N/A | N/A | N/A | N/A | N/A | N/A | N/A | N/A | N/A | N/A | N/A | N/A | N/A | N/A | Calorimeter Room | Single | R290 | Australia,Fiji,New Zealand | 130285 | 2025-07-02 |  | Approved | Cooling Only | N/A | N/A | Class 4 | N/A | N/A | N/A | N/A | N/A | N/A | N/A | N/A | Available | N/A | N/A |  |  | N/A |  |  | AAC4981 | No | N/A | N/A | N/A | N/A | 2600 | 1 | N/A | N/A | N/A | N/A | N/A | N/A | N/A | N/A | N/A | N/A | N/A | N/A | N/A | N/A | N/A | 0 | 0 | N/A | N/A | N/A | N/A | N/A | N/A | N/A | N/A | N/A | N/A | N/A | N/A | N/A | N/A | N/A | N/A | N/A | N/A | N/A | N/A | N/A | N/A | N/A | N/A | N/A | N/A | 61.8 | N/A | N/A | N/A | N/A | N/A | N/A | N/A | 545 | 840 | 2247 | N/A | N/A | N/A | 0 | 0 | 0 | N/A | N/A | N/A | N/A | N/A | N/A | 0 | 0 | 0 | N/A | N/A | N/A | 0 | 0 | 0 | N/A | No | 0 | 0 | 0 | 0 | 0 | 0 | N/A | 2.6 | 0
[Unitary Single-Duct] GEMS (Air Conditioners up to 65kW) Determination 2019 | MEPS 2019 | AS/NZS 3823.1.5:2015 | TAC-09CPB/HP | TAC-09CPB/H series | N/A | TCL | N/A | Non Ducted | Portable | N/A | N/A | N/A | China | 1 | N/A | 2.6 | N/A | N/A | N/A | N/A | N/A | 0 | 0 | Calorimeter Room | 2.6272 | 0 | N/A | N/A | N/A | N/A | N/A | N/A | N/A | N/A | N/A | N/A | N/A | N/A | N/A | N/A | N/A | N/A | N/A | N/A | Calorimeter Room | Single | R290 | Australia,Fiji,New Zealand | 130285 | 2025-07-02 |  | Approved | Cooling Only | N/A | N/A | Class 4 | N/A | N/A | N/A | N/A | N/A | N/A | N/A | N/A | Available | N/A | N/A |  |  | N/A |  |  | AAC4981 | No | N/A | N/A | N/A | N/A | 2600 | 1 | N/A | N/A | N/A | N/A | N/A | N/A | N/A | N/A | N/A | N/A | N/A | N/A | N/A | N/A | N/A | 0 | 0 | N/A | N/A | N/A | N/A | N/A | N/A | N/A | N/A | N/A | N/A | N/A | N/A | N/A | N/A | N/A | N/A | N/A | N/A | N/A | N/A | N/A | N/A | N/A | N/A | N/A | N/A | 61.8 | N/A | N/A | N/A | N/A | N/A | N/A | N/A | 545 | 840 | 2247 | N/A | N/A | N/A | 0 | 0 | 0 | N/A | N/A | N/A | N/A | N/A | N/A | 0 | 0 | 0 | N/A | N/A | N/A | 0 | 0 | 0 | N/A | No | 0 | 0 | 0 | 0 | 0 | 0 | N/A | 2.6 | 0
[Unitary Single-Duct] GEMS (Air Conditioners up to 65kW) Determination 2019 | MEPS 2019 | AS/NZS 3823.1.5:2015 | TAC-09CPB/K | TAC-09CPB/K* | N/A | TCL | N/A | Non Ducted | Portable | N/A | N/A | N/A | China | 0.9 | N/A | 2.64 | N/A | N/A | N/A | N/A | N/A | 0 | 0 | Calorimeter Room | 3.0682 | 0 | N/A | N/A | N/A | N/A | N/A | N/A | N/A | N/A | N/A | N/A | N/A | N/A | N/A | N/A | N/A | N/A | N/A | N/A | Calorimeter Room | Single | R290 | Australia,Fiji,New Zealand | 130282 | 2025-07-01 |  | Approved | Cooling Only | N/A | N/A | Class 4 | N/A | N/A | N/A | N/A | N/A | N/A | N/A | N/A | Available | N/A | N/A |  |  | N/A |  |  | AAC4968 | No | N/A | N/A | N/A | N/A | 2640 | 0.9 | N/A | N/A | N/A | N/A | N/A | N/A | N/A | N/A | N/A | N/A | N/A | N/A | N/A | N/A | N/A | 0 | 0 | N/A | N/A | N/A | N/A | N/A | N/A | N/A | N/A | N/A | N/A | N/A | N/A | N/A | N/A | N/A | N/A | N/A | N/A | N/A | N/A | N/A | N/A | N/A | N/A | N/A | N/A | 62.2 | N/A | N/A | N/A | N/A | N/A | N/A | N/A | 490 | 756 | 2022 | N/A | N/A | N/A | 0 | 0 | 0 | N/A | N/A | N/A | N/A | N/A | N/A | 0 | 0 | 0 | N/A | N/A | N/A | 0 | 0 | 0 | N/A | No | 0 | 0 | 0 | 0 | 0 | 0 | N/A | 2.9333 | 0
[Unitary Single-Duct] GEMS (Air Conditioners up to 65kW) Determination 2019 | MEPS 2019 | AS/NZS 3823.1.5:2015 | TAC-09CPB/K* | TAC-09CPB/K* | N/A | TCL | N/A | Non Ducted | Portable | N/A | N/A | N/A | China | 0.9 | N/A | 2.64 | N/A | N/A | N/A | N/A | N/A | 0 | 0 | Calorimeter Room | 3.0682 | 0 | N/A | N/A | N/A | N/A | N/A | N/A | N/A | N/A | N/A | N/A | N/A | N/A | N/A | N/A | N/A | N/A | N/A | N/A | Calorimeter Room | Single | R290 | Australia,Fiji,New Zealand | 130282 | 2025-07-01 |  | Approved | Cooling Only | N/A | N/A | Class 4 | N/A | N/A | N/A | N/A | N/A | N/A | N/A | N/A | Available | N/A | N/A |  |  | N/A |  |  | AAC4968 | No | N/A | N/A | N/A | N/A | 2640 | 0.9 | N/A | N/A | N/A | N/A | N/A | N/A | N/A | N/A | N/A | N/A | N/A | N/A | N/A | N/A | N/A | 0 | 0 | N/A | N/A | N/A | N/A | N/A | N/A | N/A | N/A | N/A | N/A | N/A | N/A | N/A | N/A | N/A | N/A | N/A | N/A | N/A | N/A | N/A | N/A | N/A | N/A | N/A | N/A | 62.2 | N/A | N/A | N/A | N/A | N/A | N/A | N/A | 490 | 756 | 2022 | N/A | N/A | N/A | 0 | 0 | 0 | N/A | N/A | N/A | N/A | N/A | N/A | 0 | 0 | 0 | N/A | N/A | N/A | 0 | 0 | 0 | N/A | No | 0 | 0 | 0 | 0 | 0 | 0 | N/A | 2.9333 | 0
[Unitary Single-Duct] GEMS (Air Conditioners up to 65kW) Determination 2019 | MEPS 2019 | AS/NZS 3823.1.5:2015 | TAC-09CPB/KA | TAC-09CPB/K* | N/A | TCL | N/A | Non Ducted | Portable | N/A | N/A | N/A | China | 0.9 | N/A | 2.64 | N/A | N/A | N/A | N/A | N/A | 0 | 0 | Calorimeter Room | 3.0682 | 0 | N/A | N/A | N/A | N/A | N/A | N/A | N/A | N/A | N/A | N/A | N/A | N/A | N/A | N/A | N/A | N/A | N/A | N/A | Calorimeter Room | Single | R290 | Australia,Fiji,New Zealand | 130282 | 2025-07-01 |  | Approved | Cooling Only | N/A | N/A | Class 4 | N/A | N/A | N/A | N/A | N/A | N/A | N/A | N/A | Available | N/A | N/A |  |  | N/A |  |  | AAC4968 | No | N/A | N/A | N/A | N/A | 2640 | 0.9 | N/A | N/A | N/A | N/A | N/A | N/A | N/A | N/A | N/A | N/A | N/A | N/A | N/A | N/A | N/A | 0 | 0 | N/A | N/A | N/A | N/A | N/A | N/A | N/A | N/A | N/A | N/A | N/A | N/A | N/A | N/A | N/A | N/A | N/A | N/A | N/A | N/A | N/A | N/A | N/A | N/A | N/A | N/A | 62.2 | N/A | N/A | N/A | N/A | N/A | N/A | N/A | 490 | 756 | 2022 | N/A | N/A | N/A | 0 | 0 | 0 | N/A | N/A | N/A | N/A | N/A | N/A | 0 | 0 | 0 | N/A | N/A | N/A | 0 | 0 | 0 | N/A | No | 0 | 0 | 0 | 0 | 0 | 0 | N/A | 2.9333 | 0
[Unitary Single-Duct] GEMS (Air Conditioners up to 65kW) Determination 2019 | MEPS 2019 | AS/NZS 3823.1.5:2015 | TAC-09CPB/KC | TAC-09CPB/K* | N/A | TCL | N/A | Non Ducted | Portable | N/A | N/A | N/A | China | 0.9 | N/A | 2.64 | N/A | N/A | N/A | N/A | N/A | 0 | 0 | Calorimeter Room | 3.0682 | 0 | N/A | N/A | N/A | N/A | N/A | N/A | N/A | N/A | N/A | N/A | N/A | N/A | N/A | N/A | N/A | N/A | N/A | N/A | Calorimeter Room | Single | R290 | Australia,Fiji,New Zealand | 130282 | 2025-07-01 |  | Approved | Cooling Only | N/A | N/A | Class 4 | N/A | N/A | N/A | N/A | N/A | N/A | N/A | N/A | Available | N/A | N/A |  |  | N/A |  |  | AAC4968 | No | N/A | N/A | N/A | N/A | 2640 | 0.9 | N/A | N/A | N/A | N/A | N/A | N/A | N/A | N/A | N/A | N/A | N/A | N/A | N/A | N/A | N/A | 0 | 0 | N/A | N/A | N/A | N/A | N/A | N/A | N/A | N/A | N/A | N/A | N/A | N/A | N/A | N/A | N/A | N/A | N/A | N/A | N/A | N/A | N/A | N/A | N/A | N/A | N/A | N/A | 62.2 | N/A | N/A | N/A | N/A | N/A | N/A | N/A | 490 | 756 | 2022 | N/A | N/A | N/A | 0 | 0 | 0 | N/A | N/A | N/A | N/A | N/A | N/A | 0 | 0 | 0 | N/A | N/A | N/A | 0 | 0 | 0 | N/A | No | 0 | 0 | 0 | 0 | 0 | 0 | N/A | 2.9333 | 0
[Unitary Single-Duct] GEMS (Air Conditioners up to 65kW) Determination 2019 | MEPS 2019 | AS/NZS 3823.1.5:2015 | TAC-09CPB/KN | TAC-09CPB/K* | N/A | TCL | N/A | Non Ducted | Portable | N/A | N/A | N/A | China | 0.9 | N/A | 2.64 | N/A | N/A | N/A | N/A | N/A | 0 | 0 | Calorimeter Room | 3.0682 | 0 | N/A | N/A | N/A | N/A | N/A | N/A | N/A | N/A | N/A | N/A | N/A | N/A | N/A | N/A | N/A | N/A | N/A | N/A | Calorimeter Room | Single | R290 | Australia,Fiji,New Zealand | 130282 | 2025-07-01 |  | Approved | Cooling Only | N/A | N/A | Class 4 | N/A | N/A | N/A | N/A | N/A | N/A | N/A | N/A | Available | N/A | N/A |  |  | N/A |  |  | AAC4968 | No | N/A | N/A | N/A | N/A | 2640 | 0.9 | N/A | N/A | N/A | N/A | N/A | N/A | N/A | N/A | N/A | N/A | N/A | N/A | N/A | N/A | N/A | 0 | 0 | N/A | N/A | N/A | N/A | N/A | N/A | N/A | N/A | N/A | N/A | N/A | N/A | N/A | N/A | N/A | N/A | N/A | N/A | N/A | N/A | N/A | N/A | N/A | N/A | N/A | N/A | 62.2 | N/A | N/A | N/A | N/A | N/A | N/A | N/A | 490 | 756 | 2022 | N/A | N/A | N/A | 0 | 0 | 0 | N/A | N/A | N/A | N/A | N/A | N/A | 0 | 0 | 0 | N/A | N/A | N/A | 0 | 0 | 0 | N/A | No | 0 | 0 | 0 | 0 | 0 | 0 | N/A | 2.9333 | 0
[Unitary Single-Duct] GEMS (Air Conditioners up to 65kW) Determination 2019 | MEPS 2019 | AS/NZS 3823.1.5:2015 | TAC-09CPB/KP | TAC-09CPB/K* | N/A | TCL | N/A | Non Ducted | Portable | N/A | N/A | N/A | China | 0.9 | N/A | 2.64 | N/A | N/A | N/A | N/A | N/A | 0 | 0 | Calorimeter Room | 3.0682 | 0 | N/A | N/A | N/A | N/A | N/A | N/A | N/A | N/A | N/A | N/A | N/A | N/A | N/A | N/A | N/A | N/A | N/A | N/A | Calorimeter Room | Single | R290 | Australia,Fiji,New Zealand | 130282 | 2025-07-01 |  | Approved | Cooling Only | N/A | N/A | Class 4 | N/A | N/A | N/A | N/A | N/A | N/A | N/A | N/A | Available | N/A | N/A |  |  | N/A |  |  | AAC4968 | No | N/A | N/A | N/A | N/A | 2640 | 0.9 | N/A | N/A | N/A | N/A | N/A | N/A | N/A | N/A | N/A | N/A | N/A | N/A | N/A | N/A | N/A | 0 | 0 | N/A | N/A | N/A | N/A | N/A | N/A | N/A | N/A | N/A | N/A | N/A | N/A | N/A | N/A | N/A | N/A | N/A | N/A | N/A | N/A | N/A | N/A | N/A | N/A | N/A | N/A | 62.2 | N/A | N/A | N/A | N/A | N/A | N/A | N/A | 490 | 756 | 2022 | N/A | N/A | N/A | 0 | 0 | 0 | N/A | N/A | N/A | N/A | N/A | N/A | 0 | 0 | 0 | N/A | N/A | N/A | 0 | 0 | 0 | N/A | No | 0 | 0 | 0 | 0 | 0 | 0 | N/A | 2.9333 | 0
[Unitary Single-Duct] GEMS (Air Conditioners up to 65kW) Determination 2019 | MEPS 2019 | AS/NZS 3823.1.5:2015 | TAC-09CPB/KV | TAC-09CPB/K* | N/A | TCL | N/A | Non Ducted | Portable | N/A | N/A | N/A | China | 0.9 | N/A | 2.64 | N/A | N/A | N/A | N/A | N/A | 0 | 0 | Calorimeter Room | 3.0682 | 0 | N/A | N/A | N/A | N/A | N/A | N/A | N/A | N/A | N/A | N/A | N/A | N/A | N/A | N/A | N/A | N/A | N/A | N/A | Calorimeter Room | Single | R290 | Australia,Fiji,New Zealand | 130282 | 2025-07-01 |  | Approved | Cooling Only | N/A | N/A | Class 4 | N/A | N/A | N/A | N/A | N/A | N/A | N/A | N/A | Available | N/A | N/A |  |  | N/A |  |  | AAC4968 | No | N/A | N/A | N/A | N/A | 2640 | 0.9 | N/A | N/A | N/A | N/A | N/A | N/A | N/A | N/A | N/A | N/A | N/A | N/A | N/A | N/A | N/A | 0 | 0 | N/A | N/A | N/A | N/A | N/A | N/A | N/A | N/A | N/A | N/A | N/A | N/A | N/A | N/A | N/A | N/A | N/A | N/A | N/A | N/A | N/A | N/A | N/A | N/A | N/A | N/A | 62.2 | N/A | N/A | N/A | N/A | N/A | N/A | N/A | 490 | 756 | 2022 | N/A | N/A | N/A | 0 | 0 | 0 | N/A | N/A | N/A | N/A | N/A | N/A | 0 | 0 | 0 | N/A | N/A | N/A | 0 | 0 | 0 | N/A | No | 0 | 0 | 0 | 0 | 0 | 0 | N/A | 2.9333 | 0
[Unitary Single-Duct] GEMS (Air Conditioners up to 65kW) Determination 2019 | MEPS 2019 | AS/NZS 3823.1.5:2015 | TAC-09CPB/M* | TAC-09CPB/M* | N/A | TCL | N/A | Non Ducted | Portable | N/A | N/A | N/A | China | 0.98 | N/A | 2.64 | N/A | N/A | N/A | N/A | N/A | - | - | Calorimeter Room | 2.6521 | - | N/A | N/A | N/A | N/A | N/A | N/A | N/A | N/A | N/A | N/A | N/A | N/A | N/A | N/A | N/A | N/A | N/A | N/A | Calorimeter Room | Single | R290 | Australia,Fiji,New Zealand | 144925 | 2027-06-30 |  | Approved | Cooling Only | N/A | N/A | Class 4 | N/A | N/A | N/A | N/A | N/A | N/A | N/A | N/A | Available | N/A | N/A |  |  | N/A |  |  | AAC6791 | No | N/A | N/A | N/A | N/A | 2640 | 0.98 | N/A | N/A | N/A | N/A | N/A | N/A | N/A | N/A | N/A | N/A | N/A | N/A | N/A | N/A | N/A | - | - | N/A | N/A | N/A | N/A | N/A | N/A | N/A | N/A | N/A | N/A | N/A | N/A | N/A | N/A | N/A | N/A | N/A | N/A | N/A | N/A | N/A | N/A | N/A | N/A | N/A | N/A | 63.5 | N/A | N/A | N/A | N/A | N/A | N/A | N/A | 534 | 823 | 2202 | N/A | N/A | N/A | 0 | 0 | 0 | N/A | N/A | N/A | N/A | N/A | N/A | - | - | - | N/A | N/A | N/A | - | - | - | N/A | No | - | - | - | - | - | - | N/A | 2.6939 | -
[Unitary Single-Duct] GEMS (Air Conditioners up to 65kW) Determination 2019 | MEPS 2019 | AS/NZS 3823.1.5:2015 | TAC-09CPB/MU | TAC-09CPB/M* | N/A | TCL | N/A | Non Ducted | Portable | N/A | N/A | N/A | China | 0.98 | N/A | 2.64 | N/A | N/A | N/A | N/A | N/A | - | - | Calorimeter Room | 2.6521 | - | N/A | N/A | N/A | N/A | N/A | N/A | N/A | N/A | N/A | N/A | N/A | N/A | N/A | N/A | N/A | N/A | N/A | N/A | Calorimeter Room | Single | R290 | Australia,Fiji,New Zealand | 144925 | 2027-06-30 |  | Approved | Cooling Only | N/A | N/A | Class 4 | N/A | N/A | N/A | N/A | N/A | N/A | N/A | N/A | Available | N/A | N/A |  |  | N/A |  |  | AAC6791 | No | N/A | N/A | N/A | N/A | 2640 | 0.98 | N/A | N/A | N/A | N/A | N/A | N/A | N/A | N/A | N/A | N/A | N/A | N/A | N/A | N/A | N/A | - | - | N/A | N/A | N/A | N/A | N/A | N/A | N/A | N/A | N/A | N/A | N/A | N/A | N/A | N/A | N/A | N/A | N/A | N/A | N/A | N/A | N/A | N/A | N/A | N/A | N/A | N/A | 63.5 | N/A | N/A | N/A | N/A | N/A | N/A | N/A | 534 | 823 | 2202 | N/A | N/A | N/A | 0 | 0 | 0 | N/A | N/A | N/A | N/A | N/A | N/A | - | - | - | N/A | N/A | N/A | - | - | - | N/A | No | - | - | - | - | - | - | N/A | 2.6939 | -
[Unitary Single-Duct] GEMS (Air Conditioners up to 65kW) Determination 2019 | MEPS 2019 | AS/NZS 3823.1.5:2015 | TAC-09CPB/MV | TAC-09CPB/M* | N/A | TCL | N/A | Non Ducted | Portable | N/A | N/A | N/A | China | 0.98 | N/A | 2.64 | N/A | N/A | N/A | N/A | N/A | - | - | Calorimeter Room | 2.6521 | - | N/A | N/A | N/A | N/A | N/A | N/A | N/A | N/A | N/A | N/A | N/A | N/A | N/A | N/A | N/A | N/A | N/A | N/A | Calorimeter Room | Single | R290 | Australia,Fiji,New Zealand | 144925 | 2027-06-30 |  | Approved | Cooling Only | N/A | N/A | Class 4 | N/A | N/A | N/A | N/A | N/A | N/A | N/A | N/A | Available | N/A | N/A |  |  | N/A |  |  | AAC6791 | No | N/A | N/A | N/A | N/A | 2640 | 0.98 | N/A | N/A | N/A | N/A | N/A | N/A | N/A | N/A | N/A | N/A | N/A | N/A | N/A | N/A | N/A | - | - | N/A | N/A | N/A | N/A | N/A | N/A | N/A | N/A | N/A | N/A | N/A | N/A | N/A | N/A | N/A | N/A | N/A | N/A | N/A | N/A | N/A | N/A | N/A | N/A | N/A | N/A | 63.5 | N/A | N/A | N/A | N/A | N/A | N/A | N/A | 534 | 823 | 2202 | N/A | N/A | N/A | 0 | 0 | 0 | N/A | N/A | N/A | N/A | N/A | N/A | - | - | - | N/A | N/A | N/A | - | - | - | N/A | No | - | - | - | - | - | - | N/A | 2.6939 | -
[Unitary Single-Duct] GEMS (Air Conditioners up to 65kW) Determination 2019 | MEPS 2019 | AS/NZS 3823.1.5:2015 | TAC-09CPB/MW | TAC-09CPB/M* | N/A | TCL | N/A | Non Ducted | Portable | N/A | N/A | N/A | China | 0.98 | N/A | 2.64 | N/A | N/A | N/A | N/A | N/A | - | - | Calorimeter Room | 2.6521 | - | N/A | N/A | N/A | N/A | N/A | N/A | N/A | N/A | N/A | N/A | N/A | N/A | N/A | N/A | N/A | N/A | N/A | N/A | Calorimeter Room | Single | R290 | Australia,Fiji,New Zealand | 144925 | 2027-06-30 |  | Approved | Cooling Only | N/A | N/A | Class 4 | N/A | N/A | N/A | N/A | N/A | N/A | N/A | N/A | Available | N/A | N/A |  |  | N/A |  |  | AAC6791 | No | N/A | N/A | N/A | N/A | 2640 | 0.98 | N/A | N/A | N/A | N/A | N/A | N/A | N/A | N/A | N/A | N/A | N/A | N/A | N/A | N/A | N/A | - | - | N/A | N/A | N/A | N/A | N/A | N/A | N/A | N/A | N/A | N/A | N/A | N/A | N/A | N/A | N/A | N/A | N/A | N/A | N/A | N/A | N/A | N/A | N/A | N/A | N/A | N/A | 63.5 | N/A | N/A | N/A | N/A | N/A | N/A | N/A | 534 | 823 | 2202 | N/A | N/A | N/A | 0 | 0 | 0 | N/A | N/A | N/A | N/A | N/A | N/A | - | - | - | N/A | N/A | N/A | - | - | - | N/A | No | - | - | - | - | - | - | N/A | 2.6939 | -
[Unitary Single-Duct] GEMS (Air Conditioners up to 65kW) Determination 2019 | MEPS 2019 | AS/NZS 3823.1.5:2015 | TAC-09CPB/MX | TAC-09CPB/M* | N/A | TCL | N/A | Non Ducted | Portable | N/A | N/A | N/A | China | 0.98 | N/A | 2.64 | N/A | N/A | N/A | N/A | N/A | - | - | Calorimeter Room | 2.6521 | - | N/A | N/A | N/A | N/A | N/A | N/A | N/A | N/A | N/A | N/A | N/A | N/A | N/A | N/A | N/A | N/A | N/A | N/A | Calorimeter Room | Single | R290 | Australia,Fiji,New Zealand | 144925 | 2027-06-30 |  | Approved | Cooling Only | N/A | N/A | Class 4 | N/A | N/A | N/A | N/A | N/A | N/A | N/A | N/A | Available | N/A | N/A |  |  | N/A |  |  | AAC6791 | No | N/A | N/A | N/A | N/A | 2640 | 0.98 | N/A | N/A | N/A | N/A | N/A | N/A | N/A | N/A | N/A | N/A | N/A | N/A | N/A | N/A | N/A | - | - | N/A | N/A | N/A | N/A | N/A | N/A | N/A | N/A | N/A | N/A | N/A | N/A | N/A | N/A | N/A | N/A | N/A | N/A | N/A | N/A | N/A | N/A | N/A | N/A | N/A | N/A | 63.5 | N/A | N/A | N/A | N/A | N/A | N/A | N/A | 534 | 823 | 2202 | N/A | N/A | N/A | 0 | 0 | 0 | N/A | N/A | N/A | N/A | N/A | N/A | - | - | - | N/A | N/A | N/A | - | - | - | N/A | No | - | - | - | - | - | - | N/A | 2.6939 | -
[Unitary Single-Duct] GEMS (Air Conditioners up to 65kW) Determination 2019 | MEPS 2019 | AS/NZS 3823.1.5:2015 | TAC-09CPB/MY | TAC-09CPB/M* | N/A | TCL | N/A | Non Ducted | Portable | N/A | N/A | N/A | China | 0.98 | N/A | 2.64 | N/A | N/A | N/A | N/A | N/A | - | - | Calorimeter Room | 2.6521 | - | N/A | N/A | N/A | N/A | N/A | N/A | N/A | N/A | N/A | N/A | N/A | N/A | N/A | N/A | N/A | N/A | N/A | N/A | Calorimeter Room | Single | R290 | Australia,Fiji,New Zealand | 144925 | 2027-06-30 |  | Approved | Cooling Only | N/A | N/A | Class 4 | N/A | N/A | N/A | N/A | N/A | N/A | N/A | N/A | Available | N/A | N/A |  |  | N/A |  |  | AAC6791 | No | N/A | N/A | N/A | N/A | 2640 | 0.98 | N/A | N/A | N/A | N/A | N/A | N/A | N/A | N/A | N/A | N/A | N/A | N/A | N/A | N/A | N/A | - | - | N/A | N/A | N/A | N/A | N/A | N/A | N/A | N/A | N/A | N/A | N/A | N/A | N/A | N/A | N/A | N/A | N/A | N/A | N/A | N/A | N/A | N/A | N/A | N/A | N/A | N/A | 63.5 | N/A | N/A | N/A | N/A | N/A | N/A | N/A | 534 | 823 | 2202 | N/A | N/A | N/A | 0 | 0 | 0 | N/A | N/A | N/A | N/A | N/A | N/A | - | - | - | N/A | N/A | N/A | - | - | - | N/A | No | - | - | - | - | - | - | N/A | 2.6939 | -
[Unitary Single-Duct] GEMS (Air Conditioners up to 65kW) Determination 2019 | MEPS 2019 | AS/NZS 3823.1.5:2015 | TAC-09CPB/MZ | TAC-09CPB/M* | N/A | TCL | N/A | Non Ducted | Portable | N/A | N/A | N/A | China | 0.98 | N/A | 2.64 | N/A | N/A | N/A | N/A | N/A | - | - | Calorimeter Room | 2.6521 | - | N/A | N/A | N/A | N/A | N/A | N/A | N/A | N/A | N/A | N/A | N/A | N/A | N/A | N/A | N/A | N/A | N/A | N/A | Calorimeter Room | Single | R290 | Australia,Fiji,New Zealand | 144925 | 2027-06-30 |  | Approved | Cooling Only | N/A | N/A | Class 4 | N/A | N/A | N/A | N/A | N/A | N/A | N/A | N/A | Available | N/A | N/A |  |  | N/A |  |  | AAC6791 | No | N/A | N/A | N/A | N/A | 2640 | 0.98 | N/A | N/A | N/A | N/A | N/A | N/A | N/A | N/A | N/A | N/A | N/A | N/A | N/A | N/A | N/A | - | - | N/A | N/A | N/A | N/A | N/A | N/A | N/A | N/A | N/A | N/A | N/A | N/A | N/A | N/A | N/A | N/A | N/A | N/A | N/A | N/A | N/A | N/A | N/A | N/A | N/A | N/A | 63.5 | N/A | N/A | N/A | N/A | N/A | N/A | N/A | 534 | 823 | 2202 | N/A | N/A | N/A | 0 | 0 | 0 | N/A | N/A | N/A | N/A | N/A | N/A | - | - | - | N/A | N/A | N/A | - | - | - | N/A | No | - | - | - | - | - | - | N/A | 2.6939 | -
[Unitary Single-Duct] GEMS (Air Conditioners up to 65kW) Determination 2019 | MEPS 2019 | AS/NZS 3823.1.5:2015 | TAC-09CPB/NU | TAC-09CPB/NV | N/A | TCL | N/A | Non Ducted | Portable | N/A | N/A | N/A | China | 0.905 | N/A | 2.81 | N/A | N/A | N/A | N/A | N/A | - | - | Calorimeter Room | 3.1258 | - | N/A | N/A | N/A | N/A | N/A | N/A | N/A | N/A | N/A | N/A | N/A | N/A | N/A | N/A | N/A | N/A | N/A | N/A | Calorimeter Room | Single | R290 | Australia,New Zealand | 137610 | 2026-04-26 |  | Approved | Cooling Only | N/A | N/A | Class 4 | N/A | N/A | N/A | N/A | N/A | N/A | N/A | N/A | Available | N/A | N/A |  |  | N/A |  |  | AAC5925 | No | N/A | N/A | N/A | N/A | 2810 | 0.905 | N/A | N/A | N/A | N/A | N/A | N/A | N/A | N/A | N/A | N/A | N/A | N/A | N/A | N/A | N/A | - | - | N/A | N/A | N/A | N/A | N/A | N/A | N/A | N/A | N/A | N/A | N/A | N/A | N/A | N/A | N/A | N/A | N/A | N/A | N/A | N/A | N/A | N/A | N/A | N/A | N/A | N/A | 59.6 | N/A | N/A | N/A | N/A | N/A | N/A | N/A | 493 | 760 | 2034 | N/A | N/A | N/A | 0 | 0 | 0 | N/A | N/A | N/A | N/A | N/A | N/A | - | - | - | N/A | N/A | N/A | - | - | - | N/A | No | - | - | - | - | - | - | N/A | 3.105 | -
[Unitary Single-Duct] GEMS (Air Conditioners up to 65kW) Determination 2019 | MEPS 2019 | AS/NZS 3823.1.5:2015 | TAC-09CPB/NV | TAC-09CPB/NV | N/A | TCL | N/A | Non Ducted | Portable | N/A | N/A | N/A | China | 0.905 | N/A | 2.81 | N/A | N/A | N/A | N/A | N/A | - | - | Calorimeter Room | 3.1258 | - | N/A | N/A | N/A | N/A | N/A | N/A | N/A | N/A | N/A | N/A | N/A | N/A | N/A | N/A | N/A | N/A | N/A | N/A | Calorimeter Room | Single | R290 | Australia,New Zealand | 137610 | 2026-04-26 |  | Approved | Cooling Only | N/A | N/A | Class 4 | N/A | N/A | N/A | N/A | N/A | N/A | N/A | N/A | Available | N/A | N/A |  |  | N/A |  |  | AAC5925 | No | N/A | N/A | N/A | N/A | 2810 | 0.905 | N/A | N/A | N/A | N/A | N/A | N/A | N/A | N/A | N/A | N/A | N/A | N/A | N/A | N/A | N/A | - | - | N/A | N/A | N/A | N/A | N/A | N/A | N/A | N/A | N/A | N/A | N/A | N/A | N/A | N/A | N/A | N/A | N/A | N/A | N/A | N/A | N/A | N/A | N/A | N/A | N/A | N/A | 59.6 | N/A | N/A | N/A | N/A | N/A | N/A | N/A | 493 | 760 | 2034 | N/A | N/A | N/A | 0 | 0 | 0 | N/A | N/A | N/A | N/A | N/A | N/A | - | - | - | N/A | N/A | N/A | - | - | - | N/A | No | - | - | - | - | - | - | N/A | 3.105 | -
[Unitary Single-Duct] GEMS (Air Conditioners up to 65kW) Determination 2019 | MEPS 2019 | AS/NZS 3823.1.5:2015 | TAC-09CPB/NW | TAC-09CPB/NV | N/A | TCL | N/A | Non Ducted | Portable | N/A | N/A | N/A | China | 0.905 | N/A | 2.81 | N/A | N/A | N/A | N/A | N/A | - | - | Calorimeter Room | 3.1258 | - | N/A | N/A | N/A | N/A | N/A | N/A | N/A | N/A | N/A | N/A | N/A | N/A | N/A | N/A | N/A | N/A | N/A | N/A | Calorimeter Room | Single | R290 | Australia,New Zealand | 137610 | 2026-04-26 |  | Approved | Cooling Only | N/A | N/A | Class 4 | N/A | N/A | N/A | N/A | N/A | N/A | N/A | N/A | Available | N/A | N/A |  |  | N/A |  |  | AAC5925 | No | N/A | N/A | N/A | N/A | 2810 | 0.905 | N/A | N/A | N/A | N/A | N/A | N/A | N/A | N/A | N/A | N/A | N/A | N/A | N/A | N/A | N/A | - | - | N/A | N/A | N/A | N/A | N/A | N/A | N/A | N/A | N/A | N/A | N/A | N/A | N/A | N/A | N/A | N/A | N/A | N/A | N/A | N/A | N/A | N/A | N/A | N/A | N/A | N/A | 59.6 | N/A | N/A | N/A | N/A | N/A | N/A | N/A | 493 | 760 | 2034 | N/A | N/A | N/A | 0 | 0 | 0 | N/A | N/A | N/A | N/A | N/A | N/A | - | - | - | N/A | N/A | N/A | - | - | - | N/A | No | - | - | - | - | - | - | N/A | 3.105 | -
[Unitary Single-Duct] GEMS (Air Conditioners up to 65kW) Determination 2019 | MEPS 2019 | AS/NZS 3823.1.5:2015 | TAC-09CPB/NX | TAC-09CPB/NV | N/A | TCL | N/A | Non Ducted | Portable | N/A | N/A | N/A | China | 0.905 | N/A | 2.81 | N/A | N/A | N/A | N/A | N/A | - | - | Calorimeter Room | 3.1258 | - | N/A | N/A | N/A | N/A | N/A | N/A | N/A | N/A | N/A | N/A | N/A | N/A | N/A | N/A | N/A | N/A | N/A | N/A | Calorimeter Room | Single | R290 | Australia,New Zealand | 137610 | 2026-04-26 |  | Approved | Cooling Only | N/A | N/A | Class 4 | N/A | N/A | N/A | N/A | N/A | N/A | N/A | N/A | Available | N/A | N/A |  |  | N/A |  |  | AAC5925 | No | N/A | N/A | N/A | N/A | 2810 | 0.905 | N/A | N/A | N/A | N/A | N/A | N/A | N/A | N/A | N/A | N/A | N/A | N/A | N/A | N/A | N/A | - | - | N/A | N/A | N/A | N/A | N/A | N/A | N/A | N/A | N/A | N/A | N/A | N/A | N/A | N/A | N/A | N/A | N/A | N/A | N/A | N/A | N/A | N/A | N/A | N/A | N/A | N/A | 59.6 | N/A | N/A | N/A | N/A | N/A | N/A | N/A | 493 | 760 | 2034 | N/A | N/A | N/A | 0 | 0 | 0 | N/A | N/A | N/A | N/A | N/A | N/A | - | - | - | N/A | N/A | N/A | - | - | - | N/A | No | - | - | - | - | - | - | N/A | 3.105 | -
[Unitary Single-Duct] GEMS (Air Conditioners up to 65kW) Determination 2019 | MEPS 2019 | AS/NZS 3823.1.5:2015 | TAC-09CPB/NY | TAC-09CPB/NV | N/A | TCL | N/A | Non Ducted | Portable | N/A | N/A | N/A | China | 0.905 | N/A | 2.81 | N/A | N/A | N/A | N/A | N/A | - | - | Calorimeter Room | 3.1258 | - | N/A | N/A | N/A | N/A | N/A | N/A | N/A | N/A | N/A | N/A | N/A | N/A | N/A | N/A | N/A | N/A | N/A | N/A | Calorimeter Room | Single | R290 | Australia,New Zealand | 137610 | 2026-04-26 |  | Approved | Cooling Only | N/A | N/A | Class 4 | N/A | N/A | N/A | N/A | N/A | N/A | N/A | N/A | Available | N/A | N/A |  |  | N/A |  |  | AAC5925 | No | N/A | N/A | N/A | N/A | 2810 | 0.905 | N/A | N/A | N/A | N/A | N/A | N/A | N/A | N/A | N/A | N/A | N/A | N/A | N/A | N/A | N/A | - | - | N/A | N/A | N/A | N/A | N/A | N/A | N/A | N/A | N/A | N/A | N/A | N/A | N/A | N/A | N/A | N/A | N/A | N/A | N/A | N/A | N/A | N/A | N/A | N/A | N/A | N/A | 59.6 | N/A | N/A | N/A | N/A | N/A | N/A | N/A | 493 | 760 | 2034 | N/A | N/A | N/A | 0 | 0 | 0 | N/A | N/A | N/A | N/A | N/A | N/A | - | - | - | N/A | N/A | N/A | - | - | - | N/A | No | - | - | - | - | - | - | N/A | 3.105 | -
[Unitary Single-Duct] GEMS (Air Conditioners up to 65kW) Determination 2019 | MEPS 2019 | AS/NZS 3823.1.5:2015 | TAC-09CPB/NZ | TAC-09CPB/NV | N/A | TCL | N/A | Non Ducted | Portable | N/A | N/A | N/A | China | 0.905 | N/A | 2.81 | N/A | N/A | N/A | N/A | N/A | - | - | Calorimeter Room | 3.1258 | - | N/A | N/A | N/A | N/A | N/A | N/A | N/A | N/A | N/A | N/A | N/A | N/A | N/A | N/A | N/A | N/A | N/A | N/A | Calorimeter Room | Single | R290 | Australia,New Zealand | 137610 | 2026-04-26 |  | Approved | Cooling Only | N/A | N/A | Class 4 | N/A | N/A | N/A | N/A | N/A | N/A | N/A | N/A | Available | N/A | N/A |  |  | N/A |  |  | AAC5925 | No | N/A | N/A | N/A | N/A | 2810 | 0.905 | N/A | N/A | N/A | N/A | N/A | N/A | N/A | N/A | N/A | N/A | N/A | N/A | N/A | N/A | N/A | - | - | N/A | N/A | N/A | N/A | N/A | N/A | N/A | N/A | N/A | N/A | N/A | N/A | N/A | N/A | N/A | N/A | N/A | N/A | N/A | N/A | N/A | N/A | N/A | N/A | N/A | N/A | 59.6 | N/A | N/A | N/A | N/A | N/A | N/A | N/A | 493 | 760 | 2034 | N/A | N/A | N/A | 0 | 0 | 0 | N/A | N/A | N/A | N/A | N/A | N/A | - | - | - | N/A | N/A | N/A | - | - | - | N/A | No | - | - | - | - | - | - | N/A | 3.105 | -
[Unitary Single-Duct] GEMS (Air Conditioners up to 65kW) Determination 2019 | MEPS 2019 | AS/NZS 3823.1.5:2015 | TAC-09CPB/R series | TAC-09CPB/R series | N/A | TCL | N/A | Non Ducted | Portable | N/A | N/A | N/A | China | 1 | N/A | 2.6 | N/A | N/A | N/A | N/A | N/A | - | - | Calorimeter Room | 2.6796 | - | N/A | N/A | N/A | N/A | N/A | N/A | N/A | N/A | N/A | N/A | N/A | N/A | N/A | N/A | N/A | N/A | N/A | N/A | Calorimeter Room | Single | R290 | Australia,Fiji,New Zealand | 148167 | 2027-07-06 |  | Approved | Cooling Only | N/A | N/A | Class 4 | N/A | N/A | N/A | N/A | N/A | N/A | N/A | N/A | Available | N/A | N/A |  |  | N/A |  |  | AAC6808 | No | N/A | N/A | N/A | N/A | 2600 | 1 | N/A | N/A | N/A | N/A | N/A | N/A | N/A | N/A | N/A | N/A | N/A | N/A | N/A | N/A | N/A | - | - | N/A | N/A | N/A | N/A | N/A | N/A | N/A | N/A | N/A | N/A | N/A | N/A | N/A | N/A | N/A | N/A | N/A | N/A | N/A | N/A | N/A | N/A | N/A | N/A | N/A | N/A | 64.6 | N/A | N/A | N/A | N/A | N/A | N/A | N/A | 545 | 840 | 2247 | N/A | N/A | N/A | 0 | 0 | 0 | N/A | N/A | N/A | N/A | N/A | N/A | - | - | - | N/A | N/A | N/A | - | - | - | N/A | No | - | - | - | - | - | - | N/A | 2.6 | -
[Unitary Single-Duct] GEMS (Air Conditioners up to 65kW) Determination 2019 | MEPS 2019 | AS/NZS 3823.1.5:2015 | TAC-09CPB/RM | TAC-09CPB/R series | N/A | TCL | N/A | Non Ducted | Portable | N/A | N/A | N/A | China | 1 | N/A | 2.6 | N/A | N/A | N/A | N/A | N/A | - | - | Calorimeter Room | 2.6796 | - | N/A | N/A | N/A | N/A | N/A | N/A | N/A | N/A | N/A | N/A | N/A | N/A | N/A | N/A | N/A | N/A | N/A | N/A | Calorimeter Room | Single | R290 | Australia,Fiji,New Zealand | 148167 | 2027-07-06 |  | Approved | Cooling Only | N/A | N/A | Class 4 | N/A | N/A | N/A | N/A | N/A | N/A | N/A | N/A | Available | N/A | N/A |  |  | N/A |  |  | AAC6808 | No | N/A | N/A | N/A | N/A | 2600 | 1 | N/A | N/A | N/A | N/A | N/A | N/A | N/A | N/A | N/A | N/A | N/A | N/A | N/A | N/A | N/A | - | - | N/A | N/A | N/A | N/A | N/A | N/A | N/A | N/A | N/A | N/A | N/A | N/A | N/A | N/A | N/A | N/A | N/A | N/A | N/A | N/A | N/A | N/A | N/A | N/A | N/A | N/A | 64.6 | N/A | N/A | N/A | N/A | N/A | N/A | N/A | 545 | 840 | 2247 | N/A | N/A | N/A | 0 | 0 | 0 | N/A | N/A | N/A | N/A | N/A | N/A | - | - | - | N/A | N/A | N/A | - | - | - | N/A | No | - | - | - | - | - | - | N/A | 2.6 | -
[Unitary Single-Duct] GEMS (Air Conditioners up to 65kW) Determination 2019 | MEPS 2019 | AS/NZS 3823.1.5:2015 | TAC-09CPB/RP series | TAC-09CPB/RP series | N/A | TCL | N/A | Non Ducted | Portable | N/A | N/A | N/A | China | 1 | N/A | 2.6 | N/A | N/A | N/A | N/A | N/A | - | - | Calorimeter Room | 2.7877 | - | N/A | N/A | N/A | N/A | N/A | N/A | N/A | N/A | N/A | N/A | N/A | N/A | N/A | N/A | N/A | N/A | N/A | N/A | Calorimeter Room | Single | R290 | Australia,Fiji,New Zealand | 134506 | 2025-12-08 |  | Approved | Cooling Only | N/A | N/A | Class 4 | N/A | N/A | N/A | N/A | N/A | N/A | N/A | N/A | Available | N/A | N/A |  |  | N/A |  |  | AAC5543 | No | N/A | N/A | N/A | N/A | 2600 | 1 | N/A | N/A | N/A | N/A | N/A | N/A | N/A | N/A | N/A | N/A | N/A | N/A | N/A | N/A | N/A | - | - | N/A | N/A | N/A | N/A | N/A | N/A | N/A | N/A | N/A | N/A | N/A | N/A | N/A | N/A | N/A | N/A | N/A | N/A | N/A | N/A | N/A | N/A | N/A | N/A | N/A | N/A | 63.4 | N/A | N/A | N/A | N/A | N/A | N/A | N/A | 545 | 840 | 2247 | N/A | N/A | N/A | 0 | 0 | 0 | N/A | N/A | N/A | N/A | N/A | N/A | - | - | - | N/A | N/A | N/A | - | - | - | N/A | No | - | - | - | - | - | - | N/A | 2.6 | -
[Unitary Single-Duct] GEMS (Air Conditioners up to 65kW) Determination 2019 | MEPS 2019 | AS/NZS 3823.1.5:2015 | TAC-09CPB/RPM | TAC-09CPB/RP series | N/A | TCL | N/A | Non Ducted | Portable | N/A | N/A | N/A | China | 1 | N/A | 2.6 | N/A | N/A | N/A | N/A | N/A | - | - | Calorimeter Room | 2.7877 | - | N/A | N/A | N/A | N/A | N/A | N/A | N/A | N/A | N/A | N/A | N/A | N/A | N/A | N/A | N/A | N/A | N/A | N/A | Calorimeter Room | Single | R290 | Australia,Fiji,New Zealand | 134506 | 2025-12-08 |  | Approved | Cooling Only | N/A | N/A | Class 4 | N/A | N/A | N/A | N/A | N/A | N/A | N/A | N/A | Available | N/A | N/A |  |  | N/A |  |  | AAC5543 | No | N/A | N/A | N/A | N/A | 2600 | 1 | N/A | N/A | N/A | N/A | N/A | N/A | N/A | N/A | N/A | N/A | N/A | N/A | N/A | N/A | N/A | - | - | N/A | N/A | N/A | N/A | N/A | N/A | N/A | N/A | N/A | N/A | N/A | N/A | N/A | N/A | N/A | N/A | N/A | N/A | N/A | N/A | N/A | N/A | N/A | N/A | N/A | N/A | 63.4 | N/A | N/A | N/A | N/A | N/A | N/A | N/A | 545 | 840 | 2247 | N/A | N/A | N/A | 0 | 0 | 0 | N/A | N/A | N/A | N/A | N/A | N/A | - | - | - | N/A | N/A | N/A | - | - | - | N/A | No | - | - | - | - | - | - | N/A | 2.6 | -
[Unitary Single-Duct] GEMS (Air Conditioners up to 65kW) Determination 2019 | MEPS 2019 | AS/NZS 3823.1.5:2015 | TAC-09CPB/RPS | TAC-09CPB/RP series | N/A | TCL | N/A | Non Ducted | Portable | N/A | N/A | N/A | China | 1 | N/A | 2.6 | N/A | N/A | N/A | N/A | N/A | - | - | Calorimeter Room | 2.7877 | - | N/A | N/A | N/A | N/A | N/A | N/A | N/A | N/A | N/A | N/A | N/A | N/A | N/A | N/A | N/A | N/A | N/A | N/A | Calorimeter Room | Single | R290 | Australia,Fiji,New Zealand | 134506 | 2025-12-08 |  | Approved | Cooling Only | N/A | N/A | Class 4 | N/A | N/A | N/A | N/A | N/A | N/A | N/A | N/A | Available | N/A | N/A |  |  | N/A |  |  | AAC5543 | No | N/A | N/A | N/A | N/A | 2600 | 1 | N/A | N/A | N/A | N/A | N/A | N/A | N/A | N/A | N/A | N/A | N/A | N/A | N/A | N/A | N/A | - | - | N/A | N/A | N/A | N/A | N/A | N/A | N/A | N/A | N/A | N/A | N/A | N/A | N/A | N/A | N/A | N/A | N/A | N/A | N/A | N/A | N/A | N/A | N/A | N/A | N/A | N/A | 63.4 | N/A | N/A | N/A | N/A | N/A | N/A | N/A | 545 | 840 | 2247 | N/A | N/A | N/A | 0 | 0 | 0 | N/A | N/A | N/A | N/A | N/A | N/A | - | - | - | N/A | N/A | N/A | - | - | - | N/A | No | - | - | - | - | - | - | N/A | 2.6 | -
[Unitary Single-Duct] GEMS (Air Conditioners up to 65kW) Determination 2019 | MEPS 2019 | AS/NZS 3823.1.5:2015 | TAC-09CPB/RPS1 | TAC-09CPB/RP series | N/A | TCL | N/A | Non Ducted | Portable | N/A | N/A | N/A | China | 1 | N/A | 2.6 | N/A | N/A | N/A | N/A | N/A | - | - | Calorimeter Room | 2.7877 | - | N/A | N/A | N/A | N/A | N/A | N/A | N/A | N/A | N/A | N/A | N/A | N/A | N/A | N/A | N/A | N/A | N/A | N/A | Calorimeter Room | Single | R290 | Australia,Fiji,New Zealand | 134506 | 2025-12-08 |  | Approved | Cooling Only | N/A | N/A | Class 4 | N/A | N/A | N/A | N/A | N/A | N/A | N/A | N/A | Available | N/A | N/A |  |  | N/A |  |  | AAC5543 | No | N/A | N/A | N/A | N/A | 2600 | 1 | N/A | N/A | N/A | N/A | N/A | N/A | N/A | N/A | N/A | N/A | N/A | N/A | N/A | N/A | N/A | - | - | N/A | N/A | N/A | N/A | N/A | N/A | N/A | N/A | N/A | N/A | N/A | N/A | N/A | N/A | N/A | N/A | N/A | N/A | N/A | N/A | N/A | N/A | N/A | N/A | N/A | N/A | 63.4 | N/A | N/A | N/A | N/A | N/A | N/A | N/A | 545 | 840 | 2247 | N/A | N/A | N/A | 0 | 0 | 0 | N/A | N/A | N/A | N/A | N/A | N/A | - | - | - | N/A | N/A | N/A | - | - | - | N/A | No | - | - | - | - | - | - | N/A | 2.6 | -
[Unitary Single-Duct] GEMS (Air Conditioners up to 65kW) Determination 2019 | MEPS 2019 | AS/NZS 3823.1.5:2015 | TAC-09CPB/RPS2 | TAC-09CPB/RP series | N/A | TCL | N/A | Non Ducted | Portable | N/A | N/A | N/A | China | 1 | N/A | 2.6 | N/A | N/A | N/A | N/A | N/A | - | - | Calorimeter Room | 2.7877 | - | N/A | N/A | N/A | N/A | N/A | N/A | N/A | N/A | N/A | N/A | N/A | N/A | N/A | N/A | N/A | N/A | N/A | N/A | Calorimeter Room | Single | R290 | Australia,Fiji,New Zealand | 134506 | 2025-12-08 |  | Approved | Cooling Only | N/A | N/A | Class 4 | N/A | N/A | N/A | N/A | N/A | N/A | N/A | N/A | Available | N/A | N/A |  |  | N/A |  |  | AAC5543 | No | N/A | N/A | N/A | N/A | 2600 | 1 | N/A | N/A | N/A | N/A | N/A | N/A | N/A | N/A | N/A | N/A | N/A | N/A | N/A | N/A | N/A | - | - | N/A | N/A | N/A | N/A | N/A | N/A | N/A | N/A | N/A | N/A | N/A | N/A | N/A | N/A | N/A | N/A | N/A | N/A | N/A | N/A | N/A | N/A | N/A | N/A | N/A | N/A | 63.4 | N/A | N/A | N/A | N/A | N/A | N/A | N/A | 545 | 840 | 2247 | N/A | N/A | N/A | 0 | 0 | 0 | N/A | N/A | N/A | N/A | N/A | N/A | - | - | - | N/A | N/A | N/A | - | - | - | N/A | No | - | - | - | - | - | - | N/A | 2.6 | -
[Unitary Single-Duct] GEMS (Air Conditioners up to 65kW) Determination 2019 | MEPS 2019 | AS/NZS 3823.1.5:2015 | TAC-09CPB/RPV | TAC-09CPB/RP series | N/A | TCL | N/A | Non Ducted | Portable | N/A | N/A | N/A | China | 1 | N/A | 2.6 | N/A | N/A | N/A | N/A | N/A | - | - | Calorimeter Room | 2.7877 | - | N/A | N/A | N/A | N/A | N/A | N/A | N/A | N/A | N/A | N/A | N/A | N/A | N/A | N/A | N/A | N/A | N/A | N/A | Calorimeter Room | Single | R290 | Australia,Fiji,New Zealand | 134506 | 2025-12-08 |  | Approved | Cooling Only | N/A | N/A | Class 4 | N/A | N/A | N/A | N/A | N/A | N/A | N/A | N/A | Available | N/A | N/A |  |  | N/A |  |  | AAC5543 | No | N/A | N/A | N/A | N/A | 2600 | 1 | N/A | N/A | N/A | N/A | N/A | N/A | N/A | N/A | N/A | N/A | N/A | N/A | N/A | N/A | N/A | - | - | N/A | N/A | N/A | N/A | N/A | N/A | N/A | N/A | N/A | N/A | N/A | N/A | N/A | N/A | N/A | N/A | N/A | N/A | N/A | N/A | N/A | N/A | N/A | N/A | N/A | N/A | 63.4 | N/A | N/A | N/A | N/A | N/A | N/A | N/A | 545 | 840 | 2247 | N/A | N/A | N/A | 0 | 0 | 0 | N/A | N/A | N/A | N/A | N/A | N/A | - | - | - | N/A | N/A | N/A | - | - | - | N/A | No | - | - | - | - | - | - | N/A | 2.6 | -
[Unitary Single-Duct] GEMS (Air Conditioners up to 65kW) Determination 2019 | MEPS 2019 | AS/NZS 3823.1.5:2015 | TAC-09CPB/RPV1 | TAC-09CPB/RP series | N/A | TCL | N/A | Non Ducted | Portable | N/A | N/A | N/A | China | 1 | N/A | 2.6 | N/A | N/A | N/A | N/A | N/A | - | - | Calorimeter Room | 2.7877 | - | N/A | N/A | N/A | N/A | N/A | N/A | N/A | N/A | N/A | N/A | N/A | N/A | N/A | N/A | N/A | N/A | N/A | N/A | Calorimeter Room | Single | R290 | Australia,Fiji,New Zealand | 134506 | 2025-12-08 |  | Approved | Cooling Only | N/A | N/A | Class 4 | N/A | N/A | N/A | N/A | N/A | N/A | N/A | N/A | Available | N/A | N/A |  |  | N/A |  |  | AAC5543 | No | N/A | N/A | N/A | N/A | 2600 | 1 | N/A | N/A | N/A | N/A | N/A | N/A | N/A | N/A | N/A | N/A | N/A | N/A | N/A | N/A | N/A | - | - | N/A | N/A | N/A | N/A | N/A | N/A | N/A | N/A | N/A | N/A | N/A | N/A | N/A | N/A | N/A | N/A | N/A | N/A | N/A | N/A | N/A | N/A | N/A | N/A | N/A | N/A | 63.4 | N/A | N/A | N/A | N/A | N/A | N/A | N/A | 545 | 840 | 2247 | N/A | N/A | N/A | 0 | 0 | 0 | N/A | N/A | N/A | N/A | N/A | N/A | - | - | - | N/A | N/A | N/A | - | - | - | N/A | No | - | - | - | - | - | - | N/A | 2.6 | -
[Unitary Single-Duct] GEMS (Air Conditioners up to 65kW) Determination 2019 | MEPS 2019 | AS/NZS 3823.1.5:2015 | TAC-09CPB/RPV2 | TAC-09CPB/RP series | N/A | TCL | N/A | Non Ducted | Portable | N/A | N/A | N/A | China | 1 | N/A | 2.6 | N/A | N/A | N/A | N/A | N/A | - | - | Calorimeter Room | 2.7877 | - | N/A | N/A | N/A | N/A | N/A | N/A | N/A | N/A | N/A | N/A | N/A | N/A | N/A | N/A | N/A | N/A | N/A | N/A | Calorimeter Room | Single | R290 | Australia,Fiji,New Zealand | 134506 | 2025-12-08 |  | Approved | Cooling Only | N/A | N/A | Class 4 | N/A | N/A | N/A | N/A | N/A | N/A | N/A | N/A | Available | N/A | N/A |  |  | N/A |  |  | AAC5543 | No | N/A | N/A | N/A | N/A | 2600 | 1 | N/A | N/A | N/A | N/A | N/A | N/A | N/A | N/A | N/A | N/A | N/A | N/A | N/A | N/A | N/A | - | - | N/A | N/A | N/A | N/A | N/A | N/A | N/A | N/A | N/A | N/A | N/A | N/A | N/A | N/A | N/A | N/A | N/A | N/A | N/A | N/A | N/A | N/A | N/A | N/A | N/A | N/A | 63.4 | N/A | N/A | N/A | N/A | N/A | N/A | N/A | 545 | 840 | 2247 | N/A | N/A | N/A | 0 | 0 | 0 | N/A | N/A | N/A | N/A | N/A | N/A | - | - | - | N/A | N/A | N/A | - | - | - | N/A | No | - | - | - | - | - | - | N/A | 2.6 | -
[Unitary Single-Duct] GEMS (Air Conditioners up to 65kW) Determination 2019 | MEPS 2019 | AS/NZS 3823.1.5:2015 | TAC-09CPB/RPW | TAC-09CPB/RP series | N/A | TCL | N/A | Non Ducted | Portable | N/A | N/A | N/A | China | 1 | N/A | 2.6 | N/A | N/A | N/A | N/A | N/A | - | - | Calorimeter Room | 2.7877 | - | N/A | N/A | N/A | N/A | N/A | N/A | N/A | N/A | N/A | N/A | N/A | N/A | N/A | N/A | N/A | N/A | N/A | N/A | Calorimeter Room | Single | R290 | Australia,Fiji,New Zealand | 134506 | 2025-12-08 |  | Approved | Cooling Only | N/A | N/A | Class 4 | N/A | N/A | N/A | N/A | N/A | N/A | N/A | N/A | Available | N/A | N/A |  |  | N/A |  |  | AAC5543 | No | N/A | N/A | N/A | N/A | 2600 | 1 | N/A | N/A | N/A | N/A | N/A | N/A | N/A | N/A | N/A | N/A | N/A | N/A | N/A | N/A | N/A | - | - | N/A | N/A | N/A | N/A | N/A | N/A | N/A | N/A | N/A | N/A | N/A | N/A | N/A | N/A | N/A | N/A | N/A | N/A | N/A | N/A | N/A | N/A | N/A | N/A | N/A | N/A | 63.4 | N/A | N/A | N/A | N/A | N/A | N/A | N/A | 545 | 840 | 2247 | N/A | N/A | N/A | 0 | 0 | 0 | N/A | N/A | N/A | N/A | N/A | N/A | - | - | - | N/A | N/A | N/A | - | - | - | N/A | No | - | - | - | - | - | - | N/A | 2.6 | -
[Unitary Single-Duct] GEMS (Air Conditioners up to 65kW) Determination 2019 | MEPS 2019 | AS/NZS 3823.1.5:2015 | TAC-09CPB/RS | TAC-09CPB/R series | N/A | TCL | N/A | Non Ducted | Portable | N/A | N/A | N/A | China | 1 | N/A | 2.6 | N/A | N/A | N/A | N/A | N/A | - | - | Calorimeter Room | 2.6796 | - | N/A | N/A | N/A | N/A | N/A | N/A | N/A | N/A | N/A | N/A | N/A | N/A | N/A | N/A | N/A | N/A | N/A | N/A | Calorimeter Room | Single | R290 | Australia,Fiji,New Zealand | 148167 | 2027-07-06 |  | Approved | Cooling Only | N/A | N/A | Class 4 | N/A | N/A | N/A | N/A | N/A | N/A | N/A | N/A | Available | N/A | N/A |  |  | N/A |  |  | AAC6808 | No | N/A | N/A | N/A | N/A | 2600 | 1 | N/A | N/A | N/A | N/A | N/A | N/A | N/A | N/A | N/A | N/A | N/A | N/A | N/A | N/A | N/A | - | - | N/A | N/A | N/A | N/A | N/A | N/A | N/A | N/A | N/A | N/A | N/A | N/A | N/A | N/A | N/A | N/A | N/A | N/A | N/A | N/A | N/A | N/A | N/A | N/A | N/A | N/A | 64.6 | N/A | N/A | N/A | N/A | N/A | N/A | N/A | 545 | 840 | 2247 | N/A | N/A | N/A | 0 | 0 | 0 | N/A | N/A | N/A | N/A | N/A | N/A | - | - | - | N/A | N/A | N/A | - | - | - | N/A | No | - | - | - | - | - | - | N/A | 2.6 | -
[Unitary Single-Duct] GEMS (Air Conditioners up to 65kW) Determination 2019 | MEPS 2019 | AS/NZS 3823.1.5:2015 | TAC-09CPB/RS1 | TAC-09CPB/R series | N/A | TCL | N/A | Non Ducted | Portable | N/A | N/A | N/A | China | 1 | N/A | 2.6 | N/A | N/A | N/A | N/A | N/A | - | - | Calorimeter Room | 2.6796 | - | N/A | N/A | N/A | N/A | N/A | N/A | N/A | N/A | N/A | N/A | N/A | N/A | N/A | N/A | N/A | N/A | N/A | N/A | Calorimeter Room | Single | R290 | Australia,Fiji,New Zealand | 148167 | 2027-07-06 |  | Approved | Cooling Only | N/A | N/A | Class 4 | N/A | N/A | N/A | N/A | N/A | N/A | N/A | N/A | Available | N/A | N/A |  |  | N/A |  |  | AAC6808 | No | N/A | N/A | N/A | N/A | 2600 | 1 | N/A | N/A | N/A | N/A | N/A | N/A | N/A | N/A | N/A | N/A | N/A | N/A | N/A | N/A | N/A | - | - | N/A | N/A | N/A | N/A | N/A | N/A | N/A | N/A | N/A | N/A | N/A | N/A | N/A | N/A | N/A | N/A | N/A | N/A | N/A | N/A | N/A | N/A | N/A | N/A | N/A | N/A | 64.6 | N/A | N/A | N/A | N/A | N/A | N/A | N/A | 545 | 840 | 2247 | N/A | N/A | N/A | 0 | 0 | 0 | N/A | N/A | N/A | N/A | N/A | N/A | - | - | - | N/A | N/A | N/A | - | - | - | N/A | No | - | - | - | - | - | - | N/A | 2.6 | -
[Unitary Single-Duct] GEMS (Air Conditioners up to 65kW) Determination 2019 | MEPS 2019 | AS/NZS 3823.1.5:2015 | TAC-09CPB/RS2 | TAC-09CPB/R series | N/A | TCL | N/A | Non Ducted | Portable | N/A | N/A | N/A | China | 1 | N/A | 2.6 | N/A | N/A | N/A | N/A | N/A | - | - | Calorimeter Room | 2.6796 | - | N/A | N/A | N/A | N/A | N/A | N/A | N/A | N/A | N/A | N/A | N/A | N/A | N/A | N/A | N/A | N/A | N/A | N/A | Calorimeter Room | Single | R290 | Australia,Fiji,New Zealand | 148167 | 2027-07-06 |  | Approved | Cooling Only | N/A | N/A | Class 4 | N/A | N/A | N/A | N/A | N/A | N/A | N/A | N/A | Available | N/A | N/A |  |  | N/A |  |  | AAC6808 | No | N/A | N/A | N/A | N/A | 2600 | 1 | N/A | N/A | N/A | N/A | N/A | N/A | N/A | N/A | N/A | N/A | N/A | N/A | N/A | N/A | N/A | - | - | N/A | N/A | N/A | N/A | N/A | N/A | N/A | N/A | N/A | N/A | N/A | N/A | N/A | N/A | N/A | N/A | N/A | N/A | N/A | N/A | N/A | N/A | N/A | N/A | N/A | N/A | 64.6 | N/A | N/A | N/A | N/A | N/A | N/A | N/A | 545 | 840 | 2247 | N/A | N/A | N/A | 0 | 0 | 0 | N/A | N/A | N/A | N/A | N/A | N/A | - | - | - | N/A | N/A | N/A | - | - | - | N/A | No | - | - | - | - | - | - | N/A | 2.6 | -
[Unitary Single-Duct] GEMS (Air Conditioners up to 65kW) Determination 2019 | MEPS 2019 | AS/NZS 3823.1.5:2015 | TAC-09CPB/RV | TAC-09CPB/R series | N/A | TCL | N/A | Non Ducted | Portable | N/A | N/A | N/A | China | 1 | N/A | 2.6 | N/A | N/A | N/A | N/A | N/A | - | - | Calorimeter Room | 2.6796 | - | N/A | N/A | N/A | N/A | N/A | N/A | N/A | N/A | N/A | N/A | N/A | N/A | N/A | N/A | N/A | N/A | N/A | N/A | Calorimeter Room | Single | R290 | Australia,Fiji,New Zealand | 148167 | 2027-07-06 |  | Approved | Cooling Only | N/A | N/A | Class 4 | N/A | N/A | N/A | N/A | N/A | N/A | N/A | N/A | Available | N/A | N/A |  |  | N/A |  |  | AAC6808 | No | N/A | N/A | N/A | N/A | 2600 | 1 | N/A | N/A | N/A | N/A | N/A | N/A | N/A | N/A | N/A | N/A | N/A | N/A | N/A | N/A | N/A | - | - | N/A | N/A | N/A | N/A | N/A | N/A | N/A | N/A | N/A | N/A | N/A | N/A | N/A | N/A | N/A | N/A | N/A | N/A | N/A | N/A | N/A | N/A | N/A | N/A | N/A | N/A | 64.6 | N/A | N/A | N/A | N/A | N/A | N/A | N/A | 545 | 840 | 2247 | N/A | N/A | N/A | 0 | 0 | 0 | N/A | N/A | N/A | N/A | N/A | N/A | - | - | - | N/A | N/A | N/A | - | - | - | N/A | No | - | - | - | - | - | - | N/A | 2.6 | -
[Unitary Single-Duct] GEMS (Air Conditioners up to 65kW) Determination 2019 | MEPS 2019 | AS/NZS 3823.1.5:2015 | TAC-09CPB/RV1 | TAC-09CPB/R series | N/A | TCL | N/A | Non Ducted | Portable | N/A | N/A | N/A | China | 1 | N/A | 2.6 | N/A | N/A | N/A | N/A | N/A | - | - | Calorimeter Room | 2.6796 | - | N/A | N/A | N/A | N/A | N/A | N/A | N/A | N/A | N/A | N/A | N/A | N/A | N/A | N/A | N/A | N/A | N/A | N/A | Calorimeter Room | Single | R290 | Australia,Fiji,New Zealand | 148167 | 2027-07-06 |  | Approved | Cooling Only | N/A | N/A | Class 4 | N/A | N/A | N/A | N/A | N/A | N/A | N/A | N/A | Available | N/A | N/A |  |  | N/A |  |  | AAC6808 | No | N/A | N/A | N/A | N/A | 2600 | 1 | N/A | N/A | N/A | N/A | N/A | N/A | N/A | N/A | N/A | N/A | N/A | N/A | N/A | N/A | N/A | - | - | N/A | N/A | N/A | N/A | N/A | N/A | N/A | N/A | N/A | N/A | N/A | N/A | N/A | N/A | N/A | N/A | N/A | N/A | N/A | N/A | N/A | N/A | N/A | N/A | N/A | N/A | 64.6 | N/A | N/A | N/A | N/A | N/A | N/A | N/A | 545 | 840 | 2247 | N/A | N/A | N/A | 0 | 0 | 0 | N/A | N/A | N/A | N/A | N/A | N/A | - | - | - | N/A | N/A | N/A | - | - | - | N/A | No | - | - | - | - | - | - | N/A | 2.6 | -
[Unitary Single-Duct] GEMS (Air Conditioners up to 65kW) Determination 2019 | MEPS 2019 | AS/NZS 3823.1.5:2015 | TAC-09CPB/RV2 | TAC-09CPB/R series | N/A | TCL | N/A | Non Ducted | Portable | N/A | N/A | N/A | China | 1 | N/A | 2.6 | N/A | N/A | N/A | N/A | N/A | - | - | Calorimeter Room | 2.6796 | - | N/A | N/A | N/A | N/A | N/A | N/A | N/A | N/A | N/A | N/A | N/A | N/A | N/A | N/A | N/A | N/A | N/A | N/A | Calorimeter Room | Single | R290 | Australia,Fiji,New Zealand | 148167 | 2027-07-06 |  | Approved | Cooling Only | N/A | N/A | Class 4 | N/A | N/A | N/A | N/A | N/A | N/A | N/A | N/A | Available | N/A | N/A |  |  | N/A |  |  | AAC6808 | No | N/A | N/A | N/A | N/A | 2600 | 1 | N/A | N/A | N/A | N/A | N/A | N/A | N/A | N/A | N/A | N/A | N/A | N/A | N/A | N/A | N/A | - | - | N/A | N/A | N/A | N/A | N/A | N/A | N/A | N/A | N/A | N/A | N/A | N/A | N/A | N/A | N/A | N/A | N/A | N/A | N/A | N/A | N/A | N/A | N/A | N/A | N/A | N/A | 64.6 | N/A | N/A | N/A | N/A | N/A | N/A | N/A | 545 | 840 | 2247 | N/A | N/A | N/A | 0 | 0 | 0 | N/A | N/A | N/A | N/A | N/A | N/A | - | - | - | N/A | N/A | N/A | - | - | - | N/A | No | - | - | - | - | - | - | N/A | 2.6 | -
[Unitary Single-Duct] GEMS (Air Conditioners up to 65kW) Determination 2019 | MEPS 2019 | AS/NZS 3823.1.5:2015 | TAC-09CPB/RW | TAC-09CPB/R series | N/A | TCL | N/A | Non Ducted | Portable | N/A | N/A | N/A | China | 1 | N/A | 2.6 | N/A | N/A | N/A | N/A | N/A | - | - | Calorimeter Room | 2.6796 | - | N/A | N/A | N/A | N/A | N/A | N/A | N/A | N/A | N/A | N/A | N/A | N/A | N/A | N/A | N/A | N/A | N/A | N/A | Calorimeter Room | Single | R290 | Australia,Fiji,New Zealand | 148167 | 2027-07-06 |  | Approved | Cooling Only | N/A | N/A | Class 4 | N/A | N/A | N/A | N/A | N/A | N/A | N/A | N/A | Available | N/A | N/A |  |  | N/A |  |  | AAC6808 | No | N/A | N/A | N/A | N/A | 2600 | 1 | N/A | N/A | N/A | N/A | N/A | N/A | N/A | N/A | N/A | N/A | N/A | N/A | N/A | N/A | N/A | - | - | N/A | N/A | N/A | N/A | N/A | N/A | N/A | N/A | N/A | N/A | N/A | N/A | N/A | N/A | N/A | N/A | N/A | N/A | N/A | N/A | N/A | N/A | N/A | N/A | N/A | N/A | 64.6 | N/A | N/A | N/A | N/A | N/A | N/A | N/A | 545 | 840 | 2247 | N/A | N/A | N/A | 0 | 0 | 0 | N/A | N/A | N/A | N/A | N/A | N/A | - | - | - | N/A | N/A | N/A | - | - | - | N/A | No | - | - | - | - | - | - | N/A | 2.6 | -
[Unitary Single-Duct] GEMS (Air Conditioners up to 65kW) Determination 2019 | MEPS 2019 | AS/NZS 3823.1.5:2015 | TAC-09CPB/SL series | TAC-09CPB/SL series | N/A | TCL | N/A | Non Ducted | Portable | N/A | N/A | N/A | China | 1 | N/A | 2.6 | N/A | N/A | N/A | N/A | N/A | - | - | Calorimeter Room | 2.612 | - | N/A | N/A | N/A | N/A | N/A | N/A | N/A | N/A | N/A | N/A | N/A | N/A | N/A | N/A | N/A | N/A | N/A | N/A | Calorimeter Room | Single | R290 | Australia,Fiji,New Zealand | 154405 | 2028-05-31 |  | Approved | Cooling Only | N/A | N/A | Class 4 | N/A | N/A | N/A | N/A | N/A | N/A | N/A | N/A | Available | N/A | N/A |  |  | N/A |  |  | AAC7534 | No | N/A | N/A | N/A | N/A | 2600 | 1 | N/A | N/A | N/A | N/A | N/A | N/A | N/A | N/A | N/A | N/A | N/A | N/A | N/A | N/A | N/A | - | - | N/A | N/A | N/A | N/A | N/A | N/A | N/A | N/A | N/A | N/A | N/A | N/A | N/A | N/A | N/A | N/A | N/A | N/A | N/A | N/A | N/A | N/A | N/A | N/A | N/A | N/A | 64.9 | N/A | N/A | N/A | N/A | N/A | N/A | N/A | 545 | 840 | 2247 | N/A | N/A | N/A | 0 | 0 | 0 | N/A | N/A | N/A | N/A | N/A | N/A | - | - | - | N/A | N/A | N/A | - | - | - | N/A | No | - | - | - | - | - | - | N/A | 2.6 | -
[Unitary Single-Duct] GEMS (Air Conditioners up to 65kW) Determination 2019 | MEPS 2019 | AS/NZS 3823.1.5:2015 | TAC-09CPB/SL1 | TAC-09CPB/SL series | N/A | TCL | N/A | Non Ducted | Portable | N/A | N/A | N/A | China | 1 | N/A | 2.6 | N/A | N/A | N/A | N/A | N/A | - | - | Calorimeter Room | 2.612 | - | N/A | N/A | N/A | N/A | N/A | N/A | N/A | N/A | N/A | N/A | N/A | N/A | N/A | N/A | N/A | N/A | N/A | N/A | Calorimeter Room | Single | R290 | Australia,Fiji,New Zealand | 154405 | 2028-05-31 |  | Approved | Cooling Only | N/A | N/A | Class 4 | N/A | N/A | N/A | N/A | N/A | N/A | N/A | N/A | Available | N/A | N/A |  |  | N/A |  |  | AAC7534 | No | N/A | N/A | N/A | N/A | 2600 | 1 | N/A | N/A | N/A | N/A | N/A | N/A | N/A | N/A | N/A | N/A | N/A | N/A | N/A | N/A | N/A | - | - | N/A | N/A | N/A | N/A | N/A | N/A | N/A | N/A | N/A | N/A | N/A | N/A | N/A | N/A | N/A | N/A | N/A | N/A | N/A | N/A | N/A | N/A | N/A | N/A | N/A | N/A | 64.9 | N/A | N/A | N/A | N/A | N/A | N/A | N/A | 545 | 840 | 2247 | N/A | N/A | N/A | 0 | 0 | 0 | N/A | N/A | N/A | N/A | N/A | N/A | - | - | - | N/A | N/A | N/A | - | - | - | N/A | No | - | - | - | - | - | - | N/A | 2.6 | -
[Unitary Single-Duct] GEMS (Air Conditioners up to 65kW) Determination 2019 | MEPS 2019 | AS/NZS 3823.1.5:2015 | TAC-09CPB/SL2 | TAC-09CPB/SL series | N/A | TCL | N/A | Non Ducted | Portable | N/A | N/A | N/A | China | 1 | N/A | 2.6 | N/A | N/A | N/A | N/A | N/A | - | - | Calorimeter Room | 2.612 | - | N/A | N/A | N/A | N/A | N/A | N/A | N/A | N/A | N/A | N/A | N/A | N/A | N/A | N/A | N/A | N/A | N/A | N/A | Calorimeter Room | Single | R290 | Australia,Fiji,New Zealand | 154405 | 2028-05-31 |  | Approved | Cooling Only | N/A | N/A | Class 4 | N/A | N/A | N/A | N/A | N/A | N/A | N/A | N/A | Available | N/A | N/A |  |  | N/A |  |  | AAC7534 | No | N/A | N/A | N/A | N/A | 2600 | 1 | N/A | N/A | N/A | N/A | N/A | N/A | N/A | N/A | N/A | N/A | N/A | N/A | N/A | N/A | N/A | - | - | N/A | N/A | N/A | N/A | N/A | N/A | N/A | N/A | N/A | N/A | N/A | N/A | N/A | N/A | N/A | N/A | N/A | N/A | N/A | N/A | N/A | N/A | N/A | N/A | N/A | N/A | 64.9 | N/A | N/A | N/A | N/A | N/A | N/A | N/A | 545 | 840 | 2247 | N/A | N/A | N/A | 0 | 0 | 0 | N/A | N/A | N/A | N/A | N/A | N/A | - | - | - | N/A | N/A | N/A | - | - | - | N/A | No | - | - | - | - | - | - | N/A | 2.6 | -
[Unitary Single-Duct] GEMS (Air Conditioners up to 65kW) Determination 2019 | MEPS 2019 | AS/NZS 3823.1.5:2015 | TAC-09CPB/SL3 | TAC-09CPB/SL series | N/A | TCL | N/A | Non Ducted | Portable | N/A | N/A | N/A | China | 1 | N/A | 2.6 | N/A | N/A | N/A | N/A | N/A | - | - | Calorimeter Room | 2.612 | - | N/A | N/A | N/A | N/A | N/A | N/A | N/A | N/A | N/A | N/A | N/A | N/A | N/A | N/A | N/A | N/A | N/A | N/A | Calorimeter Room | Single | R290 | Australia,Fiji,New Zealand | 154405 | 2028-05-31 |  | Approved | Cooling Only | N/A | N/A | Class 4 | N/A | N/A | N/A | N/A | N/A | N/A | N/A | N/A | Available | N/A | N/A |  |  | N/A |  |  | AAC7534 | No | N/A | N/A | N/A | N/A | 2600 | 1 | N/A | N/A | N/A | N/A | N/A | N/A | N/A | N/A | N/A | N/A | N/A | N/A | N/A | N/A | N/A | - | - | N/A | N/A | N/A | N/A | N/A | N/A | N/A | N/A | N/A | N/A | N/A | N/A | N/A | N/A | N/A | N/A | N/A | N/A | N/A | N/A | N/A | N/A | N/A | N/A | N/A | N/A | 64.9 | N/A | N/A | N/A | N/A | N/A | N/A | N/A | 545 | 840 | 2247 | N/A | N/A | N/A | 0 | 0 | 0 | N/A | N/A | N/A | N/A | N/A | N/A | - | - | - | N/A | N/A | N/A | - | - | - | N/A | No | - | - | - | - | - | - | N/A | 2.6 | -
[Unitary Single-Duct] GEMS (Air Conditioners up to 65kW) Determination 2019 | MEPS 2019 | AS/NZS 3823.1.5:2015 | TAC-09CPB/SL4 | TAC-09CPB/SL series | N/A | TCL | N/A | Non Ducted | Portable | N/A | N/A | N/A | China | 1 | N/A | 2.6 | N/A | N/A | N/A | N/A | N/A | - | - | Calorimeter Room | 2.612 | - | N/A | N/A | N/A | N/A | N/A | N/A | N/A | N/A | N/A | N/A | N/A | N/A | N/A | N/A | N/A | N/A | N/A | N/A | Calorimeter Room | Single | R290 | Australia,Fiji,New Zealand | 154405 | 2028-05-31 |  | Approved | Cooling Only | N/A | N/A | Class 4 | N/A | N/A | N/A | N/A | N/A | N/A | N/A | N/A | Available | N/A | N/A |  |  | N/A |  |  | AAC7534 | No | N/A | N/A | N/A | N/A | 2600 | 1 | N/A | N/A | N/A | N/A | N/A | N/A | N/A | N/A | N/A | N/A | N/A | N/A | N/A | N/A | N/A | - | - | N/A | N/A | N/A | N/A | N/A | N/A | N/A | N/A | N/A | N/A | N/A | N/A | N/A | N/A | N/A | N/A | N/A | N/A | N/A | N/A | N/A | N/A | N/A | N/A | N/A | N/A | 64.9 | N/A | N/A | N/A | N/A | N/A | N/A | N/A | 545 | 840 | 2247 | N/A | N/A | N/A | 0 | 0 | 0 | N/A | N/A | N/A | N/A | N/A | N/A | - | - | - | N/A | N/A | N/A | - | - | - | N/A | No | - | - | - | - | - | - | N/A | 2.6 | -
[Unitary Single-Duct] GEMS (Air Conditioners up to 65kW) Determination 2019 | MEPS 2019 | AS/NZS 3823.1.5:2015 | TAC-09CPB/SL5 | TAC-09CPB/SL series | N/A | TCL | N/A | Non Ducted | Portable | N/A | N/A | N/A | China | 1 | N/A | 2.6 | N/A | N/A | N/A | N/A | N/A | - | - | Calorimeter Room | 2.612 | - | N/A | N/A | N/A | N/A | N/A | N/A | N/A | N/A | N/A | N/A | N/A | N/A | N/A | N/A | N/A | N/A | N/A | N/A | Calorimeter Room | Single | R290 | Australia,Fiji,New Zealand | 154405 | 2028-05-31 |  | Approved | Cooling Only | N/A | N/A | Class 4 | N/A | N/A | N/A | N/A | N/A | N/A | N/A | N/A | Available | N/A | N/A |  |  | N/A |  |  | AAC7534 | No | N/A | N/A | N/A | N/A | 2600 | 1 | N/A | N/A | N/A | N/A | N/A | N/A | N/A | N/A | N/A | N/A | N/A | N/A | N/A | N/A | N/A | - | - | N/A | N/A | N/A | N/A | N/A | N/A | N/A | N/A | N/A | N/A | N/A | N/A | N/A | N/A | N/A | N/A | N/A | N/A | N/A | N/A | N/A | N/A | N/A | N/A | N/A | N/A | 64.9 | N/A | N/A | N/A | N/A | N/A | N/A | N/A | 545 | 840 | 2247 | N/A | N/A | N/A | 0 | 0 | 0 | N/A | N/A | N/A | N/A | N/A | N/A | - | - | - | N/A | N/A | N/A | - | - | - | N/A | No | - | - | - | - | - | - | N/A | 2.6 | -
[SEER Non Multi-Split <=65kW] GEMS (Air Conditioners up to 65kW) Determination 2019 | MEPS 2019 | AS/NZS 3823.1.1:2012 | TAC-09CSD/XA73IE |  | N/A | TCL | 0.5 | Non Ducted | Single Split System | Wall Hung | Air | - | China | 0.595 | 4.6 | 2.64 | N/A | N/A | N/A | N/A | N/A | - | - | Calorimeter Room | 4.3349 | - | Yes | - | N/A | 1.5 | 1.5 | N/A | N/A | N/A | N/A | N/A | 4.2858 | 4.3182 | N/A | N/A | 4.0716 | 4.1363 | 4 | 4 | Calorimeter Room | Single | R32 | Australia,Fiji,New Zealand | 153694 | 2028-04-19 |  | Approved | Cooling Only | N/A | Yes | Class 8 | Yes | Yes | N/A | Yes | Yes | Yes | N/A | 4.3041 | Unavailable | N/A | N/A |  |  | Yes |  | https://reg.energyrating.gov.au/static/common/images/star_ratings_2014/aircon_rating_4_4.png | AAC7435 | Yes | Variable output compressor | Inverter | No | - | 2640 | 0.595 | - | 445 | 1450 | No | - | - | - | 543.83 | 2843.28 | Yes | 170 | 1280 | No | - | - | - | - | - | - | - | - | - | - | - | - | - | - | - | - | - | - | - | - | - | - | - | - | - | - | - | - | - | - | 47.19 | 57.7 | 7.694 | 7.472 | 11.119 | -2.057 | -16.853 | -8.091 | 87 | 139 | 301 | -947 | -143 | -621 | 6 | 5.5 | 9.5 | - | - | - | - | - | - | - | - | - | - | - | - | - | - | - | No | - | - | - | - | N/A | N/A | N/A | 4 | 4.3384 | -
[Unitary Single-Duct] GEMS (Air Conditioners up to 65kW) Determination 2019 | MEPS 2019 | AS/NZS 3823.1.5:2015 | TAC-1*CPD/* | TAC-1*CPD/* | N/A | TCL | N/A | Non Ducted | Portable | N/A | N/A | N/A | China | 1.75 | N/A | 4.7 | N/A | N/A | N/A | N/A | N/A | 0 | 0 | Calorimeter Room | 2.7544 | 0 | N/A | N/A | N/A | N/A | N/A | N/A | N/A | N/A | N/A | N/A | N/A | N/A | N/A | N/A | N/A | N/A | N/A | N/A | Calorimeter Room | Single | R32 | Australia,New Zealand | 131730 | 2025-08-18 |  | Approved | Cooling Only | N/A | N/A | Class 4 | N/A | N/A | N/A | N/A | N/A | N/A | N/A | N/A | Available | N/A | N/A |  |  | N/A |  |  | AAC5168 | No | N/A | N/A | N/A | N/A | 4700 | 1.75 | N/A | N/A | N/A | N/A | N/A | N/A | N/A | N/A | N/A | N/A | N/A | N/A | N/A | N/A | N/A | 0 | 0 | N/A | N/A | N/A | N/A | N/A | N/A | N/A | N/A | N/A | N/A | N/A | N/A | N/A | N/A | N/A | N/A | N/A | N/A | N/A | N/A | N/A | N/A | N/A | N/A | N/A | N/A | 64.2 | N/A | N/A | N/A | N/A | N/A | N/A | N/A | 954 | 1470 | 3932 | N/A | N/A | N/A | 0 | 0 | 0 | N/A | N/A | N/A | N/A | N/A | N/A | 0 | 0 | 0 | N/A | N/A | N/A | 0 | 0 | 0 | N/A | No | 0 | 0 | 0 | 0 | 0 | 0 | N/A | 2.6857 | 0
[Unitary Single-Duct] GEMS (Air Conditioners up to 65kW) Determination 2019 | MEPS 2019 | AS/NZS 3823.1.5:2015 | TAC-12CHPB/K | TAC-12CHPB/K* | N/A | TCL | N/A | Non Ducted | Portable | N/A | N/A | N/A | China | 1.23 | N/A | 3.3 | N/A | N/A | N/A | N/A | N/A | 1.035 | 2.9 | Calorimeter Room | 2.7139 | 2.9091 | N/A | N/A | N/A | N/A | N/A | N/A | N/A | N/A | N/A | N/A | N/A | N/A | N/A | N/A | N/A | N/A | N/A | N/A | Calorimeter Room | Single | R290 | Australia,Fiji,New Zealand | 130286 | 2025-07-02 |  | Approved | Reverse Cycle | N/A | N/A | Class 4 | N/A | N/A | N/A | N/A | N/A | N/A | N/A | N/A | Available | N/A | N/A |  |  | N/A |  |  | AAC4974 | No | N/A | N/A | N/A | N/A | 3300 | 1.23 | N/A | N/A | N/A | N/A | N/A | N/A | N/A | N/A | N/A | N/A | N/A | N/A | N/A | N/A | N/A | 2900 | 1.035 | N/A | N/A | N/A | N/A | N/A | N/A | N/A | N/A | N/A | N/A | N/A | N/A | N/A | N/A | N/A | N/A | N/A | N/A | N/A | N/A | N/A | N/A | N/A | N/A | N/A | N/A | 63.7 | N/A | N/A | N/A | N/A | N/A | N/A | N/A | 670 | 1033 | 2764 | N/A | N/A | N/A | 0 | 0 | 0 | N/A | N/A | N/A | N/A | N/A | N/A | 2753 | 1336 | 287 | N/A | N/A | N/A | 0 | 0 | 0 | N/A | No | 0 | 0 | 0 | 0 | 0 | 0 | N/A | 2.6829 | 2.8019
[Unitary Single-Duct] GEMS (Air Conditioners up to 65kW) Determination 2019 | MEPS 2019 | AS/NZS 3823.1.5:2015 | TAC-12CHPB/K* | TAC-12CHPB/K* | N/A | TCL | N/A | Non Ducted | Portable | N/A | N/A | N/A | China | 1.23 | N/A | 3.3 | N/A | N/A | N/A | N/A | N/A | 1.035 | 2.9 | Calorimeter Room | 2.7139 | 2.9091 | N/A | N/A | N/A | N/A | N/A | N/A | N/A | N/A | N/A | N/A | N/A | N/A | N/A | N/A | N/A | N/A | N/A | N/A | Calorimeter Room | Single | R290 | Australia,Fiji,New Zealand | 130286 | 2025-07-02 |  | Approved | Reverse Cycle | N/A | N/A | Class 4 | N/A | N/A | N/A | N/A | N/A | N/A | N/A | N/A | Available | N/A | N/A |  |  | N/A |  |  | AAC4974 | No | N/A | N/A | N/A | N/A | 3300 | 1.23 | N/A | N/A | N/A | N/A | N/A | N/A | N/A | N/A | N/A | N/A | N/A | N/A | N/A | N/A | N/A | 2900 | 1.035 | N/A | N/A | N/A | N/A | N/A | N/A | N/A | N/A | N/A | N/A | N/A | N/A | N/A | N/A | N/A | N/A | N/A | N/A | N/A | N/A | N/A | N/A | N/A | N/A | N/A | N/A | 63.7 | N/A | N/A | N/A | N/A | N/A | N/A | N/A | 670 | 1033 | 2764 | N/A | N/A | N/A | 0 | 0 | 0 | N/A | N/A | N/A | N/A | N/A | N/A | 2753 | 1336 | 287 | N/A | N/A | N/A | 0 | 0 | 0 | N/A | No | 0 | 0 | 0 | 0 | 0 | 0 | N/A | 2.6829 | 2.8019
[Unitary Single-Duct] GEMS (Air Conditioners up to 65kW) Determination 2019 | MEPS 2019 | AS/NZS 3823.1.5:2015 | TAC-12CHPB/KA | TAC-12CHPB/K* | N/A | TCL | N/A | Non Ducted | Portable | N/A | N/A | N/A | China | 1.23 | N/A | 3.3 | N/A | N/A | N/A | N/A | N/A | 1.035 | 2.9 | Calorimeter Room | 2.7139 | 2.9091 | N/A | N/A | N/A | N/A | N/A | N/A | N/A | N/A | N/A | N/A | N/A | N/A | N/A | N/A | N/A | N/A | N/A | N/A | Calorimeter Room | Single | R290 | Australia,Fiji,New Zealand | 130286 | 2025-07-02 |  | Approved | Reverse Cycle | N/A | N/A | Class 4 | N/A | N/A | N/A | N/A | N/A | N/A | N/A | N/A | Available | N/A | N/A |  |  | N/A |  |  | AAC4974 | No | N/A | N/A | N/A | N/A | 3300 | 1.23 | N/A | N/A | N/A | N/A | N/A | N/A | N/A | N/A | N/A | N/A | N/A | N/A | N/A | N/A | N/A | 2900 | 1.035 | N/A | N/A | N/A | N/A | N/A | N/A | N/A | N/A | N/A | N/A | N/A | N/A | N/A | N/A | N/A | N/A | N/A | N/A | N/A | N/A | N/A | N/A | N/A | N/A | N/A | N/A | 63.7 | N/A | N/A | N/A | N/A | N/A | N/A | N/A | 670 | 1033 | 2764 | N/A | N/A | N/A | 0 | 0 | 0 | N/A | N/A | N/A | N/A | N/A | N/A | 2753 | 1336 | 287 | N/A | N/A | N/A | 0 | 0 | 0 | N/A | No | 0 | 0 | 0 | 0 | 0 | 0 | N/A | 2.6829 | 2.8019
[Unitary Single-Duct] GEMS (Air Conditioners up to 65kW) Determination 2019 | MEPS 2019 | AS/NZS 3823.1.5:2015 | TAC-12CHPB/KC | TAC-12CHPB/K* | N/A | TCL | N/A | Non Ducted | Portable | N/A | N/A | N/A | China | 1.23 | N/A | 3.3 | N/A | N/A | N/A | N/A | N/A | 1.035 | 2.9 | Calorimeter Room | 2.7139 | 2.9091 | N/A | N/A | N/A | N/A | N/A | N/A | N/A | N/A | N/A | N/A | N/A | N/A | N/A | N/A | N/A | N/A | N/A | N/A | Calorimeter Room | Single | R290 | Australia,Fiji,New Zealand | 130286 | 2025-07-02 |  | Approved | Reverse Cycle | N/A | N/A | Class 4 | N/A | N/A | N/A | N/A | N/A | N/A | N/A | N/A | Available | N/A | N/A |  |  | N/A |  |  | AAC4974 | No | N/A | N/A | N/A | N/A | 3300 | 1.23 | N/A | N/A | N/A | N/A | N/A | N/A | N/A | N/A | N/A | N/A | N/A | N/A | N/A | N/A | N/A | 2900 | 1.035 | N/A | N/A | N/A | N/A | N/A | N/A | N/A | N/A | N/A | N/A | N/A | N/A | N/A | N/A | N/A | N/A | N/A | N/A | N/A | N/A | N/A | N/A | N/A | N/A | N/A | N/A | 63.7 | N/A | N/A | N/A | N/A | N/A | N/A | N/A | 670 | 1033 | 2764 | N/A | N/A | N/A | 0 | 0 | 0 | N/A | N/A | N/A | N/A | N/A | N/A | 2753 | 1336 | 287 | N/A | N/A | N/A | 0 | 0 | 0 | N/A | No | 0 | 0 | 0 | 0 | 0 | 0 | N/A | 2.6829 | 2.8019
[Unitary Single-Duct] GEMS (Air Conditioners up to 65kW) Determination 2019 | MEPS 2019 | AS/NZS 3823.1.5:2015 | TAC-12CHPB/KN | TAC-12CHPB/K* | N/A | TCL | N/A | Non Ducted | Portable | N/A | N/A | N/A | China | 1.23 | N/A | 3.3 | N/A | N/A | N/A | N/A | N/A | 1.035 | 2.9 | Calorimeter Room | 2.7139 | 2.9091 | N/A | N/A | N/A | N/A | N/A | N/A | N/A | N/A | N/A | N/A | N/A | N/A | N/A | N/A | N/A | N/A | N/A | N/A | Calorimeter Room | Single | R290 | Australia,Fiji,New Zealand | 130286 | 2025-07-02 |  | Approved | Reverse Cycle | N/A | N/A | Class 4 | N/A | N/A | N/A | N/A | N/A | N/A | N/A | N/A | Available | N/A | N/A |  |  | N/A |  |  | AAC4974 | No | N/A | N/A | N/A | N/A | 3300 | 1.23 | N/A | N/A | N/A | N/A | N/A | N/A | N/A | N/A | N/A | N/A | N/A | N/A | N/A | N/A | N/A | 2900 | 1.035 | N/A | N/A | N/A | N/A | N/A | N/A | N/A | N/A | N/A | N/A | N/A | N/A | N/A | N/A | N/A | N/A | N/A | N/A | N/A | N/A | N/A | N/A | N/A | N/A | N/A | N/A | 63.7 | N/A | N/A | N/A | N/A | N/A | N/A | N/A | 670 | 1033 | 2764 | N/A | N/A | N/A | 0 | 0 | 0 | N/A | N/A | N/A | N/A | N/A | N/A | 2753 | 1336 | 287 | N/A | N/A | N/A | 0 | 0 | 0 | N/A | No | 0 | 0 | 0 | 0 | 0 | 0 | N/A | 2.6829 | 2.8019
[Unitary Single-Duct] GEMS (Air Conditioners up to 65kW) Determination 2019 | MEPS 2019 | AS/NZS 3823.1.5:2015 | TAC-12CHPB/KP | TAC-12CHPB/K* | N/A | TCL | N/A | Non Ducted | Portable | N/A | N/A | N/A | China | 1.23 | N/A | 3.3 | N/A | N/A | N/A | N/A | N/A | 1.035 | 2.9 | Calorimeter Room | 2.7139 | 2.9091 | N/A | N/A | N/A | N/A | N/A | N/A | N/A | N/A | N/A | N/A | N/A | N/A | N/A | N/A | N/A | N/A | N/A | N/A | Calorimeter Room | Single | R290 | Australia,Fiji,New Zealand | 130286 | 2025-07-02 |  | Approved | Reverse Cycle | N/A | N/A | Class 4 | N/A | N/A | N/A | N/A | N/A | N/A | N/A | N/A | Available | N/A | N/A |  |  | N/A |  |  | AAC4974 | No | N/A | N/A | N/A | N/A | 3300 | 1.23 | N/A | N/A | N/A | N/A | N/A | N/A | N/A | N/A | N/A | N/A | N/A | N/A | N/A | N/A | N/A | 2900 | 1.035 | N/A | N/A | N/A | N/A | N/A | N/A | N/A | N/A | N/A | N/A | N/A | N/A | N/A | N/A | N/A | N/A | N/A | N/A | N/A | N/A | N/A | N/A | N/A | N/A | N/A | N/A | 63.7 | N/A | N/A | N/A | N/A | N/A | N/A | N/A | 670 | 1033 | 2764 | N/A | N/A | N/A | 0 | 0 | 0 | N/A | N/A | N/A | N/A | N/A | N/A | 2753 | 1336 | 287 | N/A | N/A | N/A | 0 | 0 | 0 | N/A | No | 0 | 0 | 0 | 0 | 0 | 0 | N/A | 2.6829 | 2.8019
[Unitary Single-Duct] GEMS (Air Conditioners up to 65kW) Determination 2019 | MEPS 2019 | AS/NZS 3823.1.5:2015 | TAC-12CHPB/KV | TAC-12CHPB/K* | N/A | TCL | N/A | Non Ducted | Portable | N/A | N/A | N/A | China | 1.23 | N/A | 3.3 | N/A | N/A | N/A | N/A | N/A | 1.035 | 2.9 | Calorimeter Room | 2.7139 | 2.9091 | N/A | N/A | N/A | N/A | N/A | N/A | N/A | N/A | N/A | N/A | N/A | N/A | N/A | N/A | N/A | N/A | N/A | N/A | Calorimeter Room | Single | R290 | Australia,Fiji,New Zealand | 130286 | 2025-07-02 |  | Approved | Reverse Cycle | N/A | N/A | Class 4 | N/A | N/A | N/A | N/A | N/A | N/A | N/A | N/A | Available | N/A | N/A |  |  | N/A |  |  | AAC4974 | No | N/A | N/A | N/A | N/A | 3300 | 1.23 | N/A | N/A | N/A | N/A | N/A | N/A | N/A | N/A | N/A | N/A | N/A | N/A | N/A | N/A | N/A | 2900 | 1.035 | N/A | N/A | N/A | N/A | N/A | N/A | N/A | N/A | N/A | N/A | N/A | N/A | N/A | N/A | N/A | N/A | N/A | N/A | N/A | N/A | N/A | N/A | N/A | N/A | N/A | N/A | 63.7 | N/A | N/A | N/A | N/A | N/A | N/A | N/A | 670 | 1033 | 2764 | N/A | N/A | N/A | 0 | 0 | 0 | N/A | N/A | N/A | N/A | N/A | N/A | 2753 | 1336 | 287 | N/A | N/A | N/A | 0 | 0 | 0 | N/A | No | 0 | 0 | 0 | 0 | 0 | 0 | N/A | 2.6829 | 2.8019
[Unitary Single-Duct] GEMS (Air Conditioners up to 65kW) Determination 2019 | MEPS 2019 | AS/NZS 3823.1.5:2015 | TAC-12CHPB/M* | TAC-12CHPB/M* | N/A | TCL | N/A | Non Ducted | Portable | N/A | N/A | N/A | China | 1.345 | N/A | 3.5 | N/A | N/A | N/A | N/A | N/A | 1.13 | 3.2 | Calorimeter Room | 2.7048 | 2.9285 | N/A | N/A | N/A | N/A | N/A | N/A | N/A | N/A | N/A | N/A | N/A | N/A | N/A | N/A | N/A | N/A | N/A | N/A | Calorimeter Room | Single | R290 | Australia,Fiji,New Zealand | 144927 | 2027-06-30 |  | Approved | Reverse Cycle | N/A | N/A | Class 4 | N/A | N/A | N/A | N/A | N/A | N/A | N/A | N/A | Available | N/A | N/A |  |  | N/A |  |  | AAC6792 | No | N/A | N/A | N/A | N/A | 3500 | 1.345 | N/A | N/A | N/A | N/A | N/A | N/A | N/A | N/A | N/A | N/A | N/A | N/A | N/A | N/A | N/A | 3200 | 1.13 | N/A | N/A | N/A | N/A | N/A | N/A | N/A | N/A | N/A | N/A | N/A | N/A | N/A | N/A | N/A | N/A | N/A | N/A | N/A | N/A | N/A | N/A | N/A | N/A | N/A | N/A | 63.7 | N/A | N/A | N/A | N/A | N/A | N/A | N/A | 733 | 1130 | 3022 | N/A | N/A | N/A | 0 | 0 | 0 | N/A | N/A | N/A | N/A | N/A | N/A | 3006 | 1459 | 313 | N/A | N/A | N/A | 0 | 0 | 0 | N/A | No | - | - | - | - | - | - | N/A | 2.6022 | 2.8319
[Unitary Single-Duct] GEMS (Air Conditioners up to 65kW) Determination 2019 | MEPS 2019 | AS/NZS 3823.1.5:2015 | TAC-12CHPB/MU | TAC-12CHPB/M* | N/A | TCL | N/A | Non Ducted | Portable | N/A | N/A | N/A | China | 1.345 | N/A | 3.5 | N/A | N/A | N/A | N/A | N/A | 1.13 | 3.2 | Calorimeter Room | 2.7048 | 2.9285 | N/A | N/A | N/A | N/A | N/A | N/A | N/A | N/A | N/A | N/A | N/A | N/A | N/A | N/A | N/A | N/A | N/A | N/A | Calorimeter Room | Single | R290 | Australia,Fiji,New Zealand | 144927 | 2027-06-30 |  | Approved | Reverse Cycle | N/A | N/A | Class 4 | N/A | N/A | N/A | N/A | N/A | N/A | N/A | N/A | Available | N/A | N/A |  |  | N/A |  |  | AAC6792 | No | N/A | N/A | N/A | N/A | 3500 | 1.345 | N/A | N/A | N/A | N/A | N/A | N/A | N/A | N/A | N/A | N/A | N/A | N/A | N/A | N/A | N/A | 3200 | 1.13 | N/A | N/A | N/A | N/A | N/A | N/A | N/A | N/A | N/A | N/A | N/A | N/A | N/A | N/A | N/A | N/A | N/A | N/A | N/A | N/A | N/A | N/A | N/A | N/A | N/A | N/A | 63.7 | N/A | N/A | N/A | N/A | N/A | N/A | N/A | 733 | 1130 | 3022 | N/A | N/A | N/A | 0 | 0 | 0 | N/A | N/A | N/A | N/A | N/A | N/A | 3006 | 1459 | 313 | N/A | N/A | N/A | 0 | 0 | 0 | N/A | No | - | - | - | - | - | - | N/A | 2.6022 | 2.8319
[Unitary Single-Duct] GEMS (Air Conditioners up to 65kW) Determination 2019 | MEPS 2019 | AS/NZS 3823.1.5:2015 | TAC-12CHPB/MV | TAC-12CHPB/M* | N/A | TCL | N/A | Non Ducted | Portable | N/A | N/A | N/A | China | 1.345 | N/A | 3.5 | N/A | N/A | N/A | N/A | N/A | 1.13 | 3.2 | Calorimeter Room | 2.7048 | 2.9285 | N/A | N/A | N/A | N/A | N/A | N/A | N/A | N/A | N/A | N/A | N/A | N/A | N/A | N/A | N/A | N/A | N/A | N/A | Calorimeter Room | Single | R290 | Australia,Fiji,New Zealand | 144927 | 2027-06-30 |  | Approved | Reverse Cycle | N/A | N/A | Class 4 | N/A | N/A | N/A | N/A | N/A | N/A | N/A | N/A | Available | N/A | N/A |  |  | N/A |  |  | AAC6792 | No | N/A | N/A | N/A | N/A | 3500 | 1.345 | N/A | N/A | N/A | N/A | N/A | N/A | N/A | N/A | N/A | N/A | N/A | N/A | N/A | N/A | N/A | 3200 | 1.13 | N/A | N/A | N/A | N/A | N/A | N/A | N/A | N/A | N/A | N/A | N/A | N/A | N/A | N/A | N/A | N/A | N/A | N/A | N/A | N/A | N/A | N/A | N/A | N/A | N/A | N/A | 63.7 | N/A | N/A | N/A | N/A | N/A | N/A | N/A | 733 | 1130 | 3022 | N/A | N/A | N/A | 0 | 0 | 0 | N/A | N/A | N/A | N/A | N/A | N/A | 3006 | 1459 | 313 | N/A | N/A | N/A | 0 | 0 | 0 | N/A | No | - | - | - | - | - | - | N/A | 2.6022 | 2.8319
[Unitary Single-Duct] GEMS (Air Conditioners up to 65kW) Determination 2019 | MEPS 2019 | AS/NZS 3823.1.5:2015 | TAC-12CHPB/MW | TAC-12CHPB/M* | N/A | TCL | N/A | Non Ducted | Portable | N/A | N/A | N/A | China | 1.345 | N/A | 3.5 | N/A | N/A | N/A | N/A | N/A | 1.13 | 3.2 | Calorimeter Room | 2.7048 | 2.9285 | N/A | N/A | N/A | N/A | N/A | N/A | N/A | N/A | N/A | N/A | N/A | N/A | N/A | N/A | N/A | N/A | N/A | N/A | Calorimeter Room | Single | R290 | Australia,Fiji,New Zealand | 144927 | 2027-06-30 |  | Approved | Reverse Cycle | N/A | N/A | Class 4 | N/A | N/A | N/A | N/A | N/A | N/A | N/A | N/A | Available | N/A | N/A |  |  | N/A |  |  | AAC6792 | No | N/A | N/A | N/A | N/A | 3500 | 1.345 | N/A | N/A | N/A | N/A | N/A | N/A | N/A | N/A | N/A | N/A | N/A | N/A | N/A | N/A | N/A | 3200 | 1.13 | N/A | N/A | N/A | N/A | N/A | N/A | N/A | N/A | N/A | N/A | N/A | N/A | N/A | N/A | N/A | N/A | N/A | N/A | N/A | N/A | N/A | N/A | N/A | N/A | N/A | N/A | 63.7 | N/A | N/A | N/A | N/A | N/A | N/A | N/A | 733 | 1130 | 3022 | N/A | N/A | N/A | 0 | 0 | 0 | N/A | N/A | N/A | N/A | N/A | N/A | 3006 | 1459 | 313 | N/A | N/A | N/A | 0 | 0 | 0 | N/A | No | - | - | - | - | - | - | N/A | 2.6022 | 2.8319
[Unitary Single-Duct] GEMS (Air Conditioners up to 65kW) Determination 2019 | MEPS 2019 | AS/NZS 3823.1.5:2015 | TAC-12CHPB/MX | TAC-12CHPB/M* | N/A | TCL | N/A | Non Ducted | Portable | N/A | N/A | N/A | China | 1.345 | N/A | 3.5 | N/A | N/A | N/A | N/A | N/A | 1.13 | 3.2 | Calorimeter Room | 2.7048 | 2.9285 | N/A | N/A | N/A | N/A | N/A | N/A | N/A | N/A | N/A | N/A | N/A | N/A | N/A | N/A | N/A | N/A | N/A | N/A | Calorimeter Room | Single | R290 | Australia,Fiji,New Zealand | 144927 | 2027-06-30 |  | Approved | Reverse Cycle | N/A | N/A | Class 4 | N/A | N/A | N/A | N/A | N/A | N/A | N/A | N/A | Available | N/A | N/A |  |  | N/A |  |  | AAC6792 | No | N/A | N/A | N/A | N/A | 3500 | 1.345 | N/A | N/A | N/A | N/A | N/A | N/A | N/A | N/A | N/A | N/A | N/A | N/A | N/A | N/A | N/A | 3200 | 1.13 | N/A | N/A | N/A | N/A | N/A | N/A | N/A | N/A | N/A | N/A | N/A | N/A | N/A | N/A | N/A | N/A | N/A | N/A | N/A | N/A | N/A | N/A | N/A | N/A | N/A | N/A | 63.7 | N/A | N/A | N/A | N/A | N/A | N/A | N/A | 733 | 1130 | 3022 | N/A | N/A | N/A | 0 | 0 | 0 | N/A | N/A | N/A | N/A | N/A | N/A | 3006 | 1459 | 313 | N/A | N/A | N/A | 0 | 0 | 0 | N/A | No | - | - | - | - | - | - | N/A | 2.6022 | 2.8319
[Unitary Single-Duct] GEMS (Air Conditioners up to 65kW) Determination 2019 | MEPS 2019 | AS/NZS 3823.1.5:2015 | TAC-12CHPB/MY | TAC-12CHPB/M* | N/A | TCL | N/A | Non Ducted | Portable | N/A | N/A | N/A | China | 1.345 | N/A | 3.5 | N/A | N/A | N/A | N/A | N/A | 1.13 | 3.2 | Calorimeter Room | 2.7048 | 2.9285 | N/A | N/A | N/A | N/A | N/A | N/A | N/A | N/A | N/A | N/A | N/A | N/A | N/A | N/A | N/A | N/A | N/A | N/A | Calorimeter Room | Single | R290 | Australia,Fiji,New Zealand | 144927 | 2027-06-30 |  | Approved | Reverse Cycle | N/A | N/A | Class 4 | N/A | N/A | N/A | N/A | N/A | N/A | N/A | N/A | Available | N/A | N/A |  |  | N/A |  |  | AAC6792 | No | N/A | N/A | N/A | N/A | 3500 | 1.345 | N/A | N/A | N/A | N/A | N/A | N/A | N/A | N/A | N/A | N/A | N/A | N/A | N/A | N/A | N/A | 3200 | 1.13 | N/A | N/A | N/A | N/A | N/A | N/A | N/A | N/A | N/A | N/A | N/A | N/A | N/A | N/A | N/A | N/A | N/A | N/A | N/A | N/A | N/A | N/A | N/A | N/A | N/A | N/A | 63.7 | N/A | N/A | N/A | N/A | N/A | N/A | N/A | 733 | 1130 | 3022 | N/A | N/A | N/A | 0 | 0 | 0 | N/A | N/A | N/A | N/A | N/A | N/A | 3006 | 1459 | 313 | N/A | N/A | N/A | 0 | 0 | 0 | N/A | No | - | - | - | - | - | - | N/A | 2.6022 | 2.8319
[Unitary Single-Duct] GEMS (Air Conditioners up to 65kW) Determination 2019 | MEPS 2019 | AS/NZS 3823.1.5:2015 | TAC-12CHPB/MZ | TAC-12CHPB/M* | N/A | TCL | N/A | Non Ducted | Portable | N/A | N/A | N/A | China | 1.345 | N/A | 3.5 | N/A | N/A | N/A | N/A | N/A | 1.13 | 3.2 | Calorimeter Room | 2.7048 | 2.9285 | N/A | N/A | N/A | N/A | N/A | N/A | N/A | N/A | N/A | N/A | N/A | N/A | N/A | N/A | N/A | N/A | N/A | N/A | Calorimeter Room | Single | R290 | Australia,Fiji,New Zealand | 144927 | 2027-06-30 |  | Approved | Reverse Cycle | N/A | N/A | Class 4 | N/A | N/A | N/A | N/A | N/A | N/A | N/A | N/A | Available | N/A | N/A |  |  | N/A |  |  | AAC6792 | No | N/A | N/A | N/A | N/A | 3500 | 1.345 | N/A | N/A | N/A | N/A | N/A | N/A | N/A | N/A | N/A | N/A | N/A | N/A | N/A | N/A | N/A | 3200 | 1.13 | N/A | N/A | N/A | N/A | N/A | N/A | N/A | N/A | N/A | N/A | N/A | N/A | N/A | N/A | N/A | N/A | N/A | N/A | N/A | N/A | N/A | N/A | N/A | N/A | N/A | N/A | 63.7 | N/A | N/A | N/A | N/A | N/A | N/A | N/A | 733 | 1130 | 3022 | N/A | N/A | N/A | 0 | 0 | 0 | N/A | N/A | N/A | N/A | N/A | N/A | 3006 | 1459 | 313 | N/A | N/A | N/A | 0 | 0 | 0 | N/A | No | - | - | - | - | - | - | N/A | 2.6022 | 2.8319
[Unitary Single-Duct] GEMS (Air Conditioners up to 65kW) Determination 2019 | MEPS 2019 | AS/NZS 3823.1.5:2015 | TAC-12CHPB/N* | TAC-12CHPB/N* | N/A | TCL | N/A | Non Ducted | Portable | N/A | N/A | N/A | China | 1.285 | N/A | 3.5 | N/A | N/A | N/A | N/A | N/A | 0.93 | 3 | Calorimeter Room | 3.0462 | 3.2644 | N/A | N/A | N/A | N/A | N/A | N/A | N/A | N/A | N/A | N/A | N/A | N/A | N/A | N/A | N/A | N/A | N/A | N/A | Calorimeter Room | Single | R290 | Australia,New Zealand | 131567 | 2025-08-11 |  | Approved | Reverse Cycle | N/A | N/A | Class 4 | N/A | N/A | N/A | N/A | N/A | N/A | N/A | N/A | Available | N/A | N/A |  |  | N/A |  |  | AAC5136 | No | N/A | N/A | N/A | N/A | 3500 | 1.285 | N/A | N/A | N/A | N/A | N/A | N/A | N/A | N/A | N/A | N/A | N/A | N/A | N/A | N/A | N/A | 3000 | 0.93 | N/A | N/A | N/A | N/A | N/A | N/A | N/A | N/A | N/A | N/A | N/A | N/A | N/A | N/A | N/A | N/A | N/A | N/A | N/A | N/A | N/A | N/A | N/A | N/A | N/A | N/A | 64.1 | N/A | N/A | N/A | N/A | N/A | N/A | N/A | 700 | 1079 | 2887 | N/A | N/A | N/A | 0 | 0 | 0 | N/A | N/A | N/A | N/A | N/A | N/A | 2474 | 1201 | 258 | N/A | N/A | N/A | 0 | 0 | 0 | N/A | No | 0 | 0 | 0 | 0 | 0 | 0 | N/A | 2.7237 | 3.2258
[Unitary Single-Duct] GEMS (Air Conditioners up to 65kW) Determination 2019 | MEPS 2019 | AS/NZS 3823.1.5:2015 | TAC-12CHPB/N*Bp | TAC-12CHPB/N*Bp | N/A | TCL | N/A | Non Ducted | Portable | N/A | N/A | N/A | China | 0.975 | N/A | 3.5 | N/A | N/A | N/A | N/A | N/A | 0.81 | 2.93 | Calorimeter Room | 3.6064 | 3.5881 | N/A | N/A | N/A | N/A | N/A | N/A | N/A | N/A | N/A | N/A | N/A | N/A | N/A | N/A | N/A | N/A | N/A | N/A | Calorimeter Room | Single | R290 | Australia,Fiji,New Zealand | 160301 | 2029-04-10 |  | Approved | Reverse Cycle | N/A | N/A | Class 4 | N/A | N/A | N/A | N/A | N/A | N/A | N/A | N/A | Available | N/A | N/A |  |  | N/A |  |  | AAC8175 | Yes | N/A | N/A | N/A | N/A | 3500 | 0.975 | N/A | N/A | N/A | N/A | N/A | N/A | N/A | N/A | N/A | N/A | N/A | N/A | N/A | N/A | N/A | 2930 | 0.81 | N/A | N/A | N/A | N/A | N/A | N/A | N/A | N/A | N/A | N/A | N/A | N/A | N/A | N/A | N/A | N/A | N/A | N/A | N/A | N/A | N/A | N/A | N/A | N/A | N/A | N/A | 63.87 | N/A | N/A | N/A | N/A | N/A | N/A | N/A | 531 | 819 | 2191 | N/A | N/A | N/A | 0 | 0 | 0 | N/A | N/A | N/A | N/A | N/A | N/A | 2155 | 1046 | 224 | N/A | N/A | N/A | 0 | 0 | 0 | N/A | No | - | - | - | - | - | - | N/A | 3.5897 | 3.6173
[Unitary Single-Duct] GEMS (Air Conditioners up to 65kW) Determination 2019 | MEPS 2019 | AS/NZS 3823.1.5:2015 | TAC-12CHPB/NU | TAC-12CHPB/N* | N/A | TCL | N/A | Non Ducted | Portable | N/A | N/A | N/A | China | 1.285 | N/A | 3.5 | N/A | N/A | N/A | N/A | N/A | 0.93 | 3 | Calorimeter Room | 3.0462 | 3.2644 | N/A | N/A | N/A | N/A | N/A | N/A | N/A | N/A | N/A | N/A | N/A | N/A | N/A | N/A | N/A | N/A | N/A | N/A | Calorimeter Room | Single | R290 | Australia,New Zealand | 131567 | 2025-08-11 |  | Approved | Reverse Cycle | N/A | N/A | Class 4 | N/A | N/A | N/A | N/A | N/A | N/A | N/A | N/A | Available | N/A | N/A |  |  | N/A |  |  | AAC5136 | No | N/A | N/A | N/A | N/A | 3500 | 1.285 | N/A | N/A | N/A | N/A | N/A | N/A | N/A | N/A | N/A | N/A | N/A | N/A | N/A | N/A | N/A | 3000 | 0.93 | N/A | N/A | N/A | N/A | N/A | N/A | N/A | N/A | N/A | N/A | N/A | N/A | N/A | N/A | N/A | N/A | N/A | N/A | N/A | N/A | N/A | N/A | N/A | N/A | N/A | N/A | 64.1 | N/A | N/A | N/A | N/A | N/A | N/A | N/A | 700 | 1079 | 2887 | N/A | N/A | N/A | 0 | 0 | 0 | N/A | N/A | N/A | N/A | N/A | N/A | 2474 | 1201 | 258 | N/A | N/A | N/A | 0 | 0 | 0 | N/A | No | 0 | 0 | 0 | 0 | 0 | 0 | N/A | 2.7237 | 3.2258
[Unitary Single-Duct] GEMS (Air Conditioners up to 65kW) Determination 2019 | MEPS 2019 | AS/NZS 3823.1.5:2015 | TAC-12CHPB/NUBp | TAC-12CHPB/N*Bp | N/A | TCL | N/A | Non Ducted | Portable | N/A | N/A | N/A | China | 0.975 | N/A | 3.5 | N/A | N/A | N/A | N/A | N/A | 0.81 | 2.93 | Calorimeter Room | 3.6064 | 3.5881 | N/A | N/A | N/A | N/A | N/A | N/A | N/A | N/A | N/A | N/A | N/A | N/A | N/A | N/A | N/A | N/A | N/A | N/A | Calorimeter Room | Single | R290 | Australia,Fiji,New Zealand | 160301 | 2029-04-10 |  | Approved | Reverse Cycle | N/A | N/A | Class 4 | N/A | N/A | N/A | N/A | N/A | N/A | N/A | N/A | Available | N/A | N/A |  |  | N/A |  |  | AAC8175 | Yes | N/A | N/A | N/A | N/A | 3500 | 0.975 | N/A | N/A | N/A | N/A | N/A | N/A | N/A | N/A | N/A | N/A | N/A | N/A | N/A | N/A | N/A | 2930 | 0.81 | N/A | N/A | N/A | N/A | N/A | N/A | N/A | N/A | N/A | N/A | N/A | N/A | N/A | N/A | N/A | N/A | N/A | N/A | N/A | N/A | N/A | N/A | N/A | N/A | N/A | N/A | 63.87 | N/A | N/A | N/A | N/A | N/A | N/A | N/A | 531 | 819 | 2191 | N/A | N/A | N/A | 0 | 0 | 0 | N/A | N/A | N/A | N/A | N/A | N/A | 2155 | 1046 | 224 | N/A | N/A | N/A | 0 | 0 | 0 | N/A | No | - | - | - | - | - | - | N/A | 3.5897 | 3.6173
[Unitary Single-Duct] GEMS (Air Conditioners up to 65kW) Determination 2019 | MEPS 2019 | AS/NZS 3823.1.5:2015 | TAC-12CHPB/NV | TAC-12CHPB/N* | N/A | TCL | N/A | Non Ducted | Portable | N/A | N/A | N/A | China | 1.285 | N/A | 3.5 | N/A | N/A | N/A | N/A | N/A | 0.93 | 3 | Calorimeter Room | 3.0462 | 3.2644 | N/A | N/A | N/A | N/A | N/A | N/A | N/A | N/A | N/A | N/A | N/A | N/A | N/A | N/A | N/A | N/A | N/A | N/A | Calorimeter Room | Single | R290 | Australia,New Zealand | 131567 | 2025-08-11 |  | Approved | Reverse Cycle | N/A | N/A | Class 4 | N/A | N/A | N/A | N/A | N/A | N/A | N/A | N/A | Available | N/A | N/A |  |  | N/A |  |  | AAC5136 | No | N/A | N/A | N/A | N/A | 3500 | 1.285 | N/A | N/A | N/A | N/A | N/A | N/A | N/A | N/A | N/A | N/A | N/A | N/A | N/A | N/A | N/A | 3000 | 0.93 | N/A | N/A | N/A | N/A | N/A | N/A | N/A | N/A | N/A | N/A | N/A | N/A | N/A | N/A | N/A | N/A | N/A | N/A | N/A | N/A | N/A | N/A | N/A | N/A | N/A | N/A | 64.1 | N/A | N/A | N/A | N/A | N/A | N/A | N/A | 700 | 1079 | 2887 | N/A | N/A | N/A | 0 | 0 | 0 | N/A | N/A | N/A | N/A | N/A | N/A | 2474 | 1201 | 258 | N/A | N/A | N/A | 0 | 0 | 0 | N/A | No | 0 | 0 | 0 | 0 | 0 | 0 | N/A | 2.7237 | 3.2258
[Unitary Single-Duct] GEMS (Air Conditioners up to 65kW) Determination 2019 | MEPS 2019 | AS/NZS 3823.1.5:2015 | TAC-12CHPB/NVBp | TAC-12CHPB/N*Bp | N/A | TCL | N/A | Non Ducted | Portable | N/A | N/A | N/A | China | 0.975 | N/A | 3.5 | N/A | N/A | N/A | N/A | N/A | 0.81 | 2.93 | Calorimeter Room | 3.6064 | 3.5881 | N/A | N/A | N/A | N/A | N/A | N/A | N/A | N/A | N/A | N/A | N/A | N/A | N/A | N/A | N/A | N/A | N/A | N/A | Calorimeter Room | Single | R290 | Australia,Fiji,New Zealand | 160301 | 2029-04-10 |  | Approved | Reverse Cycle | N/A | N/A | Class 4 | N/A | N/A | N/A | N/A | N/A | N/A | N/A | N/A | Available | N/A | N/A |  |  | N/A |  |  | AAC8175 | Yes | N/A | N/A | N/A | N/A | 3500 | 0.975 | N/A | N/A | N/A | N/A | N/A | N/A | N/A | N/A | N/A | N/A | N/A | N/A | N/A | N/A | N/A | 2930 | 0.81 | N/A | N/A | N/A | N/A | N/A | N/A | N/A | N/A | N/A | N/A | N/A | N/A | N/A | N/A | N/A | N/A | N/A | N/A | N/A | N/A | N/A | N/A | N/A | N/A | N/A | N/A | 63.87 | N/A | N/A | N/A | N/A | N/A | N/A | N/A | 531 | 819 | 2191 | N/A | N/A | N/A | 0 | 0 | 0 | N/A | N/A | N/A | N/A | N/A | N/A | 2155 | 1046 | 224 | N/A | N/A | N/A | 0 | 0 | 0 | N/A | No | - | - | - | - | - | - | N/A | 3.5897 | 3.6173
[Unitary Single-Duct] GEMS (Air Conditioners up to 65kW) Determination 2019 | MEPS 2019 | AS/NZS 3823.1.5:2015 | TAC-12CHPB/NW | TAC-12CHPB/N* | N/A | TCL | N/A | Non Ducted | Portable | N/A | N/A | N/A | China | 1.285 | N/A | 3.5 | N/A | N/A | N/A | N/A | N/A | 0.93 | 3 | Calorimeter Room | 3.0462 | 3.2644 | N/A | N/A | N/A | N/A | N/A | N/A | N/A | N/A | N/A | N/A | N/A | N/A | N/A | N/A | N/A | N/A | N/A | N/A | Calorimeter Room | Single | R290 | Australia,New Zealand | 131567 | 2025-08-11 |  | Approved | Reverse Cycle | N/A | N/A | Class 4 | N/A | N/A | N/A | N/A | N/A | N/A | N/A | N/A | Available | N/A | N/A |  |  | N/A |  |  | AAC5136 | No | N/A | N/A | N/A | N/A | 3500 | 1.285 | N/A | N/A | N/A | N/A | N/A | N/A | N/A | N/A | N/A | N/A | N/A | N/A | N/A | N/A | N/A | 3000 | 0.93 | N/A | N/A | N/A | N/A | N/A | N/A | N/A | N/A | N/A | N/A | N/A | N/A | N/A | N/A | N/A | N/A | N/A | N/A | N/A | N/A | N/A | N/A | N/A | N/A | N/A | N/A | 64.1 | N/A | N/A | N/A | N/A | N/A | N/A | N/A | 700 | 1079 | 2887 | N/A | N/A | N/A | 0 | 0 | 0 | N/A | N/A | N/A | N/A | N/A | N/A | 2474 | 1201 | 258 | N/A | N/A | N/A | 0 | 0 | 0 | N/A | No | 0 | 0 | 0 | 0 | 0 | 0 | N/A | 2.7237 | 3.2258
[Unitary Single-Duct] GEMS (Air Conditioners up to 65kW) Determination 2019 | MEPS 2019 | AS/NZS 3823.1.5:2015 | TAC-12CHPB/NWBp | TAC-12CHPB/N*Bp | N/A | TCL | N/A | Non Ducted | Portable | N/A | N/A | N/A | China | 0.975 | N/A | 3.5 | N/A | N/A | N/A | N/A | N/A | 0.81 | 2.93 | Calorimeter Room | 3.6064 | 3.5881 | N/A | N/A | N/A | N/A | N/A | N/A | N/A | N/A | N/A | N/A | N/A | N/A | N/A | N/A | N/A | N/A | N/A | N/A | Calorimeter Room | Single | R290 | Australia,Fiji,New Zealand | 160301 | 2029-04-10 |  | Approved | Reverse Cycle | N/A | N/A | Class 4 | N/A | N/A | N/A | N/A | N/A | N/A | N/A | N/A | Available | N/A | N/A |  |  | N/A |  |  | AAC8175 | Yes | N/A | N/A | N/A | N/A | 3500 | 0.975 | N/A | N/A | N/A | N/A | N/A | N/A | N/A | N/A | N/A | N/A | N/A | N/A | N/A | N/A | N/A | 2930 | 0.81 | N/A | N/A | N/A | N/A | N/A | N/A | N/A | N/A | N/A | N/A | N/A | N/A | N/A | N/A | N/A | N/A | N/A | N/A | N/A | N/A | N/A | N/A | N/A | N/A | N/A | N/A | 63.87 | N/A | N/A | N/A | N/A | N/A | N/A | N/A | 531 | 819 | 2191 | N/A | N/A | N/A | 0 | 0 | 0 | N/A | N/A | N/A | N/A | N/A | N/A | 2155 | 1046 | 224 | N/A | N/A | N/A | 0 | 0 | 0 | N/A | No | - | - | - | - | - | - | N/A | 3.5897 | 3.6173
[Unitary Single-Duct] GEMS (Air Conditioners up to 65kW) Determination 2019 | MEPS 2019 | AS/NZS 3823.1.5:2015 | TAC-12CHPB/NX | TAC-12CHPB/N* | N/A | TCL | N/A | Non Ducted | Portable | N/A | N/A | N/A | China | 1.285 | N/A | 3.5 | N/A | N/A | N/A | N/A | N/A | 0.93 | 3 | Calorimeter Room | 3.0462 | 3.2644 | N/A | N/A | N/A | N/A | N/A | N/A | N/A | N/A | N/A | N/A | N/A | N/A | N/A | N/A | N/A | N/A | N/A | N/A | Calorimeter Room | Single | R290 | Australia,New Zealand | 131567 | 2025-08-11 |  | Approved | Reverse Cycle | N/A | N/A | Class 4 | N/A | N/A | N/A | N/A | N/A | N/A | N/A | N/A | Available | N/A | N/A |  |  | N/A |  |  | AAC5136 | No | N/A | N/A | N/A | N/A | 3500 | 1.285 | N/A | N/A | N/A | N/A | N/A | N/A | N/A | N/A | N/A | N/A | N/A | N/A | N/A | N/A | N/A | 3000 | 0.93 | N/A | N/A | N/A | N/A | N/A | N/A | N/A | N/A | N/A | N/A | N/A | N/A | N/A | N/A | N/A | N/A | N/A | N/A | N/A | N/A | N/A | N/A | N/A | N/A | N/A | N/A | 64.1 | N/A | N/A | N/A | N/A | N/A | N/A | N/A | 700 | 1079 | 2887 | N/A | N/A | N/A | 0 | 0 | 0 | N/A | N/A | N/A | N/A | N/A | N/A | 2474 | 1201 | 258 | N/A | N/A | N/A | 0 | 0 | 0 | N/A | No | 0 | 0 | 0 | 0 | 0 | 0 | N/A | 2.7237 | 3.2258
[Unitary Single-Duct] GEMS (Air Conditioners up to 65kW) Determination 2019 | MEPS 2019 | AS/NZS 3823.1.5:2015 | TAC-12CHPB/NXBp | TAC-12CHPB/N*Bp | N/A | TCL | N/A | Non Ducted | Portable | N/A | N/A | N/A | China | 0.975 | N/A | 3.5 | N/A | N/A | N/A | N/A | N/A | 0.81 | 2.93 | Calorimeter Room | 3.6064 | 3.5881 | N/A | N/A | N/A | N/A | N/A | N/A | N/A | N/A | N/A | N/A | N/A | N/A | N/A | N/A | N/A | N/A | N/A | N/A | Calorimeter Room | Single | R290 | Australia,Fiji,New Zealand | 160301 | 2029-04-10 |  | Approved | Reverse Cycle | N/A | N/A | Class 4 | N/A | N/A | N/A | N/A | N/A | N/A | N/A | N/A | Available | N/A | N/A |  |  | N/A |  |  | AAC8175 | Yes | N/A | N/A | N/A | N/A | 3500 | 0.975 | N/A | N/A | N/A | N/A | N/A | N/A | N/A | N/A | N/A | N/A | N/A | N/A | N/A | N/A | N/A | 2930 | 0.81 | N/A | N/A | N/A | N/A | N/A | N/A | N/A | N/A | N/A | N/A | N/A | N/A | N/A | N/A | N/A | N/A | N/A | N/A | N/A | N/A | N/A | N/A | N/A | N/A | N/A | N/A | 63.87 | N/A | N/A | N/A | N/A | N/A | N/A | N/A | 531 | 819 | 2191 | N/A | N/A | N/A | 0 | 0 | 0 | N/A | N/A | N/A | N/A | N/A | N/A | 2155 | 1046 | 224 | N/A | N/A | N/A | 0 | 0 | 0 | N/A | No | - | - | - | - | - | - | N/A | 3.5897 | 3.6173
[Unitary Single-Duct] GEMS (Air Conditioners up to 65kW) Determination 2019 | MEPS 2019 | AS/NZS 3823.1.5:2015 | TAC-12CHPB/NY | TAC-12CHPB/N* | N/A | TCL | N/A | Non Ducted | Portable | N/A | N/A | N/A | China | 1.285 | N/A | 3.5 | N/A | N/A | N/A | N/A | N/A | 0.93 | 3 | Calorimeter Room | 3.0462 | 3.2644 | N/A | N/A | N/A | N/A | N/A | N/A | N/A | N/A | N/A | N/A | N/A | N/A | N/A | N/A | N/A | N/A | N/A | N/A | Calorimeter Room | Single | R290 | Australia,New Zealand | 131567 | 2025-08-11 |  | Approved | Reverse Cycle | N/A | N/A | Class 4 | N/A | N/A | N/A | N/A | N/A | N/A | N/A | N/A | Available | N/A | N/A |  |  | N/A |  |  | AAC5136 | No | N/A | N/A | N/A | N/A | 3500 | 1.285 | N/A | N/A | N/A | N/A | N/A | N/A | N/A | N/A | N/A | N/A | N/A | N/A | N/A | N/A | N/A | 3000 | 0.93 | N/A | N/A | N/A | N/A | N/A | N/A | N/A | N/A | N/A | N/A | N/A | N/A | N/A | N/A | N/A | N/A | N/A | N/A | N/A | N/A | N/A | N/A | N/A | N/A | N/A | N/A | 64.1 | N/A | N/A | N/A | N/A | N/A | N/A | N/A | 700 | 1079 | 2887 | N/A | N/A | N/A | 0 | 0 | 0 | N/A | N/A | N/A | N/A | N/A | N/A | 2474 | 1201 | 258 | N/A | N/A | N/A | 0 | 0 | 0 | N/A | No | 0 | 0 | 0 | 0 | 0 | 0 | N/A | 2.7237 | 3.2258
[Unitary Single-Duct] GEMS (Air Conditioners up to 65kW) Determination 2019 | MEPS 2019 | AS/NZS 3823.1.5:2015 | TAC-12CHPB/NYBp | TAC-12CHPB/N*Bp | N/A | TCL | N/A | Non Ducted | Portable | N/A | N/A | N/A | China | 0.975 | N/A | 3.5 | N/A | N/A | N/A | N/A | N/A | 0.81 | 2.93 | Calorimeter Room | 3.6064 | 3.5881 | N/A | N/A | N/A | N/A | N/A | N/A | N/A | N/A | N/A | N/A | N/A | N/A | N/A | N/A | N/A | N/A | N/A | N/A | Calorimeter Room | Single | R290 | Australia,Fiji,New Zealand | 160301 | 2029-04-10 |  | Approved | Reverse Cycle | N/A | N/A | Class 4 | N/A | N/A | N/A | N/A | N/A | N/A | N/A | N/A | Available | N/A | N/A |  |  | N/A |  |  | AAC8175 | Yes | N/A | N/A | N/A | N/A | 3500 | 0.975 | N/A | N/A | N/A | N/A | N/A | N/A | N/A | N/A | N/A | N/A | N/A | N/A | N/A | N/A | N/A | 2930 | 0.81 | N/A | N/A | N/A | N/A | N/A | N/A | N/A | N/A | N/A | N/A | N/A | N/A | N/A | N/A | N/A | N/A | N/A | N/A | N/A | N/A | N/A | N/A | N/A | N/A | N/A | N/A | 63.87 | N/A | N/A | N/A | N/A | N/A | N/A | N/A | 531 | 819 | 2191 | N/A | N/A | N/A | 0 | 0 | 0 | N/A | N/A | N/A | N/A | N/A | N/A | 2155 | 1046 | 224 | N/A | N/A | N/A | 0 | 0 | 0 | N/A | No | - | - | - | - | - | - | N/A | 3.5897 | 3.6173
[Unitary Single-Duct] GEMS (Air Conditioners up to 65kW) Determination 2019 | MEPS 2019 | AS/NZS 3823.1.5:2015 | TAC-12CHPB/NZ | TAC-12CHPB/N* | N/A | TCL | N/A | Non Ducted | Portable | N/A | N/A | N/A | China | 1.285 | N/A | 3.5 | N/A | N/A | N/A | N/A | N/A | 0.93 | 3 | Calorimeter Room | 3.0462 | 3.2644 | N/A | N/A | N/A | N/A | N/A | N/A | N/A | N/A | N/A | N/A | N/A | N/A | N/A | N/A | N/A | N/A | N/A | N/A | Calorimeter Room | Single | R290 | Australia,New Zealand | 131567 | 2025-08-11 |  | Approved | Reverse Cycle | N/A | N/A | Class 4 | N/A | N/A | N/A | N/A | N/A | N/A | N/A | N/A | Available | N/A | N/A |  |  | N/A |  |  | AAC5136 | No | N/A | N/A | N/A | N/A | 3500 | 1.285 | N/A | N/A | N/A | N/A | N/A | N/A | N/A | N/A | N/A | N/A | N/A | N/A | N/A | N/A | N/A | 3000 | 0.93 | N/A | N/A | N/A | N/A | N/A | N/A | N/A | N/A | N/A | N/A | N/A | N/A | N/A | N/A | N/A | N/A | N/A | N/A | N/A | N/A | N/A | N/A | N/A | N/A | N/A | N/A | 64.1 | N/A | N/A | N/A | N/A | N/A | N/A | N/A | 700 | 1079 | 2887 | N/A | N/A | N/A | 0 | 0 | 0 | N/A | N/A | N/A | N/A | N/A | N/A | 2474 | 1201 | 258 | N/A | N/A | N/A | 0 | 0 | 0 | N/A | No | 0 | 0 | 0 | 0 | 0 | 0 | N/A | 2.7237 | 3.2258
[Unitary Single-Duct] GEMS (Air Conditioners up to 65kW) Determination 2019 | MEPS 2019 | AS/NZS 3823.1.5:2015 | TAC-12CHPB/NZBp | TAC-12CHPB/N*Bp | N/A | TCL | N/A | Non Ducted | Portable | N/A | N/A | N/A | China | 0.975 | N/A | 3.5 | N/A | N/A | N/A | N/A | N/A | 0.81 | 2.93 | Calorimeter Room | 3.6064 | 3.5881 | N/A | N/A | N/A | N/A | N/A | N/A | N/A | N/A | N/A | N/A | N/A | N/A | N/A | N/A | N/A | N/A | N/A | N/A | Calorimeter Room | Single | R290 | Australia,Fiji,New Zealand | 160301 | 2029-04-10 |  | Approved | Reverse Cycle | N/A | N/A | Class 4 | N/A | N/A | N/A | N/A | N/A | N/A | N/A | N/A | Available | N/A | N/A |  |  | N/A |  |  | AAC8175 | Yes | N/A | N/A | N/A | N/A | 3500 | 0.975 | N/A | N/A | N/A | N/A | N/A | N/A | N/A | N/A | N/A | N/A | N/A | N/A | N/A | N/A | N/A | 2930 | 0.81 | N/A | N/A | N/A | N/A | N/A | N/A | N/A | N/A | N/A | N/A | N/A | N/A | N/A | N/A | N/A | N/A | N/A | N/A | N/A | N/A | N/A | N/A | N/A | N/A | N/A | N/A | 63.87 | N/A | N/A | N/A | N/A | N/A | N/A | N/A | 531 | 819 | 2191 | N/A | N/A | N/A | 0 | 0 | 0 | N/A | N/A | N/A | N/A | N/A | N/A | 2155 | 1046 | 224 | N/A | N/A | N/A | 0 | 0 | 0 | N/A | No | - | - | - | - | - | - | N/A | 3.5897 | 3.6173
[SEER Non Multi-Split <=65kW] GEMS (Air Conditioners up to 65kW) Determination 2019 | MEPS 2019 | AS/NZS 3823.1.1:2012 | TAC-12CHSD/*IT | TAC-12CHSD/*IT | N/A | TCL | 0.5 | Non Ducted | Single Split System | Wall Hung | Air | Air | China | 0.8 | 4.6 | 3.5 | N/A | N/A | N/A | N/A | N/A | 1.07 | 4.5 | Calorimeter Room | 4.3234 | 4.2021 | Yes | - | N/A | 1.5 | 1.5 | N/A | N/A | N/A | N/A | N/A | 4.2858 | 4.3182 | N/A | N/A | 4.0716 | 4.1363 | 4 | 4 | Calorimeter Room | Single | R32 | Australia,Fiji,New Zealand | 139637 | 2026-07-05 |  | Approved | Reverse Cycle | N/A | Yes | Class 8 | Yes | Yes | N/A | Yes | Yes | Yes | N/A | 4.3041 | Unavailable | N/A | N/A |  |  | Yes |  | https://reg.energyrating.gov.au/static/common/images/star_ratings_2014/aircon_rating_4_4.png | AAC6154 | Yes | Variable output compressor | Inverter | No | - | 3500 | 0.8 | - | 390 | 1800 | No | - | - | - | 731.2 | 3769.5 | Yes | 225 | 1700 | No | - | - | 4500 | 1.07 | 420 | 2260 | No | - | - | No | - | - | - | 1590 | 4300 | No | - | - | - | - | - | - | - | - | No | - | - | No | - | - | 47.73 | 59.55 | 6.266 | 6.093 | 7.083 | 22.912 | 11.53 | 10.266 | 148 | 232 | 638 | 103 | 253 | 632 | 4.5 | 4.5 | 5.5 | 3.792 | 4.334 | 4.922 | 4.106 | 4.581 | 4.935 | 1558 | 574 | 87 | 492 | 254 | 56 | 2 | 2.5 | 3 | No | - | - | - | - | N/A | N/A | N/A | 4 | 4.3023 | 4.1531
[SEER Non Multi-Split <=65kW] GEMS (Air Conditioners up to 65kW) Determination 2019 | MEPS 2019 | AS/NZS 3823.1.1:2012 | TAC-12CHSD/TP11IT | TAC-12CHSD/*IT | N/A | TCL | 0.5 | Non Ducted | Single Split System | Wall Hung | Air | Air | China | 0.8 | 4.6 | 3.5 | N/A | N/A | N/A | N/A | N/A | 1.07 | 4.5 | Calorimeter Room | 4.3234 | 4.2021 | Yes | - | N/A | 1.5 | 1.5 | N/A | N/A | N/A | N/A | N/A | 4.2858 | 4.3182 | N/A | N/A | 4.0716 | 4.1363 | 4 | 4 | Calorimeter Room | Single | R32 | Australia,Fiji,New Zealand | 139637 | 2026-07-05 |  | Approved | Reverse Cycle | N/A | Yes | Class 8 | Yes | Yes | N/A | Yes | Yes | Yes | N/A | 4.3041 | Unavailable | N/A | N/A |  |  | Yes |  | https://reg.energyrating.gov.au/static/common/images/star_ratings_2014/aircon_rating_4_4.png | AAC6154 | Yes | Variable output compressor | Inverter | No | - | 3500 | 0.8 | - | 390 | 1800 | No | - | - | - | 731.2 | 3769.5 | Yes | 225 | 1700 | No | - | - | 4500 | 1.07 | 420 | 2260 | No | - | - | No | - | - | - | 1590 | 4300 | No | - | - | - | - | - | - | - | - | No | - | - | No | - | - | 47.73 | 59.55 | 6.266 | 6.093 | 7.083 | 22.912 | 11.53 | 10.266 | 148 | 232 | 638 | 103 | 253 | 632 | 4.5 | 4.5 | 5.5 | 3.792 | 4.334 | 4.922 | 4.106 | 4.581 | 4.935 | 1558 | 574 | 87 | 492 | 254 | 56 | 2 | 2.5 | 3 | No | - | - | - | - | N/A | N/A | N/A | 4 | 4.3023 | 4.1531
[SEER Non Multi-Split <=65kW] GEMS (Air Conditioners up to 65kW) Determination 2019 | MEPS 2019 | AS/NZS 3823.1.1:2012 | TAC-12CHSD/TP21IT | TAC-12CHSD/*IT | N/A | TCL | 0.5 | Non Ducted | Single Split System | Wall Hung | Air | Air | China | 0.8 | 4.6 | 3.5 | N/A | N/A | N/A | N/A | N/A | 1.07 | 4.5 | Calorimeter Room | 4.3234 | 4.2021 | Yes | - | N/A | 1.5 | 1.5 | N/A | N/A | N/A | N/A | N/A | 4.2858 | 4.3182 | N/A | N/A | 4.0716 | 4.1363 | 4 | 4 | Calorimeter Room | Single | R32 | Australia,Fiji,New Zealand | 139637 | 2026-07-05 |  | Approved | Reverse Cycle | N/A | Yes | Class 8 | Yes | Yes | N/A | Yes | Yes | Yes | N/A | 4.3041 | Unavailable | N/A | N/A |  |  | Yes |  | https://reg.energyrating.gov.au/static/common/images/star_ratings_2014/aircon_rating_4_4.png | AAC6154 | Yes | Variable output compressor | Inverter | No | - | 3500 | 0.8 | - | 390 | 1800 | No | - | - | - | 731.2 | 3769.5 | Yes | 225 | 1700 | No | - | - | 4500 | 1.07 | 420 | 2260 | No | - | - | No | - | - | - | 1590 | 4300 | No | - | - | - | - | - | - | - | - | No | - | - | No | - | - | 47.73 | 59.55 | 6.266 | 6.093 | 7.083 | 22.912 | 11.53 | 10.266 | 148 | 232 | 638 | 103 | 253 | 632 | 4.5 | 4.5 | 5.5 | 3.792 | 4.334 | 4.922 | 4.106 | 4.581 | 4.935 | 1558 | 574 | 87 | 492 | 254 | 56 | 2 | 2.5 | 3 | No | - | - | - | - | N/A | N/A | N/A | 4 | 4.3023 | 4.1531
[SEER Non Multi-Split <=65kW] GEMS (Air Conditioners up to 65kW) Determination 2019 | MEPS 2019 | AS/NZS 3823.1.1:2012 | TAC-12CHSD/TP31IT | TAC-12CHSD/*IT | N/A | TCL | 0.5 | Non Ducted | Single Split System | Wall Hung | Air | Air | China | 0.8 | 4.6 | 3.5 | N/A | N/A | N/A | N/A | N/A | 1.07 | 4.5 | Calorimeter Room | 4.3234 | 4.2021 | Yes | - | N/A | 1.5 | 1.5 | N/A | N/A | N/A | N/A | N/A | 4.2858 | 4.3182 | N/A | N/A | 4.0716 | 4.1363 | 4 | 4 | Calorimeter Room | Single | R32 | Australia,Fiji,New Zealand | 139637 | 2026-07-05 |  | Approved | Reverse Cycle | N/A | Yes | Class 8 | Yes | Yes | N/A | Yes | Yes | Yes | N/A | 4.3041 | Unavailable | N/A | N/A |  |  | Yes |  | https://reg.energyrating.gov.au/static/common/images/star_ratings_2014/aircon_rating_4_4.png | AAC6154 | Yes | Variable output compressor | Inverter | No | - | 3500 | 0.8 | - | 390 | 1800 | No | - | - | - | 731.2 | 3769.5 | Yes | 225 | 1700 | No | - | - | 4500 | 1.07 | 420 | 2260 | No | - | - | No | - | - | - | 1590 | 4300 | No | - | - | - | - | - | - | - | - | No | - | - | No | - | - | 47.73 | 59.55 | 6.266 | 6.093 | 7.083 | 22.912 | 11.53 | 10.266 | 148 | 232 | 638 | 103 | 253 | 632 | 4.5 | 4.5 | 5.5 | 3.792 | 4.334 | 4.922 | 4.106 | 4.581 | 4.935 | 1558 | 574 | 87 | 492 | 254 | 56 | 2 | 2.5 | 3 | No | - | - | - | - | N/A | N/A | N/A | 4 | 4.3023 | 4.1531
[SEER Non Multi-Split <=65kW] GEMS (Air Conditioners up to 65kW) Determination 2019 | MEPS 2019 | AS/NZS 3823.1.1:2012 | TAC-12CHSD/TPG11IT | TAC-12CHSD/*IT | N/A | TCL | 0.5 | Non Ducted | Single Split System | Wall Hung | Air | Air | China | 0.8 | 4.6 | 3.5 | N/A | N/A | N/A | N/A | N/A | 1.07 | 4.5 | Calorimeter Room | 4.3234 | 4.2021 | Yes | - | N/A | 1.5 | 1.5 | N/A | N/A | N/A | N/A | N/A | 4.2858 | 4.3182 | N/A | N/A | 4.0716 | 4.1363 | 4 | 4 | Calorimeter Room | Single | R32 | Australia,Fiji,New Zealand | 139637 | 2026-07-05 |  | Approved | Reverse Cycle | N/A | Yes | Class 8 | Yes | Yes | N/A | Yes | Yes | Yes | N/A | 4.3041 | Unavailable | N/A | N/A |  |  | Yes |  | https://reg.energyrating.gov.au/static/common/images/star_ratings_2014/aircon_rating_4_4.png | AAC6154 | Yes | Variable output compressor | Inverter | No | - | 3500 | 0.8 | - | 390 | 1800 | No | - | - | - | 731.2 | 3769.5 | Yes | 225 | 1700 | No | - | - | 4500 | 1.07 | 420 | 2260 | No | - | - | No | - | - | - | 1590 | 4300 | No | - | - | - | - | - | - | - | - | No | - | - | No | - | - | 47.73 | 59.55 | 6.266 | 6.093 | 7.083 | 22.912 | 11.53 | 10.266 | 148 | 232 | 638 | 103 | 253 | 632 | 4.5 | 4.5 | 5.5 | 3.792 | 4.334 | 4.922 | 4.106 | 4.581 | 4.935 | 1558 | 574 | 87 | 492 | 254 | 56 | 2 | 2.5 | 3 | No | - | - | - | - | N/A | N/A | N/A | 4 | 4.3023 | 4.1531
[SEER Non Multi-Split <=65kW] GEMS (Air Conditioners up to 65kW) Determination 2019 | MEPS 2019 | AS/NZS 3823.1.1:2012 | TAC-12CHSD/TPH11IT |  | N/A | TCL | N/A | Non Ducted | Single Split System | Wall Hung | Air | Air | China | 0.8 | N/A | 3.5 | N/A | N/A | N/A | N/A | N/A | 1.07 | 4.5 | Calorimeter Room | 4.3234 | 4.2021 | N/A | - | N/A | N/A | N/A | N/A | N/A | N/A | N/A | N/A | N/A | N/A | N/A | N/A | N/A | N/A | N/A | N/A | N/A | Single | R32 | Australia,Fiji,New Zealand | 155728 | 2028-07-31 |  | Approved | Reverse Cycle | N/A | Yes | Class 8 | Yes | N/A | N/A | N/A | N/A | N/A | N/A | N/A | Available | N/A | N/A |  |  | N/A |  |  | AAC7661 | Yes | Variable output compressor | Inverter | No | - | 3500 | 0.8 | - | 390 | 1800 | No | - | - | - | 731.2 | 3769.5 | Yes | 225 | 1700 | No | - | - | 4500 | 1.07 | 420 | 2260 | No | - | - | No | - | - | - | 1590 | 4300 | No | - | - | - | - | - | - | - | - | No | - | - | No | - | - | 47.73 | 59.55 | 6.266 | 6.093 | 7.083 | 22.912 | 11.53 | 10.266 | 148 | 232 | 638 | 103 | 253 | 632 | 4.5 | 4.5 | 5.5 | 3.792 | 4.334 | 4.922 | 4.106 | 4.581 | 4.935 | 1558 | 574 | 87 | 492 | 254 | 56 | 2 | 2.5 | 3 | No | - | - | - | - | N/A | N/A | N/A | 4 | 4.3023 | 4.1531
[Unitary Single-Duct] GEMS (Air Conditioners up to 65kW) Determination 2019 | MEPS 2019 | AS/NZS 3823.1.5:2015 | TAC-12CPB/K | TAC-12CPB/K* | N/A | TCL | N/A | Non Ducted | Portable | N/A | N/A | N/A | China | 1.25 | N/A | 3.3 | N/A | N/A | N/A | N/A | N/A | 0 | 0 | Calorimeter Room | 2.7109 | 0 | N/A | N/A | N/A | N/A | N/A | N/A | N/A | N/A | N/A | N/A | N/A | N/A | N/A | N/A | N/A | N/A | N/A | N/A | Calorimeter Room | Single | R290 | Australia,Fiji,New Zealand | 130284 | 2025-07-01 |  | Approved | Cooling Only | N/A | N/A | Class 4 | N/A | N/A | N/A | N/A | N/A | N/A | N/A | N/A | Available | N/A | N/A |  |  | N/A |  |  | AAC4969 | No | N/A | N/A | N/A | N/A | 3300 | 1.25 | N/A | N/A | N/A | N/A | N/A | N/A | N/A | N/A | N/A | N/A | N/A | N/A | N/A | N/A | N/A | 0 | 0 | N/A | N/A | N/A | N/A | N/A | N/A | N/A | N/A | N/A | N/A | N/A | N/A | N/A | N/A | N/A | N/A | N/A | N/A | N/A | N/A | N/A | N/A | N/A | N/A | N/A | N/A | 62.5 | N/A | N/A | N/A | N/A | N/A | N/A | N/A | 681 | 1050 | 2809 | N/A | N/A | N/A | 0 | 0 | 0 | N/A | N/A | N/A | N/A | N/A | N/A | 0 | 0 | 0 | N/A | N/A | N/A | 0 | 0 | 0 | N/A | No | 0 | 0 | 0 | 0 | 0 | 0 | N/A | 2.64 | 0
[Unitary Single-Duct] GEMS (Air Conditioners up to 65kW) Determination 2019 | MEPS 2019 | AS/NZS 3823.1.5:2015 | TAC-12CPB/K* | TAC-12CPB/K* | N/A | TCL | N/A | Non Ducted | Portable | N/A | N/A | N/A | China | 1.25 | N/A | 3.3 | N/A | N/A | N/A | N/A | N/A | 0 | 0 | Calorimeter Room | 2.7109 | 0 | N/A | N/A | N/A | N/A | N/A | N/A | N/A | N/A | N/A | N/A | N/A | N/A | N/A | N/A | N/A | N/A | N/A | N/A | Calorimeter Room | Single | R290 | Australia,Fiji,New Zealand | 130284 | 2025-07-01 |  | Approved | Cooling Only | N/A | N/A | Class 4 | N/A | N/A | N/A | N/A | N/A | N/A | N/A | N/A | Available | N/A | N/A |  |  | N/A |  |  | AAC4969 | No | N/A | N/A | N/A | N/A | 3300 | 1.25 | N/A | N/A | N/A | N/A | N/A | N/A | N/A | N/A | N/A | N/A | N/A | N/A | N/A | N/A | N/A | 0 | 0 | N/A | N/A | N/A | N/A | N/A | N/A | N/A | N/A | N/A | N/A | N/A | N/A | N/A | N/A | N/A | N/A | N/A | N/A | N/A | N/A | N/A | N/A | N/A | N/A | N/A | N/A | 62.5 | N/A | N/A | N/A | N/A | N/A | N/A | N/A | 681 | 1050 | 2809 | N/A | N/A | N/A | 0 | 0 | 0 | N/A | N/A | N/A | N/A | N/A | N/A | 0 | 0 | 0 | N/A | N/A | N/A | 0 | 0 | 0 | N/A | No | 0 | 0 | 0 | 0 | 0 | 0 | N/A | 2.64 | 0
[Unitary Single-Duct] GEMS (Air Conditioners up to 65kW) Determination 2019 | MEPS 2019 | AS/NZS 3823.1.5:2015 | TAC-12CPB/KA | TAC-12CPB/K* | N/A | TCL | N/A | Non Ducted | Portable | N/A | N/A | N/A | China | 1.25 | N/A | 3.3 | N/A | N/A | N/A | N/A | N/A | 0 | 0 | Calorimeter Room | 2.7109 | 0 | N/A | N/A | N/A | N/A | N/A | N/A | N/A | N/A | N/A | N/A | N/A | N/A | N/A | N/A | N/A | N/A | N/A | N/A | Calorimeter Room | Single | R290 | Australia,Fiji,New Zealand | 130284 | 2025-07-01 |  | Approved | Cooling Only | N/A | N/A | Class 4 | N/A | N/A | N/A | N/A | N/A | N/A | N/A | N/A | Available | N/A | N/A |  |  | N/A |  |  | AAC4969 | No | N/A | N/A | N/A | N/A | 3300 | 1.25 | N/A | N/A | N/A | N/A | N/A | N/A | N/A | N/A | N/A | N/A | N/A | N/A | N/A | N/A | N/A | 0 | 0 | N/A | N/A | N/A | N/A | N/A | N/A | N/A | N/A | N/A | N/A | N/A | N/A | N/A | N/A | N/A | N/A | N/A | N/A | N/A | N/A | N/A | N/A | N/A | N/A | N/A | N/A | 62.5 | N/A | N/A | N/A | N/A | N/A | N/A | N/A | 681 | 1050 | 2809 | N/A | N/A | N/A | 0 | 0 | 0 | N/A | N/A | N/A | N/A | N/A | N/A | 0 | 0 | 0 | N/A | N/A | N/A | 0 | 0 | 0 | N/A | No | 0 | 0 | 0 | 0 | 0 | 0 | N/A | 2.64 | 0
[Unitary Single-Duct] GEMS (Air Conditioners up to 65kW) Determination 2019 | MEPS 2019 | AS/NZS 3823.1.5:2015 | TAC-12CPB/KC | TAC-12CPB/K* | N/A | TCL | N/A | Non Ducted | Portable | N/A | N/A | N/A | China | 1.25 | N/A | 3.3 | N/A | N/A | N/A | N/A | N/A | 0 | 0 | Calorimeter Room | 2.7109 | 0 | N/A | N/A | N/A | N/A | N/A | N/A | N/A | N/A | N/A | N/A | N/A | N/A | N/A | N/A | N/A | N/A | N/A | N/A | Calorimeter Room | Single | R290 | Australia,Fiji,New Zealand | 130284 | 2025-07-01 |  | Approved | Cooling Only | N/A | N/A | Class 4 | N/A | N/A | N/A | N/A | N/A | N/A | N/A | N/A | Available | N/A | N/A |  |  | N/A |  |  | AAC4969 | No | N/A | N/A | N/A | N/A | 3300 | 1.25 | N/A | N/A | N/A | N/A | N/A | N/A | N/A | N/A | N/A | N/A | N/A | N/A | N/A | N/A | N/A | 0 | 0 | N/A | N/A | N/A | N/A | N/A | N/A | N/A | N/A | N/A | N/A | N/A | N/A | N/A | N/A | N/A | N/A | N/A | N/A | N/A | N/A | N/A | N/A | N/A | N/A | N/A | N/A | 62.5 | N/A | N/A | N/A | N/A | N/A | N/A | N/A | 681 | 1050 | 2809 | N/A | N/A | N/A | 0 | 0 | 0 | N/A | N/A | N/A | N/A | N/A | N/A | 0 | 0 | 0 | N/A | N/A | N/A | 0 | 0 | 0 | N/A | No | 0 | 0 | 0 | 0 | 0 | 0 | N/A | 2.64 | 0
[Unitary Single-Duct] GEMS (Air Conditioners up to 65kW) Determination 2019 | MEPS 2019 | AS/NZS 3823.1.5:2015 | TAC-12CPB/KN | TAC-12CPB/K* | N/A | TCL | N/A | Non Ducted | Portable | N/A | N/A | N/A | China | 1.25 | N/A | 3.3 | N/A | N/A | N/A | N/A | N/A | 0 | 0 | Calorimeter Room | 2.7109 | 0 | N/A | N/A | N/A | N/A | N/A | N/A | N/A | N/A | N/A | N/A | N/A | N/A | N/A | N/A | N/A | N/A | N/A | N/A | Calorimeter Room | Single | R290 | Australia,Fiji,New Zealand | 130284 | 2025-07-01 |  | Approved | Cooling Only | N/A | N/A | Class 4 | N/A | N/A | N/A | N/A | N/A | N/A | N/A | N/A | Available | N/A | N/A |  |  | N/A |  |  | AAC4969 | No | N/A | N/A | N/A | N/A | 3300 | 1.25 | N/A | N/A | N/A | N/A | N/A | N/A | N/A | N/A | N/A | N/A | N/A | N/A | N/A | N/A | N/A | 0 | 0 | N/A | N/A | N/A | N/A | N/A | N/A | N/A | N/A | N/A | N/A | N/A | N/A | N/A | N/A | N/A | N/A | N/A | N/A | N/A | N/A | N/A | N/A | N/A | N/A | N/A | N/A | 62.5 | N/A | N/A | N/A | N/A | N/A | N/A | N/A | 681 | 1050 | 2809 | N/A | N/A | N/A | 0 | 0 | 0 | N/A | N/A | N/A | N/A | N/A | N/A | 0 | 0 | 0 | N/A | N/A | N/A | 0 | 0 | 0 | N/A | No | 0 | 0 | 0 | 0 | 0 | 0 | N/A | 2.64 | 0
[Unitary Single-Duct] GEMS (Air Conditioners up to 65kW) Determination 2019 | MEPS 2019 | AS/NZS 3823.1.5:2015 | TAC-12CPB/KP | TAC-12CPB/K* | N/A | TCL | N/A | Non Ducted | Portable | N/A | N/A | N/A | China | 1.25 | N/A | 3.3 | N/A | N/A | N/A | N/A | N/A | 0 | 0 | Calorimeter Room | 2.7109 | 0 | N/A | N/A | N/A | N/A | N/A | N/A | N/A | N/A | N/A | N/A | N/A | N/A | N/A | N/A | N/A | N/A | N/A | N/A | Calorimeter Room | Single | R290 | Australia,Fiji,New Zealand | 130284 | 2025-07-01 |  | Approved | Cooling Only | N/A | N/A | Class 4 | N/A | N/A | N/A | N/A | N/A | N/A | N/A | N/A | Available | N/A | N/A |  |  | N/A |  |  | AAC4969 | No | N/A | N/A | N/A | N/A | 3300 | 1.25 | N/A | N/A | N/A | N/A | N/A | N/A | N/A | N/A | N/A | N/A | N/A | N/A | N/A | N/A | N/A | 0 | 0 | N/A | N/A | N/A | N/A | N/A | N/A | N/A | N/A | N/A | N/A | N/A | N/A | N/A | N/A | N/A | N/A | N/A | N/A | N/A | N/A | N/A | N/A | N/A | N/A | N/A | N/A | 62.5 | N/A | N/A | N/A | N/A | N/A | N/A | N/A | 681 | 1050 | 2809 | N/A | N/A | N/A | 0 | 0 | 0 | N/A | N/A | N/A | N/A | N/A | N/A | 0 | 0 | 0 | N/A | N/A | N/A | 0 | 0 | 0 | N/A | No | 0 | 0 | 0 | 0 | 0 | 0 | N/A | 2.64 | 0
[Unitary Single-Duct] GEMS (Air Conditioners up to 65kW) Determination 2019 | MEPS 2019 | AS/NZS 3823.1.5:2015 | TAC-12CPB/KV | TAC-12CPB/K* | N/A | TCL | N/A | Non Ducted | Portable | N/A | N/A | N/A | China | 1.25 | N/A | 3.3 | N/A | N/A | N/A | N/A | N/A | 0 | 0 | Calorimeter Room | 2.7109 | 0 | N/A | N/A | N/A | N/A | N/A | N/A | N/A | N/A | N/A | N/A | N/A | N/A | N/A | N/A | N/A | N/A | N/A | N/A | Calorimeter Room | Single | R290 | Australia,Fiji,New Zealand | 130284 | 2025-07-01 |  | Approved | Cooling Only | N/A | N/A | Class 4 | N/A | N/A | N/A | N/A | N/A | N/A | N/A | N/A | Available | N/A | N/A |  |  | N/A |  |  | AAC4969 | No | N/A | N/A | N/A | N/A | 3300 | 1.25 | N/A | N/A | N/A | N/A | N/A | N/A | N/A | N/A | N/A | N/A | N/A | N/A | N/A | N/A | N/A | 0 | 0 | N/A | N/A | N/A | N/A | N/A | N/A | N/A | N/A | N/A | N/A | N/A | N/A | N/A | N/A | N/A | N/A | N/A | N/A | N/A | N/A | N/A | N/A | N/A | N/A | N/A | N/A | 62.5 | N/A | N/A | N/A | N/A | N/A | N/A | N/A | 681 | 1050 | 2809 | N/A | N/A | N/A | 0 | 0 | 0 | N/A | N/A | N/A | N/A | N/A | N/A | 0 | 0 | 0 | N/A | N/A | N/A | 0 | 0 | 0 | N/A | No | 0 | 0 | 0 | 0 | 0 | 0 | N/A | 2.64 | 0
[Unitary Single-Duct] GEMS (Air Conditioners up to 65kW) Determination 2019 | MEPS 2019 | AS/NZS 3823.1.5:2015 | TAC-12CPB/M* | TAC-12CPB/M* | N/A | TCL | N/A | Non Ducted | Portable | N/A | N/A | N/A | China | 1.345 | N/A | 3.5 | N/A | N/A | N/A | N/A | N/A | - | - | Calorimeter Room | 2.6583 | - | N/A | N/A | N/A | N/A | N/A | N/A | N/A | N/A | N/A | N/A | N/A | N/A | N/A | N/A | N/A | N/A | N/A | N/A | Calorimeter Room | Single | R290 | Australia,Fiji,New Zealand | 144928 | 2027-07-04 |  | Approved | Cooling Only | N/A | N/A | Class 4 | N/A | N/A | N/A | N/A | N/A | N/A | N/A | N/A | Available | N/A | N/A |  |  | N/A |  |  | AAC6805 | No | N/A | N/A | N/A | N/A | 3500 | 1.345 | N/A | N/A | N/A | N/A | N/A | N/A | N/A | N/A | N/A | N/A | N/A | N/A | N/A | N/A | N/A | - | - | N/A | N/A | N/A | N/A | N/A | N/A | N/A | N/A | N/A | N/A | N/A | N/A | N/A | N/A | N/A | N/A | N/A | N/A | N/A | N/A | N/A | N/A | N/A | N/A | N/A | N/A | 63.9 | N/A | N/A | N/A | N/A | N/A | N/A | N/A | 733 | 1130 | 3022 | N/A | N/A | N/A | 0 | 0 | 0 | N/A | N/A | N/A | N/A | N/A | N/A | - | - | - | N/A | N/A | N/A | - | - | - | N/A | No | - | - | - | - | - | - | N/A | 2.6022 | -
[Unitary Single-Duct] GEMS (Air Conditioners up to 65kW) Determination 2019 | MEPS 2019 | AS/NZS 3823.1.5:2015 | TAC-12CPB/MU | TAC-12CPB/M* | N/A | TCL | N/A | Non Ducted | Portable | N/A | N/A | N/A | China | 1.345 | N/A | 3.5 | N/A | N/A | N/A | N/A | N/A | - | - | Calorimeter Room | 2.6583 | - | N/A | N/A | N/A | N/A | N/A | N/A | N/A | N/A | N/A | N/A | N/A | N/A | N/A | N/A | N/A | N/A | N/A | N/A | Calorimeter Room | Single | R290 | Australia,Fiji,New Zealand | 144928 | 2027-07-04 |  | Approved | Cooling Only | N/A | N/A | Class 4 | N/A | N/A | N/A | N/A | N/A | N/A | N/A | N/A | Available | N/A | N/A |  |  | N/A |  |  | AAC6805 | No | N/A | N/A | N/A | N/A | 3500 | 1.345 | N/A | N/A | N/A | N/A | N/A | N/A | N/A | N/A | N/A | N/A | N/A | N/A | N/A | N/A | N/A | - | - | N/A | N/A | N/A | N/A | N/A | N/A | N/A | N/A | N/A | N/A | N/A | N/A | N/A | N/A | N/A | N/A | N/A | N/A | N/A | N/A | N/A | N/A | N/A | N/A | N/A | N/A | 63.9 | N/A | N/A | N/A | N/A | N/A | N/A | N/A | 733 | 1130 | 3022 | N/A | N/A | N/A | 0 | 0 | 0 | N/A | N/A | N/A | N/A | N/A | N/A | - | - | - | N/A | N/A | N/A | - | - | - | N/A | No | - | - | - | - | - | - | N/A | 2.6022 | -
[Unitary Single-Duct] GEMS (Air Conditioners up to 65kW) Determination 2019 | MEPS 2019 | AS/NZS 3823.1.5:2015 | TAC-12CPB/MV | TAC-12CPB/M* | N/A | TCL | N/A | Non Ducted | Portable | N/A | N/A | N/A | China | 1.345 | N/A | 3.5 | N/A | N/A | N/A | N/A | N/A | - | - | Calorimeter Room | 2.6583 | - | N/A | N/A | N/A | N/A | N/A | N/A | N/A | N/A | N/A | N/A | N/A | N/A | N/A | N/A | N/A | N/A | N/A | N/A | Calorimeter Room | Single | R290 | Australia,Fiji,New Zealand | 144928 | 2027-07-04 |  | Approved | Cooling Only | N/A | N/A | Class 4 | N/A | N/A | N/A | N/A | N/A | N/A | N/A | N/A | Available | N/A | N/A |  |  | N/A |  |  | AAC6805 | No | N/A | N/A | N/A | N/A | 3500 | 1.345 | N/A | N/A | N/A | N/A | N/A | N/A | N/A | N/A | N/A | N/A | N/A | N/A | N/A | N/A | N/A | - | - | N/A | N/A | N/A | N/A | N/A | N/A | N/A | N/A | N/A | N/A | N/A | N/A | N/A | N/A | N/A | N/A | N/A | N/A | N/A | N/A | N/A | N/A | N/A | N/A | N/A | N/A | 63.9 | N/A | N/A | N/A | N/A | N/A | N/A | N/A | 733 | 1130 | 3022 | N/A | N/A | N/A | 0 | 0 | 0 | N/A | N/A | N/A | N/A | N/A | N/A | - | - | - | N/A | N/A | N/A | - | - | - | N/A | No | - | - | - | - | - | - | N/A | 2.6022 | -
[Unitary Single-Duct] GEMS (Air Conditioners up to 65kW) Determination 2019 | MEPS 2019 | AS/NZS 3823.1.5:2015 | TAC-12CPB/MW | TAC-12CPB/M* | N/A | TCL | N/A | Non Ducted | Portable | N/A | N/A | N/A | China | 1.345 | N/A | 3.5 | N/A | N/A | N/A | N/A | N/A | - | - | Calorimeter Room | 2.6583 | - | N/A | N/A | N/A | N/A | N/A | N/A | N/A | N/A | N/A | N/A | N/A | N/A | N/A | N/A | N/A | N/A | N/A | N/A | Calorimeter Room | Single | R290 | Australia,Fiji,New Zealand | 144928 | 2027-07-04 |  | Approved | Cooling Only | N/A | N/A | Class 4 | N/A | N/A | N/A | N/A | N/A | N/A | N/A | N/A | Available | N/A | N/A |  |  | N/A |  |  | AAC6805 | No | N/A | N/A | N/A | N/A | 3500 | 1.345 | N/A | N/A | N/A | N/A | N/A | N/A | N/A | N/A | N/A | N/A | N/A | N/A | N/A | N/A | N/A | - | - | N/A | N/A | N/A | N/A | N/A | N/A | N/A | N/A | N/A | N/A | N/A | N/A | N/A | N/A | N/A | N/A | N/A | N/A | N/A | N/A | N/A | N/A | N/A | N/A | N/A | N/A | 63.9 | N/A | N/A | N/A | N/A | N/A | N/A | N/A | 733 | 1130 | 3022 | N/A | N/A | N/A | 0 | 0 | 0 | N/A | N/A | N/A | N/A | N/A | N/A | - | - | - | N/A | N/A | N/A | - | - | - | N/A | No | - | - | - | - | - | - | N/A | 2.6022 | -
[Unitary Single-Duct] GEMS (Air Conditioners up to 65kW) Determination 2019 | MEPS 2019 | AS/NZS 3823.1.5:2015 | TAC-12CPB/MX | TAC-12CPB/M* | N/A | TCL | N/A | Non Ducted | Portable | N/A | N/A | N/A | China | 1.345 | N/A | 3.5 | N/A | N/A | N/A | N/A | N/A | - | - | Calorimeter Room | 2.6583 | - | N/A | N/A | N/A | N/A | N/A | N/A | N/A | N/A | N/A | N/A | N/A | N/A | N/A | N/A | N/A | N/A | N/A | N/A | Calorimeter Room | Single | R290 | Australia,Fiji,New Zealand | 144928 | 2027-07-04 |  | Approved | Cooling Only | N/A | N/A | Class 4 | N/A | N/A | N/A | N/A | N/A | N/A | N/A | N/A | Available | N/A | N/A |  |  | N/A |  |  | AAC6805 | No | N/A | N/A | N/A | N/A | 3500 | 1.345 | N/A | N/A | N/A | N/A | N/A | N/A | N/A | N/A | N/A | N/A | N/A | N/A | N/A | N/A | N/A | - | - | N/A | N/A | N/A | N/A | N/A | N/A | N/A | N/A | N/A | N/A | N/A | N/A | N/A | N/A | N/A | N/A | N/A | N/A | N/A | N/A | N/A | N/A | N/A | N/A | N/A | N/A | 63.9 | N/A | N/A | N/A | N/A | N/A | N/A | N/A | 733 | 1130 | 3022 | N/A | N/A | N/A | 0 | 0 | 0 | N/A | N/A | N/A | N/A | N/A | N/A | - | - | - | N/A | N/A | N/A | - | - | - | N/A | No | - | - | - | - | - | - | N/A | 2.6022 | -
[Unitary Single-Duct] GEMS (Air Conditioners up to 65kW) Determination 2019 | MEPS 2019 | AS/NZS 3823.1.5:2015 | TAC-12CPB/MY | TAC-12CPB/M* | N/A | TCL | N/A | Non Ducted | Portable | N/A | N/A | N/A | China | 1.345 | N/A | 3.5 | N/A | N/A | N/A | N/A | N/A | - | - | Calorimeter Room | 2.6583 | - | N/A | N/A | N/A | N/A | N/A | N/A | N/A | N/A | N/A | N/A | N/A | N/A | N/A | N/A | N/A | N/A | N/A | N/A | Calorimeter Room | Single | R290 | Australia,Fiji,New Zealand | 144928 | 2027-07-04 |  | Approved | Cooling Only | N/A | N/A | Class 4 | N/A | N/A | N/A | N/A | N/A | N/A | N/A | N/A | Available | N/A | N/A |  |  | N/A |  |  | AAC6805 | No | N/A | N/A | N/A | N/A | 3500 | 1.345 | N/A | N/A | N/A | N/A | N/A | N/A | N/A | N/A | N/A | N/A | N/A | N/A | N/A | N/A | N/A | - | - | N/A | N/A | N/A | N/A | N/A | N/A | N/A | N/A | N/A | N/A | N/A | N/A | N/A | N/A | N/A | N/A | N/A | N/A | N/A | N/A | N/A | N/A | N/A | N/A | N/A | N/A | 63.9 | N/A | N/A | N/A | N/A | N/A | N/A | N/A | 733 | 1130 | 3022 | N/A | N/A | N/A | 0 | 0 | 0 | N/A | N/A | N/A | N/A | N/A | N/A | - | - | - | N/A | N/A | N/A | - | - | - | N/A | No | - | - | - | - | - | - | N/A | 2.6022 | -
[Unitary Single-Duct] GEMS (Air Conditioners up to 65kW) Determination 2019 | MEPS 2019 | AS/NZS 3823.1.5:2015 | TAC-12CPB/MZ | TAC-12CPB/M* | N/A | TCL | N/A | Non Ducted | Portable | N/A | N/A | N/A | China | 1.345 | N/A | 3.5 | N/A | N/A | N/A | N/A | N/A | - | - | Calorimeter Room | 2.6583 | - | N/A | N/A | N/A | N/A | N/A | N/A | N/A | N/A | N/A | N/A | N/A | N/A | N/A | N/A | N/A | N/A | N/A | N/A | Calorimeter Room | Single | R290 | Australia,Fiji,New Zealand | 144928 | 2027-07-04 |  | Approved | Cooling Only | N/A | N/A | Class 4 | N/A | N/A | N/A | N/A | N/A | N/A | N/A | N/A | Available | N/A | N/A |  |  | N/A |  |  | AAC6805 | No | N/A | N/A | N/A | N/A | 3500 | 1.345 | N/A | N/A | N/A | N/A | N/A | N/A | N/A | N/A | N/A | N/A | N/A | N/A | N/A | N/A | N/A | - | - | N/A | N/A | N/A | N/A | N/A | N/A | N/A | N/A | N/A | N/A | N/A | N/A | N/A | N/A | N/A | N/A | N/A | N/A | N/A | N/A | N/A | N/A | N/A | N/A | N/A | N/A | 63.9 | N/A | N/A | N/A | N/A | N/A | N/A | N/A | 733 | 1130 | 3022 | N/A | N/A | N/A | 0 | 0 | 0 | N/A | N/A | N/A | N/A | N/A | N/A | - | - | - | N/A | N/A | N/A | - | - | - | N/A | No | - | - | - | - | - | - | N/A | 2.6022 | -
[Unitary Single-Duct] GEMS (Air Conditioners up to 65kW) Determination 2019 | MEPS 2019 | AS/NZS 3823.1.5:2015 | TAC-12CPB/N*Bp | TAC-12CPB/N*Bp | N/A | TCL | N/A | Non Ducted | Portable | N/A | N/A | N/A | China | 0.975 | N/A | 3.5 | N/A | N/A | N/A | N/A | N/A | - | - | Calorimeter Room | 3.6016 | - | N/A | N/A | N/A | N/A | N/A | N/A | N/A | N/A | N/A | N/A | N/A | N/A | N/A | N/A | N/A | N/A | N/A | N/A | Calorimeter Room | Single | R290 | Australia,Fiji,New Zealand | 160299 | 2029-04-10 |  | Approved | Cooling Only | N/A | N/A | Class 4 | N/A | N/A | N/A | N/A | N/A | N/A | N/A | N/A | Available | N/A | N/A |  |  | N/A |  |  | AAC8174 | Yes | N/A | N/A | N/A | N/A | 3500 | 0.975 | N/A | N/A | N/A | N/A | N/A | N/A | N/A | N/A | N/A | N/A | N/A | N/A | N/A | N/A | N/A | - | - | N/A | N/A | N/A | N/A | N/A | N/A | N/A | N/A | N/A | N/A | N/A | N/A | N/A | N/A | N/A | N/A | N/A | N/A | N/A | N/A | N/A | N/A | N/A | N/A | N/A | N/A | 63.74 | N/A | N/A | N/A | N/A | N/A | N/A | N/A | 531 | 819 | 2191 | N/A | N/A | N/A | 0 | 0 | 0 | N/A | N/A | N/A | N/A | N/A | N/A | - | - | - | N/A | N/A | N/A | - | - | - | N/A | No | - | - | - | - | - | - | N/A | 3.5897 | -
[Unitary Single-Duct] GEMS (Air Conditioners up to 65kW) Determination 2019 | MEPS 2019 | AS/NZS 3823.1.5:2015 | TAC-12CPB/NU | TAC-12CPB/NV | N/A | TCL | N/A | Non Ducted | Portable | N/A | N/A | N/A | China | 1.285 | N/A | 3.6 | N/A | N/A | N/A | N/A | N/A | - | - | Calorimeter Room | 2.9395 | - | N/A | N/A | N/A | N/A | N/A | N/A | N/A | N/A | N/A | N/A | N/A | N/A | N/A | N/A | N/A | N/A | N/A | N/A | Calorimeter Room | Single | R290 | Australia,New Zealand | 133905 | 2025-11-16 |  | Approved | Cooling Only | N/A | N/A | Class 4 | N/A | N/A | N/A | N/A | N/A | N/A | N/A | N/A | Available | N/A | N/A |  |  | N/A |  |  | AAC5491 | No | N/A | N/A | N/A | N/A | 3600 | 1.285 | N/A | N/A | N/A | N/A | N/A | N/A | N/A | N/A | N/A | N/A | N/A | N/A | N/A | N/A | N/A | - | - | N/A | N/A | N/A | N/A | N/A | N/A | N/A | N/A | N/A | N/A | N/A | N/A | N/A | N/A | N/A | N/A | N/A | N/A | N/A | N/A | N/A | N/A | N/A | N/A | N/A | N/A | 63.2 | N/A | N/A | N/A | N/A | N/A | N/A | N/A | 700 | 1079 | 2887 | N/A | N/A | N/A | 0 | 0 | 0 | N/A | N/A | N/A | N/A | N/A | N/A | - | - | - | N/A | N/A | N/A | - | - | - | N/A | No | - | - | - | - | - | - | N/A | 2.8016 | -
[Unitary Single-Duct] GEMS (Air Conditioners up to 65kW) Determination 2019 | MEPS 2019 | AS/NZS 3823.1.5:2015 | TAC-12CPB/NUBp | TAC-12CPB/N*Bp | N/A | TCL | N/A | Non Ducted | Portable | N/A | N/A | N/A | China | 0.975 | N/A | 3.5 | N/A | N/A | N/A | N/A | N/A | - | - | Calorimeter Room | 3.6016 | - | N/A | N/A | N/A | N/A | N/A | N/A | N/A | N/A | N/A | N/A | N/A | N/A | N/A | N/A | N/A | N/A | N/A | N/A | Calorimeter Room | Single | R290 | Australia,Fiji,New Zealand | 160299 | 2029-04-10 |  | Approved | Cooling Only | N/A | N/A | Class 4 | N/A | N/A | N/A | N/A | N/A | N/A | N/A | N/A | Available | N/A | N/A |  |  | N/A |  |  | AAC8174 | Yes | N/A | N/A | N/A | N/A | 3500 | 0.975 | N/A | N/A | N/A | N/A | N/A | N/A | N/A | N/A | N/A | N/A | N/A | N/A | N/A | N/A | N/A | - | - | N/A | N/A | N/A | N/A | N/A | N/A | N/A | N/A | N/A | N/A | N/A | N/A | N/A | N/A | N/A | N/A | N/A | N/A | N/A | N/A | N/A | N/A | N/A | N/A | N/A | N/A | 63.74 | N/A | N/A | N/A | N/A | N/A | N/A | N/A | 531 | 819 | 2191 | N/A | N/A | N/A | 0 | 0 | 0 | N/A | N/A | N/A | N/A | N/A | N/A | - | - | - | N/A | N/A | N/A | - | - | - | N/A | No | - | - | - | - | - | - | N/A | 3.5897 | -
[Unitary Single-Duct] GEMS (Air Conditioners up to 65kW) Determination 2019 | MEPS 2019 | AS/NZS 3823.1.5:2015 | TAC-12CPB/NV | TAC-12CPB/NV | N/A | TCL | N/A | Non Ducted | Portable | N/A | N/A | N/A | China | 1.285 | N/A | 3.6 | N/A | N/A | N/A | N/A | N/A | - | - | Calorimeter Room | 2.9395 | - | N/A | N/A | N/A | N/A | N/A | N/A | N/A | N/A | N/A | N/A | N/A | N/A | N/A | N/A | N/A | N/A | N/A | N/A | Calorimeter Room | Single | R290 | Australia,New Zealand | 133905 | 2025-11-16 |  | Approved | Cooling Only | N/A | N/A | Class 4 | N/A | N/A | N/A | N/A | N/A | N/A | N/A | N/A | Available | N/A | N/A |  |  | N/A |  |  | AAC5491 | No | N/A | N/A | N/A | N/A | 3600 | 1.285 | N/A | N/A | N/A | N/A | N/A | N/A | N/A | N/A | N/A | N/A | N/A | N/A | N/A | N/A | N/A | - | - | N/A | N/A | N/A | N/A | N/A | N/A | N/A | N/A | N/A | N/A | N/A | N/A | N/A | N/A | N/A | N/A | N/A | N/A | N/A | N/A | N/A | N/A | N/A | N/A | N/A | N/A | 63.2 | N/A | N/A | N/A | N/A | N/A | N/A | N/A | 700 | 1079 | 2887 | N/A | N/A | N/A | 0 | 0 | 0 | N/A | N/A | N/A | N/A | N/A | N/A | - | - | - | N/A | N/A | N/A | - | - | - | N/A | No | - | - | - | - | - | - | N/A | 2.8016 | -
[Unitary Single-Duct] GEMS (Air Conditioners up to 65kW) Determination 2019 | MEPS 2019 | AS/NZS 3823.1.5:2015 | TAC-12CPB/NVBp | TAC-12CPB/N*Bp | N/A | TCL | N/A | Non Ducted | Portable | N/A | N/A | N/A | China | 0.975 | N/A | 3.5 | N/A | N/A | N/A | N/A | N/A | - | - | Calorimeter Room | 3.6016 | - | N/A | N/A | N/A | N/A | N/A | N/A | N/A | N/A | N/A | N/A | N/A | N/A | N/A | N/A | N/A | N/A | N/A | N/A | Calorimeter Room | Single | R290 | Australia,Fiji,New Zealand | 160299 | 2029-04-10 |  | Approved | Cooling Only | N/A | N/A | Class 4 | N/A | N/A | N/A | N/A | N/A | N/A | N/A | N/A | Available | N/A | N/A |  |  | N/A |  |  | AAC8174 | Yes | N/A | N/A | N/A | N/A | 3500 | 0.975 | N/A | N/A | N/A | N/A | N/A | N/A | N/A | N/A | N/A | N/A | N/A | N/A | N/A | N/A | N/A | - | - | N/A | N/A | N/A | N/A | N/A | N/A | N/A | N/A | N/A | N/A | N/A | N/A | N/A | N/A | N/A | N/A | N/A | N/A | N/A | N/A | N/A | N/A | N/A | N/A | N/A | N/A | 63.74 | N/A | N/A | N/A | N/A | N/A | N/A | N/A | 531 | 819 | 2191 | N/A | N/A | N/A | 0 | 0 | 0 | N/A | N/A | N/A | N/A | N/A | N/A | - | - | - | N/A | N/A | N/A | - | - | - | N/A | No | - | - | - | - | - | - | N/A | 3.5897 | -
[Unitary Single-Duct] GEMS (Air Conditioners up to 65kW) Determination 2019 | MEPS 2019 | AS/NZS 3823.1.5:2015 | TAC-12CPB/NW | TAC-12CPB/NV | N/A | TCL | N/A | Non Ducted | Portable | N/A | N/A | N/A | China | 1.285 | N/A | 3.6 | N/A | N/A | N/A | N/A | N/A | - | - | Calorimeter Room | 2.9395 | - | N/A | N/A | N/A | N/A | N/A | N/A | N/A | N/A | N/A | N/A | N/A | N/A | N/A | N/A | N/A | N/A | N/A | N/A | Calorimeter Room | Single | R290 | Australia,New Zealand | 133905 | 2025-11-16 |  | Approved | Cooling Only | N/A | N/A | Class 4 | N/A | N/A | N/A | N/A | N/A | N/A | N/A | N/A | Available | N/A | N/A |  |  | N/A |  |  | AAC5491 | No | N/A | N/A | N/A | N/A | 3600 | 1.285 | N/A | N/A | N/A | N/A | N/A | N/A | N/A | N/A | N/A | N/A | N/A | N/A | N/A | N/A | N/A | - | - | N/A | N/A | N/A | N/A | N/A | N/A | N/A | N/A | N/A | N/A | N/A | N/A | N/A | N/A | N/A | N/A | N/A | N/A | N/A | N/A | N/A | N/A | N/A | N/A | N/A | N/A | 63.2 | N/A | N/A | N/A | N/A | N/A | N/A | N/A | 700 | 1079 | 2887 | N/A | N/A | N/A | 0 | 0 | 0 | N/A | N/A | N/A | N/A | N/A | N/A | - | - | - | N/A | N/A | N/A | - | - | - | N/A | No | - | - | - | - | - | - | N/A | 2.8016 | -
[Unitary Single-Duct] GEMS (Air Conditioners up to 65kW) Determination 2019 | MEPS 2019 | AS/NZS 3823.1.5:2015 | TAC-12CPB/NWBp | TAC-12CPB/N*Bp | N/A | TCL | N/A | Non Ducted | Portable | N/A | N/A | N/A | China | 0.975 | N/A | 3.5 | N/A | N/A | N/A | N/A | N/A | - | - | Calorimeter Room | 3.6016 | - | N/A | N/A | N/A | N/A | N/A | N/A | N/A | N/A | N/A | N/A | N/A | N/A | N/A | N/A | N/A | N/A | N/A | N/A | Calorimeter Room | Single | R290 | Australia,Fiji,New Zealand | 160299 | 2029-04-10 |  | Approved | Cooling Only | N/A | N/A | Class 4 | N/A | N/A | N/A | N/A | N/A | N/A | N/A | N/A | Available | N/A | N/A |  |  | N/A |  |  | AAC8174 | Yes | N/A | N/A | N/A | N/A | 3500 | 0.975 | N/A | N/A | N/A | N/A | N/A | N/A | N/A | N/A | N/A | N/A | N/A | N/A | N/A | N/A | N/A | - | - | N/A | N/A | N/A | N/A | N/A | N/A | N/A | N/A | N/A | N/A | N/A | N/A | N/A | N/A | N/A | N/A | N/A | N/A | N/A | N/A | N/A | N/A | N/A | N/A | N/A | N/A | 63.74 | N/A | N/A | N/A | N/A | N/A | N/A | N/A | 531 | 819 | 2191 | N/A | N/A | N/A | 0 | 0 | 0 | N/A | N/A | N/A | N/A | N/A | N/A | - | - | - | N/A | N/A | N/A | - | - | - | N/A | No | - | - | - | - | - | - | N/A | 3.5897 | -
[Unitary Single-Duct] GEMS (Air Conditioners up to 65kW) Determination 2019 | MEPS 2019 | AS/NZS 3823.1.5:2015 | TAC-12CPB/NX | TAC-12CPB/NV | N/A | TCL | N/A | Non Ducted | Portable | N/A | N/A | N/A | China | 1.285 | N/A | 3.6 | N/A | N/A | N/A | N/A | N/A | - | - | Calorimeter Room | 2.9395 | - | N/A | N/A | N/A | N/A | N/A | N/A | N/A | N/A | N/A | N/A | N/A | N/A | N/A | N/A | N/A | N/A | N/A | N/A | Calorimeter Room | Single | R290 | Australia,New Zealand | 133905 | 2025-11-16 |  | Approved | Cooling Only | N/A | N/A | Class 4 | N/A | N/A | N/A | N/A | N/A | N/A | N/A | N/A | Available | N/A | N/A |  |  | N/A |  |  | AAC5491 | No | N/A | N/A | N/A | N/A | 3600 | 1.285 | N/A | N/A | N/A | N/A | N/A | N/A | N/A | N/A | N/A | N/A | N/A | N/A | N/A | N/A | N/A | - | - | N/A | N/A | N/A | N/A | N/A | N/A | N/A | N/A | N/A | N/A | N/A | N/A | N/A | N/A | N/A | N/A | N/A | N/A | N/A | N/A | N/A | N/A | N/A | N/A | N/A | N/A | 63.2 | N/A | N/A | N/A | N/A | N/A | N/A | N/A | 700 | 1079 | 2887 | N/A | N/A | N/A | 0 | 0 | 0 | N/A | N/A | N/A | N/A | N/A | N/A | - | - | - | N/A | N/A | N/A | - | - | - | N/A | No | - | - | - | - | - | - | N/A | 2.8016 | -
[Unitary Single-Duct] GEMS (Air Conditioners up to 65kW) Determination 2019 | MEPS 2019 | AS/NZS 3823.1.5:2015 | TAC-12CPB/NXBp | TAC-12CPB/N*Bp | N/A | TCL | N/A | Non Ducted | Portable | N/A | N/A | N/A | China | 0.975 | N/A | 3.5 | N/A | N/A | N/A | N/A | N/A | - | - | Calorimeter Room | 3.6016 | - | N/A | N/A | N/A | N/A | N/A | N/A | N/A | N/A | N/A | N/A | N/A | N/A | N/A | N/A | N/A | N/A | N/A | N/A | Calorimeter Room | Single | R290 | Australia,Fiji,New Zealand | 160299 | 2029-04-10 |  | Approved | Cooling Only | N/A | N/A | Class 4 | N/A | N/A | N/A | N/A | N/A | N/A | N/A | N/A | Available | N/A | N/A |  |  | N/A |  |  | AAC8174 | Yes | N/A | N/A | N/A | N/A | 3500 | 0.975 | N/A | N/A | N/A | N/A | N/A | N/A | N/A | N/A | N/A | N/A | N/A | N/A | N/A | N/A | N/A | - | - | N/A | N/A | N/A | N/A | N/A | N/A | N/A | N/A | N/A | N/A | N/A | N/A | N/A | N/A | N/A | N/A | N/A | N/A | N/A | N/A | N/A | N/A | N/A | N/A | N/A | N/A | 63.74 | N/A | N/A | N/A | N/A | N/A | N/A | N/A | 531 | 819 | 2191 | N/A | N/A | N/A | 0 | 0 | 0 | N/A | N/A | N/A | N/A | N/A | N/A | - | - | - | N/A | N/A | N/A | - | - | - | N/A | No | - | - | - | - | - | - | N/A | 3.5897 | -
[Unitary Single-Duct] GEMS (Air Conditioners up to 65kW) Determination 2019 | MEPS 2019 | AS/NZS 3823.1.5:2015 | TAC-12CPB/NY | TAC-12CPB/NV | N/A | TCL | N/A | Non Ducted | Portable | N/A | N/A | N/A | China | 1.285 | N/A | 3.6 | N/A | N/A | N/A | N/A | N/A | - | - | Calorimeter Room | 2.9395 | - | N/A | N/A | N/A | N/A | N/A | N/A | N/A | N/A | N/A | N/A | N/A | N/A | N/A | N/A | N/A | N/A | N/A | N/A | Calorimeter Room | Single | R290 | Australia,New Zealand | 133905 | 2025-11-16 |  | Approved | Cooling Only | N/A | N/A | Class 4 | N/A | N/A | N/A | N/A | N/A | N/A | N/A | N/A | Available | N/A | N/A |  |  | N/A |  |  | AAC5491 | No | N/A | N/A | N/A | N/A | 3600 | 1.285 | N/A | N/A | N/A | N/A | N/A | N/A | N/A | N/A | N/A | N/A | N/A | N/A | N/A | N/A | N/A | - | - | N/A | N/A | N/A | N/A | N/A | N/A | N/A | N/A | N/A | N/A | N/A | N/A | N/A | N/A | N/A | N/A | N/A | N/A | N/A | N/A | N/A | N/A | N/A | N/A | N/A | N/A | 63.2 | N/A | N/A | N/A | N/A | N/A | N/A | N/A | 700 | 1079 | 2887 | N/A | N/A | N/A | 0 | 0 | 0 | N/A | N/A | N/A | N/A | N/A | N/A | - | - | - | N/A | N/A | N/A | - | - | - | N/A | No | - | - | - | - | - | - | N/A | 2.8016 | -
[Unitary Single-Duct] GEMS (Air Conditioners up to 65kW) Determination 2019 | MEPS 2019 | AS/NZS 3823.1.5:2015 | TAC-12CPB/NYBp | TAC-12CPB/N*Bp | N/A | TCL | N/A | Non Ducted | Portable | N/A | N/A | N/A | China | 0.975 | N/A | 3.5 | N/A | N/A | N/A | N/A | N/A | - | - | Calorimeter Room | 3.6016 | - | N/A | N/A | N/A | N/A | N/A | N/A | N/A | N/A | N/A | N/A | N/A | N/A | N/A | N/A | N/A | N/A | N/A | N/A | Calorimeter Room | Single | R290 | Australia,Fiji,New Zealand | 160299 | 2029-04-10 |  | Approved | Cooling Only | N/A | N/A | Class 4 | N/A | N/A | N/A | N/A | N/A | N/A | N/A | N/A | Available | N/A | N/A |  |  | N/A |  |  | AAC8174 | Yes | N/A | N/A | N/A | N/A | 3500 | 0.975 | N/A | N/A | N/A | N/A | N/A | N/A | N/A | N/A | N/A | N/A | N/A | N/A | N/A | N/A | N/A | - | - | N/A | N/A | N/A | N/A | N/A | N/A | N/A | N/A | N/A | N/A | N/A | N/A | N/A | N/A | N/A | N/A | N/A | N/A | N/A | N/A | N/A | N/A | N/A | N/A | N/A | N/A | 63.74 | N/A | N/A | N/A | N/A | N/A | N/A | N/A | 531 | 819 | 2191 | N/A | N/A | N/A | 0 | 0 | 0 | N/A | N/A | N/A | N/A | N/A | N/A | - | - | - | N/A | N/A | N/A | - | - | - | N/A | No | - | - | - | - | - | - | N/A | 3.5897 | -
[Unitary Single-Duct] GEMS (Air Conditioners up to 65kW) Determination 2019 | MEPS 2019 | AS/NZS 3823.1.5:2015 | TAC-12CPB/NZ | TAC-12CPB/NV | N/A | TCL | N/A | Non Ducted | Portable | N/A | N/A | N/A | China | 1.285 | N/A | 3.6 | N/A | N/A | N/A | N/A | N/A | - | - | Calorimeter Room | 2.9395 | - | N/A | N/A | N/A | N/A | N/A | N/A | N/A | N/A | N/A | N/A | N/A | N/A | N/A | N/A | N/A | N/A | N/A | N/A | Calorimeter Room | Single | R290 | Australia,New Zealand | 133905 | 2025-11-16 |  | Approved | Cooling Only | N/A | N/A | Class 4 | N/A | N/A | N/A | N/A | N/A | N/A | N/A | N/A | Available | N/A | N/A |  |  | N/A |  |  | AAC5491 | No | N/A | N/A | N/A | N/A | 3600 | 1.285 | N/A | N/A | N/A | N/A | N/A | N/A | N/A | N/A | N/A | N/A | N/A | N/A | N/A | N/A | N/A | - | - | N/A | N/A | N/A | N/A | N/A | N/A | N/A | N/A | N/A | N/A | N/A | N/A | N/A | N/A | N/A | N/A | N/A | N/A | N/A | N/A | N/A | N/A | N/A | N/A | N/A | N/A | 63.2 | N/A | N/A | N/A | N/A | N/A | N/A | N/A | 700 | 1079 | 2887 | N/A | N/A | N/A | 0 | 0 | 0 | N/A | N/A | N/A | N/A | N/A | N/A | - | - | - | N/A | N/A | N/A | - | - | - | N/A | No | - | - | - | - | - | - | N/A | 2.8016 | -
[Unitary Single-Duct] GEMS (Air Conditioners up to 65kW) Determination 2019 | MEPS 2019 | AS/NZS 3823.1.5:2015 | TAC-12CPB/NZBp | TAC-12CPB/N*Bp | N/A | TCL | N/A | Non Ducted | Portable | N/A | N/A | N/A | China | 0.975 | N/A | 3.5 | N/A | N/A | N/A | N/A | N/A | - | - | Calorimeter Room | 3.6016 | - | N/A | N/A | N/A | N/A | N/A | N/A | N/A | N/A | N/A | N/A | N/A | N/A | N/A | N/A | N/A | N/A | N/A | N/A | Calorimeter Room | Single | R290 | Australia,Fiji,New Zealand | 160299 | 2029-04-10 |  | Approved | Cooling Only | N/A | N/A | Class 4 | N/A | N/A | N/A | N/A | N/A | N/A | N/A | N/A | Available | N/A | N/A |  |  | N/A |  |  | AAC8174 | Yes | N/A | N/A | N/A | N/A | 3500 | 0.975 | N/A | N/A | N/A | N/A | N/A | N/A | N/A | N/A | N/A | N/A | N/A | N/A | N/A | N/A | N/A | - | - | N/A | N/A | N/A | N/A | N/A | N/A | N/A | N/A | N/A | N/A | N/A | N/A | N/A | N/A | N/A | N/A | N/A | N/A | N/A | N/A | N/A | N/A | N/A | N/A | N/A | N/A | 63.74 | N/A | N/A | N/A | N/A | N/A | N/A | N/A | 531 | 819 | 2191 | N/A | N/A | N/A | 0 | 0 | 0 | N/A | N/A | N/A | N/A | N/A | N/A | - | - | - | N/A | N/A | N/A | - | - | - | N/A | No | - | - | - | - | - | - | N/A | 3.5897 | -
[SEER Non Multi-Split <=65kW] GEMS (Air Conditioners up to 65kW) Determination 2019 | MEPS 2019 | AS/NZS 3823.1.1:2012 | TAC-12CSD/XA73IE |  | N/A | TCL | 0.5 | Non Ducted | Single Split System | Wall Hung | Air | - | China | 0.8 | 4.6 | 3.5 | N/A | N/A | N/A | N/A | N/A | - | - | Calorimeter Room | 4.3234 | - | Yes | - | N/A | 1.5 | 1.5 | N/A | N/A | N/A | N/A | N/A | 4.2858 | 4.3182 | N/A | N/A | 4.0716 | 4.1363 | 4 | 4 | Calorimeter Room | Single | R32 | Australia,Fiji,New Zealand | 153773 | 2028-04-19 |  | Approved | Cooling Only | N/A | Yes | Class 8 | Yes | Yes | N/A | Yes | Yes | Yes | N/A | 4.3041 | Unavailable | N/A | N/A |  |  | Yes |  | https://reg.energyrating.gov.au/static/common/images/star_ratings_2014/aircon_rating_4_4.png | AAC7436 | Yes | Variable output compressor | Inverter | No | - | 3500 | 0.8 | - | 390 | 1800 | No | - | - | - | 731.2 | 3769.5 | Yes | 225 | 1700 | No | - | - | - | - | - | - | - | - | - | - | - | - | - | - | - | - | - | - | - | - | - | - | - | - | - | - | - | - | - | - | 47.73 | 59.55 | 6.266 | 6.093 | 7.083 | 22.912 | 11.53 | 10.266 | 148 | 232 | 638 | 103 | 253 | 632 | 4.5 | 4.5 | 5.5 | - | - | - | - | - | - | - | - | - | - | - | - | - | - | - | No | - | - | - | - | N/A | N/A | N/A | 4 | 4.3023 | -
[Unitary Single-Duct] GEMS (Air Conditioners up to 65kW) Determination 2019 | MEPS 2019 | AS/NZS 3823.1.5:2015 | TAC-14CPB/N* | TAC-14CPB/N* | N/A | TCL | N/A | Non Ducted | Portable | N/A | N/A | N/A | China | 1.52 | N/A | 4.1 | N/A | N/A | N/A | N/A | N/A | 0 | 0 | Calorimeter Room | 2.8284 | 0 | N/A | N/A | N/A | N/A | N/A | N/A | N/A | N/A | N/A | N/A | N/A | N/A | N/A | N/A | N/A | N/A | N/A | N/A | Calorimeter Room | Single | R290 | Australia,New Zealand | 131574 | 2025-08-11 |  | Approved | Cooling Only | N/A | N/A | Class 4 | N/A | N/A | N/A | N/A | N/A | N/A | N/A | N/A | Available | N/A | N/A |  |  | N/A |  |  | AAC5131 | No | N/A | N/A | N/A | N/A | 4100 | 1.52 | N/A | N/A | N/A | N/A | N/A | N/A | N/A | N/A | N/A | N/A | N/A | N/A | N/A | N/A | N/A | 0 | 0 | N/A | N/A | N/A | N/A | N/A | N/A | N/A | N/A | N/A | N/A | N/A | N/A | N/A | N/A | N/A | N/A | N/A | N/A | N/A | N/A | N/A | N/A | N/A | N/A | N/A | N/A | 63.6 | N/A | N/A | N/A | N/A | N/A | N/A | N/A | 828 | 1277 | 3415 | N/A | N/A | N/A | 0 | 0 | 0 | N/A | N/A | N/A | N/A | N/A | N/A | 0 | 0 | 0 | N/A | N/A | N/A | 0 | 0 | 0 | N/A | No | 0 | 0 | 0 | 0 | 0 | 0 | N/A | 2.6974 | 0
[Unitary Single-Duct] GEMS (Air Conditioners up to 65kW) Determination 2019 | MEPS 2019 | AS/NZS 3823.1.5:2015 | TAC-14CPB/NU | TAC-14CPB/N* | N/A | TCL | N/A | Non Ducted | Portable | N/A | N/A | N/A | China | 1.52 | N/A | 4.1 | N/A | N/A | N/A | N/A | N/A | 0 | 0 | Calorimeter Room | 2.8284 | 0 | N/A | N/A | N/A | N/A | N/A | N/A | N/A | N/A | N/A | N/A | N/A | N/A | N/A | N/A | N/A | N/A | N/A | N/A | Calorimeter Room | Single | R290 | Australia,New Zealand | 131574 | 2025-08-11 |  | Approved | Cooling Only | N/A | N/A | Class 4 | N/A | N/A | N/A | N/A | N/A | N/A | N/A | N/A | Available | N/A | N/A |  |  | N/A |  |  | AAC5131 | No | N/A | N/A | N/A | N/A | 4100 | 1.52 | N/A | N/A | N/A | N/A | N/A | N/A | N/A | N/A | N/A | N/A | N/A | N/A | N/A | N/A | N/A | 0 | 0 | N/A | N/A | N/A | N/A | N/A | N/A | N/A | N/A | N/A | N/A | N/A | N/A | N/A | N/A | N/A | N/A | N/A | N/A | N/A | N/A | N/A | N/A | N/A | N/A | N/A | N/A | 63.6 | N/A | N/A | N/A | N/A | N/A | N/A | N/A | 828 | 1277 | 3415 | N/A | N/A | N/A | 0 | 0 | 0 | N/A | N/A | N/A | N/A | N/A | N/A | 0 | 0 | 0 | N/A | N/A | N/A | 0 | 0 | 0 | N/A | No | 0 | 0 | 0 | 0 | 0 | 0 | N/A | 2.6974 | 0
[Unitary Single-Duct] GEMS (Air Conditioners up to 65kW) Determination 2019 | MEPS 2019 | AS/NZS 3823.1.5:2015 | TAC-14CPB/NV | TAC-14CPB/N* | N/A | TCL | N/A | Non Ducted | Portable | N/A | N/A | N/A | China | 1.52 | N/A | 4.1 | N/A | N/A | N/A | N/A | N/A | 0 | 0 | Calorimeter Room | 2.8284 | 0 | N/A | N/A | N/A | N/A | N/A | N/A | N/A | N/A | N/A | N/A | N/A | N/A | N/A | N/A | N/A | N/A | N/A | N/A | Calorimeter Room | Single | R290 | Australia,New Zealand | 131574 | 2025-08-11 |  | Approved | Cooling Only | N/A | N/A | Class 4 | N/A | N/A | N/A | N/A | N/A | N/A | N/A | N/A | Available | N/A | N/A |  |  | N/A |  |  | AAC5131 | No | N/A | N/A | N/A | N/A | 4100 | 1.52 | N/A | N/A | N/A | N/A | N/A | N/A | N/A | N/A | N/A | N/A | N/A | N/A | N/A | N/A | N/A | 0 | 0 | N/A | N/A | N/A | N/A | N/A | N/A | N/A | N/A | N/A | N/A | N/A | N/A | N/A | N/A | N/A | N/A | N/A | N/A | N/A | N/A | N/A | N/A | N/A | N/A | N/A | N/A | 63.6 | N/A | N/A | N/A | N/A | N/A | N/A | N/A | 828 | 1277 | 3415 | N/A | N/A | N/A | 0 | 0 | 0 | N/A | N/A | N/A | N/A | N/A | N/A | 0 | 0 | 0 | N/A | N/A | N/A | 0 | 0 | 0 | N/A | No | 0 | 0 | 0 | 0 | 0 | 0 | N/A | 2.6974 | 0
[Unitary Single-Duct] GEMS (Air Conditioners up to 65kW) Determination 2019 | MEPS 2019 | AS/NZS 3823.1.5:2015 | TAC-14CPB/NW | TAC-14CPB/N* | N/A | TCL | N/A | Non Ducted | Portable | N/A | N/A | N/A | China | 1.52 | N/A | 4.1 | N/A | N/A | N/A | N/A | N/A | 0 | 0 | Calorimeter Room | 2.8284 | 0 | N/A | N/A | N/A | N/A | N/A | N/A | N/A | N/A | N/A | N/A | N/A | N/A | N/A | N/A | N/A | N/A | N/A | N/A | Calorimeter Room | Single | R290 | Australia,New Zealand | 131574 | 2025-08-11 |  | Approved | Cooling Only | N/A | N/A | Class 4 | N/A | N/A | N/A | N/A | N/A | N/A | N/A | N/A | Available | N/A | N/A |  |  | N/A |  |  | AAC5131 | No | N/A | N/A | N/A | N/A | 4100 | 1.52 | N/A | N/A | N/A | N/A | N/A | N/A | N/A | N/A | N/A | N/A | N/A | N/A | N/A | N/A | N/A | 0 | 0 | N/A | N/A | N/A | N/A | N/A | N/A | N/A | N/A | N/A | N/A | N/A | N/A | N/A | N/A | N/A | N/A | N/A | N/A | N/A | N/A | N/A | N/A | N/A | N/A | N/A | N/A | 63.6 | N/A | N/A | N/A | N/A | N/A | N/A | N/A | 828 | 1277 | 3415 | N/A | N/A | N/A | 0 | 0 | 0 | N/A | N/A | N/A | N/A | N/A | N/A | 0 | 0 | 0 | N/A | N/A | N/A | 0 | 0 | 0 | N/A | No | 0 | 0 | 0 | 0 | 0 | 0 | N/A | 2.6974 | 0
[Unitary Single-Duct] GEMS (Air Conditioners up to 65kW) Determination 2019 | MEPS 2019 | AS/NZS 3823.1.5:2015 | TAC-14CPB/NX | TAC-14CPB/N* | N/A | TCL | N/A | Non Ducted | Portable | N/A | N/A | N/A | China | 1.52 | N/A | 4.1 | N/A | N/A | N/A | N/A | N/A | 0 | 0 | Calorimeter Room | 2.8284 | 0 | N/A | N/A | N/A | N/A | N/A | N/A | N/A | N/A | N/A | N/A | N/A | N/A | N/A | N/A | N/A | N/A | N/A | N/A | Calorimeter Room | Single | R290 | Australia,New Zealand | 131574 | 2025-08-11 |  | Approved | Cooling Only | N/A | N/A | Class 4 | N/A | N/A | N/A | N/A | N/A | N/A | N/A | N/A | Available | N/A | N/A |  |  | N/A |  |  | AAC5131 | No | N/A | N/A | N/A | N/A | 4100 | 1.52 | N/A | N/A | N/A | N/A | N/A | N/A | N/A | N/A | N/A | N/A | N/A | N/A | N/A | N/A | N/A | 0 | 0 | N/A | N/A | N/A | N/A | N/A | N/A | N/A | N/A | N/A | N/A | N/A | N/A | N/A | N/A | N/A | N/A | N/A | N/A | N/A | N/A | N/A | N/A | N/A | N/A | N/A | N/A | 63.6 | N/A | N/A | N/A | N/A | N/A | N/A | N/A | 828 | 1277 | 3415 | N/A | N/A | N/A | 0 | 0 | 0 | N/A | N/A | N/A | N/A | N/A | N/A | 0 | 0 | 0 | N/A | N/A | N/A | 0 | 0 | 0 | N/A | No | 0 | 0 | 0 | 0 | 0 | 0 | N/A | 2.6974 | 0
[Unitary Single-Duct] GEMS (Air Conditioners up to 65kW) Determination 2019 | MEPS 2019 | AS/NZS 3823.1.5:2015 | TAC-14CPB/NY | TAC-14CPB/N* | N/A | TCL | N/A | Non Ducted | Portable | N/A | N/A | N/A | China | 1.52 | N/A | 4.1 | N/A | N/A | N/A | N/A | N/A | 0 | 0 | Calorimeter Room | 2.8284 | 0 | N/A | N/A | N/A | N/A | N/A | N/A | N/A | N/A | N/A | N/A | N/A | N/A | N/A | N/A | N/A | N/A | N/A | N/A | Calorimeter Room | Single | R290 | Australia,New Zealand | 131574 | 2025-08-11 |  | Approved | Cooling Only | N/A | N/A | Class 4 | N/A | N/A | N/A | N/A | N/A | N/A | N/A | N/A | Available | N/A | N/A |  |  | N/A |  |  | AAC5131 | No | N/A | N/A | N/A | N/A | 4100 | 1.52 | N/A | N/A | N/A | N/A | N/A | N/A | N/A | N/A | N/A | N/A | N/A | N/A | N/A | N/A | N/A | 0 | 0 | N/A | N/A | N/A | N/A | N/A | N/A | N/A | N/A | N/A | N/A | N/A | N/A | N/A | N/A | N/A | N/A | N/A | N/A | N/A | N/A | N/A | N/A | N/A | N/A | N/A | N/A | 63.6 | N/A | N/A | N/A | N/A | N/A | N/A | N/A | 828 | 1277 | 3415 | N/A | N/A | N/A | 0 | 0 | 0 | N/A | N/A | N/A | N/A | N/A | N/A | 0 | 0 | 0 | N/A | N/A | N/A | 0 | 0 | 0 | N/A | No | 0 | 0 | 0 | 0 | 0 | 0 | N/A | 2.6974 | 0
[Unitary Single-Duct] GEMS (Air Conditioners up to 65kW) Determination 2019 | MEPS 2019 | AS/NZS 3823.1.5:2015 | TAC-14CPB/NZ | TAC-14CPB/N* | N/A | TCL | N/A | Non Ducted | Portable | N/A | N/A | N/A | China | 1.52 | N/A | 4.1 | N/A | N/A | N/A | N/A | N/A | 0 | 0 | Calorimeter Room | 2.8284 | 0 | N/A | N/A | N/A | N/A | N/A | N/A | N/A | N/A | N/A | N/A | N/A | N/A | N/A | N/A | N/A | N/A | N/A | N/A | Calorimeter Room | Single | R290 | Australia,New Zealand | 131574 | 2025-08-11 |  | Approved | Cooling Only | N/A | N/A | Class 4 | N/A | N/A | N/A | N/A | N/A | N/A | N/A | N/A | Available | N/A | N/A |  |  | N/A |  |  | AAC5131 | No | N/A | N/A | N/A | N/A | 4100 | 1.52 | N/A | N/A | N/A | N/A | N/A | N/A | N/A | N/A | N/A | N/A | N/A | N/A | N/A | N/A | N/A | 0 | 0 | N/A | N/A | N/A | N/A | N/A | N/A | N/A | N/A | N/A | N/A | N/A | N/A | N/A | N/A | N/A | N/A | N/A | N/A | N/A | N/A | N/A | N/A | N/A | N/A | N/A | N/A | 63.6 | N/A | N/A | N/A | N/A | N/A | N/A | N/A | 828 | 1277 | 3415 | N/A | N/A | N/A | 0 | 0 | 0 | N/A | N/A | N/A | N/A | N/A | N/A | 0 | 0 | 0 | N/A | N/A | N/A | 0 | 0 | 0 | N/A | No | 0 | 0 | 0 | 0 | 0 | 0 | N/A | 2.6974 | 0
[Unitary Single-Duct] GEMS (Air Conditioners up to 65kW) Determination 2019 | MEPS 2019 | AS/NZS 3823.1.5:2015 | TAC-15CPD/D | TAC-1*CPD/* | N/A | TCL | N/A | Non Ducted | Portable | N/A | N/A | N/A | China | 1.75 | N/A | 4.7 | N/A | N/A | N/A | N/A | N/A | 0 | 0 | Calorimeter Room | 2.7544 | 0 | N/A | N/A | N/A | N/A | N/A | N/A | N/A | N/A | N/A | N/A | N/A | N/A | N/A | N/A | N/A | N/A | N/A | N/A | Calorimeter Room | Single | R32 | Australia,New Zealand | 131730 | 2025-08-18 |  | Approved | Cooling Only | N/A | N/A | Class 4 | N/A | N/A | N/A | N/A | N/A | N/A | N/A | N/A | Available | N/A | N/A |  |  | N/A |  |  | AAC5168 | No | N/A | N/A | N/A | N/A | 4700 | 1.75 | N/A | N/A | N/A | N/A | N/A | N/A | N/A | N/A | N/A | N/A | N/A | N/A | N/A | N/A | N/A | 0 | 0 | N/A | N/A | N/A | N/A | N/A | N/A | N/A | N/A | N/A | N/A | N/A | N/A | N/A | N/A | N/A | N/A | N/A | N/A | N/A | N/A | N/A | N/A | N/A | N/A | N/A | N/A | 64.2 | N/A | N/A | N/A | N/A | N/A | N/A | N/A | 954 | 1470 | 3932 | N/A | N/A | N/A | 0 | 0 | 0 | N/A | N/A | N/A | N/A | N/A | N/A | 0 | 0 | 0 | N/A | N/A | N/A | 0 | 0 | 0 | N/A | No | 0 | 0 | 0 | 0 | 0 | 0 | N/A | 2.6857 | 0
[Unitary Single-Duct] GEMS (Air Conditioners up to 65kW) Determination 2019 | MEPS 2019 | AS/NZS 3823.1.5:2015 | TAC-15CPD/DM | TAC-1*CPD/* | N/A | TCL | N/A | Non Ducted | Portable | N/A | N/A | N/A | China | 1.75 | N/A | 4.7 | N/A | N/A | N/A | N/A | N/A | 0 | 0 | Calorimeter Room | 2.7544 | 0 | N/A | N/A | N/A | N/A | N/A | N/A | N/A | N/A | N/A | N/A | N/A | N/A | N/A | N/A | N/A | N/A | N/A | N/A | Calorimeter Room | Single | R32 | Australia,New Zealand | 131730 | 2025-08-18 |  | Approved | Cooling Only | N/A | N/A | Class 4 | N/A | N/A | N/A | N/A | N/A | N/A | N/A | N/A | Available | N/A | N/A |  |  | N/A |  |  | AAC5168 | No | N/A | N/A | N/A | N/A | 4700 | 1.75 | N/A | N/A | N/A | N/A | N/A | N/A | N/A | N/A | N/A | N/A | N/A | N/A | N/A | N/A | N/A | 0 | 0 | N/A | N/A | N/A | N/A | N/A | N/A | N/A | N/A | N/A | N/A | N/A | N/A | N/A | N/A | N/A | N/A | N/A | N/A | N/A | N/A | N/A | N/A | N/A | N/A | N/A | N/A | 64.2 | N/A | N/A | N/A | N/A | N/A | N/A | N/A | 954 | 1470 | 3932 | N/A | N/A | N/A | 0 | 0 | 0 | N/A | N/A | N/A | N/A | N/A | N/A | 0 | 0 | 0 | N/A | N/A | N/A | 0 | 0 | 0 | N/A | No | 0 | 0 | 0 | 0 | 0 | 0 | N/A | 2.6857 | 0
[Unitary Single-Duct] GEMS (Air Conditioners up to 65kW) Determination 2019 | MEPS 2019 | AS/NZS 3823.1.5:2015 | TAC-15CPD/NB | TAC-1*CPD/* | N/A | TCL | N/A | Non Ducted | Portable | N/A | N/A | N/A | China | 1.75 | N/A | 4.7 | N/A | N/A | N/A | N/A | N/A | 0 | 0 | Calorimeter Room | 2.7544 | 0 | N/A | N/A | N/A | N/A | N/A | N/A | N/A | N/A | N/A | N/A | N/A | N/A | N/A | N/A | N/A | N/A | N/A | N/A | Calorimeter Room | Single | R32 | Australia,New Zealand | 131730 | 2025-08-18 |  | Approved | Cooling Only | N/A | N/A | Class 4 | N/A | N/A | N/A | N/A | N/A | N/A | N/A | N/A | Available | N/A | N/A |  |  | N/A |  |  | AAC5168 | No | N/A | N/A | N/A | N/A | 4700 | 1.75 | N/A | N/A | N/A | N/A | N/A | N/A | N/A | N/A | N/A | N/A | N/A | N/A | N/A | N/A | N/A | 0 | 0 | N/A | N/A | N/A | N/A | N/A | N/A | N/A | N/A | N/A | N/A | N/A | N/A | N/A | N/A | N/A | N/A | N/A | N/A | N/A | N/A | N/A | N/A | N/A | N/A | N/A | N/A | 64.2 | N/A | N/A | N/A | N/A | N/A | N/A | N/A | 954 | 1470 | 3932 | N/A | N/A | N/A | 0 | 0 | 0 | N/A | N/A | N/A | N/A | N/A | N/A | 0 | 0 | 0 | N/A | N/A | N/A | 0 | 0 | 0 | N/A | No | 0 | 0 | 0 | 0 | 0 | 0 | N/A | 2.6857 | 0
[Unitary Single-Duct] GEMS (Air Conditioners up to 65kW) Determination 2019 | MEPS 2019 | AS/NZS 3823.1.5:2015 | TAC-16CPB/N* | TAC-16CPB/N* | N/A | TCL | N/A | Non Ducted | Portable | N/A | N/A | N/A | China | 1.74 | N/A | 4.6 | N/A | N/A | N/A | N/A | N/A | - | - | Calorimeter Room | 2.78 | - | N/A | N/A | N/A | N/A | N/A | N/A | N/A | N/A | N/A | N/A | N/A | N/A | N/A | N/A | N/A | N/A | N/A | N/A | Calorimeter Room | Single | R290 | Australia,Fiji,New Zealand | 144294 | 2027-07-04 |  | Approved | Cooling Only | N/A | N/A | Class 4 | N/A | N/A | N/A | N/A | N/A | N/A | N/A | N/A | Available | N/A | N/A |  |  | N/A |  |  | AAC6807 | No | N/A | N/A | N/A | N/A | 4600 | 1.74 | N/A | N/A | N/A | N/A | N/A | N/A | N/A | N/A | N/A | N/A | N/A | N/A | N/A | N/A | N/A | - | - | N/A | N/A | N/A | N/A | N/A | N/A | N/A | N/A | N/A | N/A | N/A | N/A | N/A | N/A | N/A | N/A | N/A | N/A | N/A | N/A | N/A | N/A | N/A | N/A | N/A | N/A | 64.8 | N/A | N/A | N/A | N/A | N/A | N/A | N/A | 948 | 1462 | 3910 | N/A | N/A | N/A | 0 | 0 | 0 | N/A | N/A | N/A | N/A | N/A | N/A | - | - | - | N/A | N/A | N/A | - | - | - | N/A | No | - | - | - | - | - | - | N/A | 2.6437 | -
[Unitary Single-Duct] GEMS (Air Conditioners up to 65kW) Determination 2019 | MEPS 2019 | AS/NZS 3823.1.5:2015 | TAC-16CPB/NU | TAC-16CPB/N* | N/A | TCL | N/A | Non Ducted | Portable | N/A | N/A | N/A | China | 1.74 | N/A | 4.6 | N/A | N/A | N/A | N/A | N/A | - | - | Calorimeter Room | 2.78 | - | N/A | N/A | N/A | N/A | N/A | N/A | N/A | N/A | N/A | N/A | N/A | N/A | N/A | N/A | N/A | N/A | N/A | N/A | Calorimeter Room | Single | R290 | Australia,Fiji,New Zealand | 144294 | 2027-07-04 |  | Approved | Cooling Only | N/A | N/A | Class 4 | N/A | N/A | N/A | N/A | N/A | N/A | N/A | N/A | Available | N/A | N/A |  |  | N/A |  |  | AAC6807 | No | N/A | N/A | N/A | N/A | 4600 | 1.74 | N/A | N/A | N/A | N/A | N/A | N/A | N/A | N/A | N/A | N/A | N/A | N/A | N/A | N/A | N/A | - | - | N/A | N/A | N/A | N/A | N/A | N/A | N/A | N/A | N/A | N/A | N/A | N/A | N/A | N/A | N/A | N/A | N/A | N/A | N/A | N/A | N/A | N/A | N/A | N/A | N/A | N/A | 64.8 | N/A | N/A | N/A | N/A | N/A | N/A | N/A | 948 | 1462 | 3910 | N/A | N/A | N/A | 0 | 0 | 0 | N/A | N/A | N/A | N/A | N/A | N/A | - | - | - | N/A | N/A | N/A | - | - | - | N/A | No | - | - | - | - | - | - | N/A | 2.6437 | -
[Unitary Single-Duct] GEMS (Air Conditioners up to 65kW) Determination 2019 | MEPS 2019 | AS/NZS 3823.1.5:2015 | TAC-16CPB/NV | TAC-16CPB/N* | N/A | TCL | N/A | Non Ducted | Portable | N/A | N/A | N/A | China | 1.74 | N/A | 4.6 | N/A | N/A | N/A | N/A | N/A | - | - | Calorimeter Room | 2.78 | - | N/A | N/A | N/A | N/A | N/A | N/A | N/A | N/A | N/A | N/A | N/A | N/A | N/A | N/A | N/A | N/A | N/A | N/A | Calorimeter Room | Single | R290 | Australia,Fiji,New Zealand | 144294 | 2027-07-04 |  | Approved | Cooling Only | N/A | N/A | Class 4 | N/A | N/A | N/A | N/A | N/A | N/A | N/A | N/A | Available | N/A | N/A |  |  | N/A |  |  | AAC6807 | No | N/A | N/A | N/A | N/A | 4600 | 1.74 | N/A | N/A | N/A | N/A | N/A | N/A | N/A | N/A | N/A | N/A | N/A | N/A | N/A | N/A | N/A | - | - | N/A | N/A | N/A | N/A | N/A | N/A | N/A | N/A | N/A | N/A | N/A | N/A | N/A | N/A | N/A | N/A | N/A | N/A | N/A | N/A | N/A | N/A | N/A | N/A | N/A | N/A | 64.8 | N/A | N/A | N/A | N/A | N/A | N/A | N/A | 948 | 1462 | 3910 | N/A | N/A | N/A | 0 | 0 | 0 | N/A | N/A | N/A | N/A | N/A | N/A | - | - | - | N/A | N/A | N/A | - | - | - | N/A | No | - | - | - | - | - | - | N/A | 2.6437 | -
[Unitary Single-Duct] GEMS (Air Conditioners up to 65kW) Determination 2019 | MEPS 2019 | AS/NZS 3823.1.5:2015 | TAC-16CPB/NW | TAC-16CPB/N* | N/A | TCL | N/A | Non Ducted | Portable | N/A | N/A | N/A | China | 1.74 | N/A | 4.6 | N/A | N/A | N/A | N/A | N/A | - | - | Calorimeter Room | 2.78 | - | N/A | N/A | N/A | N/A | N/A | N/A | N/A | N/A | N/A | N/A | N/A | N/A | N/A | N/A | N/A | N/A | N/A | N/A | Calorimeter Room | Single | R290 | Australia,Fiji,New Zealand | 144294 | 2027-07-04 |  | Approved | Cooling Only | N/A | N/A | Class 4 | N/A | N/A | N/A | N/A | N/A | N/A | N/A | N/A | Available | N/A | N/A |  |  | N/A |  |  | AAC6807 | No | N/A | N/A | N/A | N/A | 4600 | 1.74 | N/A | N/A | N/A | N/A | N/A | N/A | N/A | N/A | N/A | N/A | N/A | N/A | N/A | N/A | N/A | - | - | N/A | N/A | N/A | N/A | N/A | N/A | N/A | N/A | N/A | N/A | N/A | N/A | N/A | N/A | N/A | N/A | N/A | N/A | N/A | N/A | N/A | N/A | N/A | N/A | N/A | N/A | 64.8 | N/A | N/A | N/A | N/A | N/A | N/A | N/A | 948 | 1462 | 3910 | N/A | N/A | N/A | 0 | 0 | 0 | N/A | N/A | N/A | N/A | N/A | N/A | - | - | - | N/A | N/A | N/A | - | - | - | N/A | No | - | - | - | - | - | - | N/A | 2.6437 | -
[Unitary Single-Duct] GEMS (Air Conditioners up to 65kW) Determination 2019 | MEPS 2019 | AS/NZS 3823.1.5:2015 | TAC-16CPB/NX | TAC-16CPB/N* | N/A | TCL | N/A | Non Ducted | Portable | N/A | N/A | N/A | China | 1.74 | N/A | 4.6 | N/A | N/A | N/A | N/A | N/A | - | - | Calorimeter Room | 2.78 | - | N/A | N/A | N/A | N/A | N/A | N/A | N/A | N/A | N/A | N/A | N/A | N/A | N/A | N/A | N/A | N/A | N/A | N/A | Calorimeter Room | Single | R290 | Australia,Fiji,New Zealand | 144294 | 2027-07-04 |  | Approved | Cooling Only | N/A | N/A | Class 4 | N/A | N/A | N/A | N/A | N/A | N/A | N/A | N/A | Available | N/A | N/A |  |  | N/A |  |  | AAC6807 | No | N/A | N/A | N/A | N/A | 4600 | 1.74 | N/A | N/A | N/A | N/A | N/A | N/A | N/A | N/A | N/A | N/A | N/A | N/A | N/A | N/A | N/A | - | - | N/A | N/A | N/A | N/A | N/A | N/A | N/A | N/A | N/A | N/A | N/A | N/A | N/A | N/A | N/A | N/A | N/A | N/A | N/A | N/A | N/A | N/A | N/A | N/A | N/A | N/A | 64.8 | N/A | N/A | N/A | N/A | N/A | N/A | N/A | 948 | 1462 | 3910 | N/A | N/A | N/A | 0 | 0 | 0 | N/A | N/A | N/A | N/A | N/A | N/A | - | - | - | N/A | N/A | N/A | - | - | - | N/A | No | - | - | - | - | - | - | N/A | 2.6437 | -
[Unitary Single-Duct] GEMS (Air Conditioners up to 65kW) Determination 2019 | MEPS 2019 | AS/NZS 3823.1.5:2015 | TAC-16CPB/NY | TAC-16CPB/N* | N/A | TCL | N/A | Non Ducted | Portable | N/A | N/A | N/A | China | 1.74 | N/A | 4.6 | N/A | N/A | N/A | N/A | N/A | - | - | Calorimeter Room | 2.78 | - | N/A | N/A | N/A | N/A | N/A | N/A | N/A | N/A | N/A | N/A | N/A | N/A | N/A | N/A | N/A | N/A | N/A | N/A | Calorimeter Room | Single | R290 | Australia,Fiji,New Zealand | 144294 | 2027-07-04 |  | Approved | Cooling Only | N/A | N/A | Class 4 | N/A | N/A | N/A | N/A | N/A | N/A | N/A | N/A | Available | N/A | N/A |  |  | N/A |  |  | AAC6807 | No | N/A | N/A | N/A | N/A | 4600 | 1.74 | N/A | N/A | N/A | N/A | N/A | N/A | N/A | N/A | N/A | N/A | N/A | N/A | N/A | N/A | N/A | - | - | N/A | N/A | N/A | N/A | N/A | N/A | N/A | N/A | N/A | N/A | N/A | N/A | N/A | N/A | N/A | N/A | N/A | N/A | N/A | N/A | N/A | N/A | N/A | N/A | N/A | N/A | 64.8 | N/A | N/A | N/A | N/A | N/A | N/A | N/A | 948 | 1462 | 3910 | N/A | N/A | N/A | 0 | 0 | 0 | N/A | N/A | N/A | N/A | N/A | N/A | - | - | - | N/A | N/A | N/A | - | - | - | N/A | No | - | - | - | - | - | - | N/A | 2.6437 | -
[Unitary Single-Duct] GEMS (Air Conditioners up to 65kW) Determination 2019 | MEPS 2019 | AS/NZS 3823.1.5:2015 | TAC-16CPB/NZ | TAC-16CPB/N* | N/A | TCL | N/A | Non Ducted | Portable | N/A | N/A | N/A | China | 1.74 | N/A | 4.6 | N/A | N/A | N/A | N/A | N/A | - | - | Calorimeter Room | 2.78 | - | N/A | N/A | N/A | N/A | N/A | N/A | N/A | N/A | N/A | N/A | N/A | N/A | N/A | N/A | N/A | N/A | N/A | N/A | Calorimeter Room | Single | R290 | Australia,Fiji,New Zealand | 144294 | 2027-07-04 |  | Approved | Cooling Only | N/A | N/A | Class 4 | N/A | N/A | N/A | N/A | N/A | N/A | N/A | N/A | Available | N/A | N/A |  |  | N/A |  |  | AAC6807 | No | N/A | N/A | N/A | N/A | 4600 | 1.74 | N/A | N/A | N/A | N/A | N/A | N/A | N/A | N/A | N/A | N/A | N/A | N/A | N/A | N/A | N/A | - | - | N/A | N/A | N/A | N/A | N/A | N/A | N/A | N/A | N/A | N/A | N/A | N/A | N/A | N/A | N/A | N/A | N/A | N/A | N/A | N/A | N/A | N/A | N/A | N/A | N/A | N/A | 64.8 | N/A | N/A | N/A | N/A | N/A | N/A | N/A | 948 | 1462 | 3910 | N/A | N/A | N/A | 0 | 0 | 0 | N/A | N/A | N/A | N/A | N/A | N/A | - | - | - | N/A | N/A | N/A | - | - | - | N/A | No | - | - | - | - | - | - | N/A | 2.6437 | -
[Unitary Single-Duct] GEMS (Air Conditioners up to 65kW) Determination 2019 | MEPS 2019 | AS/NZS 3823.1.5:2015 | TAC-16CPD/DM | TAC-1*CPD/* | N/A | TCL | N/A | Non Ducted | Portable | N/A | N/A | N/A | China | 1.75 | N/A | 4.7 | N/A | N/A | N/A | N/A | N/A | 0 | 0 | Calorimeter Room | 2.7544 | 0 | N/A | N/A | N/A | N/A | N/A | N/A | N/A | N/A | N/A | N/A | N/A | N/A | N/A | N/A | N/A | N/A | N/A | N/A | Calorimeter Room | Single | R32 | Australia,New Zealand | 131730 | 2025-08-18 |  | Approved | Cooling Only | N/A | N/A | Class 4 | N/A | N/A | N/A | N/A | N/A | N/A | N/A | N/A | Available | N/A | N/A |  |  | N/A |  |  | AAC5168 | No | N/A | N/A | N/A | N/A | 4700 | 1.75 | N/A | N/A | N/A | N/A | N/A | N/A | N/A | N/A | N/A | N/A | N/A | N/A | N/A | N/A | N/A | 0 | 0 | N/A | N/A | N/A | N/A | N/A | N/A | N/A | N/A | N/A | N/A | N/A | N/A | N/A | N/A | N/A | N/A | N/A | N/A | N/A | N/A | N/A | N/A | N/A | N/A | N/A | N/A | 64.2 | N/A | N/A | N/A | N/A | N/A | N/A | N/A | 954 | 1470 | 3932 | N/A | N/A | N/A | 0 | 0 | 0 | N/A | N/A | N/A | N/A | N/A | N/A | 0 | 0 | 0 | N/A | N/A | N/A | 0 | 0 | 0 | N/A | No | 0 | 0 | 0 | 0 | 0 | 0 | N/A | 2.6857 | 0
[Unitary Single-Duct] GEMS (Air Conditioners up to 65kW) Determination 2019 | MEPS 2019 | AS/NZS 3823.1.5:2015 | TAC-16CPD/NB | TAC-1*CPD/* | N/A | TCL | N/A | Non Ducted | Portable | N/A | N/A | N/A | China | 1.75 | N/A | 4.7 | N/A | N/A | N/A | N/A | N/A | 0 | 0 | Calorimeter Room | 2.7544 | 0 | N/A | N/A | N/A | N/A | N/A | N/A | N/A | N/A | N/A | N/A | N/A | N/A | N/A | N/A | N/A | N/A | N/A | N/A | Calorimeter Room | Single | R32 | Australia,New Zealand | 131730 | 2025-08-18 |  | Approved | Cooling Only | N/A | N/A | Class 4 | N/A | N/A | N/A | N/A | N/A | N/A | N/A | N/A | Available | N/A | N/A |  |  | N/A |  |  | AAC5168 | No | N/A | N/A | N/A | N/A | 4700 | 1.75 | N/A | N/A | N/A | N/A | N/A | N/A | N/A | N/A | N/A | N/A | N/A | N/A | N/A | N/A | N/A | 0 | 0 | N/A | N/A | N/A | N/A | N/A | N/A | N/A | N/A | N/A | N/A | N/A | N/A | N/A | N/A | N/A | N/A | N/A | N/A | N/A | N/A | N/A | N/A | N/A | N/A | N/A | N/A | 64.2 | N/A | N/A | N/A | N/A | N/A | N/A | N/A | 954 | 1470 | 3932 | N/A | N/A | N/A | 0 | 0 | 0 | N/A | N/A | N/A | N/A | N/A | N/A | 0 | 0 | 0 | N/A | N/A | N/A | 0 | 0 | 0 | N/A | No | 0 | 0 | 0 | 0 | 0 | 0 | N/A | 2.6857 | 0
[SEER Non Multi-Split <=65kW] GEMS (Air Conditioners up to 65kW) Determination 2019 | MEPS 2019 | AS/NZS 3823.1.1:2012 | TAC-18CHSD/*IT | TAC-18CHSD/*IT | N/A | TCL | 0.5 | Non Ducted | Single Split System | Wall Hung | Air | Air | China | 1.4 | 4.6 | 5.2 | N/A | N/A | N/A | N/A | N/A | 1.2 | 5.2 | Calorimeter Room | 3.6011 | 4.1987 | Yes | - | N/A | 1.5 | 1.5 | N/A | N/A | N/A | N/A | N/A | 4.2858 | 4.3182 | N/A | N/A | 4.0716 | 4.1363 | 4 | 4 | Calorimeter Room | Single | R32 | Australia,Fiji,New Zealand | 139652 | 2026-07-02 |  | Approved | Reverse Cycle | N/A | Yes | Class 9 | Yes | Yes | N/A | Yes | Yes | Yes | N/A | 4.3041 | Unavailable | N/A | N/A |  |  | Yes |  | https://reg.energyrating.gov.au/static/common/images/star_ratings_2014/aircon_rating_4_4.png | AAC6142 | Yes | Variable output compressor | Inverter | No | - | 5200 | 1.4 | - | 560 | 2500 | No | - | - | - | 1279.6 | 5600.4 | Yes | 400 | 2600 | No | - | - | 5200 | 1.2 | 510 | 2600 | No | - | - | No | - | - | - | 1810 | 5300 | No | - | - | - | - | - | - | - | - | No | - | - | No | - | - | 49.38 | 61.99 | 5.234 | 5.05 | 5.605 | 8.748 | 7.149 | 6.64 | 268 | 422 | 1203 | 424 | 616 | 1460 | 3.5 | 3.5 | 4 | 3.843 | 4.276 | 4.685 | 4.063 | 4.435 | 4.685 | 1778 | 674 | 106 | 575 | 304 | 68 | 2 | 2.5 | 3 | No | - | - | - | - | N/A | N/A | N/A | 5 | 3.67 | 4.2732
[SEER Non Multi-Split <=65kW] GEMS (Air Conditioners up to 65kW) Determination 2019 | MEPS 2019 | AS/NZS 3823.1.1:2012 | TAC-18CHSD/TP11IT | TAC-18CHSD/*IT | N/A | TCL | 0.5 | Non Ducted | Single Split System | Wall Hung | Air | Air | China | 1.4 | 4.6 | 5.2 | N/A | N/A | N/A | N/A | N/A | 1.2 | 5.2 | Calorimeter Room | 3.6011 | 4.1987 | Yes | - | N/A | 1.5 | 1.5 | N/A | N/A | N/A | N/A | N/A | 4.2858 | 4.3182 | N/A | N/A | 4.0716 | 4.1363 | 4 | 4 | Calorimeter Room | Single | R32 | Australia,Fiji,New Zealand | 139652 | 2026-07-02 |  | Approved | Reverse Cycle | N/A | Yes | Class 9 | Yes | Yes | N/A | Yes | Yes | Yes | N/A | 4.3041 | Unavailable | N/A | N/A |  |  | Yes |  | https://reg.energyrating.gov.au/static/common/images/star_ratings_2014/aircon_rating_4_4.png | AAC6142 | Yes | Variable output compressor | Inverter | No | - | 5200 | 1.4 | - | 560 | 2500 | No | - | - | - | 1279.6 | 5600.4 | Yes | 400 | 2600 | No | - | - | 5200 | 1.2 | 510 | 2600 | No | - | - | No | - | - | - | 1810 | 5300 | No | - | - | - | - | - | - | - | - | No | - | - | No | - | - | 49.38 | 61.99 | 5.234 | 5.05 | 5.605 | 8.748 | 7.149 | 6.64 | 268 | 422 | 1203 | 424 | 616 | 1460 | 3.5 | 3.5 | 4 | 3.843 | 4.276 | 4.685 | 4.063 | 4.435 | 4.685 | 1778 | 674 | 106 | 575 | 304 | 68 | 2 | 2.5 | 3 | No | - | - | - | - | N/A | N/A | N/A | 5 | 3.67 | 4.2732
[SEER Non Multi-Split <=65kW] GEMS (Air Conditioners up to 65kW) Determination 2019 | MEPS 2019 | AS/NZS 3823.1.1:2012 | TAC-18CHSD/TP21IT | TAC-18CHSD/*IT | N/A | TCL | 0.5 | Non Ducted | Single Split System | Wall Hung | Air | Air | China | 1.4 | 4.6 | 5.2 | N/A | N/A | N/A | N/A | N/A | 1.2 | 5.2 | Calorimeter Room | 3.6011 | 4.1987 | Yes | - | N/A | 1.5 | 1.5 | N/A | N/A | N/A | N/A | N/A | 4.2858 | 4.3182 | N/A | N/A | 4.0716 | 4.1363 | 4 | 4 | Calorimeter Room | Single | R32 | Australia,Fiji,New Zealand | 139652 | 2026-07-02 |  | Approved | Reverse Cycle | N/A | Yes | Class 9 | Yes | Yes | N/A | Yes | Yes | Yes | N/A | 4.3041 | Unavailable | N/A | N/A |  |  | Yes |  | https://reg.energyrating.gov.au/static/common/images/star_ratings_2014/aircon_rating_4_4.png | AAC6142 | Yes | Variable output compressor | Inverter | No | - | 5200 | 1.4 | - | 560 | 2500 | No | - | - | - | 1279.6 | 5600.4 | Yes | 400 | 2600 | No | - | - | 5200 | 1.2 | 510 | 2600 | No | - | - | No | - | - | - | 1810 | 5300 | No | - | - | - | - | - | - | - | - | No | - | - | No | - | - | 49.38 | 61.99 | 5.234 | 5.05 | 5.605 | 8.748 | 7.149 | 6.64 | 268 | 422 | 1203 | 424 | 616 | 1460 | 3.5 | 3.5 | 4 | 3.843 | 4.276 | 4.685 | 4.063 | 4.435 | 4.685 | 1778 | 674 | 106 | 575 | 304 | 68 | 2 | 2.5 | 3 | No | - | - | - | - | N/A | N/A | N/A | 5 | 3.67 | 4.2732
[SEER Non Multi-Split <=65kW] GEMS (Air Conditioners up to 65kW) Determination 2019 | MEPS 2019 | AS/NZS 3823.1.1:2012 | TAC-18CHSD/TP31IT | TAC-18CHSD/*IT | N/A | TCL | 0.5 | Non Ducted | Single Split System | Wall Hung | Air | Air | China | 1.4 | 4.6 | 5.2 | N/A | N/A | N/A | N/A | N/A | 1.2 | 5.2 | Calorimeter Room | 3.6011 | 4.1987 | Yes | - | N/A | 1.5 | 1.5 | N/A | N/A | N/A | N/A | N/A | 4.2858 | 4.3182 | N/A | N/A | 4.0716 | 4.1363 | 4 | 4 | Calorimeter Room | Single | R32 | Australia,Fiji,New Zealand | 139652 | 2026-07-02 |  | Approved | Reverse Cycle | N/A | Yes | Class 9 | Yes | Yes | N/A | Yes | Yes | Yes | N/A | 4.3041 | Unavailable | N/A | N/A |  |  | Yes |  | https://reg.energyrating.gov.au/static/common/images/star_ratings_2014/aircon_rating_4_4.png | AAC6142 | Yes | Variable output compressor | Inverter | No | - | 5200 | 1.4 | - | 560 | 2500 | No | - | - | - | 1279.6 | 5600.4 | Yes | 400 | 2600 | No | - | - | 5200 | 1.2 | 510 | 2600 | No | - | - | No | - | - | - | 1810 | 5300 | No | - | - | - | - | - | - | - | - | No | - | - | No | - | - | 49.38 | 61.99 | 5.234 | 5.05 | 5.605 | 8.748 | 7.149 | 6.64 | 268 | 422 | 1203 | 424 | 616 | 1460 | 3.5 | 3.5 | 4 | 3.843 | 4.276 | 4.685 | 4.063 | 4.435 | 4.685 | 1778 | 674 | 106 | 575 | 304 | 68 | 2 | 2.5 | 3 | No | - | - | - | - | N/A | N/A | N/A | 5 | 3.67 | 4.2732
[SEER Non Multi-Split <=65kW] GEMS (Air Conditioners up to 65kW) Determination 2019 | MEPS 2019 | AS/NZS 3823.1.1:2012 | TAC-18CHSD/TPG11IT | TAC-18CHSD/*IT | N/A | TCL | 0.5 | Non Ducted | Single Split System | Wall Hung | Air | Air | China | 1.4 | 4.6 | 5.2 | N/A | N/A | N/A | N/A | N/A | 1.2 | 5.2 | Calorimeter Room | 3.6011 | 4.1987 | Yes | - | N/A | 1.5 | 1.5 | N/A | N/A | N/A | N/A | N/A | 4.2858 | 4.3182 | N/A | N/A | 4.0716 | 4.1363 | 4 | 4 | Calorimeter Room | Single | R32 | Australia,Fiji,New Zealand | 139652 | 2026-07-02 |  | Approved | Reverse Cycle | N/A | Yes | Class 9 | Yes | Yes | N/A | Yes | Yes | Yes | N/A | 4.3041 | Unavailable | N/A | N/A |  |  | Yes |  | https://reg.energyrating.gov.au/static/common/images/star_ratings_2014/aircon_rating_4_4.png | AAC6142 | Yes | Variable output compressor | Inverter | No | - | 5200 | 1.4 | - | 560 | 2500 | No | - | - | - | 1279.6 | 5600.4 | Yes | 400 | 2600 | No | - | - | 5200 | 1.2 | 510 | 2600 | No | - | - | No | - | - | - | 1810 | 5300 | No | - | - | - | - | - | - | - | - | No | - | - | No | - | - | 49.38 | 61.99 | 5.234 | 5.05 | 5.605 | 8.748 | 7.149 | 6.64 | 268 | 422 | 1203 | 424 | 616 | 1460 | 3.5 | 3.5 | 4 | 3.843 | 4.276 | 4.685 | 4.063 | 4.435 | 4.685 | 1778 | 674 | 106 | 575 | 304 | 68 | 2 | 2.5 | 3 | No | - | - | - | - | N/A | N/A | N/A | 5 | 3.67 | 4.2732
[SEER Non Multi-Split <=65kW] GEMS (Air Conditioners up to 65kW) Determination 2019 | MEPS 2019 | AS/NZS 3823.1.1:2012 | TAC-18CHSD/TPH11IT |  | N/A | TCL | N/A | Non Ducted | Single Split System | Wall Hung | Air | Air | China | 1.4 | N/A | 5.2 | N/A | N/A | N/A | N/A | N/A | 1.2 | 5.2 | Calorimeter Room | 3.6011 | 4.1987 | N/A | - | N/A | N/A | N/A | N/A | N/A | N/A | N/A | N/A | N/A | N/A | N/A | N/A | N/A | N/A | N/A | N/A | N/A | Single | R32 | Australia,Fiji,New Zealand | 155787 | 2028-07-31 |  | Approved | Reverse Cycle | N/A | Yes | Class 9 | Yes | N/A | N/A | N/A | N/A | N/A | N/A | N/A | Available | N/A | N/A |  |  | N/A |  |  | AAC7663 | Yes | Variable output compressor | Inverter | No | - | 5200 | 1.4 | - | 560 | 2500 | No | - | - | - | 1279.6 | 5600.4 | Yes | 400 | 2600 | No | - | - | 5200 | 1.2 | 510 | 2600 | No | - | - | No | - | - | - | 1810 | 5300 | No | - | - | - | - | - | - | - | - | No | - | - | No | - | - | 49.38 | 61.99 | 5.234 | 5.05 | 5.605 | 8.748 | 7.149 | 6.64 | 268 | 422 | 1203 | 424 | 616 | 1460 | 3.5 | 3.5 | 4 | 3.843 | 4.276 | 4.685 | 4.063 | 4.435 | 4.685 | 1778 | 674 | 106 | 575 | 304 | 68 | 2 | 2.5 | 3 | No | - | - | - | - | N/A | N/A | N/A | 5 | 3.67 | 4.2732
[SEER Non Multi-Split <=65kW] GEMS (Air Conditioners up to 65kW) Determination 2019 | MEPS 2019 | AS/NZS 3823.1.1:2012 | TAC-18CSD/XA73IE |  | N/A | TCL | 0.5 | Non Ducted | Single Split System | Wall Hung | Air | - | China | 1.5 | 4.6 | 5.2 | N/A | N/A | N/A | N/A | N/A | - | - | Calorimeter Room | 3.4523 | - | Yes | - | N/A | 1.5 | 1.5 | N/A | N/A | N/A | N/A | N/A | 4.2858 | 4.3182 | N/A | N/A | 4.0716 | 4.1363 | 4 | 4 | Calorimeter Room | Single | R32 | Australia,Fiji,New Zealand | 153774 | 2028-04-19 |  | Approved | Cooling Only | N/A | Yes | Class 9 | Yes | Yes | N/A | Yes | Yes | Yes | N/A | 4.3041 | Unavailable | N/A | N/A |  |  | Yes |  | https://reg.energyrating.gov.au/static/common/images/star_ratings_2014/aircon_rating_4_4.png | AAC7438 | Yes | Variable output compressor | Inverter | No | - | 5200 | 1.5 | - | 540 | 2570 | No | - | - | - | 1371 | 5600.4 | Yes | 410 | 2600 | No | - | - | - | - | - | - | - | - | - | - | - | - | - | - | - | - | - | - | - | - | - | - | - | - | - | - | - | - | - | - | 51.8 | 61.9 | 4.906 | 4.72 | 5.213 | 7.384 | 6.345 | 5.973 | 285 | 451 | 1293 | 504 | 695 | 1623 | 3 | 3 | 3.5 | - | - | - | - | - | - | - | - | - | - | - | - | - | - | - | No | - | - | - | - | N/A | N/A | N/A | 5.5 | 3.4242 | -
[SEER Non Multi-Split <=65kW] GEMS (Air Conditioners up to 65kW) Determination 2019 | MEPS 2019 | AS/NZS 3823.1.1:2012 | TAC-24CHSD/*IT | TAC-24CHSD/*IT | N/A | TCL | 0.5 | Non Ducted | Single Split System | Wall Hung | Air | Air | China | 1.9 | 4.6 | 7.2 | N/A | N/A | N/A | N/A | N/A | 1.7 | 7.2 | Calorimeter Room | 3.5574 | 4.0042 | Yes | - | N/A | 1.5 | 1.5 | N/A | N/A | N/A | N/A | N/A | 4.2858 | 4.3182 | N/A | N/A | 4.0716 | 4.1363 | 4 | 4 | Calorimeter Room | Single | R32 | Australia,Fiji,New Zealand | 139653 | 2026-07-05 |  | Approved | Reverse Cycle | N/A | Yes | Class 9 | Yes | Yes | N/A | Yes | Yes | Yes | N/A | 4.3041 | Unavailable | N/A | N/A |  |  | Yes |  | https://reg.energyrating.gov.au/static/common/images/star_ratings_2014/aircon_rating_4_4.png | AAC6155 | Yes | Variable output compressor | Inverter | No | - | 7200 | 1.9 | - | 750 | 3700 | No | - | - | - | 1736.6 | 7754.4 | Yes | 580 | 3700 | No | - | - | 7200 | 1.7 | 690 | 3700 | No | - | - | No | - | - | - | 2100 | 6200 | No | - | - | - | - | - | - | - | - | No | - | - | No | - | - | 53.68 | 62.97 | 5.205 | 5.013 | 5.432 | 7.37 | 6.444 | 6.104 | 377 | 593 | 1725 | 704 | 952 | 2205 | 3.5 | 3.5 | 3.5 | 3.735 | 4.297 | 4.891 | 4.055 | 4.547 | 4.905 | 2528 | 923 | 136 | 793 | 407 | 87 | 2 | 2.5 | 3 | No | - | - | - | - | N/A | N/A | N/A | 5 | 3.7561 | 4.1936
[SEER Non Multi-Split <=65kW] GEMS (Air Conditioners up to 65kW) Determination 2019 | MEPS 2019 | AS/NZS 3823.1.1:2012 | TAC-24CHSD/TP11IT | TAC-24CHSD/*IT | N/A | TCL | 0.5 | Non Ducted | Single Split System | Wall Hung | Air | Air | China | 1.9 | 4.6 | 7.2 | N/A | N/A | N/A | N/A | N/A | 1.7 | 7.2 | Calorimeter Room | 3.5574 | 4.0042 | Yes | - | N/A | 1.5 | 1.5 | N/A | N/A | N/A | N/A | N/A | 4.2858 | 4.3182 | N/A | N/A | 4.0716 | 4.1363 | 4 | 4 | Calorimeter Room | Single | R32 | Australia,Fiji,New Zealand | 139653 | 2026-07-05 |  | Approved | Reverse Cycle | N/A | Yes | Class 9 | Yes | Yes | N/A | Yes | Yes | Yes | N/A | 4.3041 | Unavailable | N/A | N/A |  |  | Yes |  | https://reg.energyrating.gov.au/static/common/images/star_ratings_2014/aircon_rating_4_4.png | AAC6155 | Yes | Variable output compressor | Inverter | No | - | 7200 | 1.9 | - | 750 | 3700 | No | - | - | - | 1736.6 | 7754.4 | Yes | 580 | 3700 | No | - | - | 7200 | 1.7 | 690 | 3700 | No | - | - | No | - | - | - | 2100 | 6200 | No | - | - | - | - | - | - | - | - | No | - | - | No | - | - | 53.68 | 62.97 | 5.205 | 5.013 | 5.432 | 7.37 | 6.444 | 6.104 | 377 | 593 | 1725 | 704 | 952 | 2205 | 3.5 | 3.5 | 3.5 | 3.735 | 4.297 | 4.891 | 4.055 | 4.547 | 4.905 | 2528 | 923 | 136 | 793 | 407 | 87 | 2 | 2.5 | 3 | No | - | - | - | - | N/A | N/A | N/A | 5 | 3.7561 | 4.1936
[SEER Non Multi-Split <=65kW] GEMS (Air Conditioners up to 65kW) Determination 2019 | MEPS 2019 | AS/NZS 3823.1.1:2012 | TAC-24CHSD/TP21IT | TAC-24CHSD/*IT | N/A | TCL | 0.5 | Non Ducted | Single Split System | Wall Hung | Air | Air | China | 1.9 | 4.6 | 7.2 | N/A | N/A | N/A | N/A | N/A | 1.7 | 7.2 | Calorimeter Room | 3.5574 | 4.0042 | Yes | - | N/A | 1.5 | 1.5 | N/A | N/A | N/A | N/A | N/A | 4.2858 | 4.3182 | N/A | N/A | 4.0716 | 4.1363 | 4 | 4 | Calorimeter Room | Single | R32 | Australia,Fiji,New Zealand | 139653 | 2026-07-05 |  | Approved | Reverse Cycle | N/A | Yes | Class 9 | Yes | Yes | N/A | Yes | Yes | Yes | N/A | 4.3041 | Unavailable | N/A | N/A |  |  | Yes |  | https://reg.energyrating.gov.au/static/common/images/star_ratings_2014/aircon_rating_4_4.png | AAC6155 | Yes | Variable output compressor | Inverter | No | - | 7200 | 1.9 | - | 750 | 3700 | No | - | - | - | 1736.6 | 7754.4 | Yes | 580 | 3700 | No | - | - | 7200 | 1.7 | 690 | 3700 | No | - | - | No | - | - | - | 2100 | 6200 | No | - | - | - | - | - | - | - | - | No | - | - | No | - | - | 53.68 | 62.97 | 5.205 | 5.013 | 5.432 | 7.37 | 6.444 | 6.104 | 377 | 593 | 1725 | 704 | 952 | 2205 | 3.5 | 3.5 | 3.5 | 3.735 | 4.297 | 4.891 | 4.055 | 4.547 | 4.905 | 2528 | 923 | 136 | 793 | 407 | 87 | 2 | 2.5 | 3 | No | - | - | - | - | N/A | N/A | N/A | 5 | 3.7561 | 4.1936
[SEER Non Multi-Split <=65kW] GEMS (Air Conditioners up to 65kW) Determination 2019 | MEPS 2019 | AS/NZS 3823.1.1:2012 | TAC-24CHSD/TP31IT | TAC-24CHSD/*IT | N/A | TCL | 0.5 | Non Ducted | Single Split System | Wall Hung | Air | Air | China | 1.9 | 4.6 | 7.2 | N/A | N/A | N/A | N/A | N/A | 1.7 | 7.2 | Calorimeter Room | 3.5574 | 4.0042 | Yes | - | N/A | 1.5 | 1.5 | N/A | N/A | N/A | N/A | N/A | 4.2858 | 4.3182 | N/A | N/A | 4.0716 | 4.1363 | 4 | 4 | Calorimeter Room | Single | R32 | Australia,Fiji,New Zealand | 139653 | 2026-07-05 |  | Approved | Reverse Cycle | N/A | Yes | Class 9 | Yes | Yes | N/A | Yes | Yes | Yes | N/A | 4.3041 | Unavailable | N/A | N/A |  |  | Yes |  | https://reg.energyrating.gov.au/static/common/images/star_ratings_2014/aircon_rating_4_4.png | AAC6155 | Yes | Variable output compressor | Inverter | No | - | 7200 | 1.9 | - | 750 | 3700 | No | - | - | - | 1736.6 | 7754.4 | Yes | 580 | 3700 | No | - | - | 7200 | 1.7 | 690 | 3700 | No | - | - | No | - | - | - | 2100 | 6200 | No | - | - | - | - | - | - | - | - | No | - | - | No | - | - | 53.68 | 62.97 | 5.205 | 5.013 | 5.432 | 7.37 | 6.444 | 6.104 | 377 | 593 | 1725 | 704 | 952 | 2205 | 3.5 | 3.5 | 3.5 | 3.735 | 4.297 | 4.891 | 4.055 | 4.547 | 4.905 | 2528 | 923 | 136 | 793 | 407 | 87 | 2 | 2.5 | 3 | No | - | - | - | - | N/A | N/A | N/A | 5 | 3.7561 | 4.1936
[SEER Non Multi-Split <=65kW] GEMS (Air Conditioners up to 65kW) Determination 2019 | MEPS 2019 | AS/NZS 3823.1.1:2012 | TAC-24CHSD/TPG11IT | TAC-24CHSD/*IT | N/A | TCL | 0.5 | Non Ducted | Single Split System | Wall Hung | Air | Air | China | 1.9 | 4.6 | 7.2 | N/A | N/A | N/A | N/A | N/A | 1.7 | 7.2 | Calorimeter Room | 3.5574 | 4.0042 | Yes | - | N/A | 1.5 | 1.5 | N/A | N/A | N/A | N/A | N/A | 4.2858 | 4.3182 | N/A | N/A | 4.0716 | 4.1363 | 4 | 4 | Calorimeter Room | Single | R32 | Australia,Fiji,New Zealand | 139653 | 2026-07-05 |  | Approved | Reverse Cycle | N/A | Yes | Class 9 | Yes | Yes | N/A | Yes | Yes | Yes | N/A | 4.3041 | Unavailable | N/A | N/A |  |  | Yes |  | https://reg.energyrating.gov.au/static/common/images/star_ratings_2014/aircon_rating_4_4.png | AAC6155 | Yes | Variable output compressor | Inverter | No | - | 7200 | 1.9 | - | 750 | 3700 | No | - | - | - | 1736.6 | 7754.4 | Yes | 580 | 3700 | No | - | - | 7200 | 1.7 | 690 | 3700 | No | - | - | No | - | - | - | 2100 | 6200 | No | - | - | - | - | - | - | - | - | No | - | - | No | - | - | 53.68 | 62.97 | 5.205 | 5.013 | 5.432 | 7.37 | 6.444 | 6.104 | 377 | 593 | 1725 | 704 | 952 | 2205 | 3.5 | 3.5 | 3.5 | 3.735 | 4.297 | 4.891 | 4.055 | 4.547 | 4.905 | 2528 | 923 | 136 | 793 | 407 | 87 | 2 | 2.5 | 3 | No | - | - | - | - | N/A | N/A | N/A | 5 | 3.7561 | 4.1936
[SEER Non Multi-Split <=65kW] GEMS (Air Conditioners up to 65kW) Determination 2019 | MEPS 2019 | AS/NZS 3823.1.1:2012 | TAC-24CHSD/TPH11IT |  | N/A | TCL | N/A | Non Ducted | Single Split System | Wall Hung | Air | Air | China | 1.9 | N/A | 7.2 | N/A | N/A | N/A | N/A | N/A | 1.7 | 7.2 | Calorimeter Room | 3.5574 | 4.0042 | N/A | - | N/A | N/A | N/A | N/A | N/A | N/A | N/A | N/A | N/A | N/A | N/A | N/A | N/A | N/A | N/A | N/A | N/A | Single | R32 | Australia,Fiji,New Zealand | 155788 | 2028-07-31 |  | Approved | Reverse Cycle | N/A | Yes | Class 9 | Yes | N/A | N/A | N/A | N/A | N/A | N/A | N/A | Available | N/A | N/A |  |  | N/A |  |  | AAC7664 | Yes | Variable output compressor | Inverter | No | - | 7200 | 1.9 | - | 750 | 3700 | No | - | - | - | 1736.6 | 7754.4 | Yes | 580 | 3700 | No | - | - | 7200 | 1.7 | 690 | 3700 | No | - | - | No | - | - | - | 2100 | 6200 | No | - | - | - | - | - | - | - | - | No | - | - | No | - | - | 53.68 | 62.97 | 5.205 | 5.013 | 5.432 | 7.37 | 6.444 | 6.104 | 377 | 593 | 1725 | 704 | 952 | 2205 | 3.5 | 3.5 | 3.5 | 3.735 | 4.297 | 4.891 | 4.055 | 4.547 | 4.905 | 2528 | 923 | 136 | 793 | 407 | 87 | 2 | 2.5 | 3 | No | - | - | - | - | N/A | N/A | N/A | 5 | 3.7561 | 4.1936
[SEER Non Multi-Split <=65kW] GEMS (Air Conditioners up to 65kW) Determination 2019 | MEPS 2019 | AS/NZS 3823.1.1:2012 | TAC-24CSD/XA73IE |  | N/A | TCL | 0.5 | Non Ducted | Single Split System | Wall Hung | Air | - | China | 2.01 | 4.6 | 7 | N/A | N/A | N/A | N/A | N/A | - | - | Calorimeter Room | 3.408 | - | Yes | - | N/A | 1.5 | 1.5 | N/A | N/A | N/A | N/A | N/A | 4.2858 | 4.3182 | N/A | N/A | 4.0716 | 4.1363 | 4 | 4 | Calorimeter Room | Single | R32 | Australia,Fiji,New Zealand | 153775 | 2028-04-19 |  | Approved | Cooling Only | N/A | Yes | Class 9 | Yes | Yes | N/A | Yes | Yes | Yes | N/A | 4.3041 | Unavailable | N/A | N/A |  |  | Yes |  | https://reg.energyrating.gov.au/static/common/images/star_ratings_2014/aircon_rating_4_4.png | AAC7437 | Yes | Variable output compressor | Inverter | No | - | 7000 | 2.01 | - | 740 | 3400 | No | - | - | - | 1837.14 | 7539 | Yes | 600 | 3500 | No | - | - | - | - | - | - | - | - | - | - | - | - | - | - | - | - | - | - | - | - | - | - | - | - | - | - | - | - | - | - | 52.7 | 63.9 | 4.767 | 4.588 | 4.941 | 6.422 | 5.739 | 5.473 | 402 | 632 | 1845 | 787 | 1041 | 2392 | 3 | 3 | 3 | - | - | - | - | - | - | - | - | - | - | - | - | - | - | - | No | - | - | - | - | N/A | N/A | N/A | 4.8 | 3.4547 | -
[SEER Non Multi-Split <=65kW] GEMS (Air Conditioners up to 65kW) Determination 2019 | MEPS 2019 | AS/NZS 3823.1.1:2012 | TAC-28CHSD/IT series | TAC-28CHSD/IT series | N/A | TCL | 0.5 | Non Ducted | Single Split System | Wall Hung | Air | Air | China | 2.3 | 4.6 | 8.2 | N/A | N/A | N/A | N/A | N/A | 2.3 | 8.5 | Calorimeter Room | 3.5346 | 3.7519 | Yes | - | N/A | 1.5 | 1.5 | N/A | N/A | N/A | N/A | N/A | 4.2858 | 4.3182 | N/A | N/A | 4.0716 | 4.1363 | 4 | 4 | Calorimeter Room | Single | R32 | Australia,Fiji,New Zealand | 151066 | 2027-11-30 |  | Approved | Reverse Cycle | N/A | Yes | Class 9 | Yes | Yes | N/A | Yes | Yes | Yes | N/A | 4.3041 | Unavailable | N/A | N/A |  |  | Yes |  | https://reg.energyrating.gov.au/static/common/images/star_ratings_2014/aircon_rating_4_4.png | AAC7184 | Yes | Variable output compressor | Inverter | No | - | 8200 | 2.3 | - | 810 | 4200 | No | - | - | - | 2102.2 | 8831.4 | Yes | 650 | 4250 | No | - | - | 8500 | 2.3 | 750 | 4200 | No | - | - | No | - | - | - | 3000 | 7900 | No | - | - | - | - | - | - | - | - | No | - | - | No | - | - | 52 | 64.8 | 5.165 | 4.926 | 5.323 | 7.06 | 6.26 | 5.927 | 433 | 688 | 2005 | 838 | 1117 | 2586 | 3.5 | 3 | 3.5 | 3.756 | 4.376 | 5.113 | 4.14 | 4.693 | 5.137 | 2968 | 1070 | 153 | 917 | 465 | 98 | 2 | 2.5 | 3.5 | No | - | - | - | - | N/A | N/A | N/A | 5.6 | 3.5361 | 3.6655
[SEER Non Multi-Split <=65kW] GEMS (Air Conditioners up to 65kW) Determination 2019 | MEPS 2019 | AS/NZS 3823.1.1:2012 | TAC-28CHSD/TPG11IT | TAC-28CHSD/IT series | N/A | TCL | 0.5 | Non Ducted | Single Split System | Wall Hung | Air | Air | China | 2.3 | 4.6 | 8.2 | N/A | N/A | N/A | N/A | N/A | 2.3 | 8.5 | Calorimeter Room | 3.5346 | 3.7519 | Yes | - | N/A | 1.5 | 1.5 | N/A | N/A | N/A | N/A | N/A | 4.2858 | 4.3182 | N/A | N/A | 4.0716 | 4.1363 | 4 | 4 | Calorimeter Room | Single | R32 | Australia,Fiji,New Zealand | 151066 | 2027-11-30 |  | Approved | Reverse Cycle | N/A | Yes | Class 9 | Yes | Yes | N/A | Yes | Yes | Yes | N/A | 4.3041 | Unavailable | N/A | N/A |  |  | Yes |  | https://reg.energyrating.gov.au/static/common/images/star_ratings_2014/aircon_rating_4_4.png | AAC7184 | Yes | Variable output compressor | Inverter | No | - | 8200 | 2.3 | - | 810 | 4200 | No | - | - | - | 2102.2 | 8831.4 | Yes | 650 | 4250 | No | - | - | 8500 | 2.3 | 750 | 4200 | No | - | - | No | - | - | - | 3000 | 7900 | No | - | - | - | - | - | - | - | - | No | - | - | No | - | - | 52 | 64.8 | 5.165 | 4.926 | 5.323 | 7.06 | 6.26 | 5.927 | 433 | 688 | 2005 | 838 | 1117 | 2586 | 3.5 | 3 | 3.5 | 3.756 | 4.376 | 5.113 | 4.14 | 4.693 | 5.137 | 2968 | 1070 | 153 | 917 | 465 | 98 | 2 | 2.5 | 3.5 | No | - | - | - | - | N/A | N/A | N/A | 5.6 | 3.5361 | 3.6655
[SEER Non Multi-Split <=65kW] GEMS (Air Conditioners up to 65kW) Determination 2019 | MEPS 2019 | AS/NZS 3823.1.1:2012 | TAC-28CHSD/TPG21IT | TAC-28CHSD/IT series | N/A | TCL | 0.5 | Non Ducted | Single Split System | Wall Hung | Air | Air | China | 2.3 | 4.6 | 8.2 | N/A | N/A | N/A | N/A | N/A | 2.3 | 8.5 | Calorimeter Room | 3.5346 | 3.7519 | Yes | - | N/A | 1.5 | 1.5 | N/A | N/A | N/A | N/A | N/A | 4.2858 | 4.3182 | N/A | N/A | 4.0716 | 4.1363 | 4 | 4 | Calorimeter Room | Single | R32 | Australia,Fiji,New Zealand | 151066 | 2027-11-30 |  | Approved | Reverse Cycle | N/A | Yes | Class 9 | Yes | Yes | N/A | Yes | Yes | Yes | N/A | 4.3041 | Unavailable | N/A | N/A |  |  | Yes |  | https://reg.energyrating.gov.au/static/common/images/star_ratings_2014/aircon_rating_4_4.png | AAC7184 | Yes | Variable output compressor | Inverter | No | - | 8200 | 2.3 | - | 810 | 4200 | No | - | - | - | 2102.2 | 8831.4 | Yes | 650 | 4250 | No | - | - | 8500 | 2.3 | 750 | 4200 | No | - | - | No | - | - | - | 3000 | 7900 | No | - | - | - | - | - | - | - | - | No | - | - | No | - | - | 52 | 64.8 | 5.165 | 4.926 | 5.323 | 7.06 | 6.26 | 5.927 | 433 | 688 | 2005 | 838 | 1117 | 2586 | 3.5 | 3 | 3.5 | 3.756 | 4.376 | 5.113 | 4.14 | 4.693 | 5.137 | 2968 | 1070 | 153 | 917 | 465 | 98 | 2 | 2.5 | 3.5 | No | - | - | - | - | N/A | N/A | N/A | 5.6 | 3.5361 | 3.6655
[SEER Non Multi-Split <=65kW] GEMS (Air Conditioners up to 65kW) Determination 2019 | MEPS 2019 | AS/NZS 3823.1.1:2012 | TAC-28CHSD/TPG31IT | TAC-28CHSD/IT series | N/A | TCL | 0.5 | Non Ducted | Single Split System | Wall Hung | Air | Air | China | 2.3 | 4.6 | 8.2 | N/A | N/A | N/A | N/A | N/A | 2.3 | 8.5 | Calorimeter Room | 3.5346 | 3.7519 | Yes | - | N/A | 1.5 | 1.5 | N/A | N/A | N/A | N/A | N/A | 4.2858 | 4.3182 | N/A | N/A | 4.0716 | 4.1363 | 4 | 4 | Calorimeter Room | Single | R32 | Australia,Fiji,New Zealand | 151066 | 2027-11-30 |  | Approved | Reverse Cycle | N/A | Yes | Class 9 | Yes | Yes | N/A | Yes | Yes | Yes | N/A | 4.3041 | Unavailable | N/A | N/A |  |  | Yes |  | https://reg.energyrating.gov.au/static/common/images/star_ratings_2014/aircon_rating_4_4.png | AAC7184 | Yes | Variable output compressor | Inverter | No | - | 8200 | 2.3 | - | 810 | 4200 | No | - | - | - | 2102.2 | 8831.4 | Yes | 650 | 4250 | No | - | - | 8500 | 2.3 | 750 | 4200 | No | - | - | No | - | - | - | 3000 | 7900 | No | - | - | - | - | - | - | - | - | No | - | - | No | - | - | 52 | 64.8 | 5.165 | 4.926 | 5.323 | 7.06 | 6.26 | 5.927 | 433 | 688 | 2005 | 838 | 1117 | 2586 | 3.5 | 3 | 3.5 | 3.756 | 4.376 | 5.113 | 4.14 | 4.693 | 5.137 | 2968 | 1070 | 153 | 917 | 465 | 98 | 2 | 2.5 | 3.5 | No | - | - | - | - | N/A | N/A | N/A | 5.6 | 3.5361 | 3.6655
[SEER Non Multi-Split <=65kW] GEMS (Air Conditioners up to 65kW) Determination 2019 | MEPS 2019 | AS/NZS 3823.1.1:2012 | TAC-28CHSD/TPH11IT |  | N/A | TCL | N/A | Non Ducted | Single Split System | Wall Hung | Air | Air | China | 2.3 | N/A | 8.2 | N/A | N/A | N/A | N/A | N/A | 2.3 | 8.5 | Calorimeter Room | 3.5346 | 3.7519 | N/A | - | N/A | N/A | N/A | N/A | N/A | N/A | N/A | N/A | N/A | N/A | N/A | N/A | N/A | N/A | N/A | N/A | N/A | Single | R32 | Australia,Fiji,New Zealand | 155789 | 2028-07-31 |  | Approved | Reverse Cycle | N/A | Yes | Class 9 | Yes | N/A | N/A | N/A | N/A | N/A | N/A | N/A | Available | N/A | N/A |  |  | N/A |  |  | AAC7665 | Yes | Variable output compressor | Inverter | No | - | 8200 | 2.3 | - | 810 | 4200 | No | - | - | - | 2102.2 | 8831.4 | Yes | 650 | 4250 | No | - | - | 8500 | 2.3 | 750 | 4200 | No | - | - | No | - | - | - | 3000 | 7900 | No | - | - | - | - | - | - | - | - | No | - | - | No | - | - | 52 | 64.8 | 5.165 | 4.926 | 5.323 | 7.06 | 6.26 | 5.927 | 433 | 688 | 2005 | 838 | 1117 | 2586 | 3.5 | 3 | 3.5 | 3.756 | 4.376 | 5.113 | 4.14 | 4.693 | 5.137 | 2968 | 1070 | 153 | 917 | 465 | 98 | 2 | 2.5 | 3.5 | No | - | - | - | - | N/A | N/A | N/A | 5.6 | 3.5361 | 3.6655
[SEER Non Multi-Split <=65kW] GEMS (Air Conditioners up to 65kW) Determination 2019 | MEPS 2019 | AS/NZS 3823.1.2:2012 | TDS-TSO105HVDM |  | N/A | TECO | N/A | Ducted | Single Split System | - | Air | Air | China | 3.18 | N/A | 10.5 | N/A | N/A | N/A | N/A | N/A | 3.18 | 10.5 | Calorimeter Room | 3.3905 | 3.4768 | N/A | - | N/A | N/A | N/A | N/A | N/A | N/A | N/A | N/A | N/A | N/A | N/A | N/A | N/A | N/A | N/A | N/A | N/A | Single | R410A | Australia,Fiji,New Zealand | 132712 | 2025-10-15 |  | Approved | Reverse Cycle | N/A | Yes | Class 11 | Yes | N/A | N/A | N/A | N/A | N/A | N/A | N/A | Available | N/A | N/A | http://www.teco.com.au/ | http://www.teco.com.au/ | N/A |  |  | AAC5400 | Yes | Variable output compressor | Inverter | No | - | 10500 | 3.18 | - | 1100 | 5250 | Yes | 510 | 1800 | - | 2906.52 | 11308.5 | Yes | 900 | 5500 | - | 430 | 2750 | 10500 | 3.18 | 920 | 5050 | Yes | 430 | 2100 | Yes | 3950 | 9900 | No | - | - | No | - | - | - | - | - | No | - | - | No | - | - | No | - | - | - | 70 | 4.909 | 4.712 | 5.1 | 7.339 | 6.438 | 5.761 | 578 | 915 | 2673 | 1026 | 1385 | 3402 | 3 | 3 | 3.5 | 3.622 | 4.204 | 5.073 | 4.045 | 4.556 | 5.068 | 3807 | 1383 | 199 | 1165 | 598 | 129 | 2 | 2.5 | 3.5 | No | - | - | - | - | N/A | N/A | N/A | 10 | 3.2672 | 3.2672
[SEER Non Multi-Split <=65kW] GEMS (Air Conditioners up to 65kW) Determination 2019 | MEPS 2019 | AS/NZS 3823.1.2:2012 | TDS-TSO125HVFM |  | N/A | TECO | N/A | Ducted | Single Split System | - | Air | Air | China | 3.7 | N/A | 12.5 | N/A | N/A | N/A | N/A | N/A | 3.3 | 13.5 | Enthalpy Test Room | 3.5633 | 3.9762 | N/A | - | N/A | N/A | N/A | N/A | N/A | N/A | N/A | N/A | N/A | N/A | N/A | N/A | N/A | N/A | N/A | N/A | N/A | Single | R32 | Australia,Fiji,New Zealand | 152450 | 2028-02-15 |  | Approved | Reverse Cycle | N/A | Yes | Class 11 | Yes | N/A | N/A | N/A | N/A | N/A | N/A | N/A | Available | N/A | N/A | http://www.teco.com.au/ | http://www.teco.com.au/ | N/A |  |  | AAC7263 | Yes | Variable output compressor | Inverter | No | - | 12500 | 3.7 | - | 1580 | 6400 | Yes | 900 | 3200 | - | 3381.8 | 13462.5 | Yes | 965 | 6200 | - | 530 | 3750 | 13500 | 3.3 | 1300 | 6450 | Yes | 570 | 2750 | Yes | 5050 | 14100 | No | - | - | No | - | - | - | - | - | No | - | - | No | - | - | No | - | - | - | - | 5.549 | 5.277 | 5.833 | 15.233 | 9.447 | 7.834 | 610 | 974 | 2783 | 580 | 1119 | 2975 | 4 | 3.5 | 4 | 3.915 | 4.327 | 4.842 | 4.198 | 4.574 | 4.866 | 4525 | 1721 | 259 | 1438 | 760 | 166 | 2 | 2.5 | 3 | No | - | - | - | - | N/A | N/A | N/A | 10 | 3.3478 | 4.0494
[SEER Non Multi-Split <=65kW] GEMS (Air Conditioners up to 65kW) Determination 2019 | MEPS 2019 | AS/NZS 3823.1.2:2012 | TDS-TSO130HVDM |  | N/A | TECO | N/A | Ducted | Single Split System | - | Air | Air | China | 3.785 | N/A | 13 | N/A | N/A | N/A | N/A | N/A | 3.9 | 15 | Calorimeter Room | 3.3801 | 3.7098 | N/A | - | N/A | N/A | N/A | N/A | N/A | N/A | N/A | N/A | N/A | N/A | N/A | N/A | N/A | N/A | N/A | N/A | N/A | Single | R410A | Australia,Fiji,New Zealand | 131325 | 2025-10-14 |  | Approved | Reverse Cycle | N/A | Yes | Class 11 | Yes | N/A | N/A | N/A | N/A | N/A | N/A | N/A | Available | N/A | N/A | http://www.teco.com.au/ | http://www.teco.com.au/ | N/A |  |  | AAC5399 | Yes | Variable output compressor | Inverter | No | - | 13000 | 3.785 | - | 1310 | 6500 | Yes | 740 | 2650 | - | 3459.49 | 14001 | Yes | 1215 | 7300 | - | 575 | 3550 | 15000 | 3.9 | 1270 | 7000 | Yes | 625 | 2530 | Yes | 5080 | 14000 | No | - | - | No | - | - | - | - | - | No | - | - | No | - | - | No | - | - | - | 71 | 4.972 | 4.798 | 5.164 | 7.581 | 6.605 | 5.803 | 707 | 1112 | 3269 | 1230 | 1671 | 4182 | 3 | 3 | 3.5 | 3.787 | 4.305 | 4.791 | 3.992 | 4.32 | 4.62 | 5199 | 1924 | 293 | 1681 | 894 | 195 | 2 | 2.5 | 3 | No | - | - | - | - | N/A | N/A | N/A | 12 | 3.3982 | 3.8066
[SEER Non Multi-Split <=65kW] GEMS (Air Conditioners up to 65kW) Determination 2019 | MEPS 2019 | AS/NZS 3823.1.2:2012 | TDS-TSO145HVDM |  | N/A | TECO | N/A | Ducted | Single Split System | - | Air | Air | China | 4.255 | N/A | 14.5 | N/A | N/A | N/A | N/A | N/A | 4.5 | 17 | Calorimeter Room | 3.2965 | 3.9008 | N/A | - | N/A | N/A | N/A | N/A | N/A | N/A | N/A | N/A | N/A | N/A | N/A | N/A | N/A | N/A | N/A | N/A | N/A | Single | R410A | Australia,Fiji,New Zealand | 132730 | 2025-10-15 |  | Approved | Reverse Cycle | N/A | Yes | Class 11 | Yes | N/A | N/A | N/A | N/A | N/A | N/A | N/A | Available | N/A | N/A | http://www.teco.com.au/ | http://www.teco.com.au/ | N/A |  |  | AAC5401 | Yes | Variable output compressor | Inverter | No | - | 14500 | 4.255 | - | 1500 | 6900 | Yes | 1100 | 2300 | - | 3889.07 | 15616.5 | Yes | 1160 | 7500 | - | 500 | 3480 | 17000 | 4.5 | 1820 | 8000 | Yes | 560 | 2750 | Yes | 4300 | 11500 | No | - | - | No | - | - | - | - | - | No | - | - | No | - | - | No | - | - | - | 71 | 6.082 | 5.853 | 6.249 | -12.151 | -1.275 | 5.327 | 647 | 1020 | 3016 | -894 | -9819 | 5090 | 4.5 | 4 | 4.5 | 2.845 | 3.391 | 4.567 | 3.266 | 4.054 | 4.727 | 7824 | 2749 | 337 | 2316 | 1070 | 209 | 1 | 1.5 | 3 | No | - | - | - | - | N/A | N/A | N/A | 10 | 3.3809 | 3.7496
[SEER Non Multi-Split <=65kW] GEMS (Air Conditioners up to 65kW) Determination 2019 | MEPS 2019 | AS/NZS 3823.1.2:2012 | TDS-TSO170HVDM |  | N/A | TECO | N/A | Ducted | Single Split System | - | Air | Air | China | 5.155 | N/A | 17 | N/A | N/A | N/A | N/A | N/A | 4.6 | 17.5 | Calorimeter Room | 3.3236 | 3.8033 | N/A | - | N/A | N/A | N/A | N/A | N/A | N/A | N/A | N/A | N/A | N/A | N/A | N/A | N/A | N/A | N/A | N/A | N/A | Single | R410A | Australia,Fiji,New Zealand | 132860 | 2025-10-15 |  | Approved | Reverse Cycle | N/A | Yes | Class 11 | Yes | N/A | N/A | N/A | N/A | N/A | N/A | N/A | Available | N/A | N/A | http://www.teco.com.au/ | http://www.teco.com.au/ | N/A |  |  | AAC5402 | Yes | Variable output compressor | Inverter | No | - | 17000 | 5.155 | - | 1720 | 8500 | Yes | 1010 | 2750 | - | 4711.67 | 18309 | Yes | 1290 | 8700 | - | 500 | 3300 | 17500 | 4.6 | 1700 | 8500 | Yes | 600 | 3000 | Yes | 4700 | 12500 | No | - | - | No | - | - | - | - | - | No | - | - | No | - | - | No | - | - | - | 71 | 6.107 | 5.784 | 6.124 | 17.934 | -10.894 | 1.341 | 759 | 1215 | 3613 | 673 | -1365 | 23784 | 4.5 | 4 | 4.5 | 3.279 | 3.984 | 4.94 | 3.665 | 4.286 | 5.027 | 6992 | 2412 | 322 | 2126 | 1043 | 203 | 1.5 | 2 | 3 | No | - | - | - | - | N/A | N/A | N/A | 10 | 3.2763 | 3.7766
[Unitary Single-Duct] GEMS (Air Conditioners up to 65kW) Determination 2019 | MEPS 2019 | AS/NZS 3823.1.5:2015 | TPO20CFBT |  | N/A | TECO | N/A | Non Ducted | Portable | N/A | N/A | N/A | China | 0.785 | N/A | 2.05 | N/A | N/A | N/A | N/A | N/A | 0 | 0 | Calorimeter Room | 2.6281 | 0 | N/A | N/A | N/A | N/A | N/A | N/A | N/A | N/A | N/A | N/A | N/A | N/A | N/A | N/A | N/A | N/A | N/A | N/A | Calorimeter Room | Single | R290 | Australia,Fiji,New Zealand | 131175 | 2025-09-07 |  | Approved | Cooling Only | N/A | N/A | Class 4 | N/A | N/A | N/A | N/A | N/A | N/A | N/A | N/A | Available | N/A | N/A | http://www.teco.com.au/ | http://www.companyname.com | N/A |  |  | AAC5258 | No | N/A | N/A | N/A | N/A | 2050 | 0.785 | N/A | N/A | N/A | N/A | N/A | N/A | N/A | N/A | N/A | N/A | N/A | N/A | N/A | N/A | N/A | 0 | 0 | N/A | N/A | N/A | N/A | N/A | N/A | N/A | N/A | N/A | N/A | N/A | N/A | N/A | N/A | N/A | N/A | N/A | N/A | N/A | N/A | N/A | N/A | N/A | N/A | N/A | N/A | 63.2 | N/A | N/A | N/A | N/A | N/A | N/A | N/A | 428 | 659 | 1764 | N/A | N/A | N/A | 0 | 0 | 0 | N/A | N/A | N/A | N/A | N/A | N/A | 0 | 0 | 0 | N/A | N/A | N/A | 0 | 0 | 0 | N/A | No | 0 | 0 | 0 | 0 | 0 | 0 | N/A | 2.6115 | 0
[Unitary Single-Duct] GEMS (Air Conditioners up to 65kW) Determination 2019 | MEPS 2019 | AS/NZS 3823.1.5:2015 | TPO20CFCT |  | N/A | TECO | N/A | Non Ducted | Portable | N/A | N/A | N/A | China | 0.785 | N/A | 2.05 | N/A | N/A | N/A | N/A | N/A | - | - | Calorimeter Room | 2.6499 | - | N/A | N/A | N/A | N/A | N/A | N/A | N/A | N/A | N/A | N/A | N/A | N/A | N/A | N/A | N/A | N/A | N/A | N/A | Calorimeter Room | Single | R290 | Australia,Fiji,New Zealand | 149321 | 2027-09-13 |  | Approved | Cooling Only | N/A | N/A | Class 4 | N/A | N/A | N/A | N/A | N/A | N/A | N/A | N/A | Available | N/A | N/A | http://www.teco.com.au/ | http://www.companyname.com | N/A |  |  | AAC7000 | No | N/A | N/A | N/A | N/A | 2050 | 0.785 | N/A | N/A | N/A | N/A | N/A | N/A | N/A | N/A | N/A | N/A | N/A | N/A | N/A | N/A | N/A | - | - | N/A | N/A | N/A | N/A | N/A | N/A | N/A | N/A | N/A | N/A | N/A | N/A | N/A | N/A | N/A | N/A | N/A | N/A | N/A | N/A | N/A | N/A | N/A | N/A | N/A | N/A | 62.8 | N/A | N/A | N/A | N/A | N/A | N/A | N/A | 428 | 659 | 1764 | N/A | N/A | N/A | 0 | 0 | 0 | N/A | N/A | N/A | N/A | N/A | N/A | - | - | - | N/A | N/A | N/A | - | - | - | N/A | No | - | - | - | - | - | - | N/A | 2.6115 | -
[Unitary Single-Duct] GEMS (Air Conditioners up to 65kW) Determination 2019 | MEPS 2019 | AS/NZS 3823.1.5:2015 | TPO32HFWDT |  | N/A | TECO | N/A | Non Ducted | Portable | N/A | N/A | N/A | China | 1.23 | N/A | 3.3 | N/A | N/A | N/A | N/A | N/A | 1.035 | 2.9 | Calorimeter Room | 2.7139 | 2.9091 | N/A | N/A | N/A | N/A | N/A | N/A | N/A | N/A | N/A | N/A | N/A | N/A | N/A | N/A | N/A | N/A | N/A | N/A | Calorimeter Room | Single | R290 | Australia,Fiji,New Zealand | 131177 | 2025-09-07 |  | Approved | Reverse Cycle | N/A | N/A | Class 4 | N/A | N/A | N/A | N/A | N/A | N/A | N/A | N/A | Available | N/A | N/A | http://www.teco.com.au/ | http://www.companyname.com | N/A |  |  | AAC5259 | No | N/A | N/A | N/A | N/A | 3300 | 1.23 | N/A | N/A | N/A | N/A | N/A | N/A | N/A | N/A | N/A | N/A | N/A | N/A | N/A | N/A | N/A | 2900 | 1.035 | N/A | N/A | N/A | N/A | N/A | N/A | N/A | N/A | N/A | N/A | N/A | N/A | N/A | N/A | N/A | N/A | N/A | N/A | N/A | N/A | N/A | N/A | N/A | N/A | N/A | N/A | 63.7 | N/A | N/A | N/A | N/A | N/A | N/A | N/A | 670 | 1033 | 2764 | N/A | N/A | N/A | 0 | 0 | 0 | N/A | N/A | N/A | N/A | N/A | N/A | 2753 | 1336 | 287 | N/A | N/A | N/A | 0 | 0 | 0 | N/A | No | 0 | 0 | 0 | 0 | 0 | 0 | N/A | 2.6829 | 2.8019
[Unitary Single-Duct] GEMS (Air Conditioners up to 65kW) Determination 2019 | MEPS 2019 | AS/NZS 3823.1.5:2015 | TPO33CFWET |  | N/A | TECO | N/A | Non Ducted | Portable | N/A | N/A | N/A | China | 1.265 | N/A | 3.3 | N/A | N/A | N/A | N/A | N/A | - | - | Calorimeter Room | 2.6159 | - | N/A | N/A | N/A | N/A | N/A | N/A | N/A | N/A | N/A | N/A | N/A | N/A | N/A | N/A | N/A | N/A | N/A | N/A | Calorimeter Room | Single | R290 | Australia,Fiji,New Zealand | 139570 | 2026-08-16 |  | Approved | Cooling Only | N/A | N/A | Class 4 | N/A | N/A | N/A | N/A | N/A | N/A | N/A | N/A | Available | N/A | N/A | http://www.teco.com.au/ | http://www.companyname.com | N/A |  |  | AAC6213 | No | N/A | N/A | N/A | N/A | 3300 | 1.265 | N/A | N/A | N/A | N/A | N/A | N/A | N/A | N/A | N/A | N/A | N/A | N/A | N/A | N/A | N/A | - | - | N/A | N/A | N/A | N/A | N/A | N/A | N/A | N/A | N/A | N/A | N/A | N/A | N/A | N/A | N/A | N/A | N/A | N/A | N/A | N/A | N/A | N/A | N/A | N/A | N/A | N/A | 62.9 | N/A | N/A | N/A | N/A | N/A | N/A | N/A | 689 | 1063 | 2842 | N/A | N/A | N/A | 0 | 0 | 0 | N/A | N/A | N/A | N/A | N/A | N/A | - | - | - | N/A | N/A | N/A | - | - | - | N/A | No | - | - | - | - | - | - | N/A | 2.6087 | -
[Unitary Single-Duct] GEMS (Air Conditioners up to 65kW) Determination 2019 | MEPS 2019 | AS/NZS 3823.1.5:2015 | TPO35HFWDT |  | N/A | TECO | N/A | Non Ducted | Portable | N/A | N/A | N/A | China | 1.285 | N/A | 3.5 | N/A | N/A | N/A | N/A | N/A | 0.93 | 3 | Calorimeter Room | 3.0462 | 3.2644 | N/A | N/A | N/A | N/A | N/A | N/A | N/A | N/A | N/A | N/A | N/A | N/A | N/A | N/A | N/A | N/A | N/A | N/A | Calorimeter Room | Single | R290 | Australia,Fiji,New Zealand | 131738 | 2025-09-07 |  | Approved | Reverse Cycle | N/A | N/A | Class 4 | N/A | N/A | N/A | N/A | N/A | N/A | N/A | N/A | Available | N/A | N/A | http://www.teco.com.au/ | http://www.companyname.com | N/A |  |  | AAC5262 | No | N/A | N/A | N/A | N/A | 3500 | 1.285 | N/A | N/A | N/A | N/A | N/A | N/A | N/A | N/A | N/A | N/A | N/A | N/A | N/A | N/A | N/A | 3000 | 0.93 | N/A | N/A | N/A | N/A | N/A | N/A | N/A | N/A | N/A | N/A | N/A | N/A | N/A | N/A | N/A | N/A | N/A | N/A | N/A | N/A | N/A | N/A | N/A | N/A | N/A | N/A | 64.1 | N/A | N/A | N/A | N/A | N/A | N/A | N/A | 700 | 1079 | 2887 | N/A | N/A | N/A | 0 | 0 | 0 | N/A | N/A | N/A | N/A | N/A | N/A | 2474 | 1201 | 258 | N/A | N/A | N/A | 0 | 0 | 0 | N/A | No | 0 | 0 | 0 | 0 | 0 | 0 | N/A | 2.7237 | 3.2258
[Unitary Single-Duct] GEMS (Air Conditioners up to 65kW) Determination 2019 | MEPS 2019 | AS/NZS 3823.1.5:2015 | TPO41CFWUDT |  | N/A | TECO | N/A | Non Ducted | Portable | N/A | N/A | N/A | China | 1.52 | N/A | 4.1 | N/A | N/A | N/A | N/A | N/A | - | - | Calorimeter Room | 2.8284 | - | N/A | N/A | N/A | N/A | N/A | N/A | N/A | N/A | N/A | N/A | N/A | N/A | N/A | N/A | N/A | N/A | N/A | N/A | Calorimeter Room | Single | R290 | Australia,Fiji,New Zealand | 139567 | 2026-08-19 |  | Approved | Cooling Only | N/A | N/A | Class 4 | N/A | N/A | N/A | N/A | N/A | N/A | N/A | N/A | Available | N/A | N/A | http://www.teco.com.au/ | http://www.companyname.com | N/A |  |  | AAC6223 | No | N/A | N/A | N/A | N/A | 4100 | 1.52 | N/A | N/A | N/A | N/A | N/A | N/A | N/A | N/A | N/A | N/A | N/A | N/A | N/A | N/A | N/A | - | - | N/A | N/A | N/A | N/A | N/A | N/A | N/A | N/A | N/A | N/A | N/A | N/A | N/A | N/A | N/A | N/A | N/A | N/A | N/A | N/A | N/A | N/A | N/A | N/A | N/A | N/A | 63.6 | N/A | N/A | N/A | N/A | N/A | N/A | N/A | 828 | 1277 | 3415 | N/A | N/A | N/A | 0 | 0 | 0 | N/A | N/A | N/A | N/A | N/A | N/A | - | - | - | N/A | N/A | N/A | - | - | - | N/A | No | - | - | - | - | - | - | N/A | 2.6974 | -
[Unitary Single-Duct] GEMS (Air Conditioners up to 65kW) Determination 2019 | MEPS 2019 | AS/NZS 3823.1.5:2015 | TPO42CVWAH |  | N/A | TECO | N/A | Non Ducted | Portable | N/A | N/A | N/A | China | 1.4 | N/A | 4.2 | N/A | N/A | N/A | N/A | N/A | - | - | Calorimeter Room | 2.9974 | - | N/A | N/A | N/A | N/A | N/A | N/A | N/A | N/A | N/A | N/A | N/A | N/A | N/A | N/A | N/A | N/A | N/A | N/A | Calorimeter Room | Single | R32 | Australia,Fiji,New Zealand | 149644 | 2027-09-13 |  | Approved | Cooling Only | N/A | N/A | Class 4 | N/A | N/A | N/A | N/A | N/A | N/A | N/A | N/A | Available | N/A | N/A | http://www.teco.com.au/ | http://www.companyname.com | N/A |  |  | AAC6996 | Yes | N/A | N/A | N/A | N/A | 4200 | 1.4 | N/A | N/A | N/A | N/A | N/A | N/A | N/A | N/A | N/A | N/A | N/A | N/A | N/A | N/A | N/A | - | - | N/A | N/A | N/A | N/A | N/A | N/A | N/A | N/A | N/A | N/A | N/A | N/A | N/A | N/A | N/A | N/A | N/A | N/A | N/A | N/A | N/A | N/A | N/A | N/A | N/A | N/A | 64 | N/A | N/A | N/A | N/A | N/A | N/A | N/A | 763 | 1176 | 3146 | N/A | N/A | N/A | 0 | 0 | 0 | N/A | N/A | N/A | N/A | N/A | N/A | - | - | - | N/A | N/A | N/A | - | - | - | N/A | No | - | - | - | - | - | - | N/A | 3 | -
[Unitary Single-Duct] GEMS (Air Conditioners up to 65kW) Determination 2019 | MEPS 2019 | AS/NZS 3823.1.5:2015 | TPO42HVWAH |  | N/A | TECO | N/A | Non Ducted | Portable | N/A | N/A | N/A | China | 1.4 | N/A | 4.2 | N/A | N/A | N/A | N/A | N/A | 1.4 | 3.9 | Calorimeter Room | 2.9974 | 2.7791 | N/A | N/A | N/A | N/A | N/A | N/A | N/A | N/A | N/A | N/A | N/A | N/A | N/A | N/A | N/A | N/A | N/A | N/A | Calorimeter Room | Single | R32 | Australia,Fiji,New Zealand | 149477 | 2027-09-13 |  | Approved | Reverse Cycle | N/A | N/A | Class 4 | N/A | N/A | N/A | N/A | N/A | N/A | N/A | N/A | Available | N/A | N/A | http://www.teco.com.au/ | http://www.companyname.com | N/A |  |  | AAC7001 | Yes | N/A | N/A | N/A | N/A | 4200 | 1.4 | N/A | N/A | N/A | N/A | N/A | N/A | N/A | N/A | N/A | N/A | N/A | N/A | N/A | N/A | N/A | 3900 | 1.4 | N/A | N/A | N/A | N/A | N/A | N/A | N/A | N/A | N/A | N/A | N/A | N/A | N/A | N/A | N/A | N/A | N/A | N/A | N/A | N/A | N/A | N/A | N/A | N/A | N/A | N/A | 64 | N/A | N/A | N/A | N/A | N/A | N/A | N/A | 763 | 1176 | 3146 | N/A | N/A | N/A | 0 | 0 | 0 | N/A | N/A | N/A | N/A | N/A | N/A | 3724 | 1807 | 388 | N/A | N/A | N/A | 0 | 0 | 0 | N/A | No | - | - | - | - | - | - | N/A | 3 | 2.7857
[Unitary Single-Duct] GEMS (Air Conditioners up to 65kW) Determination 2019 | MEPS 2019 | AS/NZS 3823.1.5:2015 | TPO46CFWAT |  | N/A | TECO | N/A | Non Ducted | Portable | N/A | N/A | N/A | China | 1.74 | N/A | 4.6 | N/A | N/A | N/A | N/A | N/A | - | - | Calorimeter Room | 2.78 | - | N/A | N/A | N/A | N/A | N/A | N/A | N/A | N/A | N/A | N/A | N/A | N/A | N/A | N/A | N/A | N/A | N/A | N/A | Calorimeter Room | Single | R290 | Australia,Fiji,New Zealand | 149324 | 2027-09-13 |  | Approved | Cooling Only | N/A | N/A | Class 4 | N/A | N/A | N/A | N/A | N/A | N/A | N/A | N/A | Available | N/A | N/A | http://www.teco.com.au/ | http://www.companyname.com | N/A |  |  | AAC6997 | No | N/A | N/A | N/A | N/A | 4600 | 1.74 | N/A | N/A | N/A | N/A | N/A | N/A | N/A | N/A | N/A | N/A | N/A | N/A | N/A | N/A | N/A | - | - | N/A | N/A | N/A | N/A | N/A | N/A | N/A | N/A | N/A | N/A | N/A | N/A | N/A | N/A | N/A | N/A | N/A | N/A | N/A | N/A | N/A | N/A | N/A | N/A | N/A | N/A | 64.8 | N/A | N/A | N/A | N/A | N/A | N/A | N/A | 948 | 1462 | 3910 | N/A | N/A | N/A | 0 | 0 | 0 | N/A | N/A | N/A | N/A | N/A | N/A | - | - | - | N/A | N/A | N/A | - | - | - | N/A | No | - | - | - | - | - | - | N/A | 2.6437 | -
[Unitary Single-Duct] GEMS (Air Conditioners up to 65kW) Determination 2019 | MEPS 2019 | AS/NZS 3823.1.5:2015 | TPO47CFBT |  | N/A | TECO | N/A | Non Ducted | Portable | N/A | N/A | N/A | China | 1.75 | N/A | 4.7 | N/A | N/A | N/A | N/A | N/A | - | - | Calorimeter Room | 2.7544 | - | N/A | N/A | N/A | N/A | N/A | N/A | N/A | N/A | N/A | N/A | N/A | N/A | N/A | N/A | N/A | N/A | N/A | N/A | Calorimeter Room | Single | R32 | Australia,Fiji,New Zealand | 139560 | 2026-08-16 |  | Approved | Cooling Only | N/A | N/A | Class 4 | N/A | N/A | N/A | N/A | N/A | N/A | N/A | N/A | Available | N/A | N/A | http://www.teco.com.au/ | http://www.companyname.com | N/A |  |  | AAC6212 | No | N/A | N/A | N/A | N/A | 4700 | 1.75 | N/A | N/A | N/A | N/A | N/A | N/A | N/A | N/A | N/A | N/A | N/A | N/A | N/A | N/A | N/A | - | - | N/A | N/A | N/A | N/A | N/A | N/A | N/A | N/A | N/A | N/A | N/A | N/A | N/A | N/A | N/A | N/A | N/A | N/A | N/A | N/A | N/A | N/A | N/A | N/A | N/A | N/A | 64.2 | N/A | N/A | N/A | N/A | N/A | N/A | N/A | 954 | 1470 | 3932 | N/A | N/A | N/A | 0 | 0 | 0 | N/A | N/A | N/A | N/A | N/A | N/A | - | - | - | N/A | N/A | N/A | - | - | - | N/A | No | - | - | - | - | - | - | N/A | 2.6857 | -
[SEER Non Multi-Split <=65kW] GEMS (Air Conditioners up to 65kW) Determination 2019 | MEPS Oct 2011 | AS/NZS 3823.1.1:2012 | TSO25HVGT/TWS25HVGT |  | N/A | TECO | 0.25 | Non Ducted | Single Split System | Wall Hung | Air | Air | China | 0.65 | 2.25 | 2.5 | 210 | 0 | 0 | 0 | 306 | 0.65 | 2.5 | Calorimeter Room | 3.8946 | 4.1111 | Yes | 0 | N/A | 1.5 | 1.5 | 0 | 0 | N/A | N/A | N/A | 3.8642 | 4.0773 | N/A | N/A | 3.2284 | 3.6547 | 3 | 3.5 | Calorimeter Room | Single | R410A | Australia,Fiji,New Zealand | 123807 | 2024-09-24 |  | Approved | Reverse Cycle | 814 | Yes | Class 8 | Yes | Yes | - | Yes | Yes | Yes | - | 3.8946 | Available | N/A | N/A | http://www.teco.com.au/ | http://www.teco.com.au/ | Yes |  | https://reg.energyrating.gov.au/static/common/images/star_ratings_2014/aircon_rating_3_3.5.png | AAC4247 | N/A | Variable output compressor | Inverter | N/A | N/A | N/A | 0.65 | N/A | N/A | N/A | N/A | N/A | N/A | N/A | N/A | N/A | N/A | N/A | N/A | N/A | N/A | N/A | N/A | 0.65 | N/A | N/A | N/A | N/A | N/A | N/A | N/A | N/A | N/A | N/A | N/A | N/A | N/A | N/A | N/A | N/A | N/A | N/A | N/A | N/A | N/A | N/A | N/A | N/A | N/A | N/A | N/A | N/A | N/A | N/A | N/A | N/A | N/A | N/A | N/A | N/A | N/A | N/A | N/A | N/A | N/A | N/A | N/A | N/A | N/A | N/A | N/A | N/A | N/A | N/A | N/A | N/A | N/A | N/A | N/A | N/A | N/A | N/A | N/A | N/A | N/A | N/A | N/A | N/A | N/A | N/A | N/A | 3.8164 | 3.8164
[SEER Non Multi-Split <=65kW] GEMS (Air Conditioners up to 65kW) Determination 2019 | MEPS Oct 2011 | AS/NZS 3823.1.1:2012 | TSO32HVGT/TWS32HVGT |  | N/A | TECO | 0.3 | Non Ducted | Single Split System | Wall Hung | Air | Air | China | 0.81 | 2.9 | 3.2 | 210 | 0 | 0 | 0 | 306 | 0.83 | 3.2 | Calorimeter Room | 3.9888 | 3.8865 | Yes | 0 | N/A | 1.5 | 1.5 | 0 | 0 | N/A | N/A | N/A | 3.9638 | 3.8628 | N/A | N/A | 3.4276 | 3.2256 | 3 | 3 | Calorimeter Room | Single | R410A | Australia,Fiji,New Zealand | 123812 | 2024-09-24 |  | Approved | Reverse Cycle | 814 | Yes | Class 8 | Yes | Yes | - | Yes | Yes | Yes | - | 3.9888 | Available | N/A | N/A | http://www.teco.com.au/ | http://www.teco.com.au/ | Yes |  | https://reg.energyrating.gov.au/static/common/images/star_ratings_2014/aircon_rating_3_3.png | AAC4245 | N/A | Variable output compressor | Inverter | N/A | N/A | N/A | 0.81 | N/A | N/A | N/A | N/A | N/A | N/A | N/A | N/A | N/A | N/A | N/A | N/A | N/A | N/A | N/A | N/A | 0.83 | N/A | N/A | N/A | N/A | N/A | N/A | N/A | N/A | N/A | N/A | N/A | N/A | N/A | N/A | N/A | N/A | N/A | N/A | N/A | N/A | N/A | N/A | N/A | N/A | N/A | N/A | N/A | N/A | N/A | N/A | N/A | N/A | N/A | N/A | N/A | N/A | N/A | N/A | N/A | N/A | N/A | N/A | N/A | N/A | N/A | N/A | N/A | N/A | N/A | N/A | N/A | N/A | N/A | N/A | N/A | N/A | N/A | N/A | N/A | N/A | N/A | N/A | N/A | N/A | N/A | N/A | N/A | 3.926 | 3.832
[SEER Non Multi-Split <=65kW] GEMS (Air Conditioners up to 65kW) Determination 2019 | MEPS Oct 2011 | AS/NZS 3823.1.1:2012 | TSO50HVGT/TWS50HVGT |  | N/A | TECO | 0.5 | Non Ducted | Single Split System | Wall Hung | Air | Air | China | 1.51 | 4.5 | 5 | 225 | 0 | 0 | 0 | 310 | 1.42 | 5 | Calorimeter Room | 3.3218 | 3.583 | Yes | 0 | N/A | 1.99 | 1.99 | 0 | 0 | N/A | N/A | N/A | 3.3068 | 3.5657 | N/A | N/A | 2.1136 | 2.6313 | 2 | 2.5 | Calorimeter Room | Single | R410A | Australia,Fiji,New Zealand | 123814 | 2024-09-24 |  | Approved | Reverse Cycle | 972 | Yes | Class 9 | Yes | Yes | - | Yes | Yes | Yes | - | 3.3218 | Available | N/A | N/A | http://www.teco.com.au/ | http://www.teco.com.au/ | Yes |  | https://reg.energyrating.gov.au/static/common/images/star_ratings_2014/aircon_rating_2_2.5.png | AAC4246 | N/A | Variable output compressor | Inverter | N/A | N/A | N/A | 1.51 | N/A | N/A | N/A | N/A | N/A | N/A | N/A | N/A | N/A | N/A | N/A | N/A | N/A | N/A | N/A | N/A | 1.42 | N/A | N/A | N/A | N/A | N/A | N/A | N/A | N/A | N/A | N/A | N/A | N/A | N/A | N/A | N/A | N/A | N/A | N/A | N/A | N/A | N/A | N/A | N/A | N/A | N/A | N/A | N/A | N/A | N/A | N/A | N/A | N/A | N/A | N/A | N/A | N/A | N/A | N/A | N/A | N/A | N/A | N/A | N/A | N/A | N/A | N/A | N/A | N/A | N/A | N/A | N/A | N/A | N/A | N/A | N/A | N/A | N/A | N/A | N/A | N/A | N/A | N/A | N/A | N/A | N/A | N/A | N/A | 3.2966 | 3.5045
[SEER Non Multi-Split <=65kW] GEMS (Air Conditioners up to 65kW) Determination 2019 | MEPS Oct 2011 | AS/NZS 3823.1.1:2012 | TSO70HVGT/TWS70HVGT |  | N/A | TECO | 1.4 | Non Ducted | Single Split System | Wall Hung | Air | Air | China | 2.05 | 5.6 | 7 | 235 | 0 | 0 | 0 | 327 | 1.95 | 7 | Calorimeter Room | 3.4191 | 3.5923 | Yes | 0 | N/A | 1.63 | 1.63 | 0 | 0 | N/A | N/A | N/A | 3.4098 | 3.5822 | N/A | N/A | 2.3196 | 2.6644 | 2 | 2.5 | Calorimeter Room | Single | R410A | Australia,Fiji,New Zealand | 123815 | 2024-09-20 |  | Approved | Reverse Cycle | 1095 | Yes | Class 9 | Yes | Yes | - | Yes | Yes | Yes | - | 3.4191 | Available | N/A | N/A | http://www.teco.com.au/ | http://www.teco.com.au/ | Yes |  | https://reg.energyrating.gov.au/static/common/images/star_ratings_2014/aircon_rating_2_2.5.png | AAC4239 | N/A | Variable output compressor | Inverter | N/A | N/A | N/A | 2.05 | N/A | N/A | N/A | N/A | N/A | N/A | N/A | N/A | N/A | N/A | N/A | N/A | N/A | N/A | N/A | N/A | 1.95 | N/A | N/A | N/A | N/A | N/A | N/A | N/A | N/A | N/A | N/A | N/A | N/A | N/A | N/A | N/A | N/A | N/A | N/A | N/A | N/A | N/A | N/A | N/A | N/A | N/A | N/A | N/A | N/A | N/A | N/A | N/A | N/A | N/A | N/A | N/A | N/A | N/A | N/A | N/A | N/A | N/A | N/A | N/A | N/A | N/A | N/A | N/A | N/A | N/A | N/A | N/A | N/A | N/A | N/A | N/A | N/A | N/A | N/A | N/A | N/A | N/A | N/A | N/A | N/A | N/A | N/A | N/A | 3.4055 | 3.5796
[SEER Non Multi-Split <=65kW] GEMS (Air Conditioners up to 65kW) Determination 2019 | MEPS Oct 2011 | AS/NZS 3823.1.1:2012 | TSO80HVGT/TWS80HVGT |  | N/A | TECO | 1.9 | Non Ducted | Single Split System | Wall Hung | Air | Air | China | 2.34 | 5.9 | 7.8 | 235 | 0 | 0 | 0 | 327 | 2.35 | 8 | Calorimeter Room | 3.327 | 3.4016 | Yes | 0 | N/A | 1.61 | 1.61 | 0 | 0 | N/A | N/A | N/A | 3.3194 | 3.3937 | N/A | N/A | 2.1388 | 2.2874 | 2 | 2 | Calorimeter Room | Single | R410A | Australia,Fiji,New Zealand | 123816 | 2024-09-20 |  | Approved | Reverse Cycle | 1095 | Yes | Class 9 | Yes | Yes | - | Yes | Yes | Yes | - | 3.327 | Available | N/A | N/A | http://www.teco.com.au/ | http://www.teco.com.au/ | Yes |  | https://reg.energyrating.gov.au/static/common/images/star_ratings_2014/aircon_rating_2_2.png | AAC4240 | N/A | Variable output compressor | Inverter | N/A | N/A | N/A | 2.34 | N/A | N/A | N/A | N/A | N/A | N/A | N/A | N/A | N/A | N/A | N/A | N/A | N/A | N/A | N/A | N/A | 2.35 | N/A | N/A | N/A | N/A | N/A | N/A | N/A | N/A | N/A | N/A | N/A | N/A | N/A | N/A | N/A | N/A | N/A | N/A | N/A | N/A | N/A | N/A | N/A | N/A | N/A | N/A | N/A | N/A | N/A | N/A | N/A | N/A | N/A | N/A | N/A | N/A | N/A | N/A | N/A | N/A | N/A | N/A | N/A | N/A | N/A | N/A | N/A | N/A | N/A | N/A | N/A | N/A | N/A | N/A | N/A | N/A | N/A | N/A | N/A | N/A | N/A | N/A | N/A | N/A | N/A | N/A | N/A | 3.3256 | 3.3964
[SEER Non Multi-Split <=65kW] GEMS (Air Conditioners up to 65kW) Determination 2019 | MEPS 2019 | AS/NZS 3823.1.1:2012 | TVS26CV**AH | TVS26CV**AH | N/A | TECO | N/A | Non Ducted | Window Wall | - | Air | - | China | 0.87 | N/A | 2.6 | N/A | N/A | N/A | N/A | N/A | - | - | Calorimeter Room | 2.9936 | - | N/A | 92.8 | N/A | N/A | N/A | N/A | N/A | N/A | N/A | N/A | N/A | N/A | N/A | N/A | N/A | N/A | N/A | N/A | N/A | Single | R410A | Australia,Fiji,New Zealand | 140313 | 2026-08-19 |  | Approved | Cooling Only | N/A | No | Class 5 | No | N/A | N/A | N/A | N/A | N/A | N/A | N/A | Available | N/A | N/A | http://www.teco.com.au/ | http://www.companyname.com | N/A |  |  | AAC6222 | Yes | Variable output compressor | Inverter | No | - | 2600 | 0.87 | - | 400 | 1370 | Yes | 200 | 660 | - | 795.18 | 2800.2 | Yes | 370 | 1480 | - | 170 | 840 | - | - | - | - | - | - | - | - | - | - | - | - | - | - | - | - | - | - | - | - | - | - | - | - | - | - | - | - | 59.3 | 64.9 | 3.884 | 3.811 | 3.924 | 5.279 | 4.805 | 4.254 | 186 | 285 | 866 | 358 | 464 | 1145 | 2 | 2 | 2 | - | - | - | - | - | - | - | - | - | - | - | - | - | - | - | - | - | - | - | - | N/A | N/A | N/A | 1 | 2.9769 | -
[SEER Non Multi-Split <=65kW] GEMS (Air Conditioners up to 65kW) Determination 2019 | MEPS 2019 | AS/NZS 3823.1.1:2012 | TVS26CVUVAH | TVS26CV**AH | N/A | TECO | N/A | Non Ducted | Window Wall | - | Air | - | China | 0.87 | N/A | 2.6 | N/A | N/A | N/A | N/A | N/A | - | - | Calorimeter Room | 2.9936 | - | N/A | 92.8 | N/A | N/A | N/A | N/A | N/A | N/A | N/A | N/A | N/A | N/A | N/A | N/A | N/A | N/A | N/A | N/A | N/A | Single | R410A | Australia,Fiji,New Zealand | 140313 | 2026-08-19 |  | Approved | Cooling Only | N/A | No | Class 5 | No | N/A | N/A | N/A | N/A | N/A | N/A | N/A | Available | N/A | N/A | http://www.teco.com.au/ | http://www.companyname.com | N/A |  |  | AAC6222 | Yes | Variable output compressor | Inverter | No | - | 2600 | 0.87 | - | 400 | 1370 | Yes | 200 | 660 | - | 795.18 | 2800.2 | Yes | 370 | 1480 | - | 170 | 840 | - | - | - | - | - | - | - | - | - | - | - | - | - | - | - | - | - | - | - | - | - | - | - | - | - | - | - | - | 59.3 | 64.9 | 3.884 | 3.811 | 3.924 | 5.279 | 4.805 | 4.254 | 186 | 285 | 866 | 358 | 464 | 1145 | 2 | 2 | 2 | - | - | - | - | - | - | - | - | - | - | - | - | - | - | - | - | - | - | - | - | N/A | N/A | N/A | 1 | 2.9769 | -
[SEER Non Multi-Split <=65kW] GEMS (Air Conditioners up to 65kW) Determination 2019 | MEPS 2019 | AS/NZS 3823.1.1:2012 | TVS26CVWAH | TVS26CV**AH | N/A | TECO | N/A | Non Ducted | Window Wall | - | Air | - | China | 0.87 | N/A | 2.6 | N/A | N/A | N/A | N/A | N/A | - | - | Calorimeter Room | 2.9936 | - | N/A | 92.8 | N/A | N/A | N/A | N/A | N/A | N/A | N/A | N/A | N/A | N/A | N/A | N/A | N/A | N/A | N/A | N/A | N/A | Single | R410A | Australia,Fiji,New Zealand | 140313 | 2026-08-19 |  | Approved | Cooling Only | N/A | No | Class 5 | No | N/A | N/A | N/A | N/A | N/A | N/A | N/A | Available | N/A | N/A | http://www.teco.com.au/ | http://www.companyname.com | N/A |  |  | AAC6222 | Yes | Variable output compressor | Inverter | No | - | 2600 | 0.87 | - | 400 | 1370 | Yes | 200 | 660 | - | 795.18 | 2800.2 | Yes | 370 | 1480 | - | 170 | 840 | - | - | - | - | - | - | - | - | - | - | - | - | - | - | - | - | - | - | - | - | - | - | - | - | - | - | - | - | 59.3 | 64.9 | 3.884 | 3.811 | 3.924 | 5.279 | 4.805 | 4.254 | 186 | 285 | 866 | 358 | 464 | 1145 | 2 | 2 | 2 | - | - | - | - | - | - | - | - | - | - | - | - | - | - | - | - | - | - | - | - | N/A | N/A | N/A | 1 | 2.9769 | -
[SEER Non Multi-Split <=65kW] GEMS (Air Conditioners up to 65kW) Determination 2019 | MEPS 2019 | AS/NZS 3823.1.1:2012 | TVS26CVWUAH | TVS26CV**AH | N/A | TECO | N/A | Non Ducted | Window Wall | - | Air | - | China | 0.87 | N/A | 2.6 | N/A | N/A | N/A | N/A | N/A | - | - | Calorimeter Room | 2.9936 | - | N/A | 92.8 | N/A | N/A | N/A | N/A | N/A | N/A | N/A | N/A | N/A | N/A | N/A | N/A | N/A | N/A | N/A | N/A | N/A | Single | R410A | Australia,Fiji,New Zealand | 140313 | 2026-08-19 |  | Approved | Cooling Only | N/A | No | Class 5 | No | N/A | N/A | N/A | N/A | N/A | N/A | N/A | Available | N/A | N/A | http://www.teco.com.au/ | http://www.companyname.com | N/A |  |  | AAC6222 | Yes | Variable output compressor | Inverter | No | - | 2600 | 0.87 | - | 400 | 1370 | Yes | 200 | 660 | - | 795.18 | 2800.2 | Yes | 370 | 1480 | - | 170 | 840 | - | - | - | - | - | - | - | - | - | - | - | - | - | - | - | - | - | - | - | - | - | - | - | - | - | - | - | - | 59.3 | 64.9 | 3.884 | 3.811 | 3.924 | 5.279 | 4.805 | 4.254 | 186 | 285 | 866 | 358 | 464 | 1145 | 2 | 2 | 2 | - | - | - | - | - | - | - | - | - | - | - | - | - | - | - | - | - | - | - | - | N/A | N/A | N/A | 1 | 2.9769 | -
[SEER Non Multi-Split <=65kW] GEMS (Air Conditioners up to 65kW) Determination 2019 | MEPS 2019 | AS/NZS 3823.1.1:2012 | TVS26HV**AH | TVS26HV**AH | N/A | TECO | N/A | Non Ducted | Window Wall | - | Air | Air | China | 0.87 | N/A | 2.6 | N/A | N/A | N/A | N/A | N/A | 0.9 | 2.9 | Calorimeter Room | 2.9936 | 3.2867 | N/A | 92.8 | N/A | N/A | N/A | N/A | N/A | N/A | N/A | N/A | N/A | N/A | N/A | N/A | N/A | N/A | N/A | N/A | N/A | Single | R410A | Australia,Fiji,New Zealand | 140350 | 2026-08-16 |  | Approved | Reverse Cycle | N/A | No | Class 5 | No | N/A | N/A | N/A | N/A | N/A | N/A | N/A | Available | N/A | N/A | http://www.teco.com.au/ | http://www.companyname.com | N/A |  |  | AAC6214 | Yes | Variable output compressor | Inverter | No | - | 2600 | 0.87 | - | 400 | 1370 | Yes | 200 | 660 | - | 795.18 | 2800.2 | Yes | 370 | 1480 | - | 170 | 840 | 2900 | 0.9 | 350 | 1560 | Yes | 200 | 940 | No | - | - | - | 940 | 2100 | No | - | - | - | - | - | - | - | - | No | - | - | No | - | - | 59.3 | 64.9 | 3.884 | 3.811 | 3.924 | 5.279 | 4.805 | 4.254 | 186 | 285 | 866 | 358 | 464 | 1145 | 2 | 2 | 2 | 2.896 | 3.385 | 4.404 | 3.364 | 3.849 | 4.467 | 1310 | 468 | 58 | 382 | 191 | 36 | 1 | 1.5 | 2.5 | - | - | - | - | - | N/A | N/A | N/A | 1 | 2.9769 | 3.2102
[SEER Non Multi-Split <=65kW] GEMS (Air Conditioners up to 65kW) Determination 2019 | MEPS 2019 | AS/NZS 3823.1.1:2012 | TVS26HVUVAH | TVS26HV**AH | N/A | TECO | N/A | Non Ducted | Window Wall | - | Air | Air | China | 0.87 | N/A | 2.6 | N/A | N/A | N/A | N/A | N/A | 0.9 | 2.9 | Calorimeter Room | 2.9936 | 3.2867 | N/A | 92.8 | N/A | N/A | N/A | N/A | N/A | N/A | N/A | N/A | N/A | N/A | N/A | N/A | N/A | N/A | N/A | N/A | N/A | Single | R410A | Australia,Fiji,New Zealand | 140350 | 2026-08-16 |  | Approved | Reverse Cycle | N/A | No | Class 5 | No | N/A | N/A | N/A | N/A | N/A | N/A | N/A | Available | N/A | N/A | http://www.teco.com.au/ | http://www.companyname.com | N/A |  |  | AAC6214 | Yes | Variable output compressor | Inverter | No | - | 2600 | 0.87 | - | 400 | 1370 | Yes | 200 | 660 | - | 795.18 | 2800.2 | Yes | 370 | 1480 | - | 170 | 840 | 2900 | 0.9 | 350 | 1560 | Yes | 200 | 940 | No | - | - | - | 940 | 2100 | No | - | - | - | - | - | - | - | - | No | - | - | No | - | - | 59.3 | 64.9 | 3.884 | 3.811 | 3.924 | 5.279 | 4.805 | 4.254 | 186 | 285 | 866 | 358 | 464 | 1145 | 2 | 2 | 2 | 2.896 | 3.385 | 4.404 | 3.364 | 3.849 | 4.467 | 1310 | 468 | 58 | 382 | 191 | 36 | 1 | 1.5 | 2.5 | - | - | - | - | - | N/A | N/A | N/A | 1 | 2.9769 | 3.2102
[SEER Non Multi-Split <=65kW] GEMS (Air Conditioners up to 65kW) Determination 2019 | MEPS 2019 | AS/NZS 3823.1.1:2012 | TVS26HVWAH | TVS26HV**AH | N/A | TECO | N/A | Non Ducted | Window Wall | - | Air | Air | China | 0.87 | N/A | 2.6 | N/A | N/A | N/A | N/A | N/A | 0.9 | 2.9 | Calorimeter Room | 2.9936 | 3.2867 | N/A | 92.8 | N/A | N/A | N/A | N/A | N/A | N/A | N/A | N/A | N/A | N/A | N/A | N/A | N/A | N/A | N/A | N/A | N/A | Single | R410A | Australia,Fiji,New Zealand | 140350 | 2026-08-16 |  | Approved | Reverse Cycle | N/A | No | Class 5 | No | N/A | N/A | N/A | N/A | N/A | N/A | N/A | Available | N/A | N/A | http://www.teco.com.au/ | http://www.companyname.com | N/A |  |  | AAC6214 | Yes | Variable output compressor | Inverter | No | - | 2600 | 0.87 | - | 400 | 1370 | Yes | 200 | 660 | - | 795.18 | 2800.2 | Yes | 370 | 1480 | - | 170 | 840 | 2900 | 0.9 | 350 | 1560 | Yes | 200 | 940 | No | - | - | - | 940 | 2100 | No | - | - | - | - | - | - | - | - | No | - | - | No | - | - | 59.3 | 64.9 | 3.884 | 3.811 | 3.924 | 5.279 | 4.805 | 4.254 | 186 | 285 | 866 | 358 | 464 | 1145 | 2 | 2 | 2 | 2.896 | 3.385 | 4.404 | 3.364 | 3.849 | 4.467 | 1310 | 468 | 58 | 382 | 191 | 36 | 1 | 1.5 | 2.5 | - | - | - | - | - | N/A | N/A | N/A | 1 | 2.9769 | 3.2102
[SEER Non Multi-Split <=65kW] GEMS (Air Conditioners up to 65kW) Determination 2019 | MEPS 2019 | AS/NZS 3823.1.1:2012 | TVS26HVWUAH | TVS26HV**AH | N/A | TECO | N/A | Non Ducted | Window Wall | - | Air | Air | China | 0.87 | N/A | 2.6 | N/A | N/A | N/A | N/A | N/A | 0.9 | 2.9 | Calorimeter Room | 2.9936 | 3.2867 | N/A | 92.8 | N/A | N/A | N/A | N/A | N/A | N/A | N/A | N/A | N/A | N/A | N/A | N/A | N/A | N/A | N/A | N/A | N/A | Single | R410A | Australia,Fiji,New Zealand | 140350 | 2026-08-16 |  | Approved | Reverse Cycle | N/A | No | Class 5 | No | N/A | N/A | N/A | N/A | N/A | N/A | N/A | Available | N/A | N/A | http://www.teco.com.au/ | http://www.companyname.com | N/A |  |  | AAC6214 | Yes | Variable output compressor | Inverter | No | - | 2600 | 0.87 | - | 400 | 1370 | Yes | 200 | 660 | - | 795.18 | 2800.2 | Yes | 370 | 1480 | - | 170 | 840 | 2900 | 0.9 | 350 | 1560 | Yes | 200 | 940 | No | - | - | - | 940 | 2100 | No | - | - | - | - | - | - | - | - | No | - | - | No | - | - | 59.3 | 64.9 | 3.884 | 3.811 | 3.924 | 5.279 | 4.805 | 4.254 | 186 | 285 | 866 | 358 | 464 | 1145 | 2 | 2 | 2 | 2.896 | 3.385 | 4.404 | 3.364 | 3.849 | 4.467 | 1310 | 468 | 58 | 382 | 191 | 36 | 1 | 1.5 | 2.5 | - | - | - | - | - | N/A | N/A | N/A | 1 | 2.9769 | 3.2102
[SEER Non Multi-Split <=65kW] GEMS (Air Conditioners up to 65kW) Determination 2019 | MEPS 2019 | AS/NZS 3823.1.1:2012 | TVS32CV series | TVS32CV series | N/A | TECO | N/A | Non Ducted | Window Wall | - | Air | - | China | 1 | N/A | 3.2 | N/A | N/A | N/A | N/A | N/A | - | - | Calorimeter Room | 3.1114 | - | N/A | 52.7 | N/A | N/A | N/A | N/A | N/A | N/A | N/A | N/A | N/A | N/A | N/A | N/A | N/A | N/A | N/A | N/A | N/A | Single | R410A | Australia,Fiji,New Zealand | 149855 | 2027-09-25 |  | Approved | Cooling Only | N/A | No | Class 5 | No | N/A | N/A | N/A | N/A | N/A | N/A | N/A | Available | N/A | N/A | http://www.teco.com.au/ | http://www.companyname.com | N/A |  |  | AAC7027 | Yes | Variable output compressor | Inverter | No | - | 3200 | 1 | - | 440 | 1650 | No | - | - | - | 914 | 3446.4 | No | 402.16 | 1777.05 | Yes | 210 | 1150 | - | - | - | - | - | - | - | - | - | - | - | - | - | - | - | - | - | - | - | - | - | - | - | - | - | - | - | - | 59 | 65 | 4.103 | 4.012 | 4.176 | 5.091 | 4.775 | 4.449 | 216 | 333 | 1001 | 457 | 574 | 1347 | 2.5 | 2.5 | 2.5 | - | - | - | - | - | - | - | - | - | - | - | - | - | - | - | - | - | - | - | - | N/A | N/A | N/A | 1.5 | 3.1839 | -
[SEER Non Multi-Split <=65kW] GEMS (Air Conditioners up to 65kW) Determination 2019 | MEPS 2019 | AS/NZS 3823.1.1:2012 | TVS32CVUVAH | TVS32CV series | N/A | TECO | N/A | Non Ducted | Window Wall | - | Air | - | China | 1 | N/A | 3.2 | N/A | N/A | N/A | N/A | N/A | - | - | Calorimeter Room | 3.1114 | - | N/A | 52.7 | N/A | N/A | N/A | N/A | N/A | N/A | N/A | N/A | N/A | N/A | N/A | N/A | N/A | N/A | N/A | N/A | N/A | Single | R410A | Australia,Fiji,New Zealand | 149855 | 2027-09-25 |  | Approved | Cooling Only | N/A | No | Class 5 | No | N/A | N/A | N/A | N/A | N/A | N/A | N/A | Available | N/A | N/A | http://www.teco.com.au/ | http://www.companyname.com | N/A |  |  | AAC7027 | Yes | Variable output compressor | Inverter | No | - | 3200 | 1 | - | 440 | 1650 | No | - | - | - | 914 | 3446.4 | No | 402.16 | 1777.05 | Yes | 210 | 1150 | - | - | - | - | - | - | - | - | - | - | - | - | - | - | - | - | - | - | - | - | - | - | - | - | - | - | - | - | 59 | 65 | 4.103 | 4.012 | 4.176 | 5.091 | 4.775 | 4.449 | 216 | 333 | 1001 | 457 | 574 | 1347 | 2.5 | 2.5 | 2.5 | - | - | - | - | - | - | - | - | - | - | - | - | - | - | - | - | - | - | - | - | N/A | N/A | N/A | 1.5 | 3.1839 | -
[SEER Non Multi-Split <=65kW] GEMS (Air Conditioners up to 65kW) Determination 2019 | MEPS 2019 | AS/NZS 3823.1.1:2012 | TVS32CVWAH | TVS32CV series | N/A | TECO | N/A | Non Ducted | Window Wall | - | Air | - | China | 1 | N/A | 3.2 | N/A | N/A | N/A | N/A | N/A | - | - | Calorimeter Room | 3.1114 | - | N/A | 52.7 | N/A | N/A | N/A | N/A | N/A | N/A | N/A | N/A | N/A | N/A | N/A | N/A | N/A | N/A | N/A | N/A | N/A | Single | R410A | Australia,Fiji,New Zealand | 149855 | 2027-09-25 |  | Approved | Cooling Only | N/A | No | Class 5 | No | N/A | N/A | N/A | N/A | N/A | N/A | N/A | Available | N/A | N/A | http://www.teco.com.au/ | http://www.companyname.com | N/A |  |  | AAC7027 | Yes | Variable output compressor | Inverter | No | - | 3200 | 1 | - | 440 | 1650 | No | - | - | - | 914 | 3446.4 | No | 402.16 | 1777.05 | Yes | 210 | 1150 | - | - | - | - | - | - | - | - | - | - | - | - | - | - | - | - | - | - | - | - | - | - | - | - | - | - | - | - | 59 | 65 | 4.103 | 4.012 | 4.176 | 5.091 | 4.775 | 4.449 | 216 | 333 | 1001 | 457 | 574 | 1347 | 2.5 | 2.5 | 2.5 | - | - | - | - | - | - | - | - | - | - | - | - | - | - | - | - | - | - | - | - | N/A | N/A | N/A | 1.5 | 3.1839 | -
[SEER Non Multi-Split <=65kW] GEMS (Air Conditioners up to 65kW) Determination 2019 | MEPS 2019 | AS/NZS 3823.1.1:2012 | TVS32CVWUAH | TVS32CV series | N/A | TECO | N/A | Non Ducted | Window Wall | - | Air | - | China | 1 | N/A | 3.2 | N/A | N/A | N/A | N/A | N/A | - | - | Calorimeter Room | 3.1114 | - | N/A | 52.7 | N/A | N/A | N/A | N/A | N/A | N/A | N/A | N/A | N/A | N/A | N/A | N/A | N/A | N/A | N/A | N/A | N/A | Single | R410A | Australia,Fiji,New Zealand | 149855 | 2027-09-25 |  | Approved | Cooling Only | N/A | No | Class 5 | No | N/A | N/A | N/A | N/A | N/A | N/A | N/A | Available | N/A | N/A | http://www.teco.com.au/ | http://www.companyname.com | N/A |  |  | AAC7027 | Yes | Variable output compressor | Inverter | No | - | 3200 | 1 | - | 440 | 1650 | No | - | - | - | 914 | 3446.4 | No | 402.16 | 1777.05 | Yes | 210 | 1150 | - | - | - | - | - | - | - | - | - | - | - | - | - | - | - | - | - | - | - | - | - | - | - | - | - | - | - | - | 59 | 65 | 4.103 | 4.012 | 4.176 | 5.091 | 4.775 | 4.449 | 216 | 333 | 1001 | 457 | 574 | 1347 | 2.5 | 2.5 | 2.5 | - | - | - | - | - | - | - | - | - | - | - | - | - | - | - | - | - | - | - | - | N/A | N/A | N/A | 1.5 | 3.1839 | -
[SEER Non Multi-Split <=65kW] GEMS (Air Conditioners up to 65kW) Determination 2019 | MEPS Oct 2011 | AS/NZS 3823.1.1:2012 | TWS25CVGT/TSO25CVGT |  | N/A | TECO | 0.25 | Non Ducted | Single Split System | Wall Hung | Air | - | China | 0.65 | 2.25 | 2.5 | 210 | 0 | 0 | 0 | 306 | 0 | 0 | Calorimeter Room | 3.8946 | 0 | Yes | 0 | N/A | 1.5 | 0 | 0 | 0 | N/A | N/A | N/A | 3.8642 | 0 | N/A | N/A | 3.2284 | 0 | 3 | 0 | Calorimeter Room | Single | R410A | Australia,Fiji,New Zealand | 123842 | 2024-09-23 |  | Approved | Cooling Only | 814 | Yes | Class 8 | Yes | Yes | - | Yes | Yes | Yes | - | 3.8946 | Available | N/A | N/A | http://www.teco.com.au/ | http://www.teco.com.au/ | Yes | https://reg.energyrating.gov.au/static/common/images/star_ratings_2014/Blue_EnergyStarRating_3_Star.eps | https://reg.energyrating.gov.au/static/common/images/star_ratings_2014/Blue_EnergyStarRating_3_Star.png | AAC4241 | N/A | Variable output compressor | Inverter | N/A | N/A | N/A | 0.65 | N/A | N/A | N/A | N/A | N/A | N/A | N/A | N/A | N/A | N/A | N/A | N/A | N/A | N/A | N/A | N/A | 0 | N/A | N/A | N/A | N/A | N/A | N/A | N/A | N/A | N/A | N/A | N/A | N/A | N/A | N/A | N/A | N/A | N/A | N/A | N/A | N/A | N/A | N/A | N/A | N/A | N/A | N/A | N/A | N/A | N/A | N/A | N/A | N/A | N/A | N/A | N/A | N/A | N/A | N/A | N/A | N/A | N/A | N/A | N/A | N/A | N/A | N/A | N/A | N/A | N/A | N/A | N/A | N/A | N/A | N/A | N/A | N/A | N/A | N/A | N/A | N/A | N/A | N/A | N/A | N/A | N/A | N/A | N/A | 3.8164 | 0
[SEER Non Multi-Split <=65kW] GEMS (Air Conditioners up to 65kW) Determination 2019 | MEPS Oct 2011 | AS/NZS 3823.1.1:2012 | TWS50CVGT/TSO50CVGT |  | N/A | TECO | 0.5 | Non Ducted | Single Split System | Wall Hung | Air | - | China | 1.51 | 4.5 | 5 | 225 | 0 | 0 | 0 | 310 | 0 | 0 | Calorimeter Room | 3.3218 | 0 | Yes | 0 | N/A | 1.99 | 0 | 0 | 0 | N/A | N/A | N/A | 3.3068 | 0 | N/A | N/A | 2.1136 | 0 | 2 | 0 | Calorimeter Room | Single | R410A | Australia,Fiji,New Zealand | 123881 | 2024-09-23 |  | Approved | Cooling Only | 972 | Yes | Class 9 | Yes | Yes | - | Yes | Yes | Yes | - | 3.3218 | Available | N/A | N/A | http://www.teco.com.au/ | http://www.teco.com.au/ | Yes | https://reg.energyrating.gov.au/static/common/images/star_ratings_2014/Blue_EnergyStarRating_2_Star.eps | https://reg.energyrating.gov.au/static/common/images/star_ratings_2014/Blue_EnergyStarRating_2_Star.png | AAC4242 | N/A | Variable output compressor | Inverter | N/A | N/A | N/A | 1.51 | N/A | N/A | N/A | N/A | N/A | N/A | N/A | N/A | N/A | N/A | N/A | N/A | N/A | N/A | N/A | N/A | 0 | N/A | N/A | N/A | N/A | N/A | N/A | N/A | N/A | N/A | N/A | N/A | N/A | N/A | N/A | N/A | N/A | N/A | N/A | N/A | N/A | N/A | N/A | N/A | N/A | N/A | N/A | N/A | N/A | N/A | N/A | N/A | N/A | N/A | N/A | N/A | N/A | N/A | N/A | N/A | N/A | N/A | N/A | N/A | N/A | N/A | N/A | N/A | N/A | N/A | N/A | N/A | N/A | N/A | N/A | N/A | N/A | N/A | N/A | N/A | N/A | N/A | N/A | N/A | N/A | N/A | N/A | N/A | 3.2966 | 0
[SEER Non Multi-Split <=65kW] GEMS (Air Conditioners up to 65kW) Determination 2019 | MEPS Oct 2011 | AS/NZS 3823.1.1:2012 | TWS70CVGT/TSO70CVGT |  | N/A | TECO | 1.4 | Non Ducted | Single Split System | Wall Hung | Air | - | China | 2.05 | 5.6 | 7 | 235 | 0 | 0 | 0 | 327 | 0 | 0 | Calorimeter Room | 3.4191 | 0 | Yes | 0 | N/A | 1.63 | 0 | 0 | 0 | N/A | N/A | N/A | 3.4098 | 0 | N/A | N/A | 2.3196 | 0 | 2 | 0 | Calorimeter Room | Single | R410A | Australia,Fiji,New Zealand | 123886 | 2024-09-23 |  | Approved | Cooling Only | 1095 | Yes | Class 9 | Yes | Yes | - | Yes | Yes | Yes | - | 3.4191 | Available | N/A | N/A | http://www.teco.com.au/ | http://www.teco.com.au/ | Yes | https://reg.energyrating.gov.au/static/common/images/star_ratings_2014/Blue_EnergyStarRating_2_Star.eps | https://reg.energyrating.gov.au/static/common/images/star_ratings_2014/Blue_EnergyStarRating_2_Star.png | AAC4243 | N/A | Variable output compressor | Inverter | N/A | N/A | N/A | 2.05 | N/A | N/A | N/A | N/A | N/A | N/A | N/A | N/A | N/A | N/A | N/A | N/A | N/A | N/A | N/A | N/A | 0 | N/A | N/A | N/A | N/A | N/A | N/A | N/A | N/A | N/A | N/A | N/A | N/A | N/A | N/A | N/A | N/A | N/A | N/A | N/A | N/A | N/A | N/A | N/A | N/A | N/A | N/A | N/A | N/A | N/A | N/A | N/A | N/A | N/A | N/A | N/A | N/A | N/A | N/A | N/A | N/A | N/A | N/A | N/A | N/A | N/A | N/A | N/A | N/A | N/A | N/A | N/A | N/A | N/A | N/A | N/A | N/A | N/A | N/A | N/A | N/A | N/A | N/A | N/A | N/A | N/A | N/A | N/A | 3.4055 | 0
[SEER Non Multi-Split <=65kW] GEMS (Air Conditioners up to 65kW) Determination 2019 | MEPS 2019 | AS/NZS 3823.1.1:2012 | TWS-TSO25HVHT |  | N/A | TECO | N/A | Non Ducted | Single Split System | Wall Hung | Air | Air | China | 0.64 | N/A | 2.4 | N/A | N/A | N/A | N/A | N/A | 0.605 | 2.5 | Calorimeter Room | 3.962 | 4.193 | N/A | - | N/A | N/A | N/A | N/A | N/A | N/A | N/A | N/A | N/A | N/A | N/A | N/A | N/A | N/A | N/A | N/A | N/A | Single | R32 | Australia,Fiji,New Zealand | 129260 | 2025-08-04 |  | Approved | Reverse Cycle | N/A | Yes | Class 8 | Yes | N/A | N/A | N/A | N/A | N/A | N/A | N/A | Available | N/A | N/A | http://www.teco.com.au/ | http://www.teco.com.au/ | N/A |  |  | AAC5091 | Yes | Variable output compressor | Inverter | No | - | 2400 | 0.64 | - | 320 | 1200 | No | - | - | - | 584.96 | 2584.8 | Yes | 235 | 1200 | No | - | - | 2500 | 0.605 | 310 | 1250 | No | - | - | No | - | - | - | 880 | 2600 | No | - | - | - | - | - | - | - | - | No | - | - | No | - | - | 47.7 | 56.3 | 4.52 | 4.447 | 4.849 | 6.818 | 5.806 | 5.541 | 145 | 223 | 644 | 253 | 352 | 809 | 3 | 2.5 | 3 | 3.354 | 3.579 | 3.73 | 3.422 | 3.613 | 3.716 | 978 | 385 | 61 | 326 | 177 | 39 | 1.5 | 2 | 2 | No | - | - | - | - | N/A | N/A | N/A | 2 | 3.7108 | 4.0866
[SEER Non Multi-Split <=65kW] GEMS (Air Conditioners up to 65kW) Determination 2019 | MEPS 2019 | AS/NZS 3823.1.1:2012 | TWS-TSO26C3DVGA |  | N/A | TECO | N/A | Non Ducted | Single Split System | Wall Hung | Air | - | China | 0.55 | N/A | 2.64 | N/A | N/A | N/A | N/A | N/A | - | - | Calorimeter Room | 4.8032 | - | N/A | - | N/A | N/A | N/A | N/A | N/A | N/A | N/A | N/A | N/A | N/A | N/A | N/A | N/A | N/A | N/A | N/A | N/A | Single | R32 | Australia,Fiji,New Zealand | 139748 | 2026-09-06 |  | Approved | Cooling Only | N/A | Yes | Class 8 | Yes | N/A | N/A | N/A | N/A | N/A | N/A | N/A | Available | N/A | N/A | http://www.teco.com.au/ | http://www.teco.com.au/ | N/A |  |  | AAC6239 | Yes | Variable output compressor | Inverter | No | - | 2640 | 0.55 | - | 350 | 1450 | No | - | - | - | 502.7 | 2843.28 | Yes | 150 | 1300 | No | - | - | - | - | - | - | - | - | - | - | - | - | - | - | - | - | - | - | - | - | - | - | - | - | - | - | - | - | - | - | 54.3 | 58.6 | 8.655 | 8.202 | 10.375 | -6.11 | 452.181 | 46.689 | 82 | 131 | 329 | -320 | 1 | 102 | 7 | 6.5 | 8.5 | - | - | - | - | - | - | - | - | - | - | - | - | - | - | - | No | - | - | - | - | N/A | N/A | N/A | 1.86 | 4.7458 | -
[SEER Non Multi-Split <=65kW] GEMS (Air Conditioners up to 65kW) Determination 2019 | MEPS 2019 | AS/NZS 3823.1.1:2012 | TWS-TSO26H3DVGA |  | N/A | TECO | N/A | Non Ducted | Single Split System | Wall Hung | Air | Air | China | 0.53 | N/A | 2.64 | N/A | N/A | N/A | N/A | N/A | 0.68 | 2.9 | Calorimeter Room | 4.8104 | 4.6281 | N/A | - | N/A | N/A | N/A | N/A | N/A | N/A | N/A | N/A | N/A | N/A | N/A | N/A | N/A | N/A | N/A | N/A | N/A | Single | R32 | Australia,Fiji,New Zealand | 130125 | 2025-08-04 |  | Approved | Reverse Cycle | N/A | Yes | Class 8 | Yes | N/A | N/A | N/A | N/A | N/A | N/A | N/A | Available | N/A | N/A | http://www.teco.com.au/ | http://www.teco.com.au/ | N/A |  |  | AAC5095 | Yes | Variable output compressor | Inverter | No | - | 2640 | 0.53 | - | 350 | 1450 | No | - | - | - | 484.42 | 2843.28 | Yes | 150 | 1300 | No | - | - | 2900 | 0.68 | 260 | 1450 | No | - | - | Yes | 830 | 2550 | No | - | - | No | - | - | - | - | - | No | - | - | No | - | - | No | - | - | 54.3 | 58.6 | 8.745 | 8.339 | 10.555 | -5.196 | 646.399 | 64.098 | 81 | 129 | 323 | -376 | 0 | 73 | 7 | 6.5 | 9 | 3.969 | 4.577 | 5.119 | 4.274 | 4.791 | 5.122 | 958 | 349 | 52 | 303 | 155 | 34 | 2 | 3 | 3.5 | No | - | - | - | - | N/A | N/A | N/A | 1.885 | 4.922 | 4.2251
[SEER Non Multi-Split <=65kW] GEMS (Air Conditioners up to 65kW) Determination 2019 | MEPS 2019 | AS/NZS 3823.1.1:2012 | TWS-TSO26H3DVHA |  | N/A | TECO | N/A | Non Ducted | Single Split System | Wall Hung | Air | Air | China | 0.67 | N/A | 2.64 | N/A | N/A | N/A | N/A | N/A | 0.67 | 2.9 | Calorimeter Room | 4.0318 | 4.3671 | N/A | - | N/A | N/A | N/A | N/A | N/A | N/A | N/A | N/A | N/A | N/A | N/A | N/A | N/A | N/A | N/A | N/A | N/A | Single | R32 | Australia,Fiji,New Zealand | 146361 | 2027-10-18 |  | Approved | Reverse Cycle | N/A | Yes | Class 8 | Yes | N/A | N/A | N/A | N/A | N/A | N/A | N/A | Available | N/A | N/A | http://www.teco.com.au/ | http://www.teco.com.au/ | N/A |  |  | AAC7105 | Yes | Variable output compressor | Inverter | No | - | 2640 | 0.67 | - | 320 | 1320 | Yes | 250 | 1150 | - | 612.38 | 2843.28 | Yes | 160 | 1300 | - | 120 | 900 | 2900 | 0.67 | 260 | 1450 | Yes | 200 | 1100 | No | - | - | - | 970 | 3000 | No | - | - | - | - | - | - | - | - | No | - | - | No | - | - | 49.7 | 59.8 | 7.437 | 6.918 | 8.082 | 18.49 | 14.642 | 14.914 | 96 | 157 | 424 | 101 | 152 | 329 | 5.5 | 5 | 6.5 | 4.152 | 4.686 | 5.248 | 4.445 | 4.895 | 5.233 | 915 | 340 | 50 | 291 | 151 | 32 | 2.5 | 3 | 3.5 | No | - | - | - | - | N/A | N/A | N/A | 1.505 | 3.9106 | 4.2957
[SEER Non Multi-Split <=65kW] GEMS (Air Conditioners up to 65kW) Determination 2019 | MEPS 2019 | AS/NZS 3823.1.1:2012 | TWS-TSO26H3DVJT |  | N/A | TECO | N/A | Non Ducted | Single Split System | Wall Hung | Air | Air | China | 0.595 | N/A | 2.64 | N/A | N/A | N/A | N/A | N/A | 0.985 | 4.05 | Calorimeter Room | 4.3349 | 3.8501 | N/A | - | N/A | N/A | N/A | N/A | N/A | N/A | N/A | N/A | N/A | N/A | N/A | N/A | N/A | N/A | N/A | N/A | N/A | Single | R32 | Australia,Fiji,New Zealand | 151087 | 2028-02-13 |  | Approved | Reverse Cycle | N/A | Yes | Class 8 | Yes | N/A | N/A | N/A | N/A | N/A | N/A | N/A | Available | N/A | N/A | http://www.teco.com.au/ | http://www.teco.com.au/ | N/A |  |  | AAC7258 | Yes | Variable output compressor | Inverter | No | - | 2640 | 0.595 | - | 445 | 1450 | No | - | - | - | 543.83 | 2843.28 | Yes | 170 | 1280 | No | - | - | 4050 | 0.985 | 345 | 1930 | No | - | - | No | - | - | - | 1450 | 3500 | No | - | - | - | - | - | - | - | - | No | - | - | No | - | - | 47.19 | 57.7 | 7.694 | 7.472 | 11.119 | -2.057 | -16.853 | -8.091 | 87 | 139 | 301 | -947 | -143 | -621 | 6 | 5.5 | 9.5 | 3.575 | 4.201 | 5.101 | 4.02 | 4.602 | 5.145 | 1488 | 534 | 77 | 452 | 229 | 49 | 2 | 2.5 | 3.5 | No | - | - | - | - | N/A | N/A | N/A | 4 | 4.3384 | 4.056
[SEER Non Multi-Split <=65kW] GEMS (Air Conditioners up to 65kW) Determination 2019 | MEPS 2019 | AS/NZS 3823.1.1:2012 | TWS-TSO26H3DVJT |  | N/A | TECO | 0.8 | Non Ducted | Single Split System | Wall Hung | Air | Air | China | 0.595 | 10.15 | 2.64 | N/A | N/A | N/A | N/A | N/A | 0.985 | 4.05 | Calorimeter Room | 4.3349 | 3.8501 | Yes | - | N/A | 25 | 25 | N/A | N/A | N/A | N/A | N/A | 3.4707 | 3.7981 | N/A | N/A | N/A | N/A | N/A | N/A | Enthalpy Test Room | Single | R32 | Australia,Fiji,New Zealand | 155696 | 2028-08-01 |  | Approved | Reverse Cycle | N/A | Yes | Class 8 | Yes | N/A | N/A | Yes | Yes | Yes | N/A | 3.5686 | Available | N/A | N/A | http://www.teco.com.au/ | http://www.teco.com.au/ | Yes |  |  | AAC7667 | Yes | Variable output compressor | Inverter | No | - | 2640 | 0.595 | - | 445 | 1450 | No | - | - | - | 543.83 | 2843.28 | Yes | 170 | 1280 | No | - | - | 4050 | 0.985 | 345 | 1930 | No | - | - | No | - | - | - | 1450 | 3500 | No | - | - | - | - | - | - | - | - | No | - | - | No | - | - | 47.19 | 57.7 | 7.694 | 7.472 | 11.119 | -2.057 | -16.853 | -8.091 | 87 | 139 | 301 | -947 | -143 | -621 | 6 | 5.5 | 9.5 | 3.575 | 4.201 | 5.101 | 4.02 | 4.602 | 5.145 | 1488 | 534 | 77 | 452 | 229 | 49 | 2 | 2.5 | 3.5 | No | - | - | - | - | N/A | N/A | N/A | 4 | 4.3384 | 4.056
[SEER Non Multi-Split <=65kW] GEMS (Air Conditioners up to 65kW) Determination 2019 | MEPS 2019 | AS/NZS 3823.1.1:2012 | TWS-TSO32HVHT |  | N/A | TECO | N/A | Non Ducted | Single Split System | Wall Hung | Air | Air | China | 0.84 | N/A | 3.2 | N/A | N/A | N/A | N/A | N/A | 0.84 | 3.2 | Calorimeter Room | 3.8201 | 3.8105 | N/A | - | N/A | N/A | N/A | N/A | N/A | N/A | N/A | N/A | N/A | N/A | N/A | N/A | N/A | N/A | N/A | N/A | N/A | Single | R410A | Australia,Fiji,New Zealand | 130601 | 2025-08-07 |  | Approved | Reverse Cycle | N/A | Yes | Class 8 | Yes | N/A | N/A | N/A | N/A | N/A | N/A | N/A | Available | N/A | N/A | http://www.teco.com.au/ | http://www.teco.com.au/ | N/A |  |  | AAC5103 | Yes | Variable output compressor | Inverter | No | - | 3200 | 0.84 | - | 345 | 1640 | No | - | - | - | 767.76 | 3446.4 | Yes | 235 | 1620 | No | - | - | 3200 | 0.84 | 325 | 1590 | No | - | - | No | - | - | - | 1295 | 3270 | No | - | - | - | - | - | - | - | - | No | - | - | No | - | - | 47.7 | 56.6 | 5.704 | 5.441 | 5.956 | 10.215 | 7.909 | 7.194 | 153 | 243 | 699 | 225 | 344 | 831 | 4 | 3.5 | 4 | 3.568 | 4.01 | 4.487 | 3.823 | 4.206 | 4.494 | 1175 | 439 | 65 | 373 | 195 | 41 | 2 | 2.5 | 2.5 | No | - | - | - | - | N/A | N/A | N/A | 2 | 3.7791 | 3.7791
[SEER Non Multi-Split <=65kW] GEMS (Air Conditioners up to 65kW) Determination 2019 | MEPS 2019 | AS/NZS 3823.1.1:2012 | TWS-TSO35C3DVGA |  | N/A | TECO | N/A | Non Ducted | Single Split System | Wall Hung | Air | - | China | 0.81 | N/A | 3.5 | N/A | N/A | N/A | N/A | N/A | - | - | Calorimeter Room | 4.5136 | - | N/A | - | N/A | N/A | N/A | N/A | N/A | N/A | N/A | N/A | N/A | N/A | N/A | N/A | N/A | N/A | N/A | N/A | N/A | Single | R32 | Australia,Fiji,New Zealand | 139749 | 2026-09-01 |  | Approved | Cooling Only | N/A | Yes | Class 8 | Yes | N/A | N/A | N/A | N/A | N/A | N/A | N/A | Available | N/A | N/A | http://www.teco.com.au/ | http://www.teco.com.au/ | N/A |  |  | AAC6237 | Yes | Variable output compressor | Inverter | No | - | 3500 | 0.81 | - | 400 | 1750 | No | - | - | - | 740.34 | 3769.5 | Yes | 220 | 1750 | No | - | - | - | - | - | - | - | - | - | - | - | - | - | - | - | - | - | - | - | - | - | - | - | - | - | - | - | - | - | - | 58.6 | 63 | 7.301 | 6.868 | 7.667 | 34.701 | 13.881 | 11.487 | 132 | 212 | 595 | 71 | 215 | 570 | 5.5 | 5 | 6 | - | - | - | - | - | - | - | - | - | - | - | - | - | - | - | No | - | - | - | - | N/A | N/A | N/A | 1.173 | 4.2999 | -
[SEER Non Multi-Split <=65kW] GEMS (Air Conditioners up to 65kW) Determination 2019 | MEPS 2019 | AS/NZS 3823.1.1:2012 | TWS-TSO35H3DVGA |  | N/A | TECO | N/A | Non Ducted | Single Split System | Wall Hung | Air | Air | China | 0.87 | N/A | 3.5 | N/A | N/A | N/A | N/A | N/A | 1.05 | 4 | Calorimeter Room | 4.1005 | 3.9827 | N/A | - | N/A | N/A | N/A | N/A | N/A | N/A | N/A | N/A | N/A | N/A | N/A | N/A | N/A | N/A | N/A | N/A | N/A | Single | R32 | Australia,Fiji,New Zealand | 130621 | 2025-08-07 |  | Approved | Reverse Cycle | N/A | Yes | Class 8 | Yes | N/A | N/A | N/A | N/A | N/A | N/A | N/A | Available | N/A | N/A | http://www.teco.com.au/ | http://www.teco.com.au/ | N/A |  |  | AAC5104 | Yes | Variable output compressor | Inverter | No | - | 3500 | 0.87 | - | 420 | 1750 | No | - | - | - | 795.18 | 3769.5 | Yes | 230 | 1750 | No | - | - | 4000 | 1.05 | 380 | 2000 | No | - | - | No | - | - | - | 1050 | 3250 | No | - | - | - | - | - | - | - | - | No | - | - | No | - | - | 49.7 | 54.1 | 7.135 | 6.637 | 7.316 | 36.122 | 13.499 | 11.031 | 137 | 221 | 626 | 70 | 222 | 595 | 5.5 | 5 | 5.5 | 3.624 | 4.193 | 4.813 | 3.955 | 4.454 | 4.827 | 1442 | 519 | 71 | 447 | 226 | 45 | 2 | 2.5 | 3 | No | - | - | - | - | N/A | N/A | N/A | 0.5153 | 4.015 | 3.8032
[SEER Non Multi-Split <=65kW] GEMS (Air Conditioners up to 65kW) Determination 2019 | MEPS 2019 | AS/NZS 3823.1.1:2012 | TWS-TSO35H3DVHA |  | N/A | TECO | N/A | Non Ducted | Single Split System | Wall Hung | Air | Air | China | 0.94 | N/A | 3.5 | N/A | N/A | N/A | N/A | N/A | 1.08 | 4 | Calorimeter Room | 3.82 | 3.7671 | N/A | - | N/A | N/A | N/A | N/A | N/A | N/A | N/A | N/A | N/A | N/A | N/A | N/A | N/A | N/A | N/A | N/A | N/A | Single | R32 | Australia,Fiji,New Zealand | 146544 | 2027-08-09 |  | Approved | Reverse Cycle | N/A | Yes | Class 8 | Yes | N/A | N/A | N/A | N/A | N/A | N/A | N/A | Available | N/A | N/A | http://www.teco.com.au/ | http://www.teco.com.au/ | N/A |  |  | AAC6859 | Yes | Variable output compressor | Inverter | No | - | 3500 | 0.94 | - | 400 | 1750 | Yes | 260 | 1190 | - | 859.16 | 3769.5 | Yes | 230 | 1720 | - | 140 | 1080 | 4000 | 1.08 | 400 | 2000 | Yes | 210 | 1150 | No | - | - | - | 970 | 2940 | No | - | - | - | - | - | - | - | - | No | - | - | No | - | - | 50.5 | 60.3 | 6.513 | 6.118 | 6.848 | 15.365 | 15.059 | 14.753 | 146 | 236 | 664 | 162 | 196 | 441 | 5 | 4.5 | 5 | 3.443 | 4.057 | 5.101 | 3.965 | 4.582 | 5.191 | 1522 | 541 | 71 | 449 | 223 | 45 | 1.5 | 2.5 | 3.5 | No | - | - | - | - | N/A | N/A | N/A | 2.2 | 3.6942 | 3.6784
[SEER Non Multi-Split <=65kW] GEMS (Air Conditioners up to 65kW) Determination 2019 | MEPS 2019 | AS/NZS 3823.1.1:2012 | TWS-TSO35H3DVJT |  | N/A | TECO | N/A | Non Ducted | Single Split System | Wall Hung | Air | Air | China | 0.8 | N/A | 3.5 | N/A | N/A | N/A | N/A | N/A | 1.07 | 4.5 | Calorimeter Room | 4.3234 | 4.2021 | N/A | - | N/A | N/A | N/A | N/A | N/A | N/A | N/A | N/A | N/A | N/A | N/A | N/A | N/A | N/A | N/A | N/A | N/A | Single | R32 | Australia,Fiji,New Zealand | 151138 | 2028-02-15 |  | Approved | Reverse Cycle | N/A | Yes | Class 8 | Yes | N/A | N/A | N/A | N/A | N/A | N/A | N/A | Available | N/A | N/A | http://www.teco.com.au/ | http://www.teco.com.au/ | N/A |  |  | AAC7261 | Yes | Variable output compressor | Inverter | No | - | 3500 | 0.8 | - | 390 | 1800 | No | - | - | - | 731.2 | 3769.5 | Yes | 225 | 1700 | No | - | - | 4500 | 1.07 | 420 | 2260 | No | - | - | No | - | - | - | 1590 | 4300 | No | - | - | - | - | - | - | - | - | No | - | - | No | - | - | 47.73 | 59.55 | 6.266 | 6.093 | 7.083 | 22.912 | 11.53 | 10.266 | 148 | 232 | 638 | 103 | 253 | 632 | 4.5 | 4.5 | 5.5 | 3.792 | 4.334 | 4.922 | 4.106 | 4.581 | 4.935 | 1558 | 574 | 87 | 492 | 254 | 56 | 2 | 2.5 | 3 | No | - | - | - | - | N/A | N/A | N/A | 4 | 4.3023 | 4.1531
[SEER Non Multi-Split <=65kW] GEMS (Air Conditioners up to 65kW) Determination 2019 | MEPS 2019 | AS/NZS 3823.1.1:2012 | TWS-TSO50C3DVGA |  | N/A | TECO | N/A | Non Ducted | Single Split System | Wall Hung | Air | - | China | 1.28 | N/A | 5.2 | N/A | N/A | N/A | N/A | N/A | - | - | Calorimeter Room | 3.9809 | - | N/A | - | N/A | N/A | N/A | N/A | N/A | N/A | N/A | N/A | N/A | N/A | N/A | N/A | N/A | N/A | N/A | N/A | N/A | Single | R32 | Australia,Fiji,New Zealand | 139755 | 2026-09-01 |  | Approved | Cooling Only | N/A | Yes | Class 9 | Yes | N/A | N/A | N/A | N/A | N/A | N/A | N/A | Available | N/A | N/A | http://www.teco.com.au/ | http://www.teco.com.au/ | N/A |  |  | AAC6238 | Yes | Variable output compressor | Inverter | No | - | 5200 | 1.28 | - | 470 | 2600 | Yes | 340 | 1650 | - | 1169.92 | 5600.4 | Yes | 370 | 2600 | - | 220 | 1650 | - | - | - | - | - | - | - | - | - | - | - | - | - | - | - | - | - | - | - | - | - | - | - | - | - | - | - | - | 60.6 | 60 | 6.146 | 5.887 | 6.163 | 11.077 | 8.625 | 7.103 | 233 | 368 | 1101 | 339 | 516 | 1371 | 4.5 | 4 | 4.5 | - | - | - | - | - | - | - | - | - | - | - | - | - | - | - | No | - | - | - | - | N/A | N/A | N/A | 1.9 | 4.0422 | -
[SEER Non Multi-Split <=65kW] GEMS (Air Conditioners up to 65kW) Determination 2019 | MEPS 2019 | AS/NZS 3823.1.1:2012 | TWS-TSO50H3DVGA |  | N/A | TECO | N/A | Non Ducted | Single Split System | Wall Hung | Air | Air | China | 1.28 | N/A | 5.2 | N/A | N/A | N/A | N/A | N/A | 1.26 | 5.2 | Calorimeter Room | 3.9809 | 4.3622 | N/A | - | N/A | N/A | N/A | N/A | N/A | N/A | N/A | N/A | N/A | N/A | N/A | N/A | N/A | N/A | N/A | N/A | N/A | Single | R32 | Australia,Fiji,New Zealand | 130659 | 2025-08-07 |  | Approved | Reverse Cycle | N/A | Yes | Class 9 | Yes | N/A | N/A | N/A | N/A | N/A | N/A | N/A | Available | N/A | N/A | http://www.teco.com.au/ | http://www.teco.com.au/ | N/A |  |  | AAC5106 | Yes | Variable output compressor | Inverter | No | - | 5200 | 1.28 | - | 470 | 2600 | Yes | 340 | 1650 | - | 1169.92 | 5600.4 | Yes | 370 | 2600 | - | 220 | 1650 | 5200 | 1.26 | 450 | 2400 | No | - | - | No | - | - | - | 1800 | 5200 | No | - | - | - | - | - | - | - | - | No | - | - | No | - | - | 60.6 | 60 | 6.146 | 5.887 | 6.163 | 11.077 | 8.625 | 7.103 | 233 | 368 | 1101 | 339 | 516 | 1371 | 4.5 | 4 | 4.5 | 3.882 | 4.38 | 4.927 | 4.173 | 4.608 | 4.937 | 1753 | 650 | 93 | 553 | 286 | 59 | 2 | 2.5 | 3 | No | - | - | - | - | N/A | N/A | N/A | 1.9 | 4.0422 | 4.1061
[SEER Non Multi-Split <=65kW] GEMS (Air Conditioners up to 65kW) Determination 2019 | MEPS 2019 | AS/NZS 3823.1.1:2012 | TWS-TSO52H3DVJT |  | N/A | TECO | N/A | Non Ducted | Single Split System | Wall Hung | Air | Air | China | 1.5 | N/A | 5.2 | N/A | N/A | N/A | N/A | N/A | 1.2 | 5.2 | Calorimeter Room | 3.4523 | 4.3898 | N/A | - | N/A | N/A | N/A | N/A | N/A | N/A | N/A | N/A | N/A | N/A | N/A | N/A | N/A | N/A | N/A | N/A | N/A | Single | R32 | Australia,Fiji,New Zealand | 152608 | 2028-02-26 |  | Approved | Reverse Cycle | N/A | Yes | Class 9 | Yes | N/A | N/A | N/A | N/A | N/A | N/A | N/A | Available | N/A | N/A | http://www.teco.com.au/ | http://www.teco.com.au/ | N/A |  |  | AAC7277 | Yes | Variable output compressor | Inverter | No | - | 5200 | 1.5 | - | 540 | 2570 | No | - | - | - | 1371 | 5600.4 | Yes | 410 | 2600 | No | - | - | 5200 | 1.2 | 540 | 2720 | No | - | - | No | - | - | - | 1500 | 4250 | No | - | - | - | - | - | - | - | - | No | - | - | No | - | - | 51.8 | 61.9 | 4.906 | 4.72 | 5.213 | 7.384 | 6.345 | 5.973 | 285 | 451 | 1293 | 504 | 695 | 1623 | 3 | 3 | 3.5 | 3.505 | 4.012 | 4.582 | 3.809 | 4.255 | 4.598 | 1950 | 719 | 109 | 613 | 317 | 71 | 2 | 2.5 | 3 | No | - | - | - | - | N/A | N/A | N/A | 5.5 | 3.4242 | 4.2672
[SEER Non Multi-Split <=65kW] GEMS (Air Conditioners up to 65kW) Determination 2019 | MEPS 2019 | AS/NZS 3823.1.1:2012 | TWS-TSO52HVHT |  | N/A | TECO | N/A | Non Ducted | Single Split System | Wall Hung | Air | Air | China | 1.505 | N/A | 5.25 | N/A | N/A | N/A | N/A | N/A | 1.35 | 5.4 | Calorimeter Room | 3.5006 | 4.0075 | N/A | - | N/A | N/A | N/A | N/A | N/A | N/A | N/A | N/A | N/A | N/A | N/A | N/A | N/A | N/A | N/A | N/A | N/A | Single | R410A | Australia,Fiji,New Zealand | 130606 | 2025-08-04 |  | Approved | Reverse Cycle | N/A | Yes | Class 9 | Yes | N/A | N/A | N/A | N/A | N/A | N/A | N/A | Available | N/A | N/A | http://www.teco.com.au/ | http://www.teco.com.au/ | N/A |  |  | AAC5092 | Yes | Variable output compressor | Inverter | No | - | 5250 | 1.505 | - | 605 | 2700 | No | - | - | - | 1375.57 | 5654.25 | No | 552.97 | 2907.9 | No | - | - | 5400 | 1.35 | 495 | 2650 | No | - | - | No | - | - | - | 1595 | 4750 | No | - | - | - | - | - | - | - | - | No | - | - | No | - | - | 48.9 | 60.2 | 4.502 | 4.336 | 4.583 | 5.277 | 4.948 | 4.872 | 323 | 506 | 1496 | 724 | 910 | 2019 | 3 | 2.5 | 3 | 3.749 | 4.308 | 4.907 | 4.072 | 4.561 | 4.922 | 1885 | 686 | 97 | 589 | 300 | 62 | 2 | 2.5 | 3 | No | - | - | - | - | N/A | N/A | N/A | 2 | 3.4728 | 3.9801
[SEER Non Multi-Split <=65kW] GEMS (Air Conditioners up to 65kW) Determination 2019 | MEPS 2019 | AS/NZS 3823.1.1:2012 | TWS-TSO53H3DVHA |  | N/A | TECO | N/A | Non Ducted | Single Split System | Wall Hung | Air | Air | China | 1.63 | N/A | 5.3 | N/A | N/A | N/A | N/A | N/A | 1.56 | 5.3 | Calorimeter Room | 3.2658 | 3.9712 | N/A | - | N/A | N/A | N/A | N/A | N/A | N/A | N/A | N/A | N/A | N/A | N/A | N/A | N/A | N/A | N/A | N/A | N/A | Single | R32 | Australia,Fiji,New Zealand | 146545 | 2027-10-18 |  | Approved | Reverse Cycle | N/A | Yes | Class 9 | Yes | N/A | N/A | N/A | N/A | N/A | N/A | N/A | Available | N/A | N/A | http://www.teco.com.au/ | http://www.teco.com.au/ | N/A |  |  | AAC7106 | Yes | Variable output compressor | Inverter | No | - | 5300 | 1.63 | - | 600 | 2650 | Yes | 400 | 1800 | - | 1489.82 | 5708.1 | Yes | 410 | 2650 | - | 230 | 1500 | 5300 | 1.56 | 490 | 2650 | Yes | 270 | 1360 | No | - | - | - | 1900 | 5200 | No | - | - | - | - | - | - | - | - | No | - | - | No | - | - | 57.9 | 62.9 | 5.61 | 5.251 | 5.586 | -17.508 | 11.72 | 8.835 | 261 | 421 | 1239 | -225 | 386 | 1123 | 4 | 3.5 | 4 | 3.79 | 4.377 | 5.071 | 4.145 | 4.638 | 5.044 | 1830 | 662 | 92 | 567 | 290 | 59 | 2 | 2.5 | 3.5 | No | - | - | - | - | N/A | N/A | N/A | 1.8 | 3.2394 | 3.3842
[SEER Non Multi-Split <=65kW] GEMS (Air Conditioners up to 65kW) Determination 2019 | MEPS 2019 | AS/NZS 3823.1.1:2012 | TWS-TSO70C3DVGA |  | N/A | TECO | N/A | Non Ducted | Single Split System | Wall Hung | Air | - | China | 1.95 | N/A | 7.04 | N/A | N/A | N/A | N/A | N/A | - | - | Calorimeter Room | 3.6807 | - | N/A | - | N/A | N/A | N/A | N/A | N/A | N/A | N/A | N/A | N/A | N/A | N/A | N/A | N/A | N/A | N/A | N/A | N/A | Single | R32 | Australia,Fiji,New Zealand | 139764 | 2026-09-07 |  | Approved | Cooling Only | N/A | Yes | Class 9 | Yes | N/A | N/A | N/A | N/A | N/A | N/A | N/A | Available | N/A | N/A | http://www.teco.com.au/ | http://www.teco.com.au/ | N/A |  |  | AAC6240 | Yes | Variable output compressor | Inverter | No | - | 7040 | 1.95 | - | 790 | 3700 | No | - | - | - | 1782.3 | 7582.08 | Yes | 550 | 3700 | Yes | 400 | 2900 | - | - | - | - | - | - | - | - | - | - | - | - | - | - | - | - | - | - | - | - | - | - | - | - | - | - | - | - | 62.3 | 65 | 5.553 | 5.234 | 5.649 | 7.432 | 6.564 | 6.454 | 350 | 561 | 1626 | 687 | 918 | 2042 | 4 | 3.5 | 4 | - | - | - | - | - | - | - | - | - | - | - | - | - | - | - | No | - | - | - | - | N/A | N/A | N/A | 2.782 | 3.5929 | -
[SEER Non Multi-Split <=65kW] GEMS (Air Conditioners up to 65kW) Determination 2019 | MEPS 2019 | AS/NZS 3823.1.1:2012 | TWS-TSO70H3DVGA |  | N/A | TECO | N/A | Non Ducted | Single Split System | Wall Hung | Air | Air | China | 2 | N/A | 7.04 | N/A | N/A | N/A | N/A | N/A | 2.4 | 8.2 | Calorimeter Room | 3.6667 | 3.6388 | N/A | - | N/A | N/A | N/A | N/A | N/A | N/A | N/A | N/A | N/A | N/A | N/A | N/A | N/A | N/A | N/A | N/A | N/A | Single | R32 | Australia,Fiji,New Zealand | 130624 | 2025-08-05 |  | Approved | Reverse Cycle | N/A | Yes | Class 9 | Yes | N/A | N/A | N/A | N/A | N/A | N/A | N/A | Available | N/A | N/A | http://www.teco.com.au/ | http://www.teco.com.au/ | N/A |  |  | AAC5096 | Yes | Variable output compressor | Inverter | No | - | 7040 | 2 | - | 790 | 3800 | No | - | - | - | 1828 | 7582.08 | Yes | 550 | 3700 | Yes | 400 | 2900 | 8200 | 2.4 | 890 | 4300 | Yes | 400 | 2300 | No | - | - | - | 2250 | 6200 | No | - | - | - | - | - | - | - | - | No | - | - | No | - | - | 63.7 | 63.8 | 5.632 | 5.262 | 5.602 | 7.46 | 6.558 | 6.385 | 348 | 562 | 1644 | 688 | 922 | 2067 | 4 | 3.5 | 4 | 3.368 | 3.994 | 5.2 | 3.961 | 4.636 | 5.354 | 3182 | 1119 | 136 | 915 | 445 | 83 | 1.5 | 2 | 3.5 | No | - | - | - | - | N/A | N/A | N/A | 1.314 | 3.5122 | 3.4104
[SEER Non Multi-Split <=65kW] GEMS (Air Conditioners up to 65kW) Determination 2019 | MEPS 2019 | AS/NZS 3823.1.1:2012 | TWS-TSO71HVHT |  | N/A | TECO | N/A | Non Ducted | Single Split System | Wall Hung | Air | Air | China | 2.17 | N/A | 7.15 | N/A | N/A | N/A | N/A | N/A | 2.27 | 7.4 | Calorimeter Room | 3.2623 | 3.2515 | N/A | - | N/A | N/A | N/A | N/A | N/A | N/A | N/A | N/A | N/A | N/A | N/A | N/A | N/A | N/A | N/A | N/A | N/A | Single | R410A | Australia,Fiji,New Zealand | 130614 | 2025-08-04 |  | Approved | Reverse Cycle | N/A | Yes | Class 9 | Yes | N/A | N/A | N/A | N/A | N/A | N/A | N/A | Available | N/A | N/A | http://www.teco.com.au/ | http://www.teco.com.au/ | N/A |  |  | AAC5093 | Yes | Variable output compressor | Inverter | No | - | 7150 | 2.17 | - | 795 | 3650 | No | - | - | - | 1983.38 | 7700.55 | No | 726.63 | 3931.05 | No | - | - | 7400 | 2.27 | 880 | 3700 | No | - | - | No | - | - | - | 2730 | 7300 | No | - | - | - | - | - | - | - | - | No | - | - | No | - | - | 48.9 | 63.5 | 4.559 | 4.343 | 4.568 | 5.377 | 5.009 | 4.878 | 436 | 690 | 2046 | 969 | 1226 | 2748 | 3 | 2.5 | 3 | 3.238 | 3.562 | 3.868 | 3.401 | 3.676 | 3.864 | 2989 | 1134 | 166 | 963 | 508 | 105 | 1.5 | 2 | 2 | No | - | - | - | - | N/A | N/A | N/A | 2 | 3.2847 | 3.2502
[SEER Non Multi-Split <=65kW] GEMS (Air Conditioners up to 65kW) Determination 2019 | MEPS 2019 | AS/NZS 3823.1.1:2012 | TWS-TSO72H3DVJT |  | N/A | TECO | N/A | Non Ducted | Single Split System | Wall Hung | Air | Air | China | 2.01 | N/A | 7 | N/A | N/A | N/A | N/A | N/A | 2.09 | 7 | Calorimeter Room | 3.408 | 3.3036 | N/A | - | N/A | N/A | N/A | N/A | N/A | N/A | N/A | N/A | N/A | N/A | N/A | N/A | N/A | N/A | N/A | N/A | N/A | Single | R32 | Australia,Fiji,New Zealand | 152610 | 2028-02-26 |  | Approved | Reverse Cycle | N/A | Yes | Class 9 | Yes | N/A | N/A | N/A | N/A | N/A | N/A | N/A | Available | N/A | N/A | http://www.teco.com.au/ | http://www.teco.com.au/ | N/A |  |  | AAC7278 | Yes | Variable output compressor | Inverter | No | - | 7000 | 2.01 | - | 740 | 3400 | No | - | - | - | 1837.14 | 7539 | Yes | 600 | 3500 | No | - | - | 7000 | 2.09 | 680 | 3500 | No | - | - | No | - | - | - | 2300 | 6000 | No | - | - | - | - | - | - | - | - | No | - | - | No | - | - | 52.7 | 63.9 | 4.767 | 4.588 | 4.941 | 6.422 | 5.739 | 5.473 | 402 | 632 | 1845 | 787 | 1041 | 2392 | 3 | 3 | 3 | 3.442 | 4.001 | 4.693 | 3.799 | 4.299 | 4.715 | 2667 | 963 | 137 | 822 | 418 | 88 | 1.5 | 2.5 | 3 | No | - | - | - | - | N/A | N/A | N/A | 4.8 | 3.4547 | 3.3235
[SEER Non Multi-Split <=65kW] GEMS (Air Conditioners up to 65kW) Determination 2019 | MEPS 2019 | AS/NZS 3823.1.1:2012 | TWS-TSO80H3DVGA |  | N/A | TECO | N/A | Non Ducted | Single Split System | Wall Hung | Air | Air | China | 2.4 | N/A | 8 | N/A | N/A | N/A | N/A | N/A | 2.55 | 8.4 | Calorimeter Room | 3.3539 | 3.45 | N/A | - | N/A | N/A | N/A | N/A | N/A | N/A | N/A | N/A | N/A | N/A | N/A | N/A | N/A | N/A | N/A | N/A | N/A | Single | R32 | Australia,Fiji,New Zealand | 130625 | 2025-08-07 |  | Approved | Reverse Cycle | N/A | Yes | Class 9 | Yes | N/A | N/A | N/A | N/A | N/A | N/A | N/A | Available | N/A | N/A | http://www.teco.com.au/ | http://www.teco.com.au/ | N/A |  |  | AAC5105 | Yes | Variable output compressor | Inverter | No | - | 8000 | 2.4 | - | 880 | 3800 | No | - | - | - | 2193.6 | 8616 | Yes | 750 | 4100 | Yes | 270 | 1600 | 8400 | 2.55 | 940 | 4350 | Yes | 310 | 1360 | No | - | - | - | 3000 | 7300 | No | - | - | - | - | - | - | - | - | No | - | - | No | - | - | 64.7 | 65.5 | 4.581 | 4.417 | 4.713 | 5.903 | 5.43 | 5.148 | 478 | 750 | 2211 | 980 | 1258 | 2906 | 3 | 2.5 | 3 | 3.26 | 3.757 | 4.457 | 3.636 | 4.104 | 4.51 | 3376 | 1228 | 172 | 1030 | 523 | 109 | 1.5 | 2 | 2.5 | No | - | - | - | - | N/A | N/A | N/A | 5.4099 | 3.3081 | 3.2707
[SEER Non Multi-Split <=65kW] GEMS (Air Conditioners up to 65kW) Determination 2019 | MEPS 2019 | AS/NZS 3823.1.1:2012 | TWS-TSO80H3DVHA |  | N/A | TECO | N/A | Non Ducted | Single Split System | Wall Hung | Air | Air | China | 2.4 | N/A | 8 | N/A | N/A | N/A | N/A | N/A | 2.55 | 8.4 | Calorimeter Room | 3.3539 | 3.45 | N/A | - | N/A | N/A | N/A | N/A | N/A | N/A | N/A | N/A | N/A | N/A | N/A | N/A | N/A | N/A | N/A | N/A | N/A | Single | R32 | Australia,Fiji,New Zealand | 146550 | 2027-10-17 |  | Approved | Reverse Cycle | N/A | Yes | Class 9 | Yes | N/A | N/A | N/A | N/A | N/A | N/A | N/A | Available | N/A | N/A | http://www.teco.com.au/ | http://www.teco.com.au/ | N/A |  |  | AAC7103 | Yes | Variable output compressor | Inverter | No | - | 8000 | 2.4 | - | 880 | 3800 | No | - | - | - | 2193.6 | 8616 | Yes | 750 | 4100 | Yes | 270 | 1600 | 8400 | 2.55 | 940 | 4350 | Yes | 310 | 1360 | No | - | - | - | 3000 | 7300 | No | - | - | - | - | - | - | - | - | No | - | - | No | - | - | 64.7 | 65.5 | 4.581 | 4.417 | 4.713 | 5.903 | 5.43 | 5.148 | 478 | 750 | 2211 | 980 | 1258 | 2906 | 3 | 2.5 | 3 | 3.26 | 3.757 | 4.457 | 3.636 | 4.104 | 4.51 | 3376 | 1228 | 172 | 1030 | 523 | 109 | 1.5 | 2 | 2.5 | No | - | - | - | - | N/A | N/A | N/A | 5.4099 | 3.3081 | 3.2707
[SEER Non Multi-Split <=65kW] GEMS (Air Conditioners up to 65kW) Determination 2019 | MEPS 2019 | AS/NZS 3823.1.1:2012 | TWS-TSO88H3DVJT |  | N/A | TECO | N/A | Non Ducted | Single Split System | Wall Hung | Air | Air | China | 2.5 | N/A | 8.8 | N/A | N/A | N/A | N/A | N/A | 2.25 | 8.8 | Calorimeter Room | 3.6215 | 4.047 | N/A | - | N/A | N/A | N/A | N/A | N/A | N/A | N/A | N/A | N/A | N/A | N/A | N/A | N/A | N/A | N/A | N/A | N/A | Single | R32 | Australia,Fiji,New Zealand | 153111 | 2028-03-21 |  | Approved | Reverse Cycle | N/A | Yes | Class 9 | Yes | N/A | N/A | N/A | N/A | N/A | N/A | N/A | Available | N/A | N/A | http://www.teco.com.au/ | http://www.teco.com.au/ | N/A |  |  | AAC7373 | Yes | Variable output compressor | Inverter | No | - | 8800 | 2.5 | - | 830 | 4300 | No | - | - | - | 2285 | 9477.6 | Yes | 740 | 4500 | No | - | - | 8800 | 2.25 | 840 | 4250 | No | - | - | No | - | - | - | 2700 | 7500 | No | - | - | - | - | - | - | - | - | No | - | - | No | - | - | 53.9 | 64 | 4.856 | 4.653 | 4.972 | 5.955 | 5.528 | 5.349 | 497 | 784 | 2306 | 1070 | 1360 | 3078 | 3 | 3 | 3 | 3.518 | 4.032 | 4.639 | 3.838 | 4.295 | 4.659 | 3279 | 1200 | 173 | 1022 | 524 | 110 | 2 | 2.5 | 3 | No | - | - | - | - | N/A | N/A | N/A | 5.4 | 3.4945 | 3.8796
[SEER Non Multi-Split <=65kW] GEMS (Air Conditioners up to 65kW) Determination 2019 | MEPS 2019 | AS/NZS 3823.1.1:2012 | TWW16CFAT |  | N/A | TECO | N/A | Non Ducted | Window Wall | - | Air | - | China | 0.5 | N/A | 1.6 | N/A | N/A | N/A | N/A | N/A | - | - | Calorimeter Room | 3.1976 | - | N/A | - | N/A | N/A | N/A | N/A | N/A | N/A | N/A | N/A | N/A | N/A | N/A | N/A | N/A | N/A | N/A | N/A | N/A | Single | R410A | Australia,Fiji,New Zealand | 147199 | 2028-02-16 |  | Approved | Cooling Only | N/A | No | Class 5 | No | N/A | N/A | N/A | N/A | N/A | N/A | N/A | Available | N/A | N/A | http://www.teco.com.au/ | http://www.companyname.com | N/A |  |  | AAC7264 | No | - | - | - | - | 1600 | 0.5 | - | - | - | - | - | - | Yes | 480 | 1900 | - | - | - | - | - | - | - | - | - | - | - | - | - | - | - | - | - | - | - | - | - | - | - | - | - | - | - | - | - | - | - | - | - | - | 57 | 65 | 3.188 | 3.181 | 3.438 | 3.74 | 3.569 | 3.611 | 137 | 207 | 606 | 310 | 382 | 829 | 1.5 | 1.5 | 1.5 | - | - | - | - | - | - | - | - | - | - | - | - | - | - | - | - | - | - | - | - | N/A | N/A | N/A | 1.6 | 3.1658 | -
[SEER Non Multi-Split <=65kW] GEMS (Air Conditioners up to 65kW) Determination 2019 | MEPS 2019 | AS/NZS 3823.1.1:2012 | TWW16CFDG |  | N/A | TECO | N/A | Non Ducted | Window Wall | - | Air | - | China | 0.48 | N/A | 1.6 | N/A | N/A | N/A | N/A | N/A | - | - | Calorimeter Room | 3.2993 | - | N/A | - | N/A | N/A | N/A | N/A | N/A | N/A | N/A | N/A | N/A | N/A | N/A | N/A | N/A | N/A | N/A | N/A | N/A | Single | R32 | Australia,Fiji,New Zealand | 129042 | 2025-08-10 |  | Approved | Cooling Only | N/A | No | Class 5 | No | N/A | N/A | N/A | N/A | N/A | N/A | N/A | Available | N/A | N/A | http://www.teco.com.au/ | http://www.companyname.com | N/A |  |  | AAC5125 | No | - | - | - | - | 1600 | 0.48 | - | - | - | - | - | - | Yes | 430 | 1700 | - | - | - | - | - | - | - | - | - | - | - | - | - | - | - | - | - | - | - | - | - | - | - | - | - | - | - | - | - | - | - | - | - | - | 58.3 | 65.8 | 3.432 | 3.403 | 3.555 | 3.892 | 3.696 | 3.709 | 130 | 198 | 589 | 300 | 373 | 809 | 1.5 | 1.5 | 2 | - | - | - | - | - | - | - | - | - | - | - | - | - | - | - | - | - | - | - | - | N/A | N/A | N/A | 0.264 | 3.3271 | -
[SEER Non Multi-Split <=65kW] GEMS (Air Conditioners up to 65kW) Determination 2019 | MEPS 2019 | AS/NZS 3823.1.1:2012 | TWW22CFAT |  | N/A | TECO | N/A | Non Ducted | Window Wall | - | Air | - | China | 0.648 | N/A | 2.2 | N/A | N/A | N/A | N/A | N/A | - | - | Calorimeter Room | 3.3872 | - | N/A | - | N/A | N/A | N/A | N/A | N/A | N/A | N/A | N/A | N/A | N/A | N/A | N/A | N/A | N/A | N/A | N/A | N/A | Single | R410A | Australia,Fiji,New Zealand | 152524 | 2028-03-01 |  | Approved | Cooling Only | N/A | No | Class 5 | No | N/A | N/A | N/A | N/A | N/A | N/A | N/A | Available | N/A | N/A | http://www.teco.com.au/ | http://www.companyname.com | N/A |  |  | AAC7333 | No | - | - | - | - | 2200 | 0.648 | - | - | - | - | - | - | Yes | 600 | 2300 | - | - | - | - | - | - | - | - | - | - | - | - | - | - | - | - | - | - | - | - | - | - | - | - | - | - | - | - | - | - | - | - | - | - | 54.5 | 61.8 | 3.293 | 3.294 | 3.45 | 3.608 | 3.491 | 3.556 | 185 | 280 | 833 | 444 | 541 | 1160 | 1.5 | 1.5 | 1.5 | - | - | - | - | - | - | - | - | - | - | - | - | - | - | - | - | - | - | - | - | N/A | N/A | N/A | 1 | 3.3774 | -
[SEER Non Multi-Split <=65kW] GEMS (Air Conditioners up to 65kW) Determination 2019 | MEPS 2019 | AS/NZS 3823.1.1:2012 | TWW22CFWDG |  | N/A | TECO | N/A | Non Ducted | Window Wall | - | Air | - | China | 0.66 | N/A | 2.2 | N/A | N/A | N/A | N/A | N/A | - | - | Calorimeter Room | 3.4491 | - | N/A | - | N/A | N/A | N/A | N/A | N/A | N/A | N/A | N/A | N/A | N/A | N/A | N/A | N/A | N/A | N/A | N/A | N/A | Single | R32 | Australia,Fiji,New Zealand | 130485 | 2025-08-10 |  | Approved | Cooling Only | N/A | No | Class 5 | No | N/A | N/A | N/A | N/A | N/A | N/A | N/A | Available | N/A | N/A | http://www.teco.com.au/ | http://www.companyname.com | N/A |  |  | AAC5113 | No | - | - | - | - | 2200 | 0.66 | - | - | - | - | - | - | Yes | 605 | 2580 | - | - | - | - | - | - | - | - | - | - | - | - | - | - | - | - | - | - | - | - | - | - | - | - | - | - | - | - | - | - | - | - | - | - | 59.4 | 64.2 | 3.56 | 3.512 | 3.738 | 4.232 | 3.97 | 3.955 | 172 | 261 | 769 | 379 | 475 | 1043 | 2 | 2 | 2 | - | - | - | - | - | - | - | - | - | - | - | - | - | - | - | - | - | - | - | - | N/A | N/A | N/A | 0.8 | 3.3197 | -
[SEER Non Multi-Split <=65kW] GEMS (Air Conditioners up to 65kW) Determination 2019 | MEPS 2019 | AS/NZS 3823.1.1:2012 | TWW22HFAT |  | N/A | TECO | N/A | Non Ducted | Window Wall | - | Air | Air | China | 0.68 | N/A | 2.2 | N/A | N/A | N/A | N/A | N/A | 0.6 | 2.05 | Calorimeter Room | 3.253 | 3.4252 | N/A | - | N/A | N/A | N/A | N/A | N/A | N/A | N/A | N/A | N/A | N/A | N/A | N/A | N/A | N/A | N/A | N/A | N/A | Single | R410A | Australia,Fiji,New Zealand | 152528 | 2028-03-01 |  | Approved | Reverse Cycle | N/A | No | Class 5 | No | N/A | N/A | N/A | N/A | N/A | N/A | N/A | Available | N/A | N/A | http://www.teco.com.au/ | http://www.companyname.com | N/A |  |  | AAC7334 | No | - | - | - | - | 2200 | 0.68 | - | - | - | - | - | - | Yes | 620 | 2300 | - | - | - | - | - | - | 2050 | 0.6 | - | - | - | - | - | - | - | - | - | 515 | 1435 | - | - | - | - | - | - | - | - | - | No | - | - | - | - | - | 56.3 | 63.41 | 3.15 | 3.152 | 3.328 | 3.527 | 3.395 | 3.45 | 193 | 292 | 863 | 453 | 556 | 1194 | 1.5 | 1.5 | 1.5 | 2.541 | 2.733 | 2.878 | 2.64 | 2.832 | 2.915 | 1057 | 411 | 63 | 345 | 184 | 40 | 1 | 1 | 1 | - | - | - | - | - | N/A | N/A | N/A | 1.381 | 3.2132 | 3.3903
[SEER Non Multi-Split <=65kW] GEMS (Air Conditioners up to 65kW) Determination 2019 | MEPS 2019 | AS/NZS 3823.1.1:2012 | TWW22HFWDG |  | N/A | TECO | N/A | Non Ducted | Window Wall | - | Air | Air | China | 0.66 | N/A | 2.2 | N/A | N/A | N/A | N/A | N/A | 0.57 | 1.9 | Calorimeter Room | 3.3502 | 3.4647 | N/A | - | N/A | N/A | N/A | N/A | N/A | N/A | N/A | N/A | N/A | N/A | N/A | N/A | N/A | N/A | N/A | N/A | N/A | Single | R32 | Australia,Fiji,New Zealand | 130521 | 2025-08-10 |  | Approved | Reverse Cycle | N/A | No | Class 5 | No | N/A | N/A | N/A | N/A | N/A | N/A | N/A | Available | N/A | N/A | http://www.teco.com.au/ | http://www.companyname.com | N/A |  |  | AAC5116 | No | - | - | - | - | 2200 | 0.66 | - | - | - | - | - | - | Yes | 605 | 2530 | - | - | - | - | - | - | 1900 | 0.57 | - | - | - | - | - | - | - | - | - | 510 | 1310 | - | - | - | - | - | - | - | - | - | No | - | - | - | - | - | 58.9 | 64 | 3.512 | 3.471 | 3.684 | 4.126 | 3.887 | 3.883 | 174 | 264 | 781 | 388 | 485 | 1062 | 2 | 1.5 | 2 | 2.412 | 2.589 | 2.787 | 2.532 | 2.728 | 2.837 | 1031 | 401 | 59 | 332 | 176 | 37 | 0.5 | 1 | 1 | - | - | - | - | - | N/A | N/A | N/A | 0.8 | 3.3197 | 3.3176
[SEER Non Multi-Split <=65kW] GEMS (Air Conditioners up to 65kW) Determination 2019 | MEPS 2019 | AS/NZS 3823.1.1:2012 | TWW26HFAT |  | N/A | TECO | N/A | Non Ducted | Window Wall | - | Air | Air | China | 0.79 | N/A | 2.6 | N/A | N/A | N/A | N/A | N/A | 0.73 | 2.4 | Calorimeter Room | 3.2904 | 3.2866 | N/A | - | N/A | N/A | N/A | N/A | N/A | N/A | N/A | N/A | N/A | N/A | N/A | N/A | N/A | N/A | N/A | N/A | N/A | Single | R410A | Australia,Fiji,New Zealand | 152530 | 2028-03-01 |  | Approved | Reverse Cycle | N/A | No | Class 5 | No | N/A | N/A | N/A | N/A | N/A | N/A | N/A | Available | N/A | N/A | http://www.teco.com.au/ | http://www.companyname.com | N/A |  |  | AAC7335 | No | - | - | - | - | 2600 | 0.79 | - | - | - | - | - | - | Yes | 715 | 2800 | - | - | - | - | - | - | 2400 | 0.73 | - | - | - | - | - | - | - | - | - | 600 | 1520 | - | - | - | - | - | - | - | - | - | No | - | - | - | - | - | 51.78 | 59.46 | 3.284 | 3.277 | 3.484 | 3.79 | 3.611 | 3.646 | 218 | 331 | 974 | 498 | 617 | 1336 | 1.5 | 1.5 | 1.5 | 2.329 | 2.518 | 2.754 | 2.469 | 2.664 | 2.801 | 1349 | 522 | 77 | 432 | 229 | 48 | 0.5 | 1 | 1 | - | - | - | - | - | N/A | N/A | N/A | 1.7 | 3.2674 | 3.262
[SEER Non Multi-Split <=65kW] GEMS (Air Conditioners up to 65kW) Determination 2019 | MEPS 2019 | AS/NZS 3823.1.1:2012 | TWW27CFAT |  | N/A | TECO | N/A | Non Ducted | Window Wall | - | Air | - | China | 0.83 | N/A | 2.7 | N/A | N/A | N/A | N/A | N/A | - | - | Calorimeter Room | 3.2386 | - | N/A | - | N/A | N/A | N/A | N/A | N/A | N/A | N/A | N/A | N/A | N/A | N/A | N/A | N/A | N/A | N/A | N/A | N/A | Single | R410A | Australia,Fiji,New Zealand | 152525 | 2028-02-16 |  | Approved | Cooling Only | N/A | No | Class 5 | No | N/A | N/A | N/A | N/A | N/A | N/A | N/A | Available | N/A | N/A | http://www.teco.com.au/ | http://www.companyname.com | N/A |  |  | AAC7266 | No | - | - | - | - | 2700 | 0.83 | - | - | - | - | - | - | Yes | 760 | 3000 | - | - | - | - | - | - | - | - | - | - | - | - | - | - | - | - | - | - | - | - | - | - | - | - | - | - | - | - | - | - | - | - | - | - | 57 | 64 | 3.337 | 3.312 | 3.503 | 3.849 | 3.653 | 3.669 | 225 | 340 | 1007 | 511 | 634 | 1379 | 1.5 | 1.5 | 2 | - | - | - | - | - | - | - | - | - | - | - | - | - | - | - | - | - | - | - | - | N/A | N/A | N/A | 1.15 | 3.2378 | -
[SEER Non Multi-Split <=65kW] GEMS (Air Conditioners up to 65kW) Determination 2019 | MEPS 2019 | AS/NZS 3823.1.1:2012 | TWW27CFWDG |  | N/A | TECO | N/A | Non Ducted | Window Wall | - | Air | - | China | 0.825 | N/A | 2.75 | N/A | N/A | N/A | N/A | N/A | - | - | Calorimeter Room | 3.4599 | - | N/A | - | N/A | N/A | N/A | N/A | N/A | N/A | N/A | N/A | N/A | N/A | N/A | N/A | N/A | N/A | N/A | N/A | N/A | Single | R32 | Australia,Fiji,New Zealand | 130489 | 2025-08-10 |  | Approved | Cooling Only | N/A | No | Class 5 | No | N/A | N/A | N/A | N/A | N/A | N/A | N/A | Available | N/A | N/A | http://www.teco.com.au/ | http://www.companyname.com | N/A |  |  | AAC5114 | No | - | - | - | - | 2750 | 0.825 | - | - | - | - | - | - | Yes | 735 | 3120 | - | - | - | - | - | - | - | - | - | - | - | - | - | - | - | - | - | - | - | - | - | - | - | - | - | - | - | - | - | - | - | - | - | - | 59.8 | 64.2 | 3.544 | 3.502 | 3.738 | 4.265 | 3.987 | 3.967 | 215 | 327 | 961 | 469 | 591 | 1299 | 2 | 2 | 2 | - | - | - | - | - | - | - | - | - | - | - | - | - | - | - | - | - | - | - | - | N/A | N/A | N/A | 1.2 | 3.317 | -
[SEER Non Multi-Split <=65kW] GEMS (Air Conditioners up to 65kW) Determination 2019 | MEPS 2019 | AS/NZS 3823.1.1:2012 | TWW27HFWDG |  | N/A | TECO | N/A | Non Ducted | Window Wall | - | Air | Air | China | 0.84 | N/A | 2.8 | N/A | N/A | N/A | N/A | N/A | 0.74 | 2.45 | Calorimeter Room | 3.3623 | 3.4723 | N/A | - | N/A | N/A | N/A | N/A | N/A | N/A | N/A | N/A | N/A | N/A | N/A | N/A | N/A | N/A | N/A | N/A | N/A | Single | R32 | Australia,Fiji,New Zealand | 130523 | 2025-08-10 |  | Approved | Reverse Cycle | N/A | No | Class 5 | No | N/A | N/A | N/A | N/A | N/A | N/A | N/A | Available | N/A | N/A | http://www.teco.com.au/ | http://www.companyname.com | N/A |  |  | AAC5117 | No | - | - | - | - | 2800 | 0.84 | - | - | - | - | - | - | Yes | 755 | 3040 | - | - | - | - | - | - | 2450 | 0.74 | - | - | - | - | - | - | - | - | - | 620 | 1500 | - | - | - | - | - | - | - | - | - | No | - | - | - | - | - | 59.7 | 65.6 | 3.447 | 3.417 | 3.596 | 3.972 | 3.76 | 3.768 | 226 | 344 | 1019 | 514 | 640 | 1394 | 1.5 | 1.5 | 2 | 2.262 | 2.449 | 2.754 | 2.43 | 2.633 | 2.814 | 1416 | 545 | 77 | 446 | 235 | 47 | 0.5 | 0.5 | 1 | - | - | - | - | - | N/A | N/A | N/A | 0.8 | 3.3226 | 3.2988
[SEER Non Multi-Split <=65kW] GEMS (Air Conditioners up to 65kW) Determination 2019 | MEPS 2019 | AS/NZS 3823.1.1:2012 | TWW40CFWDG |  | N/A | TECO | N/A | Non Ducted | Window Wall | - | Air | - | China | 1.18 | N/A | 3.9 | N/A | N/A | N/A | N/A | N/A | - | - | Calorimeter Room | 3.3289 | - | N/A | - | N/A | N/A | N/A | N/A | N/A | N/A | N/A | N/A | N/A | N/A | N/A | N/A | N/A | N/A | N/A | N/A | N/A | Single | R32 | Australia,Fiji,New Zealand | 130490 | 2025-08-10 |  | Approved | Cooling Only | N/A | No | Class 5 | No | N/A | N/A | N/A | N/A | N/A | N/A | N/A | Available | N/A | N/A | http://www.teco.com.au/ | http://www.companyname.com | N/A |  |  | AAC5127 | No | - | - | - | - | 3900 | 1.18 | - | - | - | - | - | - | Yes | 1100 | 4300 | - | - | - | - | - | - | - | - | - | - | - | - | - | - | - | - | - | - | - | - | - | - | - | - | - | - | - | - | - | - | - | - | - | - | 59 | 69.8 | 3.312 | 3.298 | 3.477 | 3.74 | 3.581 | 3.618 | 327 | 494 | 1465 | 759 | 934 | 2020 | 1.5 | 1.5 | 1.5 | - | - | - | - | - | - | - | - | - | - | - | - | - | - | - | - | - | - | - | - | N/A | N/A | N/A | 1.8 | 3.2881 | -
[SEER Non Multi-Split <=65kW] GEMS (Air Conditioners up to 65kW) Determination 2019 | MEPS 2019 | AS/NZS 3823.1.1:2012 | TWW40HFWDG |  | N/A | TECO | N/A | Non Ducted | Window Wall | - | Air | Air | China | 1.18 | N/A | 3.9 | N/A | N/A | N/A | N/A | N/A | 1.06 | 3.6 | Calorimeter Room | 3.2895 | 3.4622 | N/A | - | N/A | N/A | N/A | N/A | N/A | N/A | N/A | N/A | N/A | N/A | N/A | N/A | N/A | N/A | N/A | N/A | N/A | Single | R32 | Australia,Fiji,New Zealand | 130528 | 2025-08-10 |  | Approved | Reverse Cycle | N/A | No | Class 5 | No | N/A | N/A | N/A | N/A | N/A | N/A | N/A | Available | N/A | N/A | http://www.teco.com.au/ | http://www.companyname.com | N/A |  |  | AAC5129 | No | - | - | - | - | 3900 | 1.18 | - | - | - | - | - | - | Yes | 1090 | 4250 | - | - | - | - | - | - | 3600 | 1.06 | - | - | - | - | - | - | - | - | - | 910 | 2300 | - | - | - | - | - | - | - | - | - | No | - | - | - | - | - | 60.6 | 69.1 | 3.288 | 3.28 | 3.47 | 3.732 | 3.573 | 3.614 | 328 | 496 | 1467 | 760 | 936 | 2022 | 1.5 | 1.5 | 1.5 | 2.361 | 2.555 | 2.83 | 2.519 | 2.731 | 2.888 | 1996 | 771 | 112 | 635 | 335 | 70 | 0.5 | 1 | 1 | - | - | - | - | - | N/A | N/A | N/A | 2.2 | 3.2844 | 3.3726
[SEER Non Multi-Split <=65kW] GEMS (Air Conditioners up to 65kW) Determination 2019 | MEPS 2019 | AS/NZS 3823.1.1:2012 | TWW53CFWDG |  | N/A | TECO | N/A | Non Ducted | Window Wall | - | Air | - | China | 1.6 | N/A | 5.3 | N/A | N/A | N/A | N/A | N/A | - | - | Calorimeter Room | 3.3862 | - | N/A | - | N/A | N/A | N/A | N/A | N/A | N/A | N/A | N/A | N/A | N/A | N/A | N/A | N/A | N/A | N/A | N/A | N/A | Single | R32 | Australia,Fiji,New Zealand | 130491 | 2025-08-10 |  | Approved | Cooling Only | N/A | No | Class 5 | No | N/A | N/A | N/A | N/A | N/A | N/A | N/A | Available | N/A | N/A | http://www.teco.com.au/ | http://www.companyname.com | N/A |  |  | AAC5115 | No | - | - | - | - | 5300 | 1.6 | - | - | - | - | - | - | Yes | 1425 | 5890 | - | - | - | - | - | - | - | - | - | - | - | - | - | - | - | - | - | - | - | - | - | - | - | - | - | - | - | - | - | - | - | - | - | - | 65.4 | 72.2 | 3.501 | 3.461 | 3.666 | 4.142 | 3.886 | 3.872 | 421 | 641 | 1891 | 933 | 1171 | 2567 | 2 | 1.5 | 2 | - | - | - | - | - | - | - | - | - | - | - | - | - | - | - | - | - | - | - | - | N/A | N/A | N/A | 1.7 | 3.3006 | -
[SEER Non Multi-Split <=65kW] GEMS (Air Conditioners up to 65kW) Determination 2019 | MEPS 2019 | AS/NZS 3823.1.1:2012 | TWW53HFWDG |  | N/A | TECO | N/A | Non Ducted | Window Wall | - | Air | Air | China | 1.6 | N/A | 5.3 | N/A | N/A | N/A | N/A | N/A | 1.45 | 4.8 | Calorimeter Room | 3.3439 | 3.3079 | N/A | - | N/A | N/A | N/A | N/A | N/A | N/A | N/A | N/A | N/A | N/A | N/A | N/A | N/A | N/A | N/A | N/A | N/A | Single | R32 | Australia,Fiji,New Zealand | 130531 | 2025-08-10 |  | Approved | Reverse Cycle | N/A | No | Class 5 | No | N/A | N/A | N/A | N/A | N/A | N/A | N/A | Available | N/A | N/A | http://www.teco.com.au/ | http://www.companyname.com | N/A |  |  | AAC5118 | No | - | - | - | - | 5300 | 1.6 | - | - | - | - | - | - | Yes | 1470 | 5765 | - | - | - | - | - | - | 4800 | 1.45 | - | - | - | - | - | - | - | - | - | 1270 | 3050 | - | - | - | - | - | - | - | - | - | No | - | - | - | - | - | 63.5 | 70.8 | 3.347 | 3.328 | 3.501 | 3.787 | 3.617 | 3.646 | 440 | 667 | 1979 | 1020 | 1258 | 2725 | 1.5 | 1.5 | 2 | 2.28 | 2.46 | 2.748 | 2.442 | 2.648 | 2.811 | 2753 | 1065 | 152 | 871 | 458 | 94 | 0.5 | 0.5 | 1 | - | - | - | - | - | N/A | N/A | N/A | 2 | 3.2986 | 3.295
[SEER Non Multi-Split <=65kW] GEMS (Air Conditioners up to 65kW) Determination 2019 | MEPS 2019 | AS/NZS 3823.1.1:2012 | TWW60CFWDG |  | N/A | TECO | N/A | Non Ducted | Window Wall | - | Air | - | China | 1.81 | N/A | 6 | N/A | N/A | N/A | N/A | N/A | - | - | Calorimeter Room | 3.3272 | - | N/A | - | N/A | N/A | N/A | N/A | N/A | N/A | N/A | N/A | N/A | N/A | N/A | N/A | N/A | N/A | N/A | N/A | N/A | Single | R32 | Australia,Fiji,New Zealand | 130496 | 2025-08-10 |  | Approved | Cooling Only | N/A | No | Class 5 | No | N/A | N/A | N/A | N/A | N/A | N/A | N/A | Available | N/A | N/A | http://www.teco.com.au/ | http://www.companyname.com | N/A |  |  | AAC5128 | No | - | - | - | - | 6000 | 1.81 | - | - | - | - | - | - | Yes | 1680 | 6550 | - | - | - | - | - | - | - | - | - | - | - | - | - | - | - | - | - | - | - | - | - | - | - | - | - | - | - | - | - | - | - | - | - | - | 65.2 | 70.9 | 3.372 | 3.347 | 3.491 | 3.757 | 3.595 | 3.623 | 497 | 754 | 2249 | 1166 | 1435 | 3107 | 1.5 | 1.5 | 1.5 | - | - | - | - | - | - | - | - | - | - | - | - | - | - | - | - | - | - | - | - | N/A | N/A | N/A | 1.1 | 3.3081 | -
[SEER Non Multi-Split <=65kW] GEMS (Air Conditioners up to 65kW) Determination 2019 | MEPS 2019 | AS/NZS 3823.1.1:2012 | TWW60HFWDG |  | N/A | TECO | N/A | Non Ducted | Window Wall | - | Air | Air | China | 1.81 | N/A | 6 | N/A | N/A | N/A | N/A | N/A | 1.69 | 5.52 | Calorimeter Room | 3.3729 | 3.2017 | N/A | - | N/A | N/A | N/A | N/A | N/A | N/A | N/A | N/A | N/A | N/A | N/A | N/A | N/A | N/A | N/A | N/A | N/A | Single | R32 | Australia,Fiji,New Zealand | 129046 | 2025-08-10 |  | Approved | Reverse Cycle | N/A | No | Class 5 | No | N/A | N/A | N/A | N/A | N/A | N/A | N/A | Available | N/A | N/A | http://www.teco.com.au/ | http://www.companyname.com | N/A |  |  | AAC5126 | No | - | - | - | - | 6000 | 1.81 | - | - | - | - | - | - | Yes | 1650 | 6350 | - | - | - | - | - | - | 5520 | 1.69 | - | - | - | - | - | - | - | - | - | 1470 | 3450 | - | - | - | - | - | - | - | - | - | No | - | - | - | - | - | 65.3 | 73 | 3.319 | 3.305 | 3.459 | 3.707 | 3.552 | 3.589 | 503 | 763 | 2268 | 1180 | 1452 | 3135 | 1.5 | 1.5 | 1.5 | 2.234 | 2.41 | 2.708 | 2.398 | 2.601 | 2.773 | 3231 | 1249 | 176 | 1019 | 535 | 108 | 0.5 | 0.5 | 1 | - | - | - | - | - | N/A | N/A | N/A | 1.9 | 3.3032 | 3.2539
[SEER Non Multi-Split <=65kW] GEMS (Air Conditioners up to 65kW) Determination 2019 | MEPS 2019 | AS/NZS 3823.1.1:2012 | TWW61HFWDG |  | N/A | TECO | N/A | Non Ducted | Window Wall | - | Air | Air | China | 1.84 | N/A | 6.09 | N/A | N/A | N/A | N/A | N/A | 1.73 | 5.65 | Calorimeter Room | 3.3729 | 3.2017 | N/A | - | N/A | N/A | N/A | N/A | N/A | N/A | N/A | N/A | N/A | N/A | N/A | N/A | N/A | N/A | N/A | N/A | N/A | Single | R32 | Australia,Fiji,New Zealand | 154619 | 2028-06-26 |  | Approved | Reverse Cycle | N/A | No | Class 5 | No | N/A | N/A | N/A | N/A | N/A | N/A | N/A | Available | N/A | N/A | http://www.teco.com.au/ | http://www.companyname.com | N/A |  |  | AAC7591 | No | - | - | - | - | 6090 | 1.84 | - | - | - | - | - | - | Yes | 1650 | 6350 | - | - | - | - | - | - | 5650 | 1.73 | - | - | - | - | - | - | - | - | - | 1470 | 3450 | - | - | - | - | - | - | - | - | - | No | - | - | - | - | - | 65.3 | 73 | 3.327 | 3.311 | 3.467 | 3.74 | 3.573 | 3.605 | 510 | 773 | 2297 | 1187 | 1466 | 3168 | 1.5 | 1.5 | 1.5 | 2.219 | 2.397 | 2.709 | 2.388 | 2.588 | 2.773 | 3330 | 1285 | 180 | 1047 | 550 | 111 | 0.5 | 0.5 | 1 | - | - | - | - | - | N/A | N/A | N/A | 1.9 | 3.2983 | 3.2538
[SEER Non Multi-Split <=65kW] GEMS (Air Conditioners up to 65kW) Determination 2019 | MEPS 2019 | AS/NZS 3823.1.1:2012 | TWW61HFWEG |  | N/A | TECO | N/A | Non Ducted | Window Wall | - | Air | Air | China | 1.84 | N/A | 6.09 | N/A | N/A | N/A | N/A | N/A | 1.775 | 5.8 | Calorimeter Room | 3.3729 | 3.2017 | N/A | - | N/A | N/A | N/A | N/A | N/A | N/A | N/A | N/A | N/A | N/A | N/A | N/A | N/A | N/A | N/A | N/A | N/A | Single | R32 | Australia,Fiji,New Zealand | 160855 | 2029-04-15 |  | Approved | Reverse Cycle | N/A | No | Class 5 | No | N/A | N/A | N/A | N/A | N/A | N/A | N/A | Available | N/A | N/A | http://www.teco.com.au/ | http://www.companyname.com | N/A |  |  | AAC8178 | No | - | - | - | - | 6090 | 1.84 | - | - | - | - | - | - | Yes | 1650 | 6350 | - | - | - | - | - | - | 5800 | 1.775 | - | - | - | - | - | - | - | - | - | 1470 | 3450 | - | - | - | - | - | - | - | - | - | No | - | - | - | - | - | 65.3 | 73 | 3.327 | 3.311 | 3.467 | 3.74 | 3.573 | 3.605 | 510 | 773 | 2297 | 1187 | 1466 | 3168 | 1.5 | 1.5 | 1.5 | 2.196 | 2.373 | 2.708 | 2.378 | 2.576 | 2.775 | 3454 | 1333 | 184 | 1079 | 568 | 114 | 0.5 | 0.5 | 1 | - | - | - | - | - | N/A | N/A | N/A | 1.9 | 3.2983 | 3.2558
[SEER Non Multi-Split <=65kW] GEMS (Air Conditioners up to 65kW) Determination 2019 | MEPS 2019 | AS/NZS 3823.1.1:2012 | TWS-TSO26HVEIT |  | N/A | TECOAIR | N/A | Non Ducted | Single Split System | Wall Hung | Air | Air | China | 0.595 | N/A | 2.64 | N/A | N/A | N/A | N/A | N/A | 0.985 | 4.05 | Calorimeter Room | 4.3349 | 3.8501 | N/A | - | N/A | N/A | N/A | N/A | N/A | N/A | N/A | N/A | N/A | N/A | N/A | N/A | N/A | N/A | N/A | N/A | N/A | Single | R32 | Australia,Fiji,New Zealand | 142716 | 2026-12-06 |  | Approved | Reverse Cycle | N/A | Yes | Class 8 | Yes | N/A | N/A | N/A | N/A | N/A | N/A | N/A | Available | N/A | N/A | http://www.teco.com.au/ |  | N/A |  |  | AAC6384 | Yes | Variable output compressor | Inverter | No | - | 2640 | 0.595 | - | 445 | 1450 | No | - | - | - | 543.83 | 2843.28 | Yes | 170 | 1280 | No | - | - | 4050 | 0.985 | 345 | 1930 | No | - | - | No | - | - | - | 1450 | 3500 | No | - | - | - | - | - | - | - | - | No | - | - | No | - | - | 47.19 | 57.7 | 7.694 | 7.472 | 11.119 | -2.057 | -16.853 | -8.091 | 87 | 139 | 301 | -947 | -143 | -621 | 6 | 5.5 | 9.5 | 3.575 | 4.201 | 5.101 | 4.02 | 4.602 | 5.145 | 1488 | 534 | 77 | 452 | 229 | 49 | 2 | 2.5 | 3.5 | No | - | - | - | - | N/A | N/A | N/A | 4 | 4.3384 | 4.056
[Water Source] GEMS (Air Conditioners up to 65kW) Determination 2019 | MEPS 2019 | AS/NZS 3823.1.3:2005 | CWP0063RKSY |  | N/A | TEMPERZONE | 1.04 | Ducted | Packaged | - | Water loop | Water Loop | Australia,New Zealand | 1.72 | 5.14 | 6.18 | N/A | N/A | N/A | N/A | N/A | 1.49 | 6.55 | Enthalpy Test Room | 3.5287 | 4.3052 | Yes | - | N/A | 3 | 3 | - | - | N/A | N/A | N/A | 3.5083 | 4.277 | N/A | N/A | N/A | N/A | N/A | N/A | Enthalpy Test Room | Single | R410A | Australia,Fiji,New Zealand | 155526 | 2028-07-17 |  | Approved | Reverse Cycle | N/A | No | Class 22 | No | N/A | Yes | N/A | N/A | N/A | 201000331 | 3.5287 | Available | N/A | N/A |  | https://www.temperzone.com/ | N/A |  |  | AAC7635 | No | - | - | N/A | N/A | 6180 | 1.72 | N/A | N/A | N/A | N/A | N/A | N/A | N/A | N/A | N/A | N/A | N/A | N/A | N/A | N/A | N/A | 6550 | 1.49 | N/A | N/A | N/A | N/A | N/A | N/A | N/A | N/A | N/A | N/A | N/A | N/A | N/A | N/A | N/A | N/A | N/A | N/A | N/A | N/A | N/A | N/A | N/A | N/A | N/A | N/A | N/A | N/A | N/A | N/A | N/A | N/A | N/A | N/A | N/A | N/A | N/A | N/A | N/A | N/A | N/A | N/A | N/A | N/A | N/A | N/A | N/A | N/A | N/A | N/A | N/A | N/A | N/A | N/A | N/A | N/A | N/A | N/A | N/A | N/A | N/A | N/A | N/A | N/A | N/A | N/A | 3 | 3.572 | 4.3663
[Water Source] GEMS (Air Conditioners up to 65kW) Determination 2019 | MEPS 2019 | AS/NZS 3823.1.3:2005 | CWP0083RKSY |  | N/A | TEMPERZONE | 1.09 | Ducted | Packaged | - | Water loop | Water Loop | Australia,New Zealand | 2.12 | 7 | 8.24 | N/A | N/A | N/A | N/A | N/A | 1.84 | 8.2 | Enthalpy Test Room | 3.6441 | 4.3212 | Yes | - | N/A | 3 | 3 | - | - | N/A | N/A | N/A | 3.6276 | 4.2987 | N/A | N/A | N/A | N/A | N/A | N/A | Enthalpy Test Room | Single | R410A | Australia,Fiji,New Zealand | 155531 | 2028-07-22 |  | Approved | Reverse Cycle | N/A | No | Class 22 | No | N/A | Yes | N/A | N/A | N/A | 201000331 | 3.6441 | Available | N/A | N/A |  | https://www.temperzone.com/ | N/A |  |  | AAC7643 | No | - | - | N/A | N/A | 8240 | 2.12 | N/A | N/A | N/A | N/A | N/A | N/A | N/A | N/A | N/A | N/A | N/A | N/A | N/A | N/A | N/A | 8200 | 1.84 | N/A | N/A | N/A | N/A | N/A | N/A | N/A | N/A | N/A | N/A | N/A | N/A | N/A | N/A | N/A | N/A | N/A | N/A | N/A | N/A | N/A | N/A | N/A | N/A | N/A | N/A | N/A | N/A | N/A | N/A | N/A | N/A | N/A | N/A | N/A | N/A | N/A | N/A | N/A | N/A | N/A | N/A | N/A | N/A | N/A | N/A | N/A | N/A | N/A | N/A | N/A | N/A | N/A | N/A | N/A | N/A | N/A | N/A | N/A | N/A | N/A | N/A | N/A | N/A | N/A | N/A | 3 | 3.8683 | 4.4321
[Water Source] GEMS (Air Conditioners up to 65kW) Determination 2019 | MEPS 2019 | AS/NZS 3823.1.3:2005 | CWP0096RKSY |  | N/A | TEMPERZONE | 1.53 | Ducted | Packaged | - | Water loop | Water Loop | Australia,New Zealand | 2.57 | 7.96 | 9.49 | N/A | N/A | N/A | N/A | N/A | 2.29 | 9.45 | Enthalpy Test Room | 3.5627 | 4.0593 | Yes | - | N/A | 3 | 3 | - | - | N/A | N/A | N/A | 3.5491 | 4.042 | N/A | N/A | N/A | N/A | N/A | N/A | Enthalpy Test Room | Single | R410A | Australia,Fiji,New Zealand | 155527 | 2028-07-22 |  | Approved | Reverse Cycle | N/A | No | Class 22 | No | N/A | Yes | N/A | N/A | N/A | 201000331 | 3.5627 | Available | N/A | N/A |  | https://www.temperzone.com/ | N/A |  |  | AAC7642 | No | - | - | N/A | N/A | 9490 | 2.57 | N/A | N/A | N/A | N/A | N/A | N/A | N/A | N/A | N/A | N/A | N/A | N/A | N/A | N/A | N/A | 9450 | 2.29 | N/A | N/A | N/A | N/A | N/A | N/A | N/A | N/A | N/A | N/A | N/A | N/A | N/A | N/A | N/A | N/A | N/A | N/A | N/A | N/A | N/A | N/A | N/A | N/A | N/A | N/A | N/A | N/A | N/A | N/A | N/A | N/A | N/A | N/A | N/A | N/A | N/A | N/A | N/A | N/A | N/A | N/A | N/A | N/A | N/A | N/A | N/A | N/A | N/A | N/A | N/A | N/A | N/A | N/A | N/A | N/A | N/A | N/A | N/A | N/A | N/A | N/A | N/A | N/A | N/A | N/A | 3 | 3.6781 | 4.1084
[Water Source] GEMS (Air Conditioners up to 65kW) Determination 2019 | MEPS 2019 | AS/NZS 3823.1.3:2005 | CWP0109RKSY |  | N/A | TEMPERZONE | 1.82 | Ducted | Packaged | - | Water loop | Water Loop | Australia,New Zealand | 2.97 | 8.86 | 10.68 | N/A | N/A | N/A | N/A | N/A | 2.47 | 9.88 | Enthalpy Test Room | 3.5267 | 3.9761 | Yes | - | N/A | 3 | 3 | - | - | N/A | N/A | N/A | 3.5148 | 3.9601 | N/A | N/A | N/A | N/A | N/A | N/A | Enthalpy Test Room | Single | R410A | Australia,Fiji,New Zealand | 155528 | 2028-07-18 |  | Approved | Reverse Cycle | N/A | No | Class 22 | No | N/A | Yes | N/A | N/A | N/A | 201000331 | 3.5267 | Available | N/A | N/A |  | https://www.temperzone.com/ | N/A |  |  | AAC7636 | No | - | - | N/A | N/A | 10680 | 2.97 | N/A | N/A | N/A | N/A | N/A | N/A | N/A | N/A | N/A | N/A | N/A | N/A | N/A | N/A | N/A | 9880 | 2.47 | N/A | N/A | N/A | N/A | N/A | N/A | N/A | N/A | N/A | N/A | N/A | N/A | N/A | N/A | N/A | N/A | N/A | N/A | N/A | N/A | N/A | N/A | N/A | N/A | N/A | N/A | N/A | N/A | N/A | N/A | N/A | N/A | N/A | N/A | N/A | N/A | N/A | N/A | N/A | N/A | N/A | N/A | N/A | N/A | N/A | N/A | N/A | N/A | N/A | N/A | N/A | N/A | N/A | N/A | N/A | N/A | N/A | N/A | N/A | N/A | N/A | N/A | N/A | N/A | N/A | N/A | 3 | 3.5837 | 3.9836
[Water Source] GEMS (Air Conditioners up to 65kW) Determination 2019 | MEPS 2019 | AS/NZS 3823.1.3:2005 | CWP0109RKTY |  | N/A | TEMPERZONE | 1.82 | Ducted | Packaged | - | Water loop | Water Loop | Australia,New Zealand | 2.97 | 8.86 | 10.68 | N/A | N/A | N/A | N/A | N/A | 2.47 | 9.88 | Enthalpy Test Room | 3.5267 | 3.9761 | Yes | - | N/A | 3 | 3 | - | - | N/A | N/A | N/A | 3.5148 | 3.9601 | N/A | N/A | N/A | N/A | N/A | N/A | Enthalpy Test Room | Three | R410A | Australia,Fiji,New Zealand | 155529 | 2028-07-18 |  | Approved | Reverse Cycle | N/A | No | Class 22 | No | N/A | Yes | N/A | N/A | N/A | 201000331 | 3.5267 | Available | N/A | N/A |  | https://www.temperzone.com/ | N/A |  |  | AAC7637 | No | - | - | N/A | N/A | 10680 | 2.97 | N/A | N/A | N/A | N/A | N/A | N/A | N/A | N/A | N/A | N/A | N/A | N/A | N/A | N/A | N/A | 9880 | 2.47 | N/A | N/A | N/A | N/A | N/A | N/A | N/A | N/A | N/A | N/A | N/A | N/A | N/A | N/A | N/A | N/A | N/A | N/A | N/A | N/A | N/A | N/A | N/A | N/A | N/A | N/A | N/A | N/A | N/A | N/A | N/A | N/A | N/A | N/A | N/A | N/A | N/A | N/A | N/A | N/A | N/A | N/A | N/A | N/A | N/A | N/A | N/A | N/A | N/A | N/A | N/A | N/A | N/A | N/A | N/A | N/A | N/A | N/A | N/A | N/A | N/A | N/A | N/A | N/A | N/A | N/A | 3 | 3.5837 | 3.9836
[Water Source] GEMS (Air Conditioners up to 65kW) Determination 2019 | MEPS 2019 | AS/NZS 3823.1.3:2005 | CWP0132RKSY |  | N/A | TEMPERZONE | N/A | Ducted | Packaged | - | Water loop | Water Loop | Australia,New Zealand | 3.5808 | N/A | 12.924 | N/A | N/A | N/A | N/A | N/A | 3.0079 | 11.718 | Enthalpy Test Room | 3.6092 | 3.8957 | N/A | - | N/A | N/A | N/A | - | - | N/A | N/A | N/A | 3.5991 | 3.8827 | N/A | N/A | N/A | N/A | N/A | N/A | Water Loop Equipment | Single | R410A | Australia,Fiji,New Zealand | 158321 | 2028-12-10 |  | Approved | Reverse Cycle | N/A | No | Class 22 | No | N/A | N/A | N/A | N/A | N/A | N/A | 3.6092 | Available | N/A | N/A |  | https://www.temperzone.com/ | N/A |  |  | AAC7948 | No | - | - | N/A | N/A | 12924 | 3.5808 | N/A | N/A | N/A | N/A | N/A | N/A | N/A | N/A | N/A | N/A | N/A | N/A | N/A | N/A | N/A | 11718 | 3.0079 | N/A | N/A | N/A | N/A | N/A | N/A | N/A | N/A | N/A | N/A | N/A | N/A | N/A | N/A | N/A | N/A | N/A | N/A | N/A | N/A | N/A | N/A | N/A | N/A | N/A | N/A | N/A | N/A | N/A | N/A | N/A | N/A | N/A | N/A | N/A | N/A | N/A | N/A | N/A | N/A | N/A | N/A | N/A | N/A | N/A | N/A | N/A | N/A | N/A | N/A | N/A | N/A | N/A | N/A | N/A | N/A | N/A | N/A | N/A | N/A | N/A | N/A | N/A | N/A | N/A | N/A | 3 | 3.5991 | 3.8827
[Water Source] GEMS (Air Conditioners up to 65kW) Determination 2019 | MEPS 2019 | AS/NZS 3823.1.3:2005 | CWP0132RKTY |  | N/A | TEMPERZONE | N/A | Ducted | Packaged | - | Water loop | Water Loop | Australia,New Zealand | 3.581 | N/A | 12.924 | N/A | N/A | N/A | N/A | N/A | 3.0079 | 11.718 | Enthalpy Test Room | 3.609 | 3.8957 | N/A | - | N/A | N/A | N/A | - | - | N/A | N/A | N/A | 3.5989 | 3.8827 | N/A | N/A | N/A | N/A | N/A | N/A | Water Loop Equipment | Three | R410A | Australia,Fiji,New Zealand | 158369 | 2028-12-10 |  | Approved | Reverse Cycle | N/A | No | Class 22 | No | N/A | N/A | N/A | N/A | N/A | N/A | 3.609 | Available | N/A | N/A |  | https://www.temperzone.com/ | N/A |  |  | AAC7949 | No | - | - | N/A | N/A | 12924 | 3.581 | N/A | N/A | N/A | N/A | N/A | N/A | N/A | N/A | N/A | N/A | N/A | N/A | N/A | N/A | N/A | 11718 | 3.0079 | N/A | N/A | N/A | N/A | N/A | N/A | N/A | N/A | N/A | N/A | N/A | N/A | N/A | N/A | N/A | N/A | N/A | N/A | N/A | N/A | N/A | N/A | N/A | N/A | N/A | N/A | N/A | N/A | N/A | N/A | N/A | N/A | N/A | N/A | N/A | N/A | N/A | N/A | N/A | N/A | N/A | N/A | N/A | N/A | N/A | N/A | N/A | N/A | N/A | N/A | N/A | N/A | N/A | N/A | N/A | N/A | N/A | N/A | N/A | N/A | N/A | N/A | N/A | N/A | N/A | N/A | 3 | 3.5989 | 3.8827
[Water Source] GEMS (Air Conditioners up to 65kW) Determination 2019 | MEPS 2019 | AS/NZS 3823.1.3:2005 | CWP0178RKTY |  | N/A | TEMPERZONE | 3.25 | Ducted | Packaged | - | Water loop | Water Loop | Australia,New Zealand | 4.75 | 14.18 | 17.43 | N/A | N/A | N/A | N/A | N/A | 4.02 | 16.19 | Enthalpy Test Room | 3.5863 | 3.983 | N/A | - | N/A | 3 | 3 | - | - | N/A | N/A | N/A | 3.5787 | 3.9732 | N/A | N/A | N/A | N/A | N/A | N/A | Enthalpy Test Room | Three | R410A | Australia,Fiji,New Zealand | 155530 | 2028-07-17 |  | Approved | Reverse Cycle | N/A | No | Class 22 | No | N/A | Yes | N/A | N/A | N/A | 201000331 | 3.5863 | Available | N/A | N/A |  | https://www.temperzone.com/ | N/A |  |  | AAC7634 | No | - | - | N/A | N/A | 17430 | 4.75 | N/A | N/A | N/A | N/A | N/A | N/A | N/A | N/A | N/A | N/A | N/A | N/A | N/A | N/A | N/A | 16190 | 4.02 | N/A | N/A | N/A | N/A | N/A | N/A | N/A | N/A | N/A | N/A | N/A | N/A | N/A | N/A | N/A | N/A | N/A | N/A | N/A | N/A | N/A | N/A | N/A | N/A | N/A | N/A | N/A | N/A | N/A | N/A | N/A | N/A | N/A | N/A | N/A | N/A | N/A | N/A | N/A | N/A | N/A | N/A | N/A | N/A | N/A | N/A | N/A | N/A | N/A | N/A | N/A | N/A | N/A | N/A | N/A | N/A | N/A | N/A | N/A | N/A | N/A | N/A | N/A | N/A | N/A | N/A | 3 | 3.6617 | 4.0172
[Water Source] GEMS (Air Conditioners up to 65kW) Determination 2019 | MEPS 2019 | AS/NZS 3823.1.3:2005 | CWP0217RKTY |  | N/A | TEMPERZONE | N/A | Ducted | Packaged | - | Water loop | Water Loop | Australia,New Zealand | 6.1012 | N/A | 22.175 | N/A | N/A | N/A | N/A | N/A | 5.4704 | 22.694 | Enthalpy Test Room | 3.6345 | 4.1485 | N/A | - | N/A | N/A | N/A | - | - | N/A | N/A | N/A | 3.6285 | 4.1408 | N/A | N/A | N/A | N/A | N/A | N/A | Water Loop Equipment | Three | R410A | Australia,Fiji,New Zealand | 158397 | 2028-12-10 |  | Approved | Reverse Cycle | N/A | No | Class 22 | No | N/A | N/A | N/A | N/A | N/A | N/A | 3.6345 | Available | N/A | N/A |  | https://www.temperzone.com/ | N/A |  |  | AAC7957 | No | - | - | N/A | N/A | 22175 | 6.1012 | N/A | N/A | N/A | N/A | N/A | N/A | N/A | N/A | N/A | N/A | N/A | N/A | N/A | N/A | N/A | 22694 | 5.4704 | N/A | N/A | N/A | N/A | N/A | N/A | N/A | N/A | N/A | N/A | N/A | N/A | N/A | N/A | N/A | N/A | N/A | N/A | N/A | N/A | N/A | N/A | N/A | N/A | N/A | N/A | N/A | N/A | N/A | N/A | N/A | N/A | N/A | N/A | N/A | N/A | N/A | N/A | N/A | N/A | N/A | N/A | N/A | N/A | N/A | N/A | N/A | N/A | N/A | N/A | N/A | N/A | N/A | N/A | N/A | N/A | N/A | N/A | N/A | N/A | N/A | N/A | N/A | N/A | N/A | N/A | 3 | 3.6285 | 4.1408
[Water Source] GEMS (Air Conditioners up to 65kW) Determination 2019 | MEPS 2019 | AS/NZS 3823.1.3:2005 | CWP0266RKTY |  | N/A | TEMPERZONE | N/A | Ducted | Packaged | - | Water loop | Water Loop | Australia,New Zealand | 7.315 | N/A | 27.564 | N/A | N/A | N/A | N/A | N/A | 6.5269 | 25.039 | Enthalpy Test Room | 3.7681 | 3.8363 | N/A | - | N/A | N/A | N/A | - | - | N/A | N/A | N/A | 3.7577 | 3.8244 | N/A | N/A | N/A | N/A | N/A | N/A | Water Loop Equipment | Three | R410A | Australia,Fiji,New Zealand | 158716 | 2028-12-20 |  | Approved | Reverse Cycle | N/A | No | Class 22 | No | N/A | N/A | N/A | N/A | N/A | N/A | 3.7681 | Available | N/A | N/A |  | https://www.temperzone.com/ | N/A |  |  | AAC7980 | No | - | - | N/A | N/A | 27564 | 7.315 | N/A | N/A | N/A | N/A | N/A | N/A | N/A | N/A | N/A | N/A | N/A | N/A | N/A | N/A | N/A | 25039 | 6.5269 | N/A | N/A | N/A | N/A | N/A | N/A | N/A | N/A | N/A | N/A | N/A | N/A | N/A | N/A | N/A | N/A | N/A | N/A | N/A | N/A | N/A | N/A | N/A | N/A | N/A | N/A | N/A | N/A | N/A | N/A | N/A | N/A | N/A | N/A | N/A | N/A | N/A | N/A | N/A | N/A | N/A | N/A | N/A | N/A | N/A | N/A | N/A | N/A | N/A | N/A | N/A | N/A | N/A | N/A | N/A | N/A | N/A | N/A | N/A | N/A | N/A | N/A | N/A | N/A | N/A | N/A | 6 | 3.7577 | 3.8244
[Water Source] GEMS (Air Conditioners up to 65kW) Determination 2019 | MEPS 2019 | AS/NZS 3823.1.3:2005 | CWP0374RKTY |  | N/A | TEMPERZONE | N/A | Ducted | Packaged | - | Water loop | Water Loop | Australia,New Zealand | 9.527 | N/A | 36.717 | N/A | N/A | N/A | N/A | N/A | 8.353 | 34.893 | Enthalpy Test Room | 3.854 | 4.1773 | N/A | - | N/A | N/A | N/A | - | - | N/A | N/A | N/A | 3.8499 | 4.1722 | N/A | N/A | N/A | N/A | N/A | N/A | Water Loop Equipment | Three | R410A | Australia,Fiji,New Zealand | 158379 | 2028-12-09 |  | Approved | Reverse Cycle | N/A | No | Class 22 | No | N/A | N/A | N/A | N/A | N/A | N/A | 3.854 | Available | N/A | N/A |  | https://www.temperzone.com/ | N/A |  |  | AAC7944 | No | - | - | N/A | N/A | 36717 | 9.527 | N/A | N/A | N/A | N/A | N/A | N/A | N/A | N/A | N/A | N/A | N/A | N/A | N/A | N/A | N/A | 34893 | 8.353 | N/A | N/A | N/A | N/A | N/A | N/A | N/A | N/A | N/A | N/A | N/A | N/A | N/A | N/A | N/A | N/A | N/A | N/A | N/A | N/A | N/A | N/A | N/A | N/A | N/A | N/A | N/A | N/A | N/A | N/A | N/A | N/A | N/A | N/A | N/A | N/A | N/A | N/A | N/A | N/A | N/A | N/A | N/A | N/A | N/A | N/A | N/A | N/A | N/A | N/A | N/A | N/A | N/A | N/A | N/A | N/A | N/A | N/A | N/A | N/A | N/A | N/A | N/A | N/A | N/A | N/A | 3 | 3.8499 | 4.1722
[Water Source] GEMS (Air Conditioners up to 65kW) Determination 2019 | MEPS 2019 | AS/NZS 3823.1.3:2005 | CWP0447RKTY |  | N/A | TEMPERZONE | N/A | Ducted | Packaged | - | Water loop | Water Loop | Australia,New Zealand | 12.15 | N/A | 43.79 | N/A | N/A | N/A | N/A | N/A | 11.046 | 45.757 | Enthalpy Test Room | 3.6041 | 4.1424 | N/A | - | N/A | N/A | N/A | - | - | N/A | N/A | N/A | 3.6011 | 4.1386 | N/A | N/A | N/A | N/A | N/A | N/A | Water Loop Equipment | Three | R410A | Australia,Fiji,New Zealand | 158371 | 2028-12-10 |  | Approved | Reverse Cycle | N/A | No | Class 23 | No | N/A | N/A | N/A | N/A | N/A | N/A | 3.6041 | Available | N/A | N/A |  | https://www.temperzone.com/ | N/A |  |  | AAC7950 | No | - | - | N/A | N/A | 43790 | 12.15 | N/A | N/A | N/A | N/A | N/A | N/A | N/A | N/A | N/A | N/A | N/A | N/A | N/A | N/A | N/A | 45757 | 11.046 | N/A | N/A | N/A | N/A | N/A | N/A | N/A | N/A | N/A | N/A | N/A | N/A | N/A | N/A | N/A | N/A | N/A | N/A | N/A | N/A | N/A | N/A | N/A | N/A | N/A | N/A | N/A | N/A | N/A | N/A | N/A | N/A | N/A | N/A | N/A | N/A | N/A | N/A | N/A | N/A | N/A | N/A | N/A | N/A | N/A | N/A | N/A | N/A | N/A | N/A | N/A | N/A | N/A | N/A | N/A | N/A | N/A | N/A | N/A | N/A | N/A | N/A | N/A | N/A | N/A | N/A | 3 | 3.6011 | 4.1386
[Water Source] GEMS (Air Conditioners up to 65kW) Determination 2019 | MEPS 2019 | AS/NZS 3823.1.3:2005 | CWP0568RKTY |  | N/A | TEMPERZONE | N/A | Ducted | Packaged | - | Water loop | Water Loop | Australia,New Zealand | 14.392 | N/A | 56.466 | N/A | N/A | N/A | N/A | N/A | 13.034 | 54.13 | Enthalpy Test Room | 3.9234 | 4.153 | N/A | - | N/A | N/A | N/A | - | - | N/A | N/A | N/A | 3.9179 | 4.1465 | N/A | N/A | N/A | N/A | N/A | N/A | Water Loop Equipment | Three | R410A | Australia,Fiji,New Zealand | 158726 | 2029-03-03 |  | Approved | Reverse Cycle | N/A | No | Class 23 | No | N/A | N/A | N/A | N/A | N/A | N/A | 3.9234 | Available | N/A | N/A |  | https://www.temperzone.com/ | N/A |  |  | AAC8077 | No | - | - | N/A | N/A | 56466 | 14.392 | N/A | N/A | N/A | N/A | N/A | N/A | N/A | N/A | N/A | N/A | N/A | N/A | N/A | N/A | N/A | 54130 | 13.034 | N/A | N/A | N/A | N/A | N/A | N/A | N/A | N/A | N/A | N/A | N/A | N/A | N/A | N/A | N/A | N/A | N/A | N/A | N/A | N/A | N/A | N/A | N/A | N/A | N/A | N/A | N/A | N/A | N/A | N/A | N/A | N/A | N/A | N/A | N/A | N/A | N/A | N/A | N/A | N/A | N/A | N/A | N/A | N/A | N/A | N/A | N/A | N/A | N/A | N/A | N/A | N/A | N/A | N/A | N/A | N/A | N/A | N/A | N/A | N/A | N/A | N/A | N/A | N/A | N/A | N/A | 6 | 3.9179 | 4.1465
[Water Source] GEMS (Air Conditioners up to 65kW) Determination 2019 | MEPS 2019 | AS/NZS 3823.1.3:2005 | CWP90RELSY |  | N/A | TEMPERZONE | 3000 | Ducted | Packaged | - | Water loop | Water Loop | New Zealand,Australia | 2.578 | 18000 | 9.904 | N/A | N/A | N/A | N/A | N/A | 2.386 | 8.913 | Enthalpy Test Room | 3.8543 | 3.7938 | Yes | 0 | N/A | N/A | N/A | 0 | 0 | N/A | N/A | N/A | 3.7792 | 3.7143 | N/A | N/A | N/A | N/A | N/A | N/A | Water Loop Equipment | Single | R32 | Australia,Fiji,New Zealand | 117890 | 2025-02-27 |  | Approved | Reverse Cycle | N/A | Yes | Class 22 | No | N/A | Yes | N/A | N/A | N/A | 201000331 | 3.8543 | Available | N/A | N/A |  | https://www.temperzone.com/ | Yes |  |  | AAC4528 | Yes | Variable output compressor | Inverter | Yes | N/A | 9904 | 2.578 | N/A | N/A | N/A | N/A | N/A | N/A | N/A | N/A | N/A | N/A | N/A | N/A | N/A | N/A | N/A | 8913 | 2.386 | N/A | N/A | N/A | N/A | N/A | N/A | N/A | N/A | N/A | 6000 | 15000 | N/A | N/A | N/A | N/A | N/A | N/A | N/A | N/A | N/A | N/A | N/A | N/A | N/A | N/A | N/A | N/A | 65 | 3.527 | 3.509 | 3.689 | 3.986 | 3.807 | 3.84 | 1655 | 2507 | 7442 | 3839 | 4737 | 10251 | 2 | 2 | 2 | 2.448 | 2.695 | 3.35 | 2.77 | 3.102 | 3.502 | 13350 | 5057 | 645 | 3995 | 2033 | 390 | 0.5 | 1 | 1.5 | N/A | N/A | N/A | N/A | N/A | N/A | N/A | N/A | 15 | 3.7676 | 3.6578
[SEER Non Multi-Split >65kW] GEMS (Air Conditioners above 65kW) Determination 2022 | MEPS 2020 | Simulation | FPA1700RKTMGQ-P |  | N/A | TEMPERZONE | 46400 | Ducted | Packaged | - | Air | Air | Australia,New Zealand | 61960 | 136480 | 182.88 | N/A | N/A | N/A | N/A | N/A | 54780 | 182.08 | Simulation test | 2.9516 | 3.3238 | Yes | - | N/A | 13.34 | 13 | N/A | N/A | N/A | N/A | N/A | 3.2719 | 3.5732 | N/A | N/A | N/A | N/A | N/A | N/A | Enthalpy Test Room | Three | R410A | Australia,Fiji,New Zealand | 153731 | 2028-04-19 |  | Approved | Reverse Cycle | N/A | No | Class 24 | No | N/A | Yes | N/A | N/A | N/A | 201000331 | 3.2863 | Available | N/A | N/A |  | https://www.temperzone.com/ | Yes |  |  | AAC7433 | Yes | Variable output compressor | Digital Scroll | Yes | Yes | 182880 | 61960 | - | - | - | - | - | - | No | - | - | - | - | - | - | - | - | 182080 | 54780 | - | - | - | - | - | - | - | - | - | - | - | - | - | - | - | - | - | - | - | - | - | - | - | - | - | - | N/A | N/A | 3.01 | 2.988 | 3.12 | 3.378 | 3.224 | 3.244 | 16967 | 25744 | 76710 | 39528 | 48799 | 105747 | 1.5 | 1 | 1.5 | - | - | - | - | - | - | - | - | - | - | - | - | 0 | 0 | 0 | N/A | - | - | - | - | N/A | N/A | N/A | 40 | 2.9452 | 3.3157
[Water Source] GEMS (Air Conditioners up to 65kW) Determination 2019 | MEPS 2019 | AS/NZS 3823.1.3:2005 | HWP118CEKT |  | N/A | TEMPERZONE | 2.35 | Ducted | Packaged | - | Water loop | - | Australia,New Zealand | 3.01 | 9.58 | 11.93 | N/A | N/A | N/A | N/A | N/A | 0 | 0 | Enthalpy Test Room | 3.7742 | 0 | N/A | 0 | N/A | 2 | N/A | 0 | 0 | N/A | N/A | N/A | 3.766 | 0 | N/A | N/A | N/A | N/A | N/A | N/A | Water Loop Equipment | Three | R410A | Australia,Fiji,New Zealand | 133155 | 2025-10-26 |  | Approved | Cooling Only | N/A | Yes | Class 22 | No | N/A | Yes | N/A | N/A | N/A | 201000331 | 3.7742 | Available | N/A | N/A |  | https://www.temperzone.com/ | N/A |  |  | AAC5435 | No | - | - | N/A | N/A | 11930 | 3.01 | N/A | N/A | N/A | N/A | N/A | N/A | N/A | N/A | N/A | N/A | N/A | N/A | N/A | N/A | N/A | 0 | 0 | N/A | N/A | N/A | N/A | N/A | N/A | N/A | N/A | N/A | N/A | N/A | N/A | N/A | N/A | N/A | N/A | N/A | N/A | N/A | N/A | N/A | N/A | N/A | N/A | N/A | N/A | N/A | N/A | N/A | N/A | N/A | N/A | N/A | N/A | N/A | N/A | N/A | N/A | N/A | N/A | N/A | N/A | N/A | N/A | N/A | N/A | N/A | N/A | N/A | N/A | N/A | N/A | N/A | N/A | N/A | N/A | N/A | N/A | N/A | N/A | N/A | N/A | N/A | N/A | N/A | N/A | 2 | 3.9546 | 0
[Water Source] GEMS (Air Conditioners up to 65kW) Determination 2019 | MEPS 2019 | AS/NZS 3823.1.3:2005 | HWP118RKT |  | N/A | TEMPERZONE | 2.25 | Ducted | Packaged | - | Water loop | Water Loop | Australia,New Zealand | 3.1 | 9.65 | 11.9 | N/A | N/A | N/A | N/A | N/A | 3.14 | 11.92 | Enthalpy Test Room | 3.6909 | 3.7248 | N/A | 0 | N/A | 2 | 2 | 0 | 0 | N/A | N/A | N/A | 3.683 | 3.7171 | N/A | N/A | N/A | N/A | N/A | N/A | Water Loop Equipment | Three | R410A | Australia,Fiji,New Zealand | 133154 | 2025-10-26 |  | Approved | Reverse Cycle | N/A | Yes | Class 22 | No | N/A | Yes | N/A | N/A | N/A | 201000331 | 3.6909 | Available | N/A | N/A |  | https://www.temperzone.com/ | N/A |  |  | AAC5443 | No | - | - | N/A | N/A | 11900 | 3.1 | N/A | N/A | N/A | N/A | N/A | N/A | N/A | N/A | N/A | N/A | N/A | N/A | N/A | N/A | N/A | 11920 | 3.14 | N/A | N/A | N/A | N/A | N/A | N/A | N/A | N/A | N/A | N/A | N/A | N/A | N/A | N/A | N/A | N/A | N/A | N/A | N/A | N/A | N/A | N/A | N/A | N/A | N/A | N/A | N/A | N/A | N/A | N/A | N/A | N/A | N/A | N/A | N/A | N/A | N/A | N/A | N/A | N/A | N/A | N/A | N/A | N/A | N/A | N/A | N/A | N/A | N/A | N/A | N/A | N/A | N/A | N/A | N/A | N/A | N/A | N/A | N/A | N/A | N/A | N/A | N/A | N/A | N/A | N/A | 2 | 3.8304 | 3.788
[Water Source] GEMS (Air Conditioners up to 65kW) Determination 2019 | MEPS 2019 | AS/NZS 3823.1.3:2005 | HWP142CEKT |  | N/A | TEMPERZONE | 2.53 | Ducted | Packaged | - | Water loop | - | Australia,New Zealand | 3.69 | 11.3 | 13.83 | N/A | N/A | N/A | N/A | N/A | - | - | Enthalpy Test Room | 3.7479 | - | N/A | - | N/A | 5 | N/A | - | - | N/A | N/A | N/A | 3.7307 | - | N/A | N/A | N/A | N/A | N/A | N/A | Water Loop Equipment | Three | R410A | Australia,Fiji,New Zealand | 143808 | 2026-12-22 |  | Approved | Cooling Only | N/A | Yes | Class 22 | Yes | N/A | Yes | N/A | N/A | N/A | 201000331 | 3.7479 | Available | N/A | N/A |  | https://www.temperzone.com/ | N/A |  |  | AAC6402 | No | - | - | N/A | N/A | 13830 | 3.69 | N/A | N/A | N/A | N/A | N/A | N/A | N/A | N/A | N/A | N/A | N/A | N/A | N/A | N/A | N/A | - | - | N/A | N/A | N/A | N/A | N/A | N/A | N/A | N/A | N/A | N/A | N/A | N/A | N/A | N/A | N/A | N/A | N/A | N/A | N/A | N/A | N/A | N/A | N/A | N/A | N/A | N/A | N/A | N/A | N/A | N/A | N/A | N/A | N/A | N/A | N/A | N/A | N/A | N/A | N/A | N/A | N/A | N/A | N/A | N/A | N/A | N/A | N/A | N/A | N/A | N/A | N/A | N/A | N/A | N/A | N/A | N/A | N/A | N/A | N/A | N/A | N/A | N/A | N/A | N/A | N/A | N/A | 5 | 3.7309 | -
[Water Source] GEMS (Air Conditioners up to 65kW) Determination 2019 | MEPS 2019 | AS/NZS 3823.1.3:2005 | HWP142RKT |  | N/A | TEMPERZONE | 2.56 | Ducted | Packaged | - | Water loop | Water Loop | Australia,New Zealand | 3.7 | 11.5 | 14.06 | N/A | N/A | N/A | N/A | N/A | 3.61 | 14.81 | Enthalpy Test Room | 3.7978 | 4.1319 | N/A | - | N/A | 5 | 5 | - | - | N/A | N/A | N/A | 3.7804 | 4.1128 | N/A | N/A | N/A | N/A | N/A | N/A | Water Loop Equipment | Three | R410A | Australia,Fiji,New Zealand | 143751 | 2026-12-22 |  | Approved | Reverse Cycle | N/A | Yes | Class 22 | Yes | N/A | Yes | N/A | N/A | N/A | 201000331 | 3.7978 | Available | N/A | N/A |  | https://www.temperzone.com/ | N/A |  |  | AAC6404 | No | - | - | N/A | N/A | 14060 | 3.7 | N/A | N/A | N/A | N/A | N/A | N/A | N/A | N/A | N/A | N/A | N/A | N/A | N/A | N/A | N/A | 14810 | 3.61 | N/A | N/A | N/A | N/A | N/A | N/A | N/A | N/A | N/A | N/A | N/A | N/A | N/A | N/A | N/A | N/A | N/A | N/A | N/A | N/A | N/A | N/A | N/A | N/A | N/A | N/A | N/A | N/A | N/A | N/A | N/A | N/A | N/A | N/A | N/A | N/A | N/A | N/A | N/A | N/A | N/A | N/A | N/A | N/A | N/A | N/A | N/A | N/A | N/A | N/A | N/A | N/A | N/A | N/A | N/A | N/A | N/A | N/A | N/A | N/A | N/A | N/A | N/A | N/A | N/A | N/A | 5 | 3.7827 | 4.0834
[Water Source] GEMS (Air Conditioners up to 65kW) Determination 2019 | MEPS 2019 | AS/NZS 3823.1.3:2005 | HWP172CEKT |  | N/A | TEMPERZONE | 2.2 | Ducted | Packaged | - | Water loop | - | Australia,New Zealand | 4.29 | 15.32 | 17.52 | N/A | N/A | N/A | N/A | N/A | - | - | Enthalpy Test Room | 3.7467 | - | N/A | - | N/A | 5 | N/A | - | - | N/A | N/A | N/A | 3.7326 | - | N/A | N/A | N/A | N/A | N/A | N/A | Water Loop Equipment | Three | R410A | Australia,Fiji,New Zealand | 143807 | 2026-12-22 |  | Approved | Cooling Only | N/A | Yes | Class 22 | No | N/A | Yes | N/A | N/A | N/A | 201000331 | 3.7467 | Available | N/A | N/A |  | https://www.temperzone.com/ | N/A |  |  | AAC6405 | No | - | - | N/A | N/A | 17520 | 4.29 | N/A | N/A | N/A | N/A | N/A | N/A | N/A | N/A | N/A | N/A | N/A | N/A | N/A | N/A | N/A | - | - | N/A | N/A | N/A | N/A | N/A | N/A | N/A | N/A | N/A | N/A | N/A | N/A | N/A | N/A | N/A | N/A | N/A | N/A | N/A | N/A | N/A | N/A | N/A | N/A | N/A | N/A | N/A | N/A | N/A | N/A | N/A | N/A | N/A | N/A | N/A | N/A | N/A | N/A | N/A | N/A | N/A | N/A | N/A | N/A | N/A | N/A | N/A | N/A | N/A | N/A | N/A | N/A | N/A | N/A | N/A | N/A | N/A | N/A | N/A | N/A | N/A | N/A | N/A | N/A | N/A | N/A | 5 | 4.0679 | -
[Water Source] GEMS (Air Conditioners up to 65kW) Determination 2019 | MEPS 2019 | AS/NZS 3823.1.3:2005 | HWP172RKT |  | N/A | TEMPERZONE | 2.32 | Ducted | Packaged | - | Water loop | Water Loop | Australia,New Zealand | 4.3 | 15.11 | 17.43 | N/A | N/A | N/A | N/A | N/A | 4.14 | 16.41 | Enthalpy Test Room | 3.7222 | 3.9378 | N/A | - | N/A | 5 | 5 | - | - | N/A | N/A | N/A | 3.7083 | 3.9225 | N/A | N/A | N/A | N/A | N/A | N/A | Water Loop Equipment | Three | R410A | Australia,Fiji,New Zealand | 143750 | 2026-12-22 |  | Approved | Reverse Cycle | N/A | Yes | Class 22 | Yes | N/A | Yes | N/A | N/A | N/A | 201000331 | 3.7222 | Available | N/A | N/A |  | https://www.temperzone.com/ | N/A |  |  | AAC6403 | No | - | - | N/A | N/A | 17430 | 4.3 | N/A | N/A | N/A | N/A | N/A | N/A | N/A | N/A | N/A | N/A | N/A | N/A | N/A | N/A | N/A | 16410 | 4.14 | N/A | N/A | N/A | N/A | N/A | N/A | N/A | N/A | N/A | N/A | N/A | N/A | N/A | N/A | N/A | N/A | N/A | N/A | N/A | N/A | N/A | N/A | N/A | N/A | N/A | N/A | N/A | N/A | N/A | N/A | N/A | N/A | N/A | N/A | N/A | N/A | N/A | N/A | N/A | N/A | N/A | N/A | N/A | N/A | N/A | N/A | N/A | N/A | N/A | N/A | N/A | N/A | N/A | N/A | N/A | N/A | N/A | N/A | N/A | N/A | N/A | N/A | N/A | N/A | N/A | N/A | 5 | 4.0376 | 3.9477
[Water Source] GEMS (Air Conditioners up to 65kW) Determination 2019 | MEPS 2019 | AS/NZS 3823.1.3:2005 | HWP192CEKT |  | N/A | TEMPERZONE | 2.78 | Ducted | Packaged | - | Water loop | - | Australia,New Zealand | 5.14 | 17.09 | 19.87 | N/A | N/A | N/A | N/A | N/A | - | - | Enthalpy Test Room | 3.5566 | - | N/A | - | N/A | 7 | N/A | - | - | N/A | N/A | N/A | 3.541 | - | N/A | N/A | N/A | N/A | N/A | N/A | Water Loop Equipment | Three | R410A | Australia,Fiji,New Zealand | 147823 | 2027-06-23 |  | Approved | Cooling Only | N/A | Yes | Class 22 | Yes | N/A | Yes | N/A | N/A | N/A | 201000331 | 3.5566 | Available | N/A | N/A |  | https://www.temperzone.com/ | N/A |  |  | AAC6785 | No | - | - | N/A | N/A | 19870 | 5.14 | N/A | N/A | N/A | N/A | N/A | N/A | N/A | N/A | N/A | N/A | N/A | N/A | N/A | N/A | N/A | - | - | N/A | N/A | N/A | N/A | N/A | N/A | N/A | N/A | N/A | N/A | N/A | N/A | N/A | N/A | N/A | N/A | N/A | N/A | N/A | N/A | N/A | N/A | N/A | N/A | N/A | N/A | N/A | N/A | N/A | N/A | N/A | N/A | N/A | N/A | N/A | N/A | N/A | N/A | N/A | N/A | N/A | N/A | N/A | N/A | N/A | N/A | N/A | N/A | N/A | N/A | N/A | N/A | N/A | N/A | N/A | N/A | N/A | N/A | N/A | N/A | N/A | N/A | N/A | N/A | N/A | N/A | 7 | 3.848 | -
[Water Source] GEMS (Air Conditioners up to 65kW) Determination 2019 | MEPS 2019 | AS/NZS 3823.1.3:2005 | HWP192RKT |  | N/A | TEMPERZONE | 2.78 | Ducted | Packaged | - | Water loop | Water Loop | Australia,New Zealand | 5.14 | 17.09 | 19.87 | N/A | N/A | N/A | N/A | N/A | 4.86 | 18.55 | Enthalpy Test Room | 3.5566 | 3.8162 | N/A | - | N/A | 5 | 5 | - | - | N/A | N/A | N/A | 3.5455 | 3.8035 | N/A | N/A | N/A | N/A | N/A | N/A | Water Loop Equipment | Three | R410A | Australia,Fiji,New Zealand | 147824 | 2027-06-30 |  | Approved | Reverse Cycle | N/A | Yes | Class 22 | Yes | N/A | Yes | N/A | N/A | N/A | 201000331 | 3.5566 | Available | N/A | N/A |  | https://www.temperzone.com/ | N/A |  |  | AAC6794 | No | - | - | N/A | N/A | 19870 | 5.14 | N/A | N/A | N/A | N/A | N/A | N/A | N/A | N/A | N/A | N/A | N/A | N/A | N/A | N/A | N/A | 18550 | 4.86 | N/A | N/A | N/A | N/A | N/A | N/A | N/A | N/A | N/A | N/A | N/A | N/A | N/A | N/A | N/A | N/A | N/A | N/A | N/A | N/A | N/A | N/A | N/A | N/A | N/A | N/A | N/A | N/A | N/A | N/A | N/A | N/A | N/A | N/A | N/A | N/A | N/A | N/A | N/A | N/A | N/A | N/A | N/A | N/A | N/A | N/A | N/A | N/A | N/A | N/A | N/A | N/A | N/A | N/A | N/A | N/A | N/A | N/A | N/A | N/A | N/A | N/A | N/A | N/A | N/A | N/A | 5 | 3.8531 | 3.8036
[Water Source] GEMS (Air Conditioners up to 65kW) Determination 2019 | MEPS 2019 | AS/NZS 3823.1.3:2005 | HWP255CEKT |  | N/A | TEMPERZONE | 4.67 | Ducted | Packaged | - | Water loop | - | Australia,New Zealand | 5.52 | 20.05 | 24.72 | N/A | N/A | N/A | N/A | N/A | - | - | Enthalpy Test Room | 4.1813 | - | N/A | - | N/A | 5 | N/A | - | - | N/A | N/A | N/A | 4.1692 | - | N/A | N/A | N/A | N/A | N/A | N/A | Water Loop Equipment | Three | R410A | Australia,Fiji,New Zealand | 149365 | 2027-10-24 |  | Approved | Cooling Only | N/A | Yes | Class 22 | Yes | N/A | Yes | N/A | N/A | N/A | 201000331 | 4.1813 | Available | N/A | N/A |  | https://www.temperzone.com/ | N/A |  |  | AAC7115 | No | - | - | N/A | N/A | 24720 | 5.52 | N/A | N/A | N/A | N/A | N/A | N/A | N/A | N/A | N/A | N/A | N/A | N/A | N/A | N/A | N/A | - | - | N/A | N/A | N/A | N/A | N/A | N/A | N/A | N/A | N/A | N/A | N/A | N/A | N/A | N/A | N/A | N/A | N/A | N/A | N/A | N/A | N/A | N/A | N/A | N/A | N/A | N/A | N/A | N/A | N/A | N/A | N/A | N/A | N/A | N/A | N/A | N/A | N/A | N/A | N/A | N/A | N/A | N/A | N/A | N/A | N/A | N/A | N/A | N/A | N/A | N/A | N/A | N/A | N/A | N/A | N/A | N/A | N/A | N/A | N/A | N/A | N/A | N/A | N/A | N/A | N/A | N/A | 5 | 4.4646 | -
[Water Source] GEMS (Air Conditioners up to 65kW) Determination 2019 | MEPS 2019 | AS/NZS 3823.1.3:2005 | HWP255RKT |  | N/A | TEMPERZONE | 4.5 | Ducted | Packaged | - | Water loop | Water Loop | Australia,New Zealand | 5.76 | 20.21 | 24.71 | N/A | N/A | N/A | N/A | N/A | 5.44 | 23.44 | Enthalpy Test Room | 4.0133 | 4.1944 | N/A | - | N/A | 5 | 5 | - | - | N/A | N/A | N/A | 4.0021 | 4.182 | N/A | N/A | N/A | N/A | N/A | N/A | Water Loop Equipment | Three | R410A | Australia,Fiji,New Zealand | 149368 | 2027-10-20 |  | Approved | Reverse Cycle | N/A | Yes | Class 22 | Yes | N/A | Yes | N/A | N/A | N/A | 201000331 | 4.0133 | Available | N/A | N/A |  | https://www.temperzone.com/ | N/A |  |  | AAC7113 | No | - | - | N/A | N/A | 24710 | 5.76 | N/A | N/A | N/A | N/A | N/A | N/A | N/A | N/A | N/A | N/A | N/A | N/A | N/A | N/A | N/A | 23440 | 5.44 | N/A | N/A | N/A | N/A | N/A | N/A | N/A | N/A | N/A | N/A | N/A | N/A | N/A | N/A | N/A | N/A | N/A | N/A | N/A | N/A | N/A | N/A | N/A | N/A | N/A | N/A | N/A | N/A | N/A | N/A | N/A | N/A | N/A | N/A | N/A | N/A | N/A | N/A | N/A | N/A | N/A | N/A | N/A | N/A | N/A | N/A | N/A | N/A | N/A | N/A | N/A | N/A | N/A | N/A | N/A | N/A | N/A | N/A | N/A | N/A | N/A | N/A | N/A | N/A | N/A | N/A | 5 | 4.2774 | 4.2955
[Water Source] GEMS (Air Conditioners up to 65kW) Determination 2019 | MEPS 2019 | AS/NZS 3823.1.3:2005 | HWP275CEKT |  | N/A | TEMPERZONE | 5.13 | Ducted | Packaged | - | Water loop | - | Australia,New Zealand | 6.27 | 21.37 | 26.5 | N/A | N/A | N/A | N/A | N/A | - | - | Enthalpy Test Room | 3.9648 | - | N/A | - | N/A | 2 | N/A | - | - | N/A | N/A | N/A | 3.9607 | - | N/A | N/A | N/A | N/A | N/A | N/A | Water Loop Equipment | Three | R410A | Australia,Fiji,New Zealand | 149366 | 2027-10-20 |  | Approved | Cooling Only | N/A | Yes | Class 22 | Yes | N/A | Yes | N/A | N/A | N/A | 201000331 | 3.9648 | Available | N/A | N/A |  | https://www.temperzone.com/ | N/A |  |  | AAC7114 | No | - | - | N/A | N/A | 26500 | 6.27 | N/A | N/A | N/A | N/A | N/A | N/A | N/A | N/A | N/A | N/A | N/A | N/A | N/A | N/A | N/A | - | - | N/A | N/A | N/A | N/A | N/A | N/A | N/A | N/A | N/A | N/A | N/A | N/A | N/A | N/A | N/A | N/A | N/A | N/A | N/A | N/A | N/A | N/A | N/A | N/A | N/A | N/A | N/A | N/A | N/A | N/A | N/A | N/A | N/A | N/A | N/A | N/A | N/A | N/A | N/A | N/A | N/A | N/A | N/A | N/A | N/A | N/A | N/A | N/A | N/A | N/A | N/A | N/A | N/A | N/A | N/A | N/A | N/A | N/A | N/A | N/A | N/A | N/A | N/A | N/A | N/A | N/A | 2 | 4.2219 | -
[Water Source] GEMS (Air Conditioners up to 65kW) Determination 2019 | MEPS 2019 | AS/NZS 3823.1.3:2005 | HWP275RKT |  | N/A | TEMPERZONE | 4.76 | Ducted | Packaged | - | Water loop | Water Loop | Australia,New Zealand | 6.36 | 22.14 | 26.9 | N/A | N/A | N/A | N/A | N/A | 5.943 | 24.56 | Enthalpy Test Room | 3.9579 | 4.0304 | N/A | - | N/A | 2 | 2 | - | - | N/A | N/A | N/A | 3.9539 | 4.0261 | N/A | N/A | N/A | N/A | N/A | N/A | Water Loop Equipment | Three | R410A | Australia,Fiji,New Zealand | 149367 | 2027-10-24 |  | Approved | Reverse Cycle | N/A | Yes | Class 22 | Yes | N/A | Yes | N/A | N/A | N/A | 201000331 | 3.9579 | Available | N/A | N/A |  | https://www.temperzone.com/ | N/A |  |  | AAC7116 | No | - | - | N/A | N/A | 26900 | 6.36 | N/A | N/A | N/A | N/A | N/A | N/A | N/A | N/A | N/A | N/A | N/A | N/A | N/A | N/A | N/A | 24560 | 5.943 | N/A | N/A | N/A | N/A | N/A | N/A | N/A | N/A | N/A | N/A | N/A | N/A | N/A | N/A | N/A | N/A | N/A | N/A | N/A | N/A | N/A | N/A | N/A | N/A | N/A | N/A | N/A | N/A | N/A | N/A | N/A | N/A | N/A | N/A | N/A | N/A | N/A | N/A | N/A | N/A | N/A | N/A | N/A | N/A | N/A | N/A | N/A | N/A | N/A | N/A | N/A | N/A | N/A | N/A | N/A | N/A | N/A | N/A | N/A | N/A | N/A | N/A | N/A | N/A | N/A | N/A | 2 | 4.2251 | 4.1279
[Water Source] GEMS (Air Conditioners up to 65kW) Determination 2019 | MEPS 2019 | AS/NZS 3823.1.3:2005 | HWP36CEKS |  | N/A | TEMPERZONE | 0.44 | Ducted | Packaged | - | Water loop | - | Australia,New Zealand | 0.91 | 2.95 | 3.39 | N/A | N/A | N/A | N/A | N/A | 0 | 0 | Enthalpy Test Room | 3.5426 | 0 | N/A | 0 | N/A | 2 | N/A | 0 | 0 | N/A | N/A | N/A | 3.5173 | 0 | N/A | N/A | N/A | N/A | N/A | N/A | Water Loop Equipment | Single | R410A | Australia,Fiji,New Zealand | 133147 | 2025-10-26 |  | Approved | Cooling Only | N/A | Yes | Class 22 | No | N/A | Yes | N/A | N/A | N/A | 201000331 | 3.5426 | Available | N/A | N/A |  | https://www.temperzone.com/ | N/A |  |  | AAC5433 | No | - | - | N/A | N/A | 3390 | 0.91 | N/A | N/A | N/A | N/A | N/A | N/A | N/A | N/A | N/A | N/A | N/A | N/A | N/A | N/A | N/A | 0 | 0 | N/A | N/A | N/A | N/A | N/A | N/A | N/A | N/A | N/A | N/A | N/A | N/A | N/A | N/A | N/A | N/A | N/A | N/A | N/A | N/A | N/A | N/A | N/A | N/A | N/A | N/A | N/A | N/A | N/A | N/A | N/A | N/A | N/A | N/A | N/A | N/A | N/A | N/A | N/A | N/A | N/A | N/A | N/A | N/A | N/A | N/A | N/A | N/A | N/A | N/A | N/A | N/A | N/A | N/A | N/A | N/A | N/A | N/A | N/A | N/A | N/A | N/A | N/A | N/A | N/A | N/A | 2 | 3.6978 | 0
[Water Source] GEMS (Air Conditioners up to 65kW) Determination 2019 | MEPS 2019 | AS/NZS 3823.1.3:2005 | HWP36RKS |  | N/A | TEMPERZONE | 0.53 | Ducted | Packaged | - | Water loop | Water Loop | Australia,New Zealand | 0.93 | 2.84 | 3.37 | N/A | N/A | N/A | N/A | N/A | 0.95 | 3.63 | Enthalpy Test Room | 3.5401 | 3.7273 | N/A | 0 | N/A | 2 | 2 | 0 | 0 | N/A | N/A | N/A | 3.5147 | 3.702 | N/A | N/A | N/A | N/A | N/A | N/A | Water Loop Equipment | Single | R410A | Australia,Fiji,New Zealand | 133145 | 2025-10-26 |  | Approved | Reverse Cycle | N/A | Yes | Class 22 | No | N/A | Yes | N/A | N/A | N/A | 201000331 | 3.5401 | Available | N/A | N/A |  | https://www.temperzone.com/ | N/A |  |  | AAC5432 | No | - | - | N/A | N/A | 3370 | 0.93 | N/A | N/A | N/A | N/A | N/A | N/A | N/A | N/A | N/A | N/A | N/A | N/A | N/A | N/A | N/A | 3630 | 0.95 | N/A | N/A | N/A | N/A | N/A | N/A | N/A | N/A | N/A | N/A | N/A | N/A | N/A | N/A | N/A | N/A | N/A | N/A | N/A | N/A | N/A | N/A | N/A | N/A | N/A | N/A | N/A | N/A | N/A | N/A | N/A | N/A | N/A | N/A | N/A | N/A | N/A | N/A | N/A | N/A | N/A | N/A | N/A | N/A | N/A | N/A | N/A | N/A | N/A | N/A | N/A | N/A | N/A | N/A | N/A | N/A | N/A | N/A | N/A | N/A | N/A | N/A | N/A | N/A | N/A | N/A | 2 | 3.5975 | 3.7941
[Water Source] GEMS (Air Conditioners up to 65kW) Determination 2019 | MEPS 2019 | AS/NZS 3823.1.3:2005 | HWP370CEKT |  | N/A | TEMPERZONE | 5 | Ducted | Packaged | - | Water loop | - | Australia,New Zealand | 9.35 | 29.65 | 34.65 | N/A | N/A | N/A | N/A | N/A | - | - | Enthalpy Test Room | 3.7059 | - | N/A | - | N/A | 3 | N/A | - | - | N/A | N/A | N/A | 3.7019 | - | N/A | N/A | N/A | N/A | N/A | N/A | Water Loop Equipment | Three | R410A | Australia,Fiji,New Zealand | 149370 | 2027-08-25 |  | Approved | Cooling Only | N/A | Yes | Class 22 | Yes | N/A | Yes | N/A | N/A | N/A | 201000331 | 3.7059 | Available | N/A | N/A |  | https://www.temperzone.com/ | N/A |  |  | AAC6905 | No | - | - | N/A | N/A | 34650 | 9.35 | N/A | N/A | N/A | N/A | N/A | N/A | N/A | N/A | N/A | N/A | N/A | N/A | N/A | N/A | N/A | - | - | N/A | N/A | N/A | N/A | N/A | N/A | N/A | N/A | N/A | N/A | N/A | N/A | N/A | N/A | N/A | N/A | N/A | N/A | N/A | N/A | N/A | N/A | N/A | N/A | N/A | N/A | N/A | N/A | N/A | N/A | N/A | N/A | N/A | N/A | N/A | N/A | N/A | N/A | N/A | N/A | N/A | N/A | N/A | N/A | N/A | N/A | N/A | N/A | N/A | N/A | N/A | N/A | N/A | N/A | N/A | N/A | N/A | N/A | N/A | N/A | N/A | N/A | N/A | N/A | N/A | N/A | 3 | 3.7019 | -
[Water Source] GEMS (Air Conditioners up to 65kW) Determination 2019 | MEPS 2019 | AS/NZS 3823.1.3:2005 | HWP370RKT |  | N/A | TEMPERZONE | 5.2 | Ducted | Packaged | - | Water loop | Water Loop | Australia,New Zealand | 9.11 | 30.01 | 35.21 | N/A | N/A | N/A | N/A | N/A | 8.79 | 35.43 | Enthalpy Test Room | 3.7059 | 3.8605 | N/A | 0 | N/A | 4 | 4 | 0 | 0 | N/A | N/A | N/A | 3.7005 | 3.8547 | N/A | N/A | N/A | N/A | N/A | N/A | Water Loop Equipment | Three | R410A | Australia,Fiji,New Zealand | 133152 | 2025-10-26 |  | Approved | Reverse Cycle | N/A | Yes | Class 22 | No | N/A | Yes | N/A | N/A | N/A | 201000331 | 3.7059 | Available | N/A | N/A |  | https://www.temperzone.com/ | N/A |  |  | AAC5442 | No | - | - | N/A | N/A | 35210 | 9.11 | N/A | N/A | N/A | N/A | N/A | N/A | N/A | N/A | N/A | N/A | N/A | N/A | N/A | N/A | N/A | 35430 | 8.79 | N/A | N/A | N/A | N/A | N/A | N/A | N/A | N/A | N/A | N/A | N/A | N/A | N/A | N/A | N/A | N/A | N/A | N/A | N/A | N/A | N/A | N/A | N/A | N/A | N/A | N/A | N/A | N/A | N/A | N/A | N/A | N/A | N/A | N/A | N/A | N/A | N/A | N/A | N/A | N/A | N/A | N/A | N/A | N/A | N/A | N/A | N/A | N/A | N/A | N/A | N/A | N/A | N/A | N/A | N/A | N/A | N/A | N/A | N/A | N/A | N/A | N/A | N/A | N/A | N/A | N/A | 4 | 3.8593 | 4.0245
[Water Source] GEMS (Air Conditioners up to 65kW) Determination 2019 | MEPS 2019 | AS/NZS 3823.1.3:2005 | HWP445CEKT |  | N/A | TEMPERZONE | 8.444 | Ducted | Packaged | - | Water loop | - | Australia,New Zealand | 12.4 | 33.776 | 42.22 | N/A | N/A | N/A | N/A | N/A | - | - | Enthalpy Test Room | 3.4048 | - | N/A | - | N/A | 3 | N/A | - | - | N/A | N/A | N/A | 3.403 | - | N/A | N/A | N/A | N/A | N/A | N/A | Water Loop Equipment | Three | R410A | Australia,Fiji,New Zealand | 149155 | 2027-08-22 |  | Approved | Cooling Only | N/A | Yes | Class 23 | Yes | N/A | Yes | N/A | N/A | N/A | 201000331 | 3.4048 | Available | N/A | N/A |  | https://www.temperzone.com/ | N/A |  |  | AAC6896 | No | - | - | N/A | N/A | 42220 | 12.4 | N/A | N/A | N/A | N/A | N/A | N/A | N/A | N/A | N/A | N/A | N/A | N/A | N/A | N/A | N/A | - | - | N/A | N/A | N/A | N/A | N/A | N/A | N/A | N/A | N/A | N/A | N/A | N/A | N/A | N/A | N/A | N/A | N/A | N/A | N/A | N/A | N/A | N/A | N/A | N/A | N/A | N/A | N/A | N/A | N/A | N/A | N/A | N/A | N/A | N/A | N/A | N/A | N/A | N/A | N/A | N/A | N/A | N/A | N/A | N/A | N/A | N/A | N/A | N/A | N/A | N/A | N/A | N/A | N/A | N/A | N/A | N/A | N/A | N/A | N/A | N/A | N/A | N/A | N/A | N/A | N/A | N/A | 2 | 3.403 | -
[Water Source] GEMS (Air Conditioners up to 65kW) Determination 2019 | MEPS 2019 | AS/NZS 3823.1.3:2005 | HWP445RKT |  | N/A | TEMPERZONE | 8.444 | Ducted | Packaged | - | Water loop | Water Loop | Australia,New Zealand | 12.4 | 33.776 | 42.22 | N/A | N/A | N/A | N/A | N/A | 11.6 | 42.2 | Enthalpy Test Room | 3.4048 | 3.6379 | N/A | - | N/A | 3 | 3 | - | - | N/A | N/A | N/A | 3.403 | 3.6358 | N/A | N/A | N/A | N/A | N/A | N/A | Water Loop Equipment | Three | R410A | Australia,Fiji,New Zealand | 149154 | 2027-08-18 |  | Approved | Reverse Cycle | N/A | Yes | Class 23 | Yes | N/A | Yes | N/A | N/A | N/A | 201000331 | 3.4048 | Available | N/A | N/A |  | https://www.temperzone.com/ | N/A |  |  | AAC6884 | No | - | - | N/A | N/A | 42220 | 12.4 | N/A | N/A | N/A | N/A | N/A | N/A | N/A | N/A | N/A | N/A | N/A | N/A | N/A | N/A | N/A | 42200 | 11.6 | N/A | N/A | N/A | N/A | N/A | N/A | N/A | N/A | N/A | N/A | N/A | N/A | N/A | N/A | N/A | N/A | N/A | N/A | N/A | N/A | N/A | N/A | N/A | N/A | N/A | N/A | N/A | N/A | N/A | N/A | N/A | N/A | N/A | N/A | N/A | N/A | N/A | N/A | N/A | N/A | N/A | N/A | N/A | N/A | N/A | N/A | N/A | N/A | N/A | N/A | N/A | N/A | N/A | N/A | N/A | N/A | N/A | N/A | N/A | N/A | N/A | N/A | N/A | N/A | N/A | N/A | 2 | 3.403 | 3.6358
[Water Source] GEMS (Air Conditioners up to 65kW) Determination 2019 | MEPS 2019 | AS/NZS 3823.1.3:2005 | HWP48CEKS |  | N/A | TEMPERZONE | 0.87 | Ducted | Packaged | - | Water loop | - | Australia,New Zealand | 1.17 | 3.34 | 4.21 | N/A | N/A | N/A | N/A | N/A | 0 | 0 | Enthalpy Test Room | 3.5726 | 0 | N/A | 0 | N/A | 2 | N/A | 0 | 0 | N/A | N/A | N/A | 3.5521 | 0 | N/A | N/A | N/A | N/A | N/A | N/A | Water Loop Equipment | Single | R410A | Australia,Fiji,New Zealand | 133141 | 2025-10-26 |  | Approved | Cooling Only | N/A | Yes | Class 22 | No | N/A | Yes | N/A | N/A | N/A | 201000331 | 3.5726 | Available | N/A | N/A |  | https://www.temperzone.com/ | N/A |  |  | AAC5431 | No | - | - | N/A | N/A | 4210 | 1.17 | N/A | N/A | N/A | N/A | N/A | N/A | N/A | N/A | N/A | N/A | N/A | N/A | N/A | N/A | N/A | 0 | 0 | N/A | N/A | N/A | N/A | N/A | N/A | N/A | N/A | N/A | N/A | N/A | N/A | N/A | N/A | N/A | N/A | N/A | N/A | N/A | N/A | N/A | N/A | N/A | N/A | N/A | N/A | N/A | N/A | N/A | N/A | N/A | N/A | N/A | N/A | N/A | N/A | N/A | N/A | N/A | N/A | N/A | N/A | N/A | N/A | N/A | N/A | N/A | N/A | N/A | N/A | N/A | N/A | N/A | N/A | N/A | N/A | N/A | N/A | N/A | N/A | N/A | N/A | N/A | N/A | N/A | N/A | 2 | 3.5776 | 0
[Water Source] GEMS (Air Conditioners up to 65kW) Determination 2019 | MEPS 2019 | AS/NZS 3823.1.3:2005 | HWP48RKS |  | N/A | TEMPERZONE | 0.69 | Ducted | Packaged | - | Water loop | Water Loop | Australia,New Zealand | 1.17 | 3.58 | 4.27 | N/A | N/A | N/A | N/A | N/A | 1.25 | 4.58 | Enthalpy Test Room | 3.5932 | 3.6457 | N/A | 0 | N/A | 2 | 2 | 0 | 0 | N/A | N/A | N/A | 3.5728 | 3.6264 | N/A | N/A | N/A | N/A | N/A | N/A | Water Loop Equipment | Single | R410A | Australia,Fiji,New Zealand | 133142 | 2025-10-26 |  | Approved | Reverse Cycle | N/A | Yes | Class 22 | No | N/A | Yes | N/A | N/A | N/A | 201000331 | 3.5932 | Available | N/A | N/A |  | https://www.temperzone.com/ | N/A |  |  | AAC5440 | No | - | - | N/A | N/A | 4270 | 1.17 | N/A | N/A | N/A | N/A | N/A | N/A | N/A | N/A | N/A | N/A | N/A | N/A | N/A | N/A | N/A | 4580 | 1.25 | N/A | N/A | N/A | N/A | N/A | N/A | N/A | N/A | N/A | N/A | N/A | N/A | N/A | N/A | N/A | N/A | N/A | N/A | N/A | N/A | N/A | N/A | N/A | N/A | N/A | N/A | N/A | N/A | N/A | N/A | N/A | N/A | N/A | N/A | N/A | N/A | N/A | N/A | N/A | N/A | N/A | N/A | N/A | N/A | N/A | N/A | N/A | N/A | N/A | N/A | N/A | N/A | N/A | N/A | N/A | N/A | N/A | N/A | N/A | N/A | N/A | N/A | N/A | N/A | N/A | N/A | 2 | 3.6286 | 3.6443
[Water Source] GEMS (Air Conditioners up to 65kW) Determination 2019 | MEPS 2019 | AS/NZS 3823.1.3:2005 | HWP59CEKS |  | N/A | TEMPERZONE | 0.69 | Ducted | Packaged | - | Water loop | - | Australia,New Zealand | 1.49 | 4.97 | 5.66 | N/A | N/A | N/A | N/A | N/A | 0 | 0 | Enthalpy Test Room | 3.5806 | 0 | N/A | 0 | N/A | 2 | N/A | 0 | 0 | N/A | N/A | N/A | 3.5651 | 0 | N/A | N/A | N/A | N/A | N/A | N/A | Water Loop Equipment | Single | R410A | Australia,Fiji,New Zealand | 133148 | 2025-10-26 |  | Approved | Cooling Only | N/A | Yes | Class 22 | No | N/A | Yes | N/A | N/A | N/A | 201000331 | 3.5806 | Available | N/A | N/A |  | https://www.temperzone.com/ | N/A |  |  | AAC5441 | No | - | - | N/A | N/A | 5660 | 1.49 | N/A | N/A | N/A | N/A | N/A | N/A | N/A | N/A | N/A | N/A | N/A | N/A | N/A | N/A | N/A | 0 | 0 | N/A | N/A | N/A | N/A | N/A | N/A | N/A | N/A | N/A | N/A | N/A | N/A | N/A | N/A | N/A | N/A | N/A | N/A | N/A | N/A | N/A | N/A | N/A | N/A | N/A | N/A | N/A | N/A | N/A | N/A | N/A | N/A | N/A | N/A | N/A | N/A | N/A | N/A | N/A | N/A | N/A | N/A | N/A | N/A | N/A | N/A | N/A | N/A | N/A | N/A | N/A | N/A | N/A | N/A | N/A | N/A | N/A | N/A | N/A | N/A | N/A | N/A | N/A | N/A | N/A | N/A | 2 | 3.7815 | 0
[Water Source] GEMS (Air Conditioners up to 65kW) Determination 2019 | MEPS 2019 | AS/NZS 3823.1.3:2005 | HWP59RKS |  | N/A | TEMPERZONE | 0.7 | Ducted | Packaged | - | Water loop | Water Loop | Australia,New Zealand | 1.6 | 5.08 | 5.78 | N/A | N/A | N/A | N/A | N/A | 1.5 | 5.42 | Enthalpy Test Room | 3.5217 | 3.5256 | N/A | 0 | N/A | 2 | 2 | 0 | 0 | N/A | N/A | N/A | 3.507 | 3.5104 | N/A | N/A | N/A | N/A | N/A | N/A | Water Loop Equipment | Single | R410A | Australia,Fiji,New Zealand | 133149 | 2025-10-26 |  | Approved | Reverse Cycle | N/A | Yes | Class 22 | No | N/A | Yes | N/A | N/A | N/A | 201000331 | 3.5217 | Available | N/A | N/A |  | https://www.temperzone.com/ | N/A |  |  | AAC5434 | No | - | - | N/A | N/A | 5780 | 1.6 | N/A | N/A | N/A | N/A | N/A | N/A | N/A | N/A | N/A | N/A | N/A | N/A | N/A | N/A | N/A | 5420 | 1.5 | N/A | N/A | N/A | N/A | N/A | N/A | N/A | N/A | N/A | N/A | N/A | N/A | N/A | N/A | N/A | N/A | N/A | N/A | N/A | N/A | N/A | N/A | N/A | N/A | N/A | N/A | N/A | N/A | N/A | N/A | N/A | N/A | N/A | N/A | N/A | N/A | N/A | N/A | N/A | N/A | N/A | N/A | N/A | N/A | N/A | N/A | N/A | N/A | N/A | N/A | N/A | N/A | N/A | N/A | N/A | N/A | N/A | N/A | N/A | N/A | N/A | N/A | N/A | N/A | N/A | N/A | 2 | 3.5973 | 3.5971
[Water Source] GEMS (Air Conditioners up to 65kW) Determination 2019 | MEPS 2019 | AS/NZS 3823.1.3:2005 | HWP79CEKS |  | N/A | TEMPERZONE | 0.97 | Ducted | Packaged | - | Water loop | - | Australia,New Zealand | 2.13 | 6.94 | 7.91 | N/A | N/A | N/A | N/A | N/A | 0 | 0 | Enthalpy Test Room | 3.7286 | 0 | N/A | 0 | N/A | 2 | N/A | 0 | 0 | N/A | N/A | N/A | 3.7166 | 0 | N/A | N/A | N/A | N/A | N/A | N/A | Water Loop Equipment | Single | R410A | Australia,Fiji,New Zealand | 132745 | 2025-10-08 |  | Approved | Cooling Only | N/A | Yes | Class 22 | No | N/A | Yes | N/A | N/A | N/A | 201000331 | 3.7286 | Available | N/A | N/A |  | https://www.temperzone.com/ | N/A |  |  | AAC5383 | No | - | - | N/A | N/A | 7910 | 2.13 | N/A | N/A | N/A | N/A | N/A | N/A | N/A | N/A | N/A | N/A | N/A | N/A | N/A | N/A | N/A | 0 | 0 | N/A | N/A | N/A | N/A | N/A | N/A | N/A | N/A | N/A | N/A | N/A | N/A | N/A | N/A | N/A | N/A | N/A | N/A | N/A | N/A | N/A | N/A | N/A | N/A | N/A | N/A | N/A | N/A | N/A | N/A | N/A | N/A | N/A | N/A | N/A | N/A | N/A | N/A | N/A | N/A | N/A | N/A | N/A | N/A | N/A | N/A | N/A | N/A | N/A | N/A | N/A | N/A | N/A | N/A | N/A | N/A | N/A | N/A | N/A | N/A | N/A | N/A | N/A | N/A | N/A | N/A | 2 | 3.7019 | 0
[Water Source] GEMS (Air Conditioners up to 65kW) Determination 2019 | MEPS 2019 | AS/NZS 3823.1.3:2005 | HWP79RKS |  | N/A | TEMPERZONE | 1.23 | Ducted | Packaged | - | Water loop | Water Loop | Australia,New Zealand | 2.13 | 6.67 | 7.9 | N/A | N/A | N/A | N/A | N/A | 2.12 | 8.87 | Enthalpy Test Room | 3.7238 | 4.2358 | N/A | 0 | N/A | 2 | 2 | 0 | 0 | N/A | N/A | N/A | 3.7119 | 4.2224 | N/A | N/A | N/A | N/A | N/A | N/A | Water Loop Equipment | Single | R410A | Australia,Fiji,New Zealand | 132746 | 2025-10-08 |  | Approved | Reverse Cycle | N/A | Yes | Class 22 | No | N/A | Yes | N/A | N/A | N/A | 201000331 | 3.7238 | Available | N/A | N/A |  | https://www.temperzone.com/ | N/A |  |  | AAC5381 | No | - | - | N/A | N/A | 7900 | 2.13 | N/A | N/A | N/A | N/A | N/A | N/A | N/A | N/A | N/A | N/A | N/A | N/A | N/A | N/A | N/A | 8870 | 2.12 | N/A | N/A | N/A | N/A | N/A | N/A | N/A | N/A | N/A | N/A | N/A | N/A | N/A | N/A | N/A | N/A | N/A | N/A | N/A | N/A | N/A | N/A | N/A | N/A | N/A | N/A | N/A | N/A | N/A | N/A | N/A | N/A | N/A | N/A | N/A | N/A | N/A | N/A | N/A | N/A | N/A | N/A | N/A | N/A | N/A | N/A | N/A | N/A | N/A | N/A | N/A | N/A | N/A | N/A | N/A | N/A | N/A | N/A | N/A | N/A | N/A | N/A | N/A | N/A | N/A | N/A | 2 | 3.6972 | 4.1707
[Water Source] GEMS (Air Conditioners up to 65kW) Determination 2019 | MEPS 2019 | AS/NZS 3823.1.3:2005 | HWP98CEKS |  | N/A | TEMPERZONE | 1.36 | Ducted | Packaged | - | Water loop | - | Australia,New Zealand | 2.6 | 8.47 | 9.83 | N/A | N/A | N/A | N/A | N/A | 0 | 0 | Enthalpy Test Room | 3.6742 | 0 | N/A | 0 | N/A | 2 | N/A | 0 | 0 | N/A | N/A | N/A | 3.6649 | 0 | N/A | N/A | N/A | N/A | N/A | N/A | Water Loop Equipment | Single | R410A | Australia,Fiji,New Zealand | 133139 | 2025-10-08 |  | Approved | Cooling Only | N/A | Yes | Class 22 | No | N/A | Yes | N/A | N/A | N/A | 201000331 | 3.6742 | Available | N/A | N/A |  | https://www.temperzone.com/ | N/A |  |  | AAC5384 | No | - | - | N/A | N/A | 9830 | 2.6 | N/A | N/A | N/A | N/A | N/A | N/A | N/A | N/A | N/A | N/A | N/A | N/A | N/A | N/A | N/A | 0 | 0 | N/A | N/A | N/A | N/A | N/A | N/A | N/A | N/A | N/A | N/A | N/A | N/A | N/A | N/A | N/A | N/A | N/A | N/A | N/A | N/A | N/A | N/A | N/A | N/A | N/A | N/A | N/A | N/A | N/A | N/A | N/A | N/A | N/A | N/A | N/A | N/A | N/A | N/A | N/A | N/A | N/A | N/A | N/A | N/A | N/A | N/A | N/A | N/A | N/A | N/A | N/A | N/A | N/A | N/A | N/A | N/A | N/A | N/A | N/A | N/A | N/A | N/A | N/A | N/A | N/A | N/A | 2 | 3.771 | 0
[Water Source] GEMS (Air Conditioners up to 65kW) Determination 2019 | MEPS 2019 | AS/NZS 3823.1.3:2005 | HWP98RKS |  | N/A | TEMPERZONE | 1.4 | Ducted | Packaged | - | Water loop | Water Loop | Australia,New Zealand | 2.56 | 8.24 | 9.64 | N/A | N/A | N/A | N/A | N/A | 2.63 | 11.12 | Enthalpy Test Room | 3.6577 | 4.1741 | N/A | 0 | N/A | 2 | 2 | 0 | 0 | N/A | N/A | N/A | 3.6482 | 4.1636 | N/A | N/A | N/A | N/A | N/A | N/A | Water Loop Equipment | Single | R410A | Australia,Fiji,New Zealand | 133140 | 2025-10-08 |  | Approved | Reverse Cycle | N/A | Yes | Class 22 | No | N/A | Yes | N/A | N/A | N/A | 201000331 | 3.6577 | Available | N/A | N/A |  | https://www.temperzone.com/ | N/A |  |  | AAC5382 | No | - | - | N/A | N/A | 9640 | 2.56 | N/A | N/A | N/A | N/A | N/A | N/A | N/A | N/A | N/A | N/A | N/A | N/A | N/A | N/A | N/A | 11120 | 2.63 | N/A | N/A | N/A | N/A | N/A | N/A | N/A | N/A | N/A | N/A | N/A | N/A | N/A | N/A | N/A | N/A | N/A | N/A | N/A | N/A | N/A | N/A | N/A | N/A | N/A | N/A | N/A | N/A | N/A | N/A | N/A | N/A | N/A | N/A | N/A | N/A | N/A | N/A | N/A | N/A | N/A | N/A | N/A | N/A | N/A | N/A | N/A | N/A | N/A | N/A | N/A | N/A | N/A | N/A | N/A | N/A | N/A | N/A | N/A | N/A | N/A | N/A | N/A | N/A | N/A | N/A | 2 | 3.7557 | 4.2173
[SEER Non Multi-Split <=65kW] GEMS (Air Conditioners up to 65kW) Determination 2019 | MEPS 2019 | AS/NZS 3823.1.2:2012 | ISD 351LYX / OSA 352RLTFV |  | N/A | TEMPERZONE | N/A | Ducted | Single Split System | - | Air | Air | Australia,New Zealand | 10.02 | N/A | 31.48 | N/A | N/A | N/A | N/A | N/A | 9.31 | 31.29 | Enthalpy Test Room | 3.1417 | 3.3609 | N/A | - | N/A | N/A | N/A | N/A | N/A | N/A | N/A | N/A | N/A | N/A | N/A | N/A | N/A | N/A | N/A | N/A | N/A | Three | R32 | Australia,Fiji,New Zealand | 161550 | 2029-06-19 |  | Approved | Reverse Cycle | N/A | No | Class 11 | No | N/A | N/A | N/A | N/A | N/A | N/A | N/A | Available | N/A | N/A |  | https://www.temperzone.com/ | N/A |  |  | AAC8306 | Yes | Variable output compressor | Inverter | No | No | 31480 | 10.02 | - | 4400 | 15900 | Yes | 3700 | 12100 | - | 9158.28 | 33903.96 | Yes | 4100 | 16500 | - | 3300 | 10700 | 31290 | 9.31 | 3600 | 15700 | Yes | 2700 | 12000 | Yes | 11000 | 26500 | Yes | 8900 | 22400 | No | - | - | - | - | - | No | - | - | No | - | - | No | - | - | - | - | 3.471 | 3.377 | 3.596 | 3.527 | 3.445 | 3.697 | 2520 | 3906 | 11443 | 6504 | 7849 | 15961 | 1.5 | 1.5 | 2 | 3.015 | 3.437 | 4.154 | 3.363 | 3.758 | 4.186 | 13576 | 4975 | 661 | 4126 | 2108 | 416 | 1.5 | 1.5 | 2.5 | No | - | - | - | - | N/A | N/A | N/A | 11.75 | 3.1293 | 3.3466
[SEER Non Multi-Split <=65kW] GEMS (Air Conditioners up to 65kW) Determination 2019 | MEPS Oct 2011 | AS/NZS 3823.1.2:2012 | ISD116KYX/OSA116RKSGH |  | N/A | TEMPERZONE | 1.88 | Ducted | Single Split System | - | Air | Air | Australia,New Zealand | 3.51 | 9.23 | 11.11 | - | 0 | - | - | - | 3.19 | 10.76 | Enthalpy Test Room | 3.1652 | 3.373 | Yes | - | N/A | 5.34 | 5 | 0 | 0 | N/A | N/A | N/A | 3.149 | 3.3553 | N/A | N/A | 0 | 0 | 0 | 0 | Enthalpy Test Room | Single | R410A | Australia,Fiji,New Zealand | 127107 | 2025-02-27 |  | Approved | Reverse Cycle | - | Yes | Class 11 | No | - | Yes | - | - | - | 201000331 | 3.1652 | Available | N/A | N/A |  | https://www.temperzone.com/ | Yes |  |  | AAC4523 | N/A | Variable output compressor | Digital Scroll | N/A | N/A | N/A | 3.51 | N/A | N/A | N/A | N/A | N/A | N/A | N/A | N/A | N/A | N/A | N/A | N/A | N/A | N/A | N/A | N/A | 3.19 | N/A | N/A | N/A | N/A | N/A | N/A | N/A | N/A | N/A | N/A | N/A | N/A | N/A | N/A | N/A | N/A | N/A | N/A | N/A | N/A | N/A | N/A | N/A | N/A | N/A | N/A | N/A | N/A | N/A | N/A | N/A | N/A | N/A | N/A | N/A | N/A | N/A | N/A | N/A | N/A | N/A | N/A | N/A | N/A | N/A | N/A | N/A | N/A | N/A | N/A | N/A | N/A | N/A | N/A | N/A | N/A | N/A | N/A | N/A | N/A | N/A | N/A | N/A | N/A | N/A | N/A | N/A | 3.149 | 3.3553
[SEER Non Multi-Split <=65kW] GEMS (Air Conditioners up to 65kW) Determination 2019 | MEPS Oct 2011 | AS/NZS 3823.1.2:2012 | ISD116KYX/OSA116RKTGH |  | N/A | TEMPERZONE | 1.62 | Ducted | Single Split System | - | Air | Air | Australia,New Zealand | 3.38 | 9.46 | 11.08 | - | 0 | - | - | - | 3.05 | 10.82 | Enthalpy Test Room | 3.2781 | 3.5475 | Yes | - | N/A | 5.34 | 5 | 0 | 0 | N/A | N/A | N/A | 3.2607 | 3.528 | N/A | N/A | 0 | 0 | 0 | 0 | Enthalpy Test Room | Three | R410A | Australia,Fiji,New Zealand | 127109 | 2025-02-27 |  | Approved | Reverse Cycle | - | Yes | Class 11 | No | - | Yes | - | - | - | 201000331 | 3.2781 | Available | N/A | N/A |  | https://www.temperzone.com/ | Yes |  |  | AAC4525 | N/A | Variable output compressor | Digital Scroll | N/A | N/A | N/A | 3.38 | N/A | N/A | N/A | N/A | N/A | N/A | N/A | N/A | N/A | N/A | N/A | N/A | N/A | N/A | N/A | N/A | 3.05 | N/A | N/A | N/A | N/A | N/A | N/A | N/A | N/A | N/A | N/A | N/A | N/A | N/A | N/A | N/A | N/A | N/A | N/A | N/A | N/A | N/A | N/A | N/A | N/A | N/A | N/A | N/A | N/A | N/A | N/A | N/A | N/A | N/A | N/A | N/A | N/A | N/A | N/A | N/A | N/A | N/A | N/A | N/A | N/A | N/A | N/A | N/A | N/A | N/A | N/A | N/A | N/A | N/A | N/A | N/A | N/A | N/A | N/A | N/A | N/A | N/A | N/A | N/A | N/A | N/A | N/A | N/A | 3.2607 | 3.528
[SEER Non Multi-Split <=65kW] GEMS (Air Conditioners up to 65kW) Determination 2019 | MEPS Oct 2011 | AS/NZS 3823.1.2:2012 | ISD141KYX/OSA141RKSGH |  | N/A | TEMPERZONE | 1.52 | Ducted | Single Split System | - | Air | Air | Australia,New Zealand | 4.25 | 11.83 | 13.35 | - | 0 | - | - | - | 3.62 | 12.69 | Enthalpy Test Room | 3.1412 | 3.5055 | Yes | - | N/A | 5.34 | 5 | 0 | 0 | N/A | N/A | N/A | 3.1279 | 3.4892 | N/A | N/A | 0 | 0 | 0 | 0 | Enthalpy Test Room | Single | R410A | Australia,Fiji,New Zealand | 127111 | 2025-02-26 |  | Approved | Reverse Cycle | - | Yes | Class 11 | No | - | Yes | - | - | - | 201000331 | 3.1412 | Available | N/A | N/A |  | https://www.temperzone.com/ | Yes |  |  | AAC4516 | N/A | Variable output compressor | Digital Scroll | N/A | N/A | N/A | 4.25 | N/A | N/A | N/A | N/A | N/A | N/A | N/A | N/A | N/A | N/A | N/A | N/A | N/A | N/A | N/A | N/A | 3.62 | N/A | N/A | N/A | N/A | N/A | N/A | N/A | N/A | N/A | N/A | N/A | N/A | N/A | N/A | N/A | N/A | N/A | N/A | N/A | N/A | N/A | N/A | N/A | N/A | N/A | N/A | N/A | N/A | N/A | N/A | N/A | N/A | N/A | N/A | N/A | N/A | N/A | N/A | N/A | N/A | N/A | N/A | N/A | N/A | N/A | N/A | N/A | N/A | N/A | N/A | N/A | N/A | N/A | N/A | N/A | N/A | N/A | N/A | N/A | N/A | N/A | N/A | N/A | N/A | N/A | N/A | N/A | 3.1279 | 3.4892
[SEER Non Multi-Split <=65kW] GEMS (Air Conditioners up to 65kW) Determination 2019 | MEPS Oct 2011 | AS/NZS 3823.1.2:2012 | ISD141KYX/OSA141RKTGH |  | N/A | TEMPERZONE | 1.33 | Ducted | Single Split System | - | Air | Air | Australia,New Zealand | 4.19 | 11.93 | 13.26 | - | 0 | - | - | - | 3.5 | 12.58 | Enthalpy Test Room | 3.1647 | 3.5943 | Yes | - | N/A | 5.34 | 5 | 0 | 0 | N/A | N/A | N/A | 3.1511 | 3.577 | N/A | N/A | 0 | 0 | 0 | 0 | Enthalpy Test Room | Three | R410A | Australia,Fiji,New Zealand | 127112 | 2025-02-26 |  | Approved | Reverse Cycle | - | Yes | Class 11 | No | - | Yes | - | - | - | 201000331 | 3.1647 | Available | N/A | N/A |  | https://www.temperzone.com/ | Yes |  |  | AAC4517 | N/A | Variable output compressor | Digital Scroll | N/A | N/A | N/A | 4.19 | N/A | N/A | N/A | N/A | N/A | N/A | N/A | N/A | N/A | N/A | N/A | N/A | N/A | N/A | N/A | N/A | 3.5 | N/A | N/A | N/A | N/A | N/A | N/A | N/A | N/A | N/A | N/A | N/A | N/A | N/A | N/A | N/A | N/A | N/A | N/A | N/A | N/A | N/A | N/A | N/A | N/A | N/A | N/A | N/A | N/A | N/A | N/A | N/A | N/A | N/A | N/A | N/A | N/A | N/A | N/A | N/A | N/A | N/A | N/A | N/A | N/A | N/A | N/A | N/A | N/A | N/A | N/A | N/A | N/A | N/A | N/A | N/A | N/A | N/A | N/A | N/A | N/A | N/A | N/A | N/A | N/A | N/A | N/A | N/A | 3.1511 | 3.577
[SEER Non Multi-Split <=65kW] GEMS (Air Conditioners up to 65kW) Determination 2019 | MEPS Oct 2011 | AS/NZS 3823.1.2:2012 | ISD164KYX/OSA164RKTGH |  | N/A | TEMPERZONE | 2.38 | Ducted | Single Split System | - | Air | Air | Australia,New Zealand | 5.1 | 13.59 | 15.97 | - | 0 | - | - | - | 4.15 | 14.96 | Enthalpy Test Room | 3.1314 | 3.6048 | Yes | 100 | N/A | 7.26 | 6.71 | 0 | 0 | N/A | N/A | N/A | 3.1164 | 3.5852 | N/A | N/A | 0 | 0 | 0 | 0 | Enthalpy Test Room | Three | R410A | Australia,Fiji,New Zealand | 127110 | 2025-02-27 |  | Approved | Reverse Cycle | - | Yes | Class 11 | No | - | Yes | - | - | - | 201000331 | 3.1314 | Available | N/A | N/A |  | https://www.temperzone.com/ | Yes |  |  | AAC4526 | N/A | Variable output compressor | Digital Scroll | N/A | N/A | N/A | 5.1 | N/A | N/A | N/A | N/A | N/A | N/A | N/A | N/A | N/A | N/A | N/A | N/A | N/A | N/A | N/A | N/A | 4.15 | N/A | N/A | N/A | N/A | N/A | N/A | N/A | N/A | N/A | N/A | N/A | N/A | N/A | N/A | N/A | N/A | N/A | N/A | N/A | N/A | N/A | N/A | N/A | N/A | N/A | N/A | N/A | N/A | N/A | N/A | N/A | N/A | N/A | N/A | N/A | N/A | N/A | N/A | N/A | N/A | N/A | N/A | N/A | N/A | N/A | N/A | N/A | N/A | N/A | N/A | N/A | N/A | N/A | N/A | N/A | N/A | N/A | N/A | N/A | N/A | N/A | N/A | N/A | N/A | N/A | N/A | N/A | 3.1164 | 3.5852
[SEER Non Multi-Split <=65kW] GEMS (Air Conditioners up to 65kW) Determination 2019 | MEPS Oct 2011 | AS/NZS 3823.1.2:2012 | ISD171LYX/OSA171RLSFH |  | N/A | TEMPERZONE | 2.71 | Ducted | Single Split System | - | Air | Air | Australia,New Zealand | 4.61 | 11.79 | 14.5 | - | 0 | 0 | 0 | - | 4.54 | 14.9 | Enthalpy Test Room | 3.1453 | 3.2819 | Yes | 0 | N/A | 11.91 | 11.71 | 0 | 0 | N/A | N/A | N/A | 3.1181 | 3.2536 | N/A | N/A | 0 | 0 | 0 | 0 | Enthalpy Test Room | Single | R32 | Australia,Fiji,New Zealand | 126906 | 2025-02-24 |  | Approved | Reverse Cycle | - | Yes | Class 11 | No | - | Yes | - | - | - | 201000331 | 3.1453 | Available | N/A | N/A |  | https://www.temperzone.com/ | Yes |  |  | AAC4496 | N/A | Variable output compressor,Variable speed fan systems | Inverter | N/A | N/A | N/A | 4.61 | N/A | N/A | N/A | N/A | N/A | N/A | N/A | N/A | N/A | N/A | N/A | N/A | N/A | N/A | N/A | N/A | 4.54 | N/A | N/A | N/A | N/A | N/A | N/A | N/A | N/A | N/A | N/A | N/A | N/A | N/A | N/A | N/A | N/A | N/A | N/A | N/A | N/A | N/A | N/A | N/A | N/A | N/A | N/A | N/A | N/A | N/A | N/A | N/A | N/A | N/A | N/A | N/A | N/A | N/A | N/A | N/A | N/A | N/A | N/A | N/A | N/A | N/A | N/A | N/A | N/A | N/A | N/A | N/A | N/A | N/A | N/A | N/A | N/A | N/A | N/A | N/A | N/A | N/A | N/A | N/A | N/A | N/A | N/A | N/A | 3.1181 | 3.2536
[SEER Non Multi-Split <=65kW] GEMS (Air Conditioners up to 65kW) Determination 2019 | MEPS Oct 2011 | AS/NZS 3823.1.2:2012 | ISD171LYX/OSA171RLTFH |  | N/A | TEMPERZONE | 2.25 | Ducted | Single Split System | - | Air | Air | Australia,New Zealand | 4.44 | 12.21 | 14.46 | - | 0 | 0 | 0 | - | 4.35 | 14.9 | Enthalpy Test Room | 3.2568 | 3.4253 | Yes | 0 | N/A | 11.91 | 11.71 | 0 | 0 | N/A | N/A | N/A | 3.2275 | 3.3944 | N/A | N/A | 0 | 0 | 0 | 0 | Enthalpy Test Room | Three | R32 | Australia,Fiji,New Zealand | 126914 | 2025-02-24 |  | Approved | Reverse Cycle | - | Yes | Class 11 | No | - | Yes | - | - | - | 201000331 | 3.2568 | Available | N/A | N/A |  | https://www.temperzone.com/ | Yes |  |  | AAC4497 | N/A | Variable output compressor,Variable speed fan systems | Inverter | N/A | N/A | N/A | 4.44 | N/A | N/A | N/A | N/A | N/A | N/A | N/A | N/A | N/A | N/A | N/A | N/A | N/A | N/A | N/A | N/A | 4.35 | N/A | N/A | N/A | N/A | N/A | N/A | N/A | N/A | N/A | N/A | N/A | N/A | N/A | N/A | N/A | N/A | N/A | N/A | N/A | N/A | N/A | N/A | N/A | N/A | N/A | N/A | N/A | N/A | N/A | N/A | N/A | N/A | N/A | N/A | N/A | N/A | N/A | N/A | N/A | N/A | N/A | N/A | N/A | N/A | N/A | N/A | N/A | N/A | N/A | N/A | N/A | N/A | N/A | N/A | N/A | N/A | N/A | N/A | N/A | N/A | N/A | N/A | N/A | N/A | N/A | N/A | N/A | 3.2275 | 3.3944
[SEER Non Multi-Split <=65kW] GEMS (Air Conditioners up to 65kW) Determination 2019 | MEPS Oct 2011 | AS/NZS 3823.1.2:2012 | ISD184KYX/OSA184RKTFH |  | N/A | TEMPERZONE | 2.89 | Ducted | Single Split System | - | Air | Air | Australia,New Zealand | 5.69 | 15.05 | 17.94 | - | 0 | - | - | - | 5.69 | 18.73 | Enthalpy Test Room | 3.1529 | 3.2917 | Yes | - | N/A | 10.91 | 10.71 | 0 | 0 | N/A | N/A | N/A | 3.1326 | 3.2709 | N/A | N/A | 0 | 0 | 0 | 0 | Enthalpy Test Room | Three | R410A | Australia,Fiji,New Zealand | 127113 | 2025-02-26 |  | Approved | Reverse Cycle | - | Yes | Class 11 | No | - | Yes | - | - | - | 201000331 | 3.1529 | Available | N/A | N/A |  | https://www.temperzone.com/ | Yes |  |  | AAC4518 | N/A | Variable output compressor | Inverter | N/A | N/A | N/A | 5.69 | N/A | N/A | N/A | N/A | N/A | N/A | N/A | N/A | N/A | N/A | N/A | N/A | N/A | N/A | N/A | N/A | 5.69 | N/A | N/A | N/A | N/A | N/A | N/A | N/A | N/A | N/A | N/A | N/A | N/A | N/A | N/A | N/A | N/A | N/A | N/A | N/A | N/A | N/A | N/A | N/A | N/A | N/A | N/A | N/A | N/A | N/A | N/A | N/A | N/A | N/A | N/A | N/A | N/A | N/A | N/A | N/A | N/A | N/A | N/A | N/A | N/A | N/A | N/A | N/A | N/A | N/A | N/A | N/A | N/A | N/A | N/A | N/A | N/A | N/A | N/A | N/A | N/A | N/A | N/A | N/A | N/A | N/A | N/A | N/A | 3.1326 | 3.2709
[SEER Non Multi-Split <=65kW] GEMS (Air Conditioners up to 65kW) Determination 2019 | MEPS Oct 2011 | AS/NZS 3823.1.2:2012 | ISD194KYX/OSA194RKTGH |  | N/A | TEMPERZONE | 2.52 | Ducted | Single Split System | - | Air | Air | Australia,New Zealand | 5.75 | 16.18 | 18.7 | - | 0 | - | - | - | 4.7 | 16.83 | Enthalpy Test Room | 3.2522 | 3.5809 | Yes | - | N/A | 7.26 | 6.71 | 0 | 0 | N/A | N/A | N/A | 3.2384 | 3.5637 | N/A | N/A | 0 | 0 | 0 | 0 | Enthalpy Test Room | Three | R410A | Australia,Fiji,New Zealand | 127108 | 2025-02-27 |  | Approved | Reverse Cycle | - | Yes | Class 11 | No | - | Yes | - | - | - | 201000331 | 3.2522 | Available | N/A | N/A |  | https://www.temperzone.com/ | Yes |  |  | AAC4524 | N/A | Variable output compressor | Digital Scroll | N/A | N/A | N/A | 5.75 | N/A | N/A | N/A | N/A | N/A | N/A | N/A | N/A | N/A | N/A | N/A | N/A | N/A | N/A | N/A | N/A | 4.7 | N/A | N/A | N/A | N/A | N/A | N/A | N/A | N/A | N/A | N/A | N/A | N/A | N/A | N/A | N/A | N/A | N/A | N/A | N/A | N/A | N/A | N/A | N/A | N/A | N/A | N/A | N/A | N/A | N/A | N/A | N/A | N/A | N/A | N/A | N/A | N/A | N/A | N/A | N/A | N/A | N/A | N/A | N/A | N/A | N/A | N/A | N/A | N/A | N/A | N/A | N/A | N/A | N/A | N/A | N/A | N/A | N/A | N/A | N/A | N/A | N/A | N/A | N/A | N/A | N/A | N/A | N/A | 3.2384 | 3.5637
[SEER Non Multi-Split <=65kW] GEMS (Air Conditioners up to 65kW) Determination 2019 | MEPS Oct 2011 | AS/NZS 3823.1.2:2012 | ISD211LYX/OSA211RLTFH |  | N/A | TEMPERZONE | 3.15 | Ducted | Single Split System | - | Air | Air | Australia,New Zealand | 6.03 | 15.85 | 19 | - | 0 | 0 | 0 | - | 5.82 | 20.76 | Enthalpy Test Room | 3.1509 | 3.567 | Yes | 0 | N/A | 11.91 | 11.71 | 0 | 0 | N/A | N/A | N/A | 3.13 | 3.5429 | N/A | N/A | 0 | 0 | 0 | 0 | Enthalpy Test Room | Three | R32 | Australia,Fiji,New Zealand | 126943 | 2025-02-24 |  | Approved | Reverse Cycle | - | Yes | Class 11 | No | - | Yes | - | - | - | 201000331 | 3.1509 | Available | N/A | N/A |  | https://www.temperzone.com/ | Yes |  |  | AAC4502 | N/A | Variable output compressor,Variable speed fan systems | Inverter | N/A | N/A | N/A | 6.03 | N/A | N/A | N/A | N/A | N/A | N/A | N/A | N/A | N/A | N/A | N/A | N/A | N/A | N/A | N/A | N/A | 5.82 | N/A | N/A | N/A | N/A | N/A | N/A | N/A | N/A | N/A | N/A | N/A | N/A | N/A | N/A | N/A | N/A | N/A | N/A | N/A | N/A | N/A | N/A | N/A | N/A | N/A | N/A | N/A | N/A | N/A | N/A | N/A | N/A | N/A | N/A | N/A | N/A | N/A | N/A | N/A | N/A | N/A | N/A | N/A | N/A | N/A | N/A | N/A | N/A | N/A | N/A | N/A | N/A | N/A | N/A | N/A | N/A | N/A | N/A | N/A | N/A | N/A | N/A | N/A | N/A | N/A | N/A | N/A | 3.13 | 3.5429
[SEER Non Multi-Split <=65kW] GEMS (Air Conditioners up to 65kW) Determination 2019 | MEPS Oct 2011 | AS/NZS 3823.1.2:2012 | ISD224KYX/OSA224RKTFH |  | N/A | TEMPERZONE | 2.81 | Ducted | Single Split System | - | Air | Air | Australia,New Zealand | 6.61 | 17.79 | 20.6 | - | 0 | - | - | - | 7.36 | 23.03 | Enthalpy Test Room | 3.1165 | 3.1291 | Yes | 63 | N/A | 10.26 | 9.71 | 0 | 0 | N/A | N/A | N/A | 3.1002 | 3.1152 | N/A | N/A | 0 | 0 | 0 | 0 | Enthalpy Test Room | Three | R410A | Australia,Fiji,New Zealand | 127116 | 2025-02-26 |  | Approved | Reverse Cycle | - | Yes | Class 11 | No | - | Yes | - | - | - | 201000331 | 3.1165 | Available | N/A | N/A |  | https://www.temperzone.com/ | Yes |  |  | AAC4521 | N/A | Variable output compressor | Inverter | N/A | N/A | N/A | 6.61 | N/A | N/A | N/A | N/A | N/A | N/A | N/A | N/A | N/A | N/A | N/A | N/A | N/A | N/A | N/A | N/A | 7.36 | N/A | N/A | N/A | N/A | N/A | N/A | N/A | N/A | N/A | N/A | N/A | N/A | N/A | N/A | N/A | N/A | N/A | N/A | N/A | N/A | N/A | N/A | N/A | N/A | N/A | N/A | N/A | N/A | N/A | N/A | N/A | N/A | N/A | N/A | N/A | N/A | N/A | N/A | N/A | N/A | N/A | N/A | N/A | N/A | N/A | N/A | N/A | N/A | N/A | N/A | N/A | N/A | N/A | N/A | N/A | N/A | N/A | N/A | N/A | N/A | N/A | N/A | N/A | N/A | N/A | N/A | N/A | 3.1002 | 3.1152
[SEER Non Multi-Split <=65kW] GEMS (Air Conditioners up to 65kW) Determination 2019 | MEPS Oct 2011 | AS/NZS 3823.1.2:2012 | ISD224KYX/OSA224RKTGH |  | N/A | TEMPERZONE | 3.4 | Ducted | Single Split System | - | Air | Air | Australia,New Zealand | 6.75 | 18.04 | 21.44 | - | 0 | - | - | - | 6.75 | 21.45 | Enthalpy Test Room | 3.1763 | 3.1778 | Yes | 100 | N/A | 12.26 | 11.71 | 0 | 0 | N/A | N/A | N/A | 3.1569 | 3.1593 | N/A | N/A | 0 | 0 | 0 | 0 | Enthalpy Test Room | Three | R410A | Australia,Fiji,New Zealand | 127114 | 2025-02-26 |  | Approved | Reverse Cycle | - | Yes | Class 11 | No | - | Yes | - | - | - | 201000331 | 3.1763 | Available | N/A | N/A |  | https://www.temperzone.com/ | Yes |  |  | AAC4519 | N/A | Variable output compressor | Digital Scroll | N/A | N/A | N/A | 6.75 | N/A | N/A | N/A | N/A | N/A | N/A | N/A | N/A | N/A | N/A | N/A | N/A | N/A | N/A | N/A | N/A | 6.75 | N/A | N/A | N/A | N/A | N/A | N/A | N/A | N/A | N/A | N/A | N/A | N/A | N/A | N/A | N/A | N/A | N/A | N/A | N/A | N/A | N/A | N/A | N/A | N/A | N/A | N/A | N/A | N/A | N/A | N/A | N/A | N/A | N/A | N/A | N/A | N/A | N/A | N/A | N/A | N/A | N/A | N/A | N/A | N/A | N/A | N/A | N/A | N/A | N/A | N/A | N/A | N/A | N/A | N/A | N/A | N/A | N/A | N/A | N/A | N/A | N/A | N/A | N/A | N/A | N/A | N/A | N/A | 3.1569 | 3.1593
[SEER Non Multi-Split <=65kW] GEMS (Air Conditioners up to 65kW) Determination 2019 | MEPS Oct 2011 | AS/NZS 3823.1.2:2012 | ISD251LYX/OSA251RLTFH |  | N/A | TEMPERZONE | 3.03 | Ducted | Single Split System | - | Air | Air | Australia,New Zealand | 7.07 | 19.5 | 22.53 | - | 0 | 0 | 0 | - | 6.7 | 23.28 | Enthalpy Test Room | 3.1867 | 3.4746 | Yes | 0 | N/A | 11.91 | 11.71 | 0 | 0 | N/A | N/A | N/A | 3.1687 | 3.4542 | N/A | N/A | 0 | 0 | 0 | 0 | Enthalpy Test Room | Three | R32 | Australia,Fiji,New Zealand | 126949 | 2025-02-24 |  | Approved | Reverse Cycle | - | Yes | Class 11 | No | - | Yes | - | - | - | 201000331 | 3.1867 | Available | N/A | N/A |  | https://www.temperzone.com/ | Yes |  |  | AAC4503 | N/A | Variable output compressor,Variable speed fan systems | Inverter | N/A | N/A | N/A | 7.07 | N/A | N/A | N/A | N/A | N/A | N/A | N/A | N/A | N/A | N/A | N/A | N/A | N/A | N/A | N/A | N/A | 6.7 | N/A | N/A | N/A | N/A | N/A | N/A | N/A | N/A | N/A | N/A | N/A | N/A | N/A | N/A | N/A | N/A | N/A | N/A | N/A | N/A | N/A | N/A | N/A | N/A | N/A | N/A | N/A | N/A | N/A | N/A | N/A | N/A | N/A | N/A | N/A | N/A | N/A | N/A | N/A | N/A | N/A | N/A | N/A | N/A | N/A | N/A | N/A | N/A | N/A | N/A | N/A | N/A | N/A | N/A | N/A | N/A | N/A | N/A | N/A | N/A | N/A | N/A | N/A | N/A | N/A | N/A | N/A | 3.1687 | 3.4542
[SEER Non Multi-Split <=65kW] GEMS (Air Conditioners up to 65kW) Determination 2019 | MEPS Oct 2011 | AS/NZS 3823.1.2:2012 | ISD351LYX/OSA351RLTFV |  | N/A | TEMPERZONE | 5.08 | Ducted | Single Split System | - | Air | Air | Australia,New Zealand | 10.27 | 28.67 | 33.75 | - | 0 | 0 | 0 | - | 9.74 | 34.96 | Enthalpy Test Room | 3.2863 | 3.5893 | Yes | 0 | N/A | 13.34 | 13 | 0 | 0 | N/A | N/A | N/A | 3.2719 | 3.5732 | N/A | N/A | 0 | 0 | 0 | 0 | Enthalpy Test Room | Three | R32 | Australia,Fiji,New Zealand | 126950 | 2025-02-24 |  | Approved | Reverse Cycle | - | Yes | Class 11 | No | - | Yes | - | - | - | 201000331 | 3.2863 | Available | N/A | N/A |  | https://www.temperzone.com/ | Yes |  |  | AAC4499 | N/A | Variable output compressor,Variable speed fan systems | Inverter | N/A | N/A | N/A | 10.27 | N/A | N/A | N/A | N/A | N/A | N/A | N/A | N/A | N/A | N/A | N/A | N/A | N/A | N/A | N/A | N/A | 9.74 | N/A | N/A | N/A | N/A | N/A | N/A | N/A | N/A | N/A | N/A | N/A | N/A | N/A | N/A | N/A | N/A | N/A | N/A | N/A | N/A | N/A | N/A | N/A | N/A | N/A | N/A | N/A | N/A | N/A | N/A | N/A | N/A | N/A | N/A | N/A | N/A | N/A | N/A | N/A | N/A | N/A | N/A | N/A | N/A | N/A | N/A | N/A | N/A | N/A | N/A | N/A | N/A | N/A | N/A | N/A | N/A | N/A | N/A | N/A | N/A | N/A | N/A | N/A | N/A | N/A | N/A | N/A | 3.2719 | 3.5732
[SEER Non Multi-Split <=65kW] GEMS (Air Conditioners up to 65kW) Determination 2019 | MEPS 2019 | AS/NZS 3823.1.2:2012 | ISD380KBP/OSA380RKTB |  | N/A | TEMPERZONE | 5.5 | Ducted | Single Split System | - | Air | Air | Australia,New Zealand | 11.2 | 30.36 | 35.86 | N/A | N/A | N/A | N/A | N/A | 11.2 | 38.5 | Enthalpy Test Room | 3.2018 | 3.4375 | N/A | - | N/A | 12.56 | 11.57 | N/A | N/A | N/A | N/A | N/A | 3.1897 | 3.4255 | N/A | N/A | N/A | N/A | N/A | N/A | Enthalpy Test Room | Three | R410A | Australia,Fiji,New Zealand | 149149 | 2027-08-22 |  | Approved | Reverse Cycle | N/A | Yes | Class 11 | Yes | N/A | Yes | N/A | N/A | N/A | 201000331 | 3.2018 | Available | N/A | N/A |  | https://www.temperzone.com/ | N/A |  |  | AAC6892 | No | - | - | - | Yes | 35860 | 11.2 | - | - | - | - | - | - | No | - | - | - | - | - | - | - | - | 38500 | 11.2 | - | - | - | - | - | - | - | - | - | - | - | - | - | - | - | - | - | - | - | - | - | - | - | - | - | - | - | - | 3.255 | 3.233 | 3.382 | 3.659 | 3.493 | 3.518 | 3073 | 4661 | 13873 | 7151 | 8827 | 19120 | 1.5 | 1.5 | 1.5 | - | - | - | - | - | - | - | - | - | - | - | - | 0 | 0 | 0 | No | - | - | - | - | N/A | N/A | N/A | 9 | 3.1931 | 3.4282
[SEER Non Multi-Split <=65kW] GEMS (Air Conditioners up to 65kW) Determination 2019 | MEPS 2019 | AS/NZS 3823.1.2:2012 | ISD380KBY/OSA380RKTBG |  | N/A | TEMPERZONE | N/A | Ducted | Single Split System | - | Air | Air | Australia,New Zealand | 10.7 | N/A | 36.23 | N/A | N/A | N/A | N/A | N/A | 10.65 | 37.16 | Enthalpy Test Room | 3.386 | 3.4892 | N/A | - | N/A | N/A | N/A | N/A | N/A | N/A | N/A | N/A | N/A | N/A | N/A | N/A | N/A | N/A | N/A | N/A | N/A | Three | R410A | Australia,Fiji,New Zealand | 158464 | 2028-12-19 |  | Approved | Reverse Cycle | N/A | No | Class 11 | No | N/A | N/A | N/A | N/A | N/A | N/A | N/A | Available | N/A | N/A |  | https://www.temperzone.com/ | N/A |  |  | AAC7979 | Yes | Variable output compressor | Digital Scroll | Yes | Yes | 36230 | 10.7 | - | - | - | - | - | - | No | - | - | - | - | - | - | - | - | 37160 | 10.65 | - | - | - | - | - | - | - | - | - | - | - | - | - | - | - | - | - | - | - | - | - | - | - | - | - | - | - | - | 3.428 | 3.408 | 3.573 | 3.863 | 3.689 | 3.718 | 2943 | 4461 | 13262 | 6838 | 8439 | 18274 | 1.5 | 1.5 | 2 | - | - | - | - | - | - | - | - | - | - | - | - | 0 | 0 | 0 | No | - | - | - | - | N/A | N/A | N/A | 10.8 | 3.3745 | 3.4773
[SEER Non Multi-Split <=65kW] GEMS (Air Conditioners up to 65kW) Determination 2019 | MEPS Oct 2011 | AS/NZS 3823.1.2:2012 | ISD87KYX/OSA87RKSH |  | N/A | TEMPERZONE | 1.27 | Ducted | Single Split System | - | Air | Air | Australia,New Zealand | 2.54 | 7 | 8.27 | - | 0 | - | - | - | 2.27 | 7.77 | Enthalpy Test Room | 3.2559 | 3.4229 | No | - | N/A | 3.91 | 3.71 | 0 | 0 | N/A | N/A | N/A | 3.2391 | 3.4041 | N/A | N/A | 0 | 0 | 0 | 0 | Enthalpy Test Room | Single | R410A | Australia,Fiji,New Zealand | 127115 | 2025-02-26 |  | Approved | Reverse Cycle | - | Yes | Class 10 | No | - | Yes | - | - | - | 201000331 | 3.2559 | Available | N/A | N/A |  | https://www.temperzone.com/ | No |  |  | AAC4520 | N/A | - | - | N/A | N/A | N/A | 2.54 | N/A | N/A | N/A | N/A | N/A | N/A | N/A | N/A | N/A | N/A | N/A | N/A | N/A | N/A | N/A | N/A | 2.27 | N/A | N/A | N/A | N/A | N/A | N/A | N/A | N/A | N/A | N/A | N/A | N/A | N/A | N/A | N/A | N/A | N/A | N/A | N/A | N/A | N/A | N/A | N/A | N/A | N/A | N/A | N/A | N/A | N/A | N/A | N/A | N/A | N/A | N/A | N/A | N/A | N/A | N/A | N/A | N/A | N/A | N/A | N/A | N/A | N/A | N/A | N/A | N/A | N/A | N/A | N/A | N/A | N/A | N/A | N/A | N/A | N/A | N/A | N/A | N/A | N/A | N/A | N/A | N/A | N/A | N/A | N/A | 3.2391 | 3.4041
[SEER Non Multi-Split >65kW] GEMS (Air Conditioners above 65kW) Determination 2022 | MEPS 2020 | AS/NZS 3823.1.2:2012 | OPA 1410RLTM1FPQ |  | N/A | TEMPERZONE | 17404 | Ducted | Packaged | - | Air | Air | Australia,New Zealand | 45982 | 122800 | 140.204 | N/A | N/A | N/A | N/A | N/A | 39582 | 142.137 | Enthalpy Test Room | 3.0491 | 3.591 | N/A | - | N/A | N/A | N/A | N/A | N/A | N/A | N/A | N/A | N/A | N/A | N/A | N/A | N/A | N/A | N/A | N/A | N/A | Three | R32 | Australia,Fiji,New Zealand | 160026 | 2029-03-24 |  | Approved | Reverse Cycle | N/A | No | Class 24 | No | N/A | N/A | N/A | N/A | N/A | N/A | N/A | Available | N/A | N/A |  | https://www.temperzone.com/ | N/A |  |  | AAC8134 | Yes | Variable output compressor | Single Variable speed system + 3 fixed compressors that turn ON/OFF appropriately | No | No | 140204 | 45982 | - | 25446 | 70825 | No | - | - | - | - | - | No | - | - | No | - | - | 142137 | 39582 | 22455 | 71330 | No | - | - | Yes | 39000 | 129857 | No | - | - | Yes | 21300 | 62874 | - | - | - | No | - | - | No | - | - | No | - | - | N/A | N/A | 3.146 | 3.111 | 3.271 | 3.504 | 3.343 | 3.408 | 12421 | 18921 | 56064 | 29183 | 36056 | 77151 | 1.5 | 1.5 | 1.5 | 2.97 | 3.045 | 2.972 | 2.893 | 2.952 | 2.938 | 62592 | 25458 | 4117 | 21744 | 12140 | 2623 | 1 | 1.5 | 1 | N/A | - | - | - | - | N/A | N/A | N/A | 41.5 | 3.0398 | 3.5783
[SEER Non Multi-Split >65kW] GEMS (Air Conditioners above 65kW) Determination 2022 | MEPS 2020 | AS/NZS 3823.1.2:2012 | OPA 1410RLTM4FDPQ |  | N/A | TEMPERZONE | 21280 | Ducted | Packaged | - | Air | Air | Australia,New Zealand | 45100 | 124720 | 146 | N/A | N/A | N/A | N/A | N/A | 41200 | 148.6 | Enthalpy Test Room | 3.219 | 3.6032 | N/A | - | N/A | N/A | N/A | N/A | N/A | N/A | N/A | N/A | N/A | N/A | N/A | N/A | N/A | N/A | N/A | N/A | N/A | Three | R32 | Australia,Fiji,New Zealand | 160420 | 2029-04-09 |  | Approved | Reverse Cycle | N/A | No | Class 24 | No | N/A | N/A | N/A | N/A | N/A | N/A | N/A | Available | N/A | N/A |  | https://www.temperzone.com/ | N/A |  |  | AAC8170 | Yes | Variable output compressor | Inverter (x4) + staging | No | No | 146000 | 45100 | - | 23400 | 77400 | No | - | - | - | - | - | Yes | 19400 | 79300 | No | - | - | 148600 | 41200 | 17500 | 77100 | No | - | - | Yes | 48600 | 139600 | Yes | 35400 | 120200 | No | - | - | - | - | - | No | - | - | No | - | - | No | - | - | N/A | N/A | 3.773 | 3.691 | 3.894 | 4.635 | 4.255 | 4.187 | 10763 | 16583 | 49021 | 22946 | 29470 | 65373 | 2 | 2 | 2 | 3.492 | 3.817 | 4.047 | 3.618 | 3.889 | 4.037 | 55669 | 21263 | 3196 | 18201 | 9659 | 2025 | 1.5 | 2 | 2.5 | N/A | - | - | - | - | N/A | N/A | N/A | 46 | 3.2261 | 3.5932
[SEER Non Multi-Split <=65kW] GEMS (Air Conditioners up to 65kW) Determination 2019 | MEPS 2019 | AS/NZS 3823.1.2:2012 | OPA 186RKTYG |  | N/A | TEMPERZONE | N/A | Ducted | Packaged | - | Air | Air | Australia,New Zealand | 5.62 | N/A | 17.76 | N/A | N/A | N/A | N/A | N/A | 4.88 | 17.535 | Enthalpy Test Room | 3.1601 | 3.4221 | N/A | - | N/A | N/A | N/A | N/A | N/A | N/A | N/A | N/A | N/A | N/A | N/A | N/A | N/A | N/A | N/A | N/A | N/A | Three | R410A | Australia,Fiji,New Zealand | 160344 | 2029-03-24 |  | Approved | Reverse Cycle | N/A | No | Class 6 | No | N/A | N/A | N/A | N/A | N/A | N/A | N/A | Available | N/A | N/A |  | https://www.temperzone.com/ | N/A |  |  | AAC8136 | Yes | Variable output compressor | Digital Scroll | Yes | - | 17760 | 5.62 | - | - | - | - | - | - | No | - | - | - | - | - | - | - | - | 17535 | 4.88 | - | - | - | - | - | - | - | - | - | 4575.8 | 13669 | - | - | - | - | - | - | - | - | - | No | - | - | - | - | - | - | - | 3.213 | 3.191 | 3.338 | 3.612 | 3.448 | 3.472 | 1542 | 2339 | 6961 | 3588 | 4429 | 9594 | 1.5 | 1.5 | 1.5 | 2.739 | 2.921 | 3.025 | 2.811 | 3.002 | 3.065 | 8371 | 3272 | 498 | 2760 | 1471 | 309 | 1 | 1 | 1.5 | - | - | - | - | - | N/A | N/A | N/A | 4.5 | 3.1516 | 3.5821
[SEER Non Multi-Split >65kW] GEMS (Air Conditioners above 65kW) Determination 2022 | MEPS 2020 | AS/NZS 3823.1.2:2012 | OPA 2110RLTM1FDPQ |  | N/A | TEMPERZONE | 23172 | Ducted | Packaged | - | Air | Air | New Zealand | 64530 | 170640 | 193.812 | N/A | N/A | N/A | N/A | N/A | 55227 | 194.709 | Enthalpy Test Room | 3.0034 | 3.5256 | N/A | - | N/A | N/A | N/A | N/A | N/A | N/A | N/A | N/A | N/A | N/A | N/A | N/A | N/A | N/A | N/A | N/A | N/A | Three | R32 | Australia,Fiji,New Zealand | 156345 | 2028-09-03 |  | Approved | Reverse Cycle | N/A | No | Class 24 | No | N/A | N/A | N/A | N/A | N/A | N/A | N/A | Available | N/A | N/A |  | https://www.temperzone.com/ | N/A |  |  | AAC7757 | Yes | Variable output compressor | Inverter | No | No | 193812 | 64530 | - | 37498 | 98772 | No | - | - | - | - | - | Yes | 30170 | 103574 | No | - | - | 194709 | 55227 | 32855 | 100778 | No | - | - | Yes | 60675 | 169725 | No | - | - | No | - | - | - | - | - | No | - | - | No | - | - | No | - | - | N/A | N/A | 3.334 | 3.284 | 3.461 | 4.235 | 3.825 | 3.759 | 16227 | 24813 | 73292 | 33392 | 43577 | 96724 | 1.5 | 1.5 | 1.5 | 2.764 | 2.894 | 2.849 | 2.724 | 2.824 | 2.824 | 92097 | 36650 | 5837 | 31593 | 17341 | 3703 | 1 | 1 | 1 | N/A | - | - | - | - | N/A | N/A | N/A | 41.5 | 2.9969 | 3.5167
[SEER Non Multi-Split >65kW] GEMS (Air Conditioners above 65kW) Determination 2022 | MEPS 2020 | AS/NZS 3823.1.2:2012 | OPA 820RLTB1FPQ |  | N/A | TEMPERZONE | 11750 | Ducted | Packaged | - | Air | Air | Australia,New Zealand | 24620 | 66660 | 78.41 | N/A | N/A | N/A | N/A | N/A | 23820 | 79.05 | Enthalpy Test Room | 3.1848 | 3.3186 | N/A | - | N/A | N/A | N/A | N/A | N/A | N/A | N/A | N/A | N/A | N/A | N/A | N/A | N/A | N/A | N/A | N/A | N/A | Three | R32 | Australia,Fiji,New Zealand | 159330 | 2029-04-10 |  | Approved | Reverse Cycle | N/A | No | Class 24 | No | N/A | N/A | N/A | N/A | N/A | N/A | N/A | Available | N/A | N/A |  | https://www.temperzone.com/ | N/A |  |  | AAC8172 | Yes | Variable output compressor | 2 compressor system, 1 inverter compressor system, along with a fixed compressor that turns ON/OFF when required | Yes | Yes | 78410 | 24620 | - | - | - | - | - | - | Yes | 21960 | 83160 | - | - | - | - | - | - | 79050 | 23820 | - | - | - | - | - | - | - | - | - | - | - | - | - | - | - | - | - | - | - | - | - | - | - | - | - | - | N/A | N/A | 3.26 | 3.237 | 3.399 | 3.728 | 3.538 | 3.553 | 6702 | 10177 | 30175 | 15338 | 19054 | 41390 | 1.5 | 1.5 | 1.5 | - | - | - | - | - | - | - | - | - | - | - | - | 0 | 0 | 0 | N/A | - | - | - | - | N/A | N/A | N/A | 23.5 | 3.1746 | 3.3076
[SEER Non Multi-Split <=65kW] GEMS (Air Conditioners up to 65kW) Determination 2019 | MEPS 2019 | AS/NZS 3823.1.2:2012 | OPA116RKTY |  | N/A | TEMPERZONE | 2.18 | Ducted | Packaged | - | Air | Air | Australia,New Zealand | 3.38 | 9.15 | 11.33 | N/A | N/A | N/A | N/A | N/A | 3.02 | 10.81 | Enthalpy Test Room | 3.3521 | 3.5795 | N/A | - | N/A | 6.344 | 5.997 | N/A | N/A | N/A | N/A | N/A | 3.3309 | 3.5556 | N/A | N/A | N/A | N/A | N/A | N/A | Enthalpy Test Room | Three | R410A | Australia,Fiji,New Zealand | 147802 | 2027-07-04 |  | Approved | Reverse Cycle | N/A | Yes | Class 6 | Yes | N/A | Yes | N/A | N/A | N/A | 201000331 | 3.3521 | Available | N/A | N/A |  | https://www.temperzone.com/ | N/A |  |  | AAC6801 | No | - | - | - | - | 11330 | 3.38 | - | - | - | - | - | - | No | - | - | - | - | - | - | - | - | 10810 | 3.02 | - | - | - | - | - | - | - | - | - | 2901 | 9444 | - | - | - | - | - | - | - | - | - | No | - | - | - | - | - | - | - | 3.387 | 3.368 | 3.535 | 3.821 | 3.65 | 3.68 | 931 | 1411 | 4190 | 2161 | 2667 | 5773 | 1.5 | 1.5 | 2 | 2.891 | 3.04 | 3.041 | 2.902 | 3.051 | 3.063 | 4890 | 1941 | 308 | 1650 | 895 | 193 | 1 | 1.5 | 1.5 | - | - | - | - | - | N/A | N/A | N/A | 3.75 | 3.3395 | 3.5645
[SEER Non Multi-Split >65kW] GEMS (Air Conditioners above 65kW) Determination 2022 | MEPS 2020 | Simulation | OPA1370RKTMG-P |  | N/A | TEMPERZONE | 18400 | Ducted | Packaged | - | Air | Air | Australia,New Zealand | 41460 | 113200 | 131.6 | N/A | N/A | N/A | N/A | N/A | 33540 | 125.48 | Simulation test | 3.1741 | 3.7412 | N/A | - | N/A | 6.34 | 6 | N/A | N/A | N/A | N/A | N/A | 3.192 | 3.4367 | N/A | N/A | N/A | N/A | N/A | N/A | Enthalpy Test Room | Three | R410A | Australia,Fiji,New Zealand | 150372 | 2027-11-14 |  | Approved | Reverse Cycle | N/A | No | Class 24 | No | N/A | Yes | N/A | N/A | N/A | 201000331 | 3.1979 | Available | N/A | N/A |  | https://www.temperzone.com/ | N/A |  |  | AAC7153 | Yes | Variable output compressor | Digital Scroll | Yes | Yes | 131600 | 41460 | - | - | - | - | - | - | No | - | - | - | - | - | - | - | - | 125480 | 33540 | - | - | - | - | - | - | - | - | - | - | - | - | - | - | - | - | - | - | - | - | - | - | - | - | - | - | N/A | N/A | 3.217 | 3.197 | 3.35 | 3.623 | 3.459 | 3.486 | 11398 | 17279 | 51379 | 26491 | 32695 | 70800 | 1.5 | 1.5 | 1.5 | - | - | - | - | - | - | - | - | - | - | - | - | 0 | 0 | 0 | N/A | - | - | - | - | N/A | N/A | N/A | 40 | 3.1638 | 3.7262
[SEER Non Multi-Split >65kW] GEMS (Air Conditioners above 65kW) Determination 2022 | MEPS 2020 | Simulation | OPA1370RLTMFQ-P |  | N/A | TEMPERZONE | 26800 | Ducted | Packaged | - | Air | Air | Australia,New Zealand | 44200 | 109920 | 136.72 | N/A | N/A | N/A | N/A | N/A | 35820 | 130.92 | Simulation test | 3.0932 | 3.6549 | Yes | - | N/A | 13.34 | 13 | N/A | N/A | N/A | N/A | N/A | 3.2719 | 3.5732 | N/A | N/A | N/A | N/A | N/A | N/A | Enthalpy Test Room | Three | R32 | Australia,Fiji,New Zealand | 152260 | 2028-04-17 |  | Approved | Reverse Cycle | N/A | No | Class 24 | No | N/A | Yes | N/A | N/A | N/A | 201000331 | 3.2863 | Available | N/A | N/A |  | https://www.temperzone.com/ | Yes |  |  | AAC7430 | Yes | Variable output compressor | Inverter | Yes | Yes | 136720 | 44200 | - | - | - | - | - | - | No | - | - | - | - | - | - | - | - | 130920 | 35820 | - | - | - | - | - | - | - | - | - | - | - | - | - | - | - | - | - | - | - | - | - | - | - | - | - | - | N/A | N/A | 3.122 | 3.103 | 3.252 | 3.517 | 3.358 | 3.384 | 12152 | 18423 | 54776 | 28243 | 34857 | 75480 | 1.5 | 1.5 | 1.5 | - | - | - | - | - | - | - | - | - | - | - | - | 0 | 0 | 0 | N/A | - | - | - | - | N/A | N/A | N/A | 43 | 3.0713 | 3.6402
[SEER Non Multi-Split >65kW] GEMS (Air Conditioners above 65kW) Determination 2022 | MEPS 2020 | AS/NZS 3823.1.2:2012 | OPA1400RKTMDF-P |  | N/A | TEMPERZONE | 21920 | Ducted | Packaged | - | Air | Air | Australia,New Zealand | 40440 | 105640 | 127.56 | N/A | N/A | N/A | N/A | N/A | 34600 | 115.08 | Enthalpy Test Room | 3.1543 | 3.326 | N/A | - | N/A | 6.34 | 6 | N/A | N/A | N/A | N/A | N/A | 3.192 | 3.4367 | N/A | N/A | N/A | N/A | N/A | N/A | Enthalpy Test Room | Three | R410A | Australia,Fiji,New Zealand | 150356 | 2027-10-05 |  | Approved | Reverse Cycle | N/A | No | Class 24 | No | N/A | Yes | N/A | N/A | N/A | 201000331 | 3.1979 | Available | N/A | N/A |  | https://www.temperzone.com/ | N/A |  |  | AAC7074 | Yes | Variable output compressor | Inverter | No | Yes | 127560 | 40440 | - | 17560 | 69760 | No | - | - | - | - | - | Yes | 15720 | 67600 | No | - | - | 115080 | 34600 | - | - | - | - | - | - | - | - | - | - | - | - | - | - | - | - | - | - | - | - | - | - | - | - | - | - | N/A | N/A | 3.755 | 3.654 | 3.836 | 4.155 | 3.988 | 3.982 | 9419 | 14601 | 43444 | 22348 | 27453 | 60029 | 2 | 2 | 2 | - | - | - | - | - | - | - | - | - | - | - | - | 0 | 0 | 0 | N/A | - | - | - | - | N/A | N/A | N/A | 53 | 3.1404 | 3.3089
[SEER Non Multi-Split <=65kW] GEMS (Air Conditioners up to 65kW) Determination 2019 | MEPS 2019 | AS/NZS 3823.1.2:2012 | OPA161RKTY |  | N/A | TEMPERZONE | 3.26 | Ducted | Packaged | - | Air | Air | Australia,New Zealand | 4.75 | 12.63 | 15.895 | N/A | N/A | N/A | N/A | N/A | 4.04 | 14.215 | Enthalpy Test Room | 3.3463 | 3.5186 | N/A | - | N/A | 8.255 | 7.71 | N/A | N/A | N/A | N/A | N/A | 3.3257 | 3.4948 | N/A | N/A | N/A | N/A | N/A | N/A | Enthalpy Test Room | Three | R410A | Australia,Fiji,New Zealand | 149158 | 2027-08-18 |  | Approved | Reverse Cycle | N/A | Yes | Class 6 | Yes | N/A | Yes | N/A | N/A | N/A | 201000331 | 3.3453 | Available | N/A | N/A |  | https://www.temperzone.com/ | N/A |  |  | AAC6885 | No | - | - | - | - | 15895 | 4.75 | - | - | - | - | - | - | No | - | - | - | - | - | - | - | - | 14215 | 4.04 | - | - | - | - | - | - | - | - | - | 3798 | 11912 | - | - | - | - | - | - | - | - | - | No | - | - | - | - | - | - | - | 3.392 | 3.371 | 3.532 | 3.82 | 3.648 | 3.675 | 1306 | 1979 | 5886 | 3035 | 3746 | 8111 | 1.5 | 1.5 | 2 | 2.804 | 2.96 | 2.984 | 2.829 | 2.986 | 3.009 | 6631 | 2620 | 411 | 2224 | 1201 | 257 | 1 | 1 | 1 | - | - | - | - | - | N/A | N/A | N/A | 4.5 | 3.3356 | 3.5054
[SEER Non Multi-Split >65kW] GEMS (Air Conditioners above 65kW) Determination 2022 | MEPS 2020 | AS/NZS 3823.1.2:2012 | OPA1710RLTM1FPQ |  | N/A | TEMPERZONE | 33410 | Ducted | Packaged | - | Air | Air | Australia,New Zealand | 53130 | 130760 | 164.17 | N/A | N/A | N/A | N/A | N/A | 50740 | 170.702 | Enthalpy Test Room | 3.09 | 3.3642 | N/A | - | N/A | N/A | N/A | N/A | N/A | N/A | N/A | N/A | N/A | N/A | N/A | N/A | N/A | N/A | N/A | N/A | N/A | Three | R32 | Australia,Fiji,New Zealand | 159182 | 2029-01-16 |  | Approved | Reverse Cycle | N/A | - | Class 24 | - | N/A | N/A | N/A | N/A | N/A | N/A | N/A | Available | N/A | N/A |  | https://www.temperzone.com/ | N/A |  |  | AAC8006 | Yes | Variable output compressor | Inverter | Yes | No | 164170 | 53130 | - | - | - | - | - | - | Yes | 48060 | 174260 | - | - | - | - | - | - | 170702 | 50740 | - | - | - | - | - | - | - | - | - | 51436 | 151904 | - | - | - | - | - | - | - | - | - | No | - | - | - | - | - | N/A | N/A | 3.138 | 3.118 | 3.259 | 3.529 | 3.367 | 3.391 | 14599 | 22151 | 65903 | 33943 | 41938 | 90815 | 1.5 | 1.5 | 1.5 | 2.685 | 2.805 | 2.844 | 2.71 | 2.846 | 2.874 | 83103 | 33161 | 5141 | 27857 | 15099 | 3202 | 1 | 1 | 1 | N/A | - | - | - | - | N/A | N/A | N/A | 41.5 | 3.0818 | 3.355
[SEER Non Multi-Split >65kW] GEMS (Air Conditioners above 65kW) Determination 2022 | MEPS 2020 | AS/NZS 3823.1.2:2012 | OPA1710RLTM4FDPQ |  | N/A | TEMPERZONE | 38720 | Ducted | Packaged | - | Air | Air | Australia,New Zealand | 58060 | 139200 | 177.92 | N/A | N/A | N/A | N/A | N/A | 56720 | 184.06 | Enthalpy Test Room | 3.0644 | 3.2451 | N/A | - | N/A | N/A | N/A | N/A | N/A | N/A | N/A | N/A | N/A | N/A | N/A | N/A | N/A | N/A | N/A | N/A | N/A | Three | R32 | Australia,Fiji,New Zealand | 158739 | 2029-01-14 |  | Approved | Reverse Cycle | N/A | - | Class 24 | - | N/A | N/A | N/A | N/A | N/A | N/A | N/A | Available | N/A | N/A |  | https://www.temperzone.com/ | N/A |  |  | AAC8002 | Yes | Variable output compressor | Inverter | No | No | 177920 | 58060 | - | 26120 | 87800 | No | - | - | - | - | - | Yes | 21600 | 99320 | No | - | - | 184060 | 56720 | 24640 | 94513 | No | - | - | Yes | 67779 | 165732 | No | - | - | No | - | - | - | - | - | No | - | - | No | - | - | No | - | - | N/A | N/A | 4.089 | 3.933 | 4.163 | 5.381 | 4.798 | 4.596 | 12114 | 18984 | 55896 | 24093 | 31858 | 72588 | 2.5 | 2 | 2.5 | 2.987 | 3.281 | 3.524 | 3.12 | 3.366 | 3.517 | 80577 | 30586 | 4498 | 26102 | 13783 | 2840 | 1 | 1.5 | 2 | N/A | - | - | - | - | N/A | N/A | N/A | 46 | 3.0562 | 3.2362
[SEER Non Multi-Split <=65kW] GEMS (Air Conditioners up to 65kW) Determination 2019 | MEPS 2019 | AS/NZS 3823.1.2:2012 | OPA186RKTY |  | N/A | TEMPERZONE | 3.6 | Ducted | Packaged | - | Air | Air | Australia,New Zealand | 5.5 | 14.56 | 18.156 | N/A | N/A | N/A | N/A | N/A | 4.75 | 16.739 | Enthalpy Test Room | 3.3011 | 3.524 | N/A | - | N/A | 8.255 | 7.71 | N/A | N/A | N/A | N/A | N/A | 3.2852 | 3.505 | N/A | N/A | N/A | N/A | N/A | N/A | Enthalpy Test Room | Three | R410A | Australia,Fiji,New Zealand | 149369 | 2027-08-29 |  | Approved | Reverse Cycle | N/A | Yes | Class 6 | Yes | N/A | Yes | N/A | N/A | N/A | 201000331 | 3.3018 | Available | N/A | N/A |  | https://www.temperzone.com/ | N/A |  |  | AAC6908 | No | - | - | - | - | 18156 | 5.5 | - | - | - | - | - | - | No | - | - | - | - | - | - | - | - | 16739 | 4.75 | - | - | - | - | - | - | - | - | - | 4507 | 14061 | - | - | - | - | - | - | - | - | - | No | - | - | - | - | - | - | - | 3.355 | 3.332 | 3.487 | 3.772 | 3.601 | 3.627 | 1509 | 2289 | 6813 | 3512 | 4335 | 9390 | 1.5 | 1.5 | 1.5 | 2.799 | 2.955 | 2.986 | 2.828 | 2.986 | 3.013 | 7819 | 3089 | 482 | 2619 | 1412 | 301 | 1 | 1 | 1 | - | - | - | - | - | N/A | N/A | N/A | 4.5 | 3.292 | 3.5128
[SEER Non Multi-Split >65kW] GEMS (Air Conditioners above 65kW) Determination 2022 | MEPS 2020 | Simulation | OPA2000RKTMG-P |  | N/A | TEMPERZONE | 44800 | Ducted | Packaged | - | Air | Air | Australia,New Zealand | 62100 | 138800 | 183.6 | N/A | N/A | N/A | N/A | N/A | 55360 | 186.08 | Simulation test | 2.9565 | 3.3613 | N/A | - | N/A | 6.34 | 6 | N/A | N/A | N/A | N/A | N/A | 3.192 | 3.4367 | N/A | N/A | N/A | N/A | N/A | N/A | Enthalpy Test Room | Three | R410A | Australia,Fiji,New Zealand | 150369 | 2027-11-14 |  | Approved | Reverse Cycle | N/A | No | Class 24 | No | N/A | Yes | N/A | N/A | N/A | 201000331 | 3.1979 | Available | N/A | N/A |  | https://www.temperzone.com/ | N/A |  |  | AAC7151 | Yes | Variable output compressor | Digital Scroll | Yes | Yes | 183600 | 62100 | - | - | - | - | - | - | No | - | - | - | - | - | - | - | - | 186080 | 55360 | - | - | - | - | - | - | - | - | - | - | - | - | - | - | - | - | - | - | - | - | - | - | - | - | - | - | N/A | N/A | 3.015 | 2.993 | 3.125 | 3.383 | 3.229 | 3.25 | 17006 | 25802 | 76883 | 39617 | 48909 | 105986 | 1.5 | 1 | 1.5 | - | - | - | - | - | - | - | - | - | - | - | - | 0 | 0 | 0 | N/A | - | - | - | - | N/A | N/A | N/A | 40 | 2.9501 | 3.3531
[SEER Non Multi-Split <=65kW] GEMS (Air Conditioners up to 65kW) Determination 2019 | MEPS 2019 | AS/NZS 3823.1.2:2012 | OPA201RKT |  | N/A | TEMPERZONE | 2.84 | Ducted | Packaged | - | Air | Air | New Zealand | 6.08 | 16.38 | 19.48 | N/A | N/A | N/A | N/A | N/A | 5.23 | 18.97 | Enthalpy Test Room | 3.2039 | 3.6272 | Yes | - | N/A | 10.76 | 10.2 | N/A | N/A | N/A | N/A | N/A | 3.122 | 3.3147 | N/A | N/A | N/A | N/A | N/A | N/A | Enthalpy Test Room | Three | R410A | Australia,Fiji,New Zealand | 154097 | 2028-05-07 |  | Approved | Reverse Cycle | N/A | No | Class 6 | No | N/A | Yes | Yes | Yes | Yes | 201000331 | 3.1405 | Available | N/A | N/A |  | https://www.temperzone.com/ | Yes |  |  | AAC7472 | No | - | - | - | - | 19480 | 6.08 | - | - | - | - | - | - | No | - | - | - | - | - | - | - | - | 18970 | 5.23 | - | - | - | - | - | - | - | - | - | 5119 | 15973 | - | - | - | - | - | - | - | - | - | No | - | - | - | - | - | - | - | 3.26 | 3.237 | 3.385 | 3.663 | 3.497 | 3.521 | 1667 | 2529 | 7530 | 3881 | 4791 | 10379 | 1.5 | 1.5 | 1.5 | 2.833 | 2.996 | 3.062 | 2.881 | 3.054 | 3.097 | 8753 | 3451 | 531 | 2913 | 1564 | 331 | 1 | 1 | 1.5 | - | - | - | - | - | N/A | N/A | N/A | 4.65 | 3.1957 | 3.6163
[SEER Non Multi-Split <=65kW] GEMS (Air Conditioners up to 65kW) Determination 2019 | MEPS 2019 | AS/NZS 3823.1.2:2012 | OPA201RKTYG |  | N/A | TEMPERZONE | N/A | Ducted | Packaged | - | Air | Air | Australia,New Zealand | 6.12 | N/A | 19.22 | N/A | N/A | N/A | N/A | N/A | 5.42 | 18.08 | Enthalpy Test Room | 3.1405 | 3.3358 | N/A | - | N/A | N/A | N/A | N/A | N/A | N/A | N/A | N/A | N/A | N/A | N/A | N/A | N/A | N/A | N/A | N/A | N/A | Three | R410A | Australia,Fiji,New Zealand | 158441 | 2029-02-14 |  | Approved | Reverse Cycle | N/A | No | Class 6 | No | N/A | N/A | N/A | N/A | N/A | N/A | N/A | Available | N/A | N/A |  | https://www.temperzone.com/ | N/A |  |  | AAC8060 | No | - | - | - | - | 19220 | 6.12 | - | - | - | - | - | - | No | - | - | - | - | - | - | - | - | 18080 | 5.42 | - | - | - | - | - | - | - | - | - | 4726.3 | 15581.6 | - | - | - | - | - | - | - | - | - | No | - | - | - | - | - | - | - | 3.195 | 3.172 | 3.318 | 3.59 | 3.427 | 3.451 | 1679 | 2546 | 7580 | 3907 | 4823 | 10447 | 1.5 | 1.5 | 1.5 | 2.818 | 2.953 | 2.863 | 2.779 | 2.893 | 2.864 | 8390 | 3337 | 542 | 2878 | 1574 | 341 | 1 | 1 | 1 | - | - | - | - | - | N/A | N/A | N/A | 4.75 | 3.1323 | 3.3259
[SEER Non Multi-Split >65kW] GEMS (Air Conditioners above 65kW) Determination 2022 | MEPS 2020 | AS/NZS 3823.1.2:2012 | OPA2100RKTMDF-P |  | N/A | TEMPERZONE | 28777 | Ducted | Packaged | - | Air | Air | Australia,New Zealand | 57900 | 149240 | 178.017 | N/A | N/A | N/A | N/A | N/A | 59100 | 186.653 | Enthalpy Test Room | 3.0746 | 3.1583 | N/A | - | N/A | 6.34 | 6 | N/A | N/A | N/A | N/A | N/A | 3.192 | 3.4367 | N/A | N/A | N/A | N/A | N/A | N/A | Enthalpy Test Room | Three | R410A | Australia,Fiji,New Zealand | 150358 | 2027-10-05 |  | Approved | Reverse Cycle | N/A | No | Class 24 | No | N/A | Yes | N/A | N/A | N/A | 201000331 | 3.1979 | Available | N/A | N/A |  | https://www.temperzone.com/ | N/A |  |  | AAC7073 | Yes | Variable output compressor | Inverter | Yes | Yes | 178017 | 57900 | - | - | - | - | - | - | No | - | - | - | - | - | - | - | - | 186653 | 59100 | - | - | - | - | - | - | - | - | - | - | - | - | - | - | - | - | - | - | - | - | - | - | - | - | - | - | N/A | N/A | 3.107 | 3.087 | 3.233 | 3.497 | 3.339 | 3.364 | 15908 | 24120 | 71742 | 36986 | 45650 | 98866 | 1.5 | 1.5 | 1.5 | - | - | - | - | - | - | - | - | - | - | - | - | 0 | 0 | 0 | N/A | - | - | - | - | N/A | N/A | N/A | 53 | 3.0532 | 3.1487
[SEER Non Multi-Split >65kW] GEMS (Air Conditioners above 65kW) Determination 2020 | MEPS 2020 | AS/NZS 3823.1.2:2012 | OPA2110RLTM4FDPQ |  | N/A | TEMPERZONE | 33920 | Ducted | Packaged | - | Air | Air | New Zealand | 67.324 | 172560 | 206.48 | N/A | N/A | N/A | N/A | N/A | 57.412 | 203.04 | Enthalpy Test Room | 3.067 | 3.5365 | N/A | - | N/A | N/A | N/A | N/A | N/A | N/A | N/A | N/A | N/A | N/A | N/A | N/A | N/A | N/A | N/A | N/A | N/A | Three | R32 | Australia,Fiji,New Zealand | 141071 | 2027-12-11 |  | Approved | Reverse Cycle | N/A | No | Class 24 | No | N/A | N/A | N/A | N/A | N/A | N/A | N/A | Available | N/A | N/A |  | https://www.temperzone.com/ | N/A |  |  | AAC7204 | Yes | Variable output compressor | Inverter | No | No | 206480 | 67.324 | - | 30904 | 113480 | Yes | 7726 | 28570 | - | 61534.136 | 222378.96 | Yes | 25680 | 116240 | - | 6400 | 29060 | 203040 | 57.412 | 29499 | 111608 | No | - | - | Yes | 69649 | 185438 | No | - | - | No | - | - | - | - | - | No | - | - | No | - | - | No | - | - | N/A | N/A | 4.118 | 3.971 | 4.134 | 5.317 | 4.806 | 4.489 | 13975 | 21836 | 65341 | 28312 | 36926 | 86271 | 2.5 | 2 | 2.5 | 3.082 | 3.329 | 3.456 | 3.154 | 3.357 | 3.446 | 86130 | 33245 | 5045 | 28477 | 15233 | 3185 | 1.5 | 1.5 | 1.5 | N/A | - | - | - | - | N/A | N/A | N/A | 46 | 3.0599 | 3.527
[SEER Non Multi-Split <=65kW] GEMS (Air Conditioners up to 65kW) Determination 2019 | MEPS 2019 | AS/NZS 3823.1.2:2012 | OPA242RKTB |  | N/A | TEMPERZONE | 3.17 | Ducted | Packaged | - | Air | Air | Australia,New Zealand | 6.93 | 19.22 | 22.39 | N/A | N/A | N/A | N/A | N/A | 6.4 | 22 | Enthalpy Test Room | 3.2309 | 3.4375 | N/A | - | N/A | 12.689 | 11.996 | N/A | N/A | N/A | N/A | N/A | 3.211 | 3.4159 | N/A | N/A | N/A | N/A | N/A | N/A | Enthalpy Test Room | Three | R410A | Australia,Fiji,New Zealand | 149150 | 2027-08-17 |  | Approved | Reverse Cycle | N/A | Yes | Class 6 | Yes | N/A | Yes | N/A | N/A | N/A | 201000331 | 3.2309 | Available | N/A | N/A |  | https://www.temperzone.com/ | N/A |  |  | AAC6880 | No | - | - | - | - | 22390 | 6.93 | - | - | - | - | - | - | No | - | - | - | - | - | - | - | - | 22000 | 6.4 | - | - | - | - | - | - | - | - | - | 6268 | 18553 | - | - | - | - | - | - | - | - | - | No | - | - | - | - | - | - | - | 3.266 | 3.248 | 3.408 | 3.684 | 3.519 | 3.547 | 1908 | 2891 | 8591 | 4430 | 5467 | 11837 | 1.5 | 1.5 | 1.5 | 2.7 | 2.843 | 2.902 | 2.741 | 2.897 | 2.935 | 10656 | 4223 | 655 | 3554 | 1917 | 409 | 1 | 1 | 1 | - | - | - | - | - | N/A | N/A | N/A | 7.5 | 3.2191 | 3.4239
[SEER Non Multi-Split <=65kW] GEMS (Air Conditioners up to 65kW) Determination 2019 | MEPS 2019 | AS/NZS 3823.1.2:2012 | OPA250RLTFPQ |  | N/A | TEMPERZONE | N/A | Ducted | Packaged | - | Air | Air | New Zealand,Australia | 7.7 | N/A | 24.62 | N/A | N/A | N/A | N/A | N/A | 8.06 | 26.86 | Enthalpy Test Room | 3.1974 | 3.3325 | N/A | - | N/A | N/A | N/A | N/A | N/A | N/A | N/A | N/A | N/A | N/A | N/A | N/A | N/A | N/A | N/A | N/A | N/A | Three | R32 | Australia,Fiji,New Zealand | 140218 | 2027-02-13 |  | Approved | Reverse Cycle | N/A | Yes | Class 6 | Yes | N/A | N/A | N/A | N/A | N/A | N/A | N/A | Available | N/A | N/A |  | https://www.temperzone.com/ | N/A |  |  | AAC6438 | Yes | Variable output compressor | Inverter | No | - | 24620 | 7.7 | - | 3640 | 12950 | Yes | 2890 | 9370 | - | 7037.8 | 26515.74 | Yes | 3000 | 13220 | - | 2010 | 9380 | 26860 | 8.06 | 3590 | 13470 | No | - | - | Yes | 11540 | 26340 | No | - | - | No | - | - | - | - | - | No | - | - | No | - | - | No | - | - | - | 74 | 4.139 | 4.051 | 4.236 | 6.423 | 5.408 | 4.731 | 1646 | 2538 | 7590 | 2782 | 3900 | 9749 | 2.5 | 2.5 | 2.5 | 3.001 | 3.268 | 3.465 | 3.107 | 3.327 | 3.453 | 11712 | 4492 | 677 | 3834 | 2043 | 430 | 1.5 | 1.5 | 1.5 | - | - | - | - | - | N/A | N/A | N/A | 10.75 | 3.1824 | 3.3176
[SEER Non Multi-Split <=65kW] GEMS (Air Conditioners up to 65kW) Determination 2019 | MEPS 2019 | AS/NZS 3823.1.2:2012 | OPA294RKTB |  | N/A | TEMPERZONE | 3.18 | Ducted | Packaged | - | Air | Air | Australia,New Zealand | 8.84 | 25.16 | 28.339 | N/A | N/A | N/A | N/A | N/A | 7.6 | 27.24 | Enthalpy Test Room | 3.2058 | 3.5842 | N/A | - | N/A | 12.56 | 11.57 | N/A | N/A | N/A | N/A | N/A | 3.1906 | 3.5659 | N/A | N/A | N/A | N/A | N/A | N/A | Enthalpy Test Room | Three | R410A | Australia,Fiji,New Zealand | 149157 | 2027-08-23 |  | Approved | Reverse Cycle | N/A | Yes | Class 6 | Yes | N/A | Yes | N/A | N/A | N/A | 201000331 | 3.2059 | Available | N/A | N/A |  | https://www.temperzone.com/ | N/A |  |  | AAC6901 | No | - | - | - | - | 28339 | 8.84 | - | - | - | - | - | - | No | - | - | - | - | - | - | - | - | 27240 | 7.6 | - | - | - | - | - | - | - | - | - | 7340 | 23073 | - | - | - | - | - | - | - | - | - | No | - | - | - | - | - | - | - | 3.245 | 3.226 | 3.383 | 3.657 | 3.493 | 3.52 | 2432 | 3686 | 10957 | 5650 | 6973 | 15097 | 1.5 | 1.5 | 1.5 | 2.832 | 2.99 | 3.033 | 2.867 | 3.031 | 3.063 | 12580 | 4971 | 776 | 4208 | 2268 | 485 | 1 | 1 | 1.5 | - | - | - | - | - | N/A | N/A | N/A | 9 | 3.1948 | 3.5699
[SEER Non Multi-Split <=65kW] GEMS (Air Conditioners up to 65kW) Determination 2019 | MEPS 2019 | AS/NZS 3823.1.2:2012 | OPA340RKTB |  | N/A | TEMPERZONE | 5 | Ducted | Packaged | - | Air | Air | Australia,New Zealand | 9.7 | 29.65 | 32.09 | N/A | N/A | N/A | N/A | N/A | 8.38 | 30.71 | Enthalpy Test Room | 3.3082 | 3.6647 | N/A | - | N/A | 3 | N/A | N/A | N/A | N/A | N/A | N/A | 3.7019 | N/A | N/A | N/A | N/A | N/A | N/A | N/A | Water Loop Equipment | Three | R410A | Australia,Fiji,New Zealand | 149396 | 2027-10-20 |  | Approved | Reverse Cycle | N/A | Yes | Class 6 | Yes | N/A | Yes | N/A | N/A | N/A | 201000331 | 3.7059 | Available | N/A | N/A |  | https://www.temperzone.com/ | N/A |  |  | AAC7112 | No | - | - | - | Yes | 32090 | 9.7 | - | - | - | - | - | - | No | - | - | - | - | - | - | - | - | 30710 | 8.38 | - | - | - | - | - | - | - | - | - | - | - | - | - | - | - | - | - | - | - | - | - | - | - | - | - | - | - | - | 3.355 | 3.334 | 3.492 | 3.777 | 3.606 | 3.633 | 2665 | 4041 | 12019 | 6197 | 7648 | 16563 | 1.5 | 1.5 | 1.5 | - | - | - | - | - | - | - | - | - | - | - | - | 0 | 0 | 0 | - | - | - | - | - | N/A | N/A | N/A | 9 | 3.2979 | 3.6514
[SEER Non Multi-Split <=65kW] GEMS (Air Conditioners up to 65kW) Determination 2019 | MEPS 2019 | AS/NZS 3823.1.2:2012 | OPA350RLTFPQ |  | N/A | TEMPERZONE | N/A | Ducted | Packaged | - | Air | Air | New Zealand,Australia | 11.06 | N/A | 34.82 | N/A | N/A | N/A | N/A | N/A | 11.53 | 36.98 | Enthalpy Test Room | 3.1483 | 3.2073 | N/A | - | N/A | N/A | N/A | N/A | N/A | N/A | N/A | N/A | N/A | N/A | N/A | N/A | N/A | N/A | N/A | N/A | N/A | Three | R32 | Australia,Fiji,New Zealand | 134622 | 2027-02-13 |  | Approved | Reverse Cycle | N/A | Yes | Class 6 | Yes | N/A | N/A | N/A | N/A | N/A | N/A | N/A | Available | N/A | N/A |  | https://www.temperzone.com/ | N/A |  |  | AAC6436 | Yes | Variable output compressor | Inverter | No | No | 34820 | 11.06 | - | 5110 | 16940 | Yes | 4050 | 12250 | - | 10108.84 | 37501.14 | Yes | 4190 | 18280 | - | 2620 | 9840 | 36980 | 11.53 | 5650 | 18860 | No | - | - | Yes | 12898 | 33100 | No | - | - | No | - | - | - | - | - | No | - | - | No | - | - | No | - | - | - | - | 4.019 | 3.909 | 4.122 | 4.706 | 5.6 | 4.847 | 2407 | 3731 | 11040 | 5389 | 5334 | 13463 | 2.5 | 2 | 2.5 | 2.801 | 2.988 | 3.085 | 2.846 | 2.999 | 3.07 | 17267 | 6752 | 1034 | 5753 | 3110 | 656 | 1 | 1 | 1.5 | - | - | - | - | - | N/A | N/A | N/A | 11.5 | 3.1373 | 3.1965
[SEER Non Multi-Split <=65kW] GEMS (Air Conditioners up to 65kW) Determination 2019 | MEPS 2019 | AS/NZS 3823.1.2:2012 | OPA370RKTB |  | N/A | TEMPERZONE | 6.16 | Ducted | Packaged | - | Air | Air | Australia,New Zealand | 11.52 | 30.68 | 36.84 | N/A | N/A | N/A | N/A | N/A | 10.42 | 35.88 | Enthalpy Test Room | 3.1979 | 3.4434 | N/A | - | N/A | 6.34 | 6 | N/A | N/A | N/A | N/A | N/A | 3.192 | 3.4367 | N/A | N/A | N/A | N/A | N/A | N/A | Enthalpy Test Room | Three | R410A | Australia,Fiji,New Zealand | 149371 | 2027-08-30 |  | Approved | Reverse Cycle | N/A | Yes | Class 6 | Yes | N/A | Yes | N/A | N/A | N/A | 201000331 | 3.1979 | Available | N/A | N/A |  | https://www.temperzone.com/ | N/A |  |  | AAC6914 | No | - | - | - | Yes | 36840 | 11.52 | - | - | - | - | - | - | No | - | - | - | - | - | - | - | - | 35880 | 10.42 | - | - | - | - | - | - | - | - | - | - | - | - | - | - | - | - | - | - | - | - | - | - | - | - | - | - | - | - | 3.253 | 3.23 | 3.378 | 3.655 | 3.49 | 3.514 | 3160 | 4793 | 14268 | 7354 | 9078 | 19666 | 1.5 | 1.5 | 1.5 | - | - | - | - | - | - | - | - | - | - | - | - | 0 | 0 | 0 | - | - | - | - | - | N/A | N/A | N/A | 9 | 3.1895 | 3.4334
[SEER Non Multi-Split <=65kW] GEMS (Air Conditioners up to 65kW) Determination 2019 | MEPS 2019 | AS/NZS 3823.1.2:2012 | OPA450RLTFPQ |  | N/A | TEMPERZONE | N/A | Ducted | Packaged | - | Air | Air | New Zealand,Australia | 14.49 | N/A | 43.31 | N/A | N/A | N/A | N/A | N/A | 14.17 | 44.43 | Enthalpy Test Room | 2.989 | 3.1355 | N/A | - | N/A | N/A | N/A | N/A | N/A | N/A | N/A | N/A | N/A | N/A | N/A | N/A | N/A | N/A | N/A | N/A | N/A | Three | R32 | Australia,Fiji,New Zealand | 134619 | 2027-02-20 |  | Approved | Reverse Cycle | N/A | Yes | Class 7 | Yes | N/A | N/A | N/A | N/A | N/A | N/A | N/A | Available | N/A | N/A |  | https://www.temperzone.com/ | N/A |  |  | AAC6442 | Yes | Variable output compressor | Inverter | No | No | 43310 | 14.49 | - | 6090 | 19600 | Yes | 4480 | 12080 | - | 13243.86 | 46644.87 | Yes | 5030 | 21370 | - | 3470 | 12680 | 44430 | 14.17 | 7490 | 23370 | No | - | - | Yes | 16622 | 42667 | No | - | - | No | - | - | - | - | - | No | - | - | No | - | - | No | - | - | - | - | 3.85 | 3.724 | 3.927 | 5.197 | 4.563 | 4.342 | 3133 | 4881 | 14423 | 6072 | 8154 | 18704 | 2 | 2 | 2 | 2.722 | 2.837 | 2.876 | 2.722 | 2.822 | 2.86 | 21343 | 8535 | 1325 | 7219 | 3965 | 839 | 1 | 1 | 1 | - | - | - | - | - | N/A | N/A | N/A | 11.5 | 2.981 | 3.1269
[SEER Non Multi-Split <=65kW] GEMS (Air Conditioners up to 65kW) Determination 2019 | MEPS 2019 | AS/NZS 3823.1.2:2012 | OPA465RKTB |  | N/A | TEMPERZONE | 6.76 | Ducted | Packaged | - | Air | Air | Australia,New Zealand | 14.5 | 35.72 | 42.48 | N/A | N/A | N/A | N/A | N/A | 12.1 | 41.25 | Enthalpy Test Room | 2.9297 | 3.4091 | N/A | - | N/A | 32.56 | 31.57 | N/A | N/A | N/A | N/A | N/A | 2.9076 | 3.3793 | N/A | N/A | N/A | N/A | N/A | N/A | Enthalpy Test Room | Three | R410A | Australia,Fiji,New Zealand | 149151 | 2027-08-22 |  | Approved | Reverse Cycle | N/A | Yes | Class 7 | Yes | N/A | Yes | N/A | N/A | N/A | 201000331 | 2.9297 | Available | N/A | N/A |  | https://www.temperzone.com/ | N/A |  |  | AAC6891 | No | - | - | - | Yes | 42480 | 14.5 | - | - | - | - | - | - | No | - | - | - | - | - | - | - | - | 41250 | 12.1 | - | - | - | - | - | - | - | - | - | - | - | - | - | - | - | - | - | - | - | - | - | - | - | - | - | - | - | - | 2.908 | 2.903 | 3.076 | 3.316 | 3.171 | 3.207 | 4036 | 6103 | 18025 | 9311 | 11481 | 24807 | 1 | 1 | 1.5 | - | - | - | - | - | - | - | - | - | - | - | - | 0 | 0 | 0 | - | - | - | - | - | N/A | N/A | N/A | 29 | 2.91 | 3.3817
[SEER Non Multi-Split <=65kW] GEMS (Air Conditioners up to 65kW) Determination 2019 | MEPS 2019 | AS/NZS 3823.1.2:2012 | OPA465RKTBG-P |  | N/A | TEMPERZONE | 6.84 | Ducted | Packaged | - | Air | Air | Australia,New Zealand | 13.63 | 37.02 | 43.86 | N/A | N/A | N/A | N/A | N/A | 11.36 | 41.09 | Enthalpy Test Room | 3.2179 | 3.6171 | Yes | - | N/A | 31.56 | 30.57 | N/A | N/A | N/A | N/A | N/A | 3.1929 | 3.5845 | N/A | N/A | N/A | N/A | N/A | N/A | Enthalpy Test Room | Three | R410A | Australia,Fiji,New Zealand | 147828 | 2027-06-30 |  | Approved | Reverse Cycle | N/A | Yes | Class 7 | Yes | N/A | Yes | N/A | N/A | N/A | 201000331 | 3.2179 | Available | N/A | N/A |  | https://www.temperzone.com/ | Yes |  |  | AAC6793 | Yes | Two-stage | - | Yes | Yes | 43860 | 13.63 | - | - | - | - | - | - | No | - | - | - | - | - | - | - | - | 41090 | 11.36 | - | - | - | - | - | - | - | - | - | - | - | - | - | - | - | - | - | - | - | - | - | - | - | - | - | - | - | - | 3.191 | 3.186 | 3.378 | 3.641 | 3.482 | 3.522 | 3797 | 5740 | 16947 | 8755 | 10795 | 23321 | 1.5 | 1.5 | 1.5 | - | - | - | - | - | - | - | - | - | - | - | - | 0 | 0 | 0 | - | - | - | - | - | N/A | N/A | N/A | 28 | 3.1957 | 3.5872
[SEER Non Multi-Split <=65kW] GEMS (Air Conditioners up to 65kW) Determination 2019 | MEPS 2019 | AS/NZS 3823.1.2:2012 | OPA550RKTB |  | N/A | TEMPERZONE | 11.39 | Ducted | Packaged | - | Air | Air | Australia,New Zealand | 17.8 | 40.62 | 52.01 | N/A | N/A | N/A | N/A | N/A | 16.59 | 52.57 | Enthalpy Test Room | 2.9219 | 3.1688 | N/A | - | N/A | 32.56 | 31.57 | N/A | N/A | N/A | N/A | N/A | 2.904 | 3.1485 | N/A | N/A | N/A | N/A | N/A | N/A | Enthalpy Test Room | Three | R410A | Australia,Fiji,New Zealand | 149152 | 2027-08-17 |  | Approved | Reverse Cycle | N/A | Yes | Class 7 | Yes | N/A | Yes | N/A | N/A | N/A | 201000331 | 2.9219 | Available | N/A | N/A |  | https://www.temperzone.com/ | N/A |  |  | AAC6879 | No | - | - | - | Yes | 52010 | 17.8 | - | - | - | - | - | - | No | - | - | - | - | - | - | - | - | 52570 | 16.59 | - | - | - | - | - | - | - | - | - | - | - | - | - | - | - | - | - | - | - | - | - | - | - | - | - | - | - | - | 2.922 | 2.912 | 3.074 | 3.317 | 3.171 | 3.202 | 4933 | 7466 | 22103 | 11410 | 14074 | 30433 | 1 | 1 | 1.5 | - | - | - | - | - | - | - | - | - | - | - | - | 0 | 0 | 0 | - | - | - | - | - | N/A | N/A | N/A | 29 | 2.9059 | 3.1502
[SEER Non Multi-Split <=65kW] GEMS (Air Conditioners up to 65kW) Determination 2019 | MEPS 2019 | AS/NZS 3823.1.2:2012 | OPA550RKTBG-P |  | N/A | TEMPERZONE | 8.84 | Ducted | Packaged | - | Air | Air | Australia,New Zealand | 18.07 | 44.04 | 52.88 | N/A | N/A | N/A | N/A | N/A | 15.92 | 53.4 | Enthalpy Test Room | 2.9264 | 3.3543 | Yes | - | N/A | 32.56 | 31.57 | N/A | N/A | N/A | N/A | N/A | 2.9087 | 3.3319 | N/A | N/A | N/A | N/A | N/A | N/A | Enthalpy Test Room | Three | R410A | Australia,Fiji,New Zealand | 149153 | 2027-08-22 |  | Approved | Reverse Cycle | N/A | Yes | Class 7 | Yes | N/A | Yes | N/A | N/A | N/A | 201000331 | 2.9264 | Available | N/A | N/A |  | https://www.temperzone.com/ | Yes |  |  | AAC6890 | No | - | - | - | Yes | 52880 | 18.07 | - | - | - | - | - | - | No | - | - | - | - | - | - | - | - | 53400 | 15.92 | - | - | - | - | - | - | - | - | - | - | - | - | - | - | - | - | - | - | - | - | - | - | - | - | - | - | - | - | 2.928 | 2.918 | 3.079 | 3.323 | 3.176 | 3.208 | 5006 | 7577 | 22437 | 11582 | 14286 | 30893 | 1 | 1 | 1.5 | - | - | - | - | - | - | - | - | - | - | - | - | 0 | 0 | 0 | - | - | - | - | - | N/A | N/A | N/A | 29 | 2.9106 | 3.3337
[SEER Non Multi-Split <=65kW] GEMS (Air Conditioners up to 65kW) Determination 2019 | MEPS 2019 | AS/NZS 3823.1.2:2012 | OPA560RLTFPQ |  | N/A | TEMPERZONE | N/A | Ducted | Packaged | - | Air | Air | New Zealand,Australia | 17.9 | N/A | 53.55 | N/A | N/A | N/A | N/A | N/A | 19.1 | 56.96 | Enthalpy Test Room | 2.9916 | 2.9822 | N/A | - | N/A | N/A | N/A | N/A | N/A | N/A | N/A | N/A | N/A | N/A | N/A | N/A | N/A | N/A | N/A | N/A | N/A | Three | R32 | Australia,Fiji,New Zealand | 137392 | 2027-02-13 |  | Approved | Reverse Cycle | N/A | Yes | Class 7 | Yes | N/A | N/A | N/A | N/A | N/A | N/A | N/A | Available | N/A | N/A |  | https://www.temperzone.com/ | N/A |  |  | AAC6437 | Yes | Variable output compressor | Inverter | No | No | 53550 | 17.9 | - | 8220 | 27740 | Yes | 6080 | 17350 | - | 16360.6 | 57673.35 | Yes | 6880 | 28040 | - | 4590 | 18170 | 56960 | 19.1 | 8690 | 27650 | No | - | - | No | - | - | - | 16774 | 42873 | No | - | - | - | - | - | - | - | - | No | - | - | No | - | - | - | - | 3.812 | 3.71 | 3.853 | 5.223 | 4.601 | 4.21 | 3918 | 6066 | 18183 | 7476 | 10005 | 23858 | 2 | 2 | 2 | 2.564 | 2.78 | 2.952 | 2.657 | 2.832 | 2.942 | 29038 | 11157 | 1648 | 9477 | 5057 | 1040 | 1 | 1 | 1 | - | - | - | - | - | N/A | N/A | N/A | 11.5 | 2.9851 | 2.9761
[SEER Non Multi-Split >65kW] GEMS (Air Conditioners above 65kW) Determination 2022 | MEPS 2020 | AS/NZS 3823.1.2:2012 | OPA705RKTB |  | N/A | TEMPERZONE | 10000 | Ducted | Packaged | - | Air | Air | Australia,New Zealand | 20600 | 56000 | 66 | N/A | N/A | N/A | N/A | N/A | 19000 | 66.4 | Enthalpy Test Room | 2.999 | 3.6344 | N/A | - | N/A | 6.34 | 6 | N/A | N/A | N/A | N/A | N/A | 3.192 | 3.4367 | N/A | N/A | N/A | N/A | N/A | N/A | Enthalpy Test Room | Three | R410A | Australia,Fiji,New Zealand | 150350 | 2027-10-05 |  | Approved | Reverse Cycle | N/A | No | Class 24 | No | N/A | Yes | N/A | N/A | N/A | 201000331 | 3.1979 | Available | N/A | N/A |  | https://www.temperzone.com/ | N/A |  |  | AAC7075 | No | - | - | - | Yes | 66000 | 20600 | - | - | - | - | - | - | No | - | - | - | - | - | - | - | - | 66400 | 19000 | - | - | - | - | - | - | - | - | - | - | - | - | - | - | - | - | - | - | - | - | - | - | - | - | - | - | N/A | N/A | 3.221 | 3.207 | 3.375 | 3.645 | 3.483 | 3.514 | 5690 | 8618 | 25559 | 13188 | 16270 | 35203 | 1.5 | 1.5 | 1.5 | - | - | - | - | - | - | - | - | - | - | - | - | 0 | 0 | 0 | N/A | - | - | - | - | N/A | N/A | N/A | 28 | 3.1892 | 3.4774
[SEER Non Multi-Split >65kW] GEMS (Air Conditioners above 65kW) Determination 2022 | MEPS 2020 | AS/NZS 3823.1.2:2012 | OPA705RKTBG-P |  | N/A | TEMPERZONE | 9900 | Ducted | Packaged | - | Air | Air | Australia,New Zealand | 20600 | 58000 | 67.9 | N/A | N/A | N/A | N/A | N/A | 18000 | 67.5 | Enthalpy Test Room | 3.2728 | 3.7255 | N/A | - | N/A | 6.34 | 6 | N/A | N/A | N/A | N/A | N/A | 3.192 | 3.4367 | N/A | N/A | N/A | N/A | N/A | N/A | Enthalpy Test Room | Three | R410A | Australia,Fiji,New Zealand | 150355 | 2027-10-09 |  | Approved | Reverse Cycle | N/A | No | Class 24 | No | N/A | Yes | N/A | N/A | N/A | 201000331 | 3.1979 | Available | N/A | N/A |  | https://www.temperzone.com/ | N/A |  |  | AAC7079 | Yes | Variable output compressor | Digital Scroll | Yes | Yes | 67900 | 20600 | - | - | - | - | - | - | No | - | - | - | - | - | - | - | - | 67500 | 18000 | - | - | - | - | - | - | - | - | - | - | - | - | - | - | - | - | - | - | - | - | - | - | - | - | - | - | N/A | N/A | 3.314 | 3.299 | 3.472 | 3.75 | 3.583 | 3.615 | 5690 | 8618 | 25559 | 13188 | 16270 | 35203 | 1.5 | 1.5 | 1.5 | - | - | - | - | - | - | - | - | - | - | - | - | 0 | 0 | 0 | N/A | - | - | - | - | N/A | N/A | N/A | 28 | 3.281 | 3.7304
[SEER Non Multi-Split >65kW] GEMS (Air Conditioners above 65kW) Determination 2022 | MEPS 2020 | Simulation | OPA855RKTBG-P |  | N/A | TEMPERZONE | 14400 | Ducted | Packaged | - | Air | Air | Australia,New Zealand | 25820 | 66990 | 81.39 | N/A | N/A | N/A | N/A | N/A | 20220 | 77.56 | Simulation test | 3.1522 | 3.8358 | N/A | - | N/A | 6.34 | 6 | N/A | N/A | N/A | N/A | N/A | 3.192 | 3.4367 | N/A | N/A | N/A | N/A | N/A | N/A | Enthalpy Test Room | Three | R410A | Australia,Fiji,New Zealand | 150368 | 2027-11-14 |  | Approved | Reverse Cycle | N/A | No | Class 24 | No | N/A | Yes | N/A | N/A | N/A | 201000331 | 3.1979 | Available | N/A | N/A |  | https://www.temperzone.com/ | N/A |  |  | AAC7154 | Yes | Variable output compressor | Digital Scroll | Yes | Yes | 81390 | 25820 | - | - | - | - | - | - | No | - | - | - | - | - | - | - | - | 77560 | 20220 | - | - | - | - | - | - | - | - | - | - | - | - | - | - | - | - | - | - | - | - | - | - | - | - | - | - | N/A | N/A | 3.207 | 3.184 | 3.33 | 3.603 | 3.44 | 3.464 | 7082 | 10741 | 31979 | 16482 | 20346 | 44077 | 1.5 | 1.5 | 1.5 | - | - | - | - | - | - | - | - | - | - | - | - | 0 | 0 | 0 | N/A | - | - | - | - | N/A | N/A | N/A | 20 | 3.144 | 3.823
[SEER Non Multi-Split >65kW] GEMS (Air Conditioners above 65kW) Determination 2022 | MEPS 2020 | Simulation | OPA960RKTBG-P |  | N/A | TEMPERZONE | 16400 | Ducted | Packaged | - | Air | Air | Australia,New Zealand | 31320 | 75550 | 91.95 | N/A | N/A | N/A | N/A | N/A | 24300 | 88.86 | Simulation test | 2.9358 | 3.6568 | N/A | - | N/A | 6.34 | 6 | N/A | N/A | N/A | N/A | N/A | 3.192 | 3.4367 | N/A | N/A | N/A | N/A | N/A | N/A | Enthalpy Test Room | Three | R410A | Australia,Fiji,New Zealand | 150371 | 2027-11-14 |  | Approved | Reverse Cycle | N/A | No | Class 24 | No | N/A | Yes | N/A | N/A | N/A | 201000331 | 3.1979 | Available | N/A | N/A |  | https://www.temperzone.com/ | N/A |  |  | AAC7152 | Yes | Variable output compressor | Digital Scroll | Yes | Yes | 91950 | 31320 | - | - | - | - | - | - | No | - | - | - | - | - | - | - | - | 88860 | 24300 | - | - | - | - | - | - | - | - | - | - | - | - | - | - | - | - | - | - | - | - | - | - | - | - | - | - | N/A | N/A | 2.995 | 2.972 | 3.104 | 3.36 | 3.207 | 3.227 | 8576 | 13013 | 38775 | 19980 | 24667 | 53453 | 1 | 1 | 1.5 | - | - | - | - | - | - | - | - | - | - | - | - | 0 | 0 | 0 | N/A | - | - | - | - | N/A | N/A | N/A | 20 | 2.9295 | 3.6466
[SEER Non Multi-Split >65kW] GEMS (Air Conditioners above 65kW) Determination 2022 | MEPS 2020 | AS/NZS 3823.1.2:2012 | OPA970RLTB1FPQ |  | N/A | TEMPERZONE | 11930 | Ducted | Packaged | - | Air | Air | Australia,New Zealand | 29970 | 77000 | 88.93 | N/A | N/A | N/A | N/A | N/A | 26290 | 88.17 | Enthalpy Test Room | 2.9673 | 3.3537 | N/A | - | N/A | N/A | N/A | N/A | N/A | N/A | N/A | N/A | N/A | N/A | N/A | N/A | N/A | N/A | N/A | N/A | N/A | Three | R32 | Australia,Fiji,New Zealand | 154859 | 2028-07-25 |  | Approved | Reverse Cycle | N/A | No | Class 24 | No | N/A | N/A | N/A | N/A | N/A | N/A | N/A | Available | N/A | N/A |  | https://www.temperzone.com/ | N/A |  |  | AAC7653 | Yes | Variable output compressor | Inverter | Yes | Yes | 88930 | 29970 | - | - | - | - | - | - | No | - | - | - | - | - | - | - | - | 88170 | 26290 | - | - | - | - | - | - | - | - | - | - | - | - | - | - | - | - | - | - | - | - | - | - | - | - | - | - | N/A | N/A | 3.022 | 3 | 3.136 | 3.394 | 3.239 | 3.261 | 8214 | 12461 | 37113 | 19126 | 23611 | 51156 | 1.5 | 1.5 | 1.5 | - | - | - | - | - | - | - | - | - | - | - | - | 0 | 0 | 0 | N/A | - | - | - | - | N/A | N/A | N/A | 21.5 | 2.9601 | 3.3445
[SEER Non Multi-Split >65kW] GEMS (Air Conditioners above 65kW) Determination 2022 | MEPS 2020 | AS/NZS 3823.1.2:2012 | OPA970RLTB2FPQ |  | N/A | TEMPERZONE | 15280 | Ducted | Packaged | - | Air | Air | New Zealand,Australia | 29890 | 75720 | 91 | N/A | N/A | N/A | N/A | N/A | 28680 | 95.83 | Enthalpy Test Room | 2.986 | 3.3412 | N/A | - | N/A | N/A | N/A | N/A | N/A | N/A | N/A | N/A | N/A | N/A | N/A | N/A | N/A | N/A | N/A | N/A | N/A | Three | R32 | Australia,Fiji,New Zealand | 141172 | 2027-10-09 |  | Approved | Reverse Cycle | N/A | No | Class 24 | No | N/A | N/A | N/A | N/A | N/A | N/A | N/A | Available | N/A | N/A |  | https://www.temperzone.com/ | N/A |  |  | AAC7080 | Yes | Variable output compressor | Inverter | No | No | 91000 | 29890 | - | 13619 | 45380 | Yes | 9979 | 28060 | - | - | - | Yes | 11701 | 47270 | - | 8157 | 28860 | 95830 | 28680 | 14801 | 50050 | Yes | 8784 | 22180 | Yes | 32102 | 84908 | Yes | 27091 | 75789 | No | - | - | - | - | - | No | - | - | No | - | - | No | - | - | N/A | N/A | 3.678 | 3.579 | 3.76 | 4.532 | 4.138 | 4.038 | 6895 | 10678 | 31662 | 14641 | 18902 | 42262 | 2 | 2 | 2 | 2.749 | 2.892 | 2.859 | 2.666 | 2.712 | 2.737 | 45578 | 18056 | 2870 | 15893 | 8893 | 1885 | 1 | 1 | 1 | N/A | - | - | - | - | N/A | N/A | N/A | 23 | 3.0366 | 3.3323
[SEER Non Multi-Split <=65kW] GEMS (Air Conditioners up to 65kW) Determination 2019 | MEPS 2019 | AS/NZS 3823.1.2:2012 | OSA380RKTB/ISD380KBY |  | N/A | TEMPERZONE | 7.24 | Ducted | Single Split System | - | Air | Air | Australia,New Zealand | 11.15 | 29.14 | 36.38 | N/A | N/A | N/A | N/A | N/A | 11.12 | 38.75 | Enthalpy Test Room | 3.2628 | 3.4847 | N/A | - | N/A | 12.56 | 11.57 | N/A | N/A | N/A | N/A | N/A | 3.2504 | 3.4725 | N/A | N/A | N/A | N/A | N/A | N/A | Enthalpy Test Room | Three | R410A | Australia,Fiji,New Zealand | 149068 | 2027-08-18 |  | Approved | Reverse Cycle | N/A | Yes | Class 11 | Yes | N/A | Yes | N/A | N/A | N/A | 201000331 | 3.2628 | Available | N/A | N/A |  | https://www.temperzone.com/ | N/A |  |  | AAC6883 | No | - | - | - | Yes | 36380 | 11.15 | - | - | - | - | - | - | No | - | - | - | - | - | - | - | - | 38750 | 11.12 | - | - | - | - | - | - | - | - | - | - | - | - | - | - | - | - | - | - | - | - | - | - | - | - | - | - | - | - | 3.317 | 3.294 | 3.446 | 3.729 | 3.56 | 3.585 | 3059 | 4640 | 13811 | 7119 | 8787 | 19035 | 1.5 | 1.5 | 1.5 | - | - | - | - | - | - | - | - | - | - | - | - | 0 | 0 | 0 | No | - | - | - | - | N/A | N/A | N/A | 9 | 3.2539 | 3.4752
[SEER Non Multi-Split <=65kW] GEMS (Air Conditioners up to 65kW) Determination 2019 | MEPS 2019 | AS/NZS 3823.1.2:2012 | OSA380RKTBG/ISD380KB-P |  | N/A | TEMPERZONE | 5.37 | Ducted | Single Split System | - | Air | Air | Australia,New Zealand | 11.14 | 30.46 | 35.83 | N/A | N/A | N/A | N/A | N/A | 11.27 | 35.74 | Enthalpy Test Room | 3.2163 | 3.1713 | Yes | - | N/A | 16.51 | 15.42 | N/A | N/A | N/A | N/A | N/A | 3.2003 | 3.1567 | N/A | N/A | N/A | N/A | N/A | N/A | Enthalpy Test Room | Three | R410A | Australia,Fiji,New Zealand | 155532 | 2028-07-18 |  | Approved | Reverse Cycle | N/A | No | Class 11 | No | N/A | Yes | N/A | N/A | N/A | 201000331 | 3.2163 | Available | N/A | N/A |  | https://www.temperzone.com/ | Yes |  |  | AAC7638 | Yes | Variable output compressor | Digital Scroll | Yes | Yes | 35830 | 11.14 | - | - | - | - | - | - | No | - | - | - | - | - | - | - | - | 35740 | 11.27 | - | - | - | - | - | - | - | - | - | - | - | - | - | - | - | - | - | - | - | - | - | - | - | - | - | - | - | - | 3.27 | 3.247 | 3.397 | 3.676 | 3.509 | 3.534 | 3057 | 4636 | 13799 | 7112 | 8779 | 19018 | 1.5 | 1.5 | 1.5 | - | - | - | - | - | - | - | - | - | - | - | - | 0 | 0 | 0 | No | - | - | - | - | N/A | N/A | N/A | 9 | 3.2076 | 3.1627
[SEER Non Multi-Split <=65kW] GEMS (Air Conditioners up to 65kW) Determination 2019 | MEPS 2019 | AS/NZS 3823.1.2:2012 | OSA465RKTB/ISD465KB |  | N/A | TEMPERZONE | 6.08 | Ducted | Single Split System | - | Air | Air | Australia,New Zealand | 14.32 | 36.56 | 42.64 | N/A | N/A | N/A | N/A | N/A | 12.46 | 43.97 | Enthalpy Test Room | 2.9777 | 3.5289 | N/A | - | N/A | 16.511 | 15.421 | N/A | N/A | N/A | N/A | N/A | 2.9661 | 3.5142 | N/A | N/A | N/A | N/A | N/A | N/A | Enthalpy Test Room | Three | R410A | Australia,Fiji,New Zealand | 149159 | 2027-08-22 |  | Approved | Reverse Cycle | N/A | Yes | Class 12 | Yes | N/A | Yes | N/A | N/A | N/A | 201000331 | 2.9777 | Available | N/A | N/A |  | https://www.temperzone.com/ | N/A |  |  | AAC6889 | No | - | - | - | Yes | 42640 | 14.32 | - | - | - | - | - | - | No | - | - | - | - | - | - | - | - | 43970 | 12.46 | - | - | - | - | - | - | - | - | - | - | - | - | - | - | - | - | - | - | - | - | - | - | - | - | - | - | - | - | 3.038 | 3.015 | 3.148 | 3.408 | 3.252 | 3.273 | 3921 | 5949 | 17728 | 9135 | 11278 | 24439 | 1.5 | 1.5 | 1.5 | - | - | - | - | - | - | - | - | - | - | - | - | 0 | 0 | 0 | No | - | - | - | - | N/A | N/A | N/A | 9 | 2.9713 | 3.5203
[SEER Non Multi-Split <=65kW] GEMS (Air Conditioners up to 65kW) Determination 2019 | MEPS 2019 | AS/NZS 3823.1.2:2012 | OSA570RKTB/ISD570KB |  | N/A | TEMPERZONE | 8.18 | Ducted | Single Split System | - | Air | Air | Australia,New Zealand | 17.55 | 45.81 | 53.99 | N/A | N/A | N/A | N/A | N/A | 16.28 | 55.01 | Enthalpy Test Room | 3.0764 | 3.379 | N/A | - | N/A | 19.38 | 17.99 | N/A | N/A | N/A | N/A | N/A | 3.0649 | 3.3664 | N/A | N/A | N/A | N/A | N/A | N/A | Enthalpy Test Room | Three | R410A | Australia,Fiji,New Zealand | 154096 | 2028-05-07 |  | Approved | Reverse Cycle | N/A | No | Class 12 | No | N/A | Yes | N/A | N/A | N/A | 201000331 | 3.0764 | Available | N/A | N/A |  | https://www.temperzone.com/ | N/A |  |  | AAC7471 | No | - | - | - | Yes | 53990 | 17.55 | - | - | - | - | - | - | No | - | - | - | - | - | - | - | - | 55010 | 16.28 | - | - | - | - | - | - | - | - | - | - | - | - | - | - | - | - | - | - | - | - | - | - | - | - | - | - | - | - | 3.139 | 3.115 | 3.252 | 3.521 | 3.36 | 3.382 | 4805 | 7291 | 21727 | 11195 | 13821 | 29952 | 1.5 | 1.5 | 1.5 | - | - | - | - | - | - | - | - | - | - | - | - | 0 | 0 | 0 | No | - | - | - | - | N/A | N/A | N/A | 11 | 3.0698 | 3.3713
[SEER Non Multi-Split <=65kW] GEMS (Air Conditioners up to 65kW) Determination 2019 | MEPS 2019 | AS/NZS 3823.1.2:2012 | OSA570RKTB/ISD570KB-P |  | N/A | TEMPERZONE | 8.6 | Ducted | Single Split System | - | Air | Air | Australia,New Zealand | 16.8 | 46.37 | 54.97 | N/A | N/A | N/A | N/A | N/A | 15.34 | 53.36 | Enthalpy Test Room | 3.272 | 3.4785 | N/A | - | N/A | 19.38 | 17.99 | N/A | N/A | N/A | N/A | N/A | 3.2593 | 3.4648 | N/A | N/A | N/A | N/A | N/A | N/A | Enthalpy Test Room | Three | R410A | Australia,Fiji,New Zealand | 154095 | 2028-05-07 |  | Approved | Reverse Cycle | N/A | No | Class 12 | No | N/A | Yes | N/A | N/A | N/A | 201000331 | 3.272 | Available | N/A | N/A |  | https://www.temperzone.com/ | N/A |  |  | AAC7470 | No | - | - | - | Yes | 54970 | 16.8 | - | - | - | - | - | - | No | - | - | - | - | - | - | - | - | 53360 | 15.34 | - | - | - | - | - | - | - | - | - | - | - | - | - | - | - | - | - | - | - | - | - | - | - | - | - | - | - | - | 3.336 | 3.312 | 3.459 | 3.744 | 3.573 | 3.597 | 4601 | 6981 | 20800 | 10718 | 13232 | 28673 | 1.5 | 1.5 | 1.5 | - | - | - | - | - | - | - | - | - | - | - | - | 0 | 0 | 0 | No | - | - | - | - | N/A | N/A | N/A | 11 | 3.2648 | 3.4701
[SEER Non Multi-Split <=65kW] GEMS (Air Conditioners up to 65kW) Determination 2019 | MEPS 2019 | AS/NZS 3823.1.2:2012 | OSA670RKTB/ISD670KB |  | N/A | TEMPERZONE | 8.26 | Ducted | Single Split System | - | Air | Air | Australia,New Zealand | 21.2 | 54.67 | 62.93 | N/A | N/A | N/A | N/A | N/A | 18.1 | 62.76 | Enthalpy Test Room | 2.9684 | 3.4674 | N/A | - | N/A | 19.379 | 17.991 | N/A | N/A | N/A | N/A | N/A | 2.9593 | 3.4558 | N/A | N/A | N/A | N/A | N/A | N/A | Enthalpy Test Room | Three | R410A | Australia,Fiji,New Zealand | 149160 | 2027-08-18 |  | Approved | Reverse Cycle | N/A | Yes | Class 12 | Yes | N/A | Yes | N/A | N/A | N/A | 201000331 | 2.9684 | Available | N/A | N/A |  | https://www.temperzone.com/ | N/A |  |  | AAC6886 | No | - | - | - | Yes | 62930 | 21.2 | - | - | - | - | - | - | No | - | - | - | - | - | - | - | - | 62760 | 18.1 | - | - | - | - | - | - | - | - | - | - | - | - | - | - | - | - | - | - | - | - | - | - | - | - | - | - | - | - | 3.038 | 3.013 | 3.141 | 3.402 | 3.246 | 3.265 | 5793 | 8794 | 26233 | 13513 | 16686 | 36171 | 1.5 | 1.5 | 1.5 | - | - | - | - | - | - | - | - | - | - | - | - | 0 | 0 | 0 | No | - | - | - | - | N/A | N/A | N/A | 10 | 2.9637 | 3.4609
[SEER Non Multi-Split <=65kW] GEMS (Air Conditioners up to 65kW) Determination 2019 | MEPS 2019 | AS/NZS 3823.1.2:2012 | OSA670RKTB/ISD670KB-P |  | N/A | TEMPERZONE | 9.82 | Ducted | Single Split System | - | Air | Air | Australia,New Zealand | 20.48 | 53.14 | 62.96 | N/A | N/A | N/A | N/A | N/A | 18.04 | 62.01 | Enthalpy Test Room | 3.0742 | 3.4374 | Yes | - | N/A | 19.379 | 17.991 | N/A | N/A | N/A | N/A | N/A | 3.0644 | 3.4258 | N/A | N/A | N/A | N/A | N/A | N/A | Enthalpy Test Room | Three | R410A | Australia,Fiji,New Zealand | 149161 | 2027-08-23 |  | Approved | Reverse Cycle | N/A | Yes | Class 12 | Yes | N/A | Yes | N/A | N/A | N/A | 201000331 | 3.0742 | Available | N/A | N/A |  | https://www.temperzone.com/ | N/A |  |  | AAC6897 | No | - | - | - | Yes | 62960 | 20.48 | - | - | - | - | - | - | No | - | - | - | - | - | - | - | - | 62010 | 18.04 | - | - | - | - | - | - | - | - | - | - | - | - | - | - | - | - | - | - | - | - | - | - | - | - | - | - | - | - | 3.145 | 3.12 | 3.252 | 3.522 | 3.361 | 3.381 | 5598 | 8497 | 25343 | 13055 | 16120 | 34943 | 1.5 | 1.5 | 1.5 | - | - | - | - | - | - | - | - | - | - | - | - | 0 | 0 | 0 | No | - | - | - | - | N/A | N/A | N/A | 10 | 3.0692 | 3.4309
[SEER Non Multi-Split >65kW] GEMS (Air Conditioners above 65kW) Determination 2022 | MEPS 2020 | Simulation | OSA840RKTBGV/ISD840KBXH-P |  | N/A | TEMPERZONE | 11400 | Ducted | Single Split System | - | Air | Air | New Zealand,Australia | 25380 | 69910 | 81.31 | N/A | N/A | N/A | N/A | N/A | 21290 | 78.35 | Simulation test | 3.2037 | 3.6801 | N/A | - | N/A | N/A | N/A | N/A | N/A | N/A | N/A | N/A | N/A | N/A | N/A | N/A | N/A | N/A | N/A | N/A | N/A | Three | R410A | Australia,New Zealand | 139108 | 2027-09-30 |  | Approved | Reverse Cycle | N/A | Yes | Class 25 | Yes | N/A | N/A | N/A | N/A | N/A | N/A | N/A | Available | N/A | N/A |  | https://www.temperzone.com/ | N/A |  |  | AAC6922 | No | - | - | - | Yes | 81310 | 25380 | - | - | - | - | - | - | No | - | - | - | - | - | - | - | - | 78350 | 21290 | - | - | - | - | - | - | - | - | - | - | - | - | - | - | - | - | - | - | - | - | - | - | - | - | - | - | N/A | N/A | 3.253 | 3.232 | 3.383 | 3.659 | 3.494 | 3.519 | 6969 | 10568 | 31443 | 16209 | 20007 | 43333 | 1.5 | 1.5 | 1.5 | - | - | - | - | - | - | - | - | - | - | - | - | 0 | 0 | 0 | N/A | - | - | - | - | N/A | N/A | N/A | 22 | 3.1943 | 3.6673
[SEER Non Multi-Split >65kW] GEMS (Air Conditioners above 65kW) Determination 2022 | MEPS 2020 | Simulation | OSA950RKTBGV/ISD950KBXH-P |  | N/A | TEMPERZONE | 16800 | Ducted | Single Split System | - | Air | Air | Australia,New Zealand | 30120 | 71850 | 88.65 | N/A | N/A | N/A | N/A | N/A | 26610 | 90.39 | Simulation test | 2.9432 | 3.3968 | N/A | - | N/A | N/A | N/A | N/A | N/A | N/A | N/A | N/A | N/A | N/A | N/A | N/A | N/A | N/A | N/A | N/A | N/A | Three | R410A | Australia,New Zealand | 149619 | 2027-09-30 |  | Approved | Reverse Cycle | N/A | Yes | Class 25 | Yes | N/A | N/A | N/A | N/A | N/A | N/A | N/A | Available | N/A | N/A |  | https://www.temperzone.com/ | N/A |  |  | AAC6920 | No | - | - | - | Yes | 88650 | 30120 | - | - | - | - | - | - | No | - | - | - | - | - | - | - | - | 90390 | 26610 | - | - | - | - | - | - | - | - | - | - | - | - | - | - | - | - | - | - | - | - | - | - | - | - | - | - | N/A | N/A | 2.997 | 2.975 | 3.11 | 3.366 | 3.213 | 3.234 | 8257 | 12525 | 37300 | 19223 | 23730 | 51414 | 1 | 1 | 1.5 | - | - | - | - | - | - | - | - | - | - | - | - | 0 | 0 | 0 | N/A | - | - | - | - | N/A | N/A | N/A | 22 | 2.936 | 3.3874
[SEER Non Multi-Split <=65kW] GEMS (Air Conditioners up to 65kW) Determination 2019 | MEPS 2019 | AS/NZS 3823.1.2:2012 | VPA160RKTG-P |  | N/A | TEMPERZONE | 2.79 | Ducted | Packaged | - | Air | Air | Australia,New Zealand | 4.93 | 12.87 | 15.66 | N/A | N/A | N/A | N/A | N/A | 4.35 | 15.75 | Enthalpy Test Room | 3.1765 | 3.6207 | Yes | - | N/A | 9.26 | 8.71 | N/A | N/A | N/A | N/A | N/A | 3.1564 | 3.5964 | N/A | N/A | N/A | N/A | N/A | N/A | Enthalpy Test Room | Three | R410A | Australia,Fiji,New Zealand | 155533 | 2028-07-22 |  | Approved | Reverse Cycle | N/A | No | Class 6 | No | N/A | Yes | N/A | N/A | N/A | 201000331 | 3.1765 | Available | N/A | N/A |  | https://www.temperzone.com/ | Yes |  |  | AAC7644 | Yes | Variable output compressor | Digital Scroll | Yes | - | 15660 | 4.93 | - | - | - | - | - | - | No | - | - | - | - | - | - | - | - | 15750 | 4.35 | - | - | - | - | - | - | - | - | - | 4220 | 13183 | - | - | - | - | - | - | - | - | - | No | - | - | - | - | - | - | - | 3.193 | 3.179 | 3.346 | 3.614 | 3.453 | 3.484 | 1362 | 2063 | 6117 | 3156 | 3894 | 8425 | 1.5 | 1.5 | 1.5 | 2.831 | 2.995 | 3.058 | 2.877 | 3.051 | 3.092 | 7280 | 2873 | 449 | 2427 | 1306 | 281 | 1 | 1 | 1.5 | - | - | - | - | - | N/A | N/A | N/A | 6.75 | 3.1618 | 3.6018
[SEER Non Multi-Split <=65kW] GEMS (Air Conditioners up to 65kW) Determination 2019 | MEPS Oct 2011 | AS/NZS 3823.1.2:2012 | VPA200RLTF-P |  | N/A | TEMPERZONE | 3.94 | Ducted | Packaged | - | Air | Air | New Zealand,Australia | 5.61 | 13.69 | 17.63 | - | 0 | 0 | 0 | - | 6.16 | 19.39 | Enthalpy Test Room | 3.1426 | 3.1477 | Yes | 0 | N/A | 8.91 | 8.71 | 0 | 0 | N/A | N/A | N/A | 3.1258 | 3.1328 | N/A | N/A | 0 | 0 | 0 | 0 | Enthalpy Test Room | Three | R32 | Australia,Fiji,New Zealand | 120199 | 2025-02-28 |  | Approved | Reverse Cycle | - | Yes | Class 6 | No | - | Yes | - | - | - | 201000331 | 3.1426 | Available | N/A | N/A |  | https://www.temperzone.com/ | Yes |  |  | AAC4539 | N/A | Variable output compressor,Variable speed fan systems | Inverter | N/A | N/A | N/A | 5.61 | N/A | N/A | N/A | N/A | N/A | N/A | N/A | N/A | N/A | N/A | N/A | N/A | N/A | N/A | N/A | N/A | 6.16 | N/A | N/A | N/A | N/A | N/A | N/A | N/A | N/A | N/A | N/A | N/A | N/A | N/A | N/A | N/A | N/A | N/A | N/A | N/A | N/A | N/A | N/A | N/A | N/A | N/A | N/A | N/A | N/A | N/A | N/A | N/A | N/A | N/A | N/A | N/A | N/A | N/A | N/A | N/A | N/A | N/A | N/A | N/A | N/A | N/A | N/A | N/A | N/A | N/A | N/A | N/A | N/A | N/A | N/A | N/A | N/A | N/A | N/A | N/A | N/A | N/A | N/A | N/A | N/A | N/A | N/A | N/A | 3.1258 | 3.1328
[SEER Multi-Split <=65kW] GEMS (Air Conditioners up to 65kW) Determination 2019 | MEPS 2019 | AS/NZS 3823.1.4:2012 | MCY-MHP0305HT |  | N/A | Toshiba | N/A | Non Ducted | vrf | N/A | Air | Air | China,Thailand | 2.113 | N/A | 8 | N/A | N/A | N/A | N/A | N/A | 2.163 | 9 | Enthalpy Test Room | 4.3921 | 4.6968 | N/A | - | N/A | N/A | N/A | N/A | N/A | N/A | N/A | N/A | N/A | N/A | N/A | N/A | N/A | N/A | N/A | N/A | N/A | Single | R410A | Australia,Fiji,New Zealand | 144032 | 2027-01-23 |  | Approved | Reverse Cycle | N/A | No | Class 19 | No | N/A | N/A | N/A | N/A | N/A | N/A | N/A | Available | N/A | N/A |  |  | N/A |  |  | AAC6409 | Yes | Variable output compressor | Inverter | No | - | 8000 | 2.113 | - | 703 | 4000 | No | - | - | - | 1931.282 | 8616 | No | 642.542 | 4308 | No | - | - | 9000 | 2.163 | 803 | 4500 | No | - | - | No | - | - | - | 3266 | 9800 | No | - | - | - | - | - | - | - | - | No | - | - | No | - | - | N/A | 69 | 4.679 | 4.598 | 5.261 | 6.114 | 5.752 | 5.737 | 447 | 695 | 1956 | 926 | 1167 | 2587 | 3 | 3 | 3.5 | 4.137 | 4.647 | 5.143 | 4.402 | 4.842 | 5.146 | 2874 | 1092 | 184 | 932 | 496 | 122 | 2.5 | 3 | 3.5 | N/A | N/A | N/A | N/A | N/A | N/A | N/A | N/A | 15 | 3.6974 | 4.0656
[SEER Multi-Split <=65kW] GEMS (Air Conditioners up to 65kW) Determination 2019 | MEPS 2019 | AS/NZS 3823.1.4:2012 | MCY-MHP0404HS-A |  | N/A | Toshiba | N/A | Non Ducted | vrf | N/A | Air | Air | China,Thailand | 2.914 | N/A | 12.1 | N/A | N/A | N/A | N/A | N/A | 2.674 | 12.5 | Enthalpy Test Room | 4.1354 | 4.771 | N/A | - | N/A | N/A | N/A | N/A | N/A | N/A | N/A | N/A | N/A | N/A | N/A | N/A | N/A | N/A | N/A | N/A | N/A | Single | R410A | Australia,Fiji,New Zealand | 133872 | 2025-11-16 |  | Approved | Reverse Cycle | N/A | Yes | Class 20 | Yes | N/A | N/A | N/A | N/A | N/A | N/A | N/A | Available | N/A | N/A |  |  | N/A |  |  | AAC5492 | Yes | Variable output compressor | Inverter | No | - | 12100 | 2.914 | - | 964 | 6050 | No | - | - | - | 2663.396 | 13031.7 | No | 881.096 | 6515.85 | No | - | - | 12500 | 2.674 | 1034 | 6250 | No | - | - | No | - | - | - | 3484 | 11830 | No | - | - | - | - | - | - | - | - | No | - | - | No | - | - | N/A | 66 | 5.092 | 5.014 | 5.771 | 6.701 | 6.308 | 6.304 | 618 | 961 | 2693 | 1275 | 1607 | 3559 | 3.5 | 3.5 | 4 | 4.32 | 4.955 | 5.543 | 4.644 | 5.192 | 5.549 | 3827 | 1428 | 244 | 1232 | 648 | 163 | 2.5 | 3 | 4 | N/A | N/A | N/A | N/A | N/A | N/A | N/A | N/A | 22 | 4.049 | 4.5482
[SEER Multi-Split <=65kW] GEMS (Air Conditioners up to 65kW) Determination 2019 | MEPS 2019 | AS/NZS 3823.1.4:2012 | MCY-MHP0405HT |  | N/A | Toshiba | N/A | Non Ducted | vrf | N/A | Air | Air | China,Thailand | 3.474 | N/A | 11.2 | N/A | N/A | N/A | N/A | N/A | 3.174 | 12.5 | Enthalpy Test Room | 3.4896 | 4.2463 | N/A | - | N/A | N/A | N/A | N/A | N/A | N/A | N/A | N/A | N/A | N/A | N/A | N/A | N/A | N/A | N/A | N/A | N/A | Single | R410A | Australia,Fiji,New Zealand | 144033 | 2027-01-31 |  | Approved | Reverse Cycle | N/A | No | Class 20 | No | N/A | N/A | N/A | N/A | N/A | N/A | N/A | Available | N/A | N/A |  |  | N/A |  |  | AAC6424 | Yes | Variable output compressor | Inverter | No | - | 11200 | 3.474 | - | 1014 | 5600 | No | - | - | - | 3175.236 | 12062.4 | No | 926.796 | 6031.2 | No | - | - | 12500 | 3.174 | 1144 | 6250 | No | - | - | No | - | - | - | 3638 | 10600 | No | - | - | - | - | - | - | - | - | No | - | - | No | - | - | N/A | 70 | 4.491 | 4.323 | 4.88 | 5.876 | 5.459 | 5.349 | 658 | 1044 | 2961 | 1355 | 1728 | 3892 | 2.5 | 2.5 | 3 | 3.704 | 4.302 | 4.989 | 4.065 | 4.595 | 5.008 | 4449 | 1628 | 258 | 1395 | 720 | 170 | 2 | 2.5 | 3 | N/A | N/A | N/A | N/A | N/A | N/A | N/A | N/A | 19 | 3.1654 | 3.8601
[SEER Multi-Split <=65kW] GEMS (Air Conditioners up to 65kW) Determination 2019 | MEPS 2019 | AS/NZS 3823.1.4:2012 | MCY-MHP0504HS-A |  | N/A | Toshiba | N/A | Non Ducted | vrf | N/A | Air | Air | China,Thailand | 3.605 | N/A | 14 | N/A | N/A | N/A | N/A | N/A | 3.855 | 16 | Enthalpy Test Room | 3.8933 | 4.4927 | N/A | - | N/A | N/A | N/A | N/A | N/A | N/A | N/A | N/A | N/A | N/A | N/A | N/A | N/A | N/A | N/A | N/A | N/A | Single | R410A | Australia,Fiji,New Zealand | 133878 | 2025-11-16 |  | Approved | Reverse Cycle | N/A | Yes | Class 20 | Yes | N/A | N/A | N/A | N/A | N/A | N/A | N/A | Available | N/A | N/A |  |  | N/A |  |  | AAC5493 | Yes | Variable output compressor | Inverter | No | - | 14000 | 3.605 | - | 1125 | 7000 | No | - | - | - | 3294.97 | 15078 | No | 1028.25 | 7539 | No | - | - | 16000 | 3.855 | 1395 | 8000 | No | - | - | No | - | - | - | 4405 | 13000 | No | - | - | - | - | - | - | - | - | - | - | - | No | - | - | N/A | 68 | 4.967 | 4.86 | 5.591 | 6.579 | 6.166 | 6.128 | 734 | 1148 | 3217 | 1503 | 1902 | 4237 | 3 | 3 | 4 | 3.749 | 4.405 | 5.224 | 4.166 | 4.759 | 5.253 | 5631 | 2042 | 322 | 1747 | 896 | 213 | 2 | 2.5 | 3.5 | N/A | N/A | N/A | N/A | N/A | N/A | N/A | N/A | 26 | 3.7911 | 4.0579
[SEER Multi-Split <=65kW] GEMS (Air Conditioners up to 65kW) Determination 2019 | MEPS 2019 | AS/NZS 3823.1.4:2012 | MCY-MHP0506HT |  | N/A | Toshiba | N/A | Non Ducted | vrf | N/A | Air | Air | China,Thailand | 4.045 | N/A | 14 | N/A | N/A | N/A | N/A | N/A | 3.965 | 16 | Enthalpy Test Room | 3.6822 | 4.2663 | N/A | - | N/A | N/A | N/A | N/A | N/A | N/A | N/A | N/A | N/A | N/A | N/A | N/A | N/A | N/A | N/A | N/A | N/A | Single | R410A | Australia,Fiji,New Zealand | 144035 | 2027-01-31 |  | Approved | Reverse Cycle | N/A | No | Class 20 | No | N/A | N/A | N/A | N/A | N/A | N/A | N/A | Available | N/A | N/A |  |  | N/A |  |  | AAC6423 | Yes | Variable output compressor | Inverter | No | - | 14000 | 4.045 | - | 1395 | 7000 | No | - | - | - | 3697.13 | 15078 | No | 1275.03 | 7539 | No | - | - | 16000 | 3.965 | 1515 | 8000 | No | - | - | No | - | - | - | 5093 | 12600 | No | - | - | - | - | - | - | - | - | No | - | - | No | - | - | N/A | 73 | 4.362 | 4.259 | 4.763 | 5.54 | 5.203 | 5.16 | 852 | 1330 | 3797 | 1803 | 2273 | 5049 | 2.5 | 2.5 | 3 | 3.347 | 3.917 | 4.79 | 3.772 | 4.303 | 4.831 | 6291 | 2277 | 335 | 1916 | 976 | 219 | 1.5 | 2 | 3 | N/A | N/A | N/A | N/A | N/A | N/A | N/A | N/A | 22 | 3.3986 | 3.961
[SEER Multi-Split <=65kW] GEMS (Air Conditioners up to 65kW) Determination 2019 | MEPS 2019 | AS/NZS 3823.1.4:2012 | MCY-MHP0604HS-A |  | N/A | Toshiba | N/A | Non Ducted | vrf | N/A | Air | Air | China,Thailand | 4.395 | N/A | 15.5 | N/A | N/A | N/A | N/A | N/A | 4.415 | 18 | Enthalpy Test Room | 3.6656 | 4.1589 | N/A | - | N/A | N/A | N/A | N/A | N/A | N/A | N/A | N/A | N/A | N/A | N/A | N/A | N/A | N/A | N/A | N/A | N/A | Single | R410A | Australia,Fiji,New Zealand | 133883 | 2025-11-18 |  | Approved | Reverse Cycle | N/A | Yes | Class 20 | Yes | N/A | N/A | N/A | N/A | N/A | N/A | N/A | Available | N/A | N/A |  |  | N/A |  |  | AAC5497 | Yes | Variable output compressor | Inverter | No | - | 15500 | 4.395 | - | 1255 | 7750 | No | - | - | - | 4017.03 | 16693.5 | No | 1147.07 | 8346.75 | No | - | - | 18000 | 4.415 | 1565 | 9000 | No | - | - | No | - | - | - | 4705 | 14000 | No | - | - | - | - | - | - | - | - | No | - | - | No | - | - | N/A | 68 | 4.916 | 4.736 | 5.387 | 6.501 | 6.037 | 5.922 | 827 | 1313 | 3706 | 1690 | 2158 | 4861 | 3 | 3 | 3.5 | 3.673 | 4.339 | 5.229 | 4.117 | 4.725 | 5.264 | 6457 | 2322 | 354 | 1981 | 1008 | 232 | 2 | 2.5 | 3.5 | N/A | N/A | N/A | N/A | N/A | N/A | N/A | N/A | 26 | 3.4576 | 3.9974
[SEER Multi-Split <=65kW] GEMS (Air Conditioners up to 65kW) Determination 2019 | MEPS 2019 | AS/NZS 3823.1.4:2012 | MCY-MHP0606HT |  | N/A | Toshiba | N/A | Non Ducted | vrf | N/A | Air | Air | China,Thailand | 4.595 | N/A | 15.5 | N/A | N/A | N/A | N/A | N/A | 4.255 | 17 | Enthalpy Test Room | 3.5137 | 4.1689 | N/A | - | N/A | N/A | N/A | N/A | N/A | N/A | N/A | N/A | N/A | N/A | N/A | N/A | N/A | N/A | N/A | N/A | N/A | Single | R410A | Australia,Fiji,New Zealand | 144036 | 2027-01-26 |  | Approved | Reverse Cycle | N/A | No | Class 20 | No | N/A | N/A | N/A | N/A | N/A | N/A | N/A | Available | N/A | N/A |  |  | N/A |  |  | AAC6416 | Yes | Variable output compressor | Inverter | No | - | 15500 | 4.595 | - | 1565 | 7750 | No | - | - | - | 4199.83 | 16693.5 | No | 1430.41 | 8346.75 | No | - | - | 17000 | 4.255 | 1595 | 8500 | No | - | - | No | - | - | - | 5196 | 12700 | No | - | - | - | - | - | - | - | - | No | - | - | No | - | - | N/A | 74 | 4.355 | 4.232 | 4.696 | 5.493 | 5.148 | 5.083 | 950 | 1488 | 4271 | 2019 | 2549 | 5680 | 2.5 | 2.5 | 3 | 3.243 | 3.815 | 4.813 | 3.709 | 4.257 | 4.868 | 6894 | 2478 | 351 | 2066 | 1045 | 228 | 1.5 | 2 | 3 | N/A | N/A | N/A | N/A | N/A | N/A | N/A | N/A | 22 | 3.3195 | 3.9267
[SEER Multi-Split <=65kW] GEMS (Air Conditioners up to 65kW) Determination 2019 | MEPS 2019 | AS/NZS 3823.1.4:2012 | MCY-MHP0806HS8-E / MMU-AP0094HP1-E |  | N/A | Toshiba | N/A | Non Ducted | vrf | N/A | Air | Air | China | 6.838 | N/A | 22.4 | N/A | N/A | N/A | N/A | N/A | 5.368 | 22.4 | Enthalpy Test Room | 3.5534 | 4.4225 | N/A | - | N/A | N/A | N/A | N/A | N/A | N/A | N/A | N/A | N/A | N/A | N/A | N/A | N/A | N/A | N/A | N/A | N/A | Three | R410A | Australia,Fiji,New Zealand | 132001 | 2026-04-16 |  | Approved | Reverse Cycle | N/A | No | Class 20 | No | N/A | N/A | N/A | N/A | N/A | N/A | N/A | Available | N/A | N/A |  |  | N/A |  |  | AAC5902 | Yes | Variable output compressor | Inverter | No | - | 22400 | 6.838 | - | 2138 | 11200 | No | - | - | - | 6249.932 | 24124.8 | No | 1954.132 | 12062.4 | No | - | - | 22400 | 5.368 | 2018 | 11200 | No | - | - | No | - | - | - | 9108 | 23500 | No | - | - | - | - | - | - | - | - | No | - | - | No | - | - | N/A | 75 | 4.285 | 4.171 | 4.741 | 5.603 | 5.241 | 5.183 | 1372 | 2154 | 6085 | 2835 | 3593 | 8027 | 2.5 | 2.5 | 3 | 3.925 | 4.477 | 5.079 | 4.244 | 4.728 | 5.092 | 7549 | 2831 | 477 | 2416 | 1275 | 318 | 2 | 2.5 | 3.5 | N/A | N/A | N/A | N/A | N/A | N/A | N/A | N/A | 43 | 3.2076 | 4.0629
[SEER Multi-Split <=65kW] GEMS (Air Conditioners up to 65kW) Determination 2019 | MEPS 2019 | AS/NZS 3823.1.4:2012 | MMY-MAP0806FT8P-A |  | N/A | Toshiba | N/A | Non Ducted | vrf | N/A | Air | Air | Thailand | 6.131 | N/A | 22.4 | N/A | N/A | N/A | N/A | N/A | 6.011 | 22.4 | Enthalpy Test Room | 3.3935 | 3.476 | N/A | - | N/A | N/A | N/A | N/A | N/A | N/A | N/A | N/A | N/A | N/A | N/A | N/A | N/A | N/A | N/A | N/A | N/A | Three | R410A | Australia,Fiji,New Zealand | 133067 | 2025-10-22 |  | Approved | Reverse Cycle | N/A | Yes | Class 20 | Yes | N/A | N/A | N/A | N/A | N/A | N/A | N/A | Available | N/A | N/A | http://www.toshiba-aircon.in.th/ |  | N/A |  |  | AAC5423 | Yes | Variable output compressor | Inverter | No | - | 22400 | 6.131 | - | 1921 | 11200 | No | - | - | - | 5603.734 | 24124.8 | No | 1755.794 | 12062.4 | No | - | - | 22400 | 6.011 | 2374 | 11200 | No | - | - | Yes | 7356 | 16800 | No | - | - | No | - | - | - | - | - | No | - | - | No | - | - | No | - | - | N/A | 80 | 2.869 | 3.072 | 4.488 | 4.76 | 4.678 | 5.201 | 1757 | 2560 | 6051 | 3036 | 3718 | 7687 | 1 | 1.5 | 2.5 | 3.066 | 3.679 | 4.336 | 3.322 | 3.955 | 4.335 | 9974 | 3826 | 922 | 3379 | 1825 | 670 | 1.5 | 2 | 2.5 | N/A | N/A | N/A | N/A | N/A | N/A | N/A | N/A | 196 | 3.2973 | 3.3566
[SEER Multi-Split <=65kW] GEMS (Air Conditioners up to 65kW) Determination 2019 | MEPS 2019 | AS/NZS 3823.1.4:2012 | MMY-MAP0806HT8P-A |  | N/A | Toshiba | N/A | Non Ducted | vrf | N/A | Air | Air | Thailand | 5.554 | N/A | 22.4 | N/A | N/A | N/A | N/A | N/A | 5.484 | 25 | Enthalpy Test Room | 3.7233 | 4.1467 | N/A | - | N/A | N/A | N/A | N/A | N/A | N/A | N/A | N/A | N/A | N/A | N/A | N/A | N/A | N/A | N/A | N/A | N/A | Three | R410A | Australia,Fiji,New Zealand | 129551 | 2025-07-20 |  | Approved | Reverse Cycle | N/A | Yes | Class 20 | Yes | N/A | N/A | N/A | N/A | N/A | N/A | N/A | Available | N/A | N/A | http://www.toshiba-aircon.in.th/ |  | N/A |  |  | AAC5030 | Yes | Variable output compressor | Inverter | No | - | 22400 | 5.554 | - | 1751 | 11200 | No | - | - | - | 5076.356 | 24124.8 | No | 1600.414 | 12062.4 | No | - | - | 25000 | 5.484 | 2221 | 12500 | No | - | - | Yes | 6791 | 18500 | No | - | - | No | - | - | - | - | - | No | - | - | - | - | - | No | - | - | N/A | 74 | 3.005 | 3.242 | 4.846 | 5.08 | 5.018 | 5.649 | 1657 | 2398 | 5569 | 2819 | 3439 | 7046 | 1.5 | 1.5 | 3 | 3.543 | 4.355 | 5.179 | 3.876 | 4.697 | 5.174 | 9650 | 3637 | 894 | 3250 | 1740 | 652 | 2 | 2.5 | 3.5 | N/A | N/A | N/A | N/A | N/A | N/A | N/A | N/A | 196 | 3.6033 | 4.0674
[SEER Multi-Split <=65kW] GEMS (Air Conditioners up to 65kW) Determination 2019 | MEPS 2019 | AS/NZS 3823.1.4:2012 | MMY-MAP1006FT8P-A |  | N/A | Toshiba | N/A | Non Ducted | vrf | N/A | Air | Air | Thailand | 7.207 | N/A | 28 | N/A | N/A | N/A | N/A | N/A | 7.165 | 28 | Enthalpy Test Room | 3.6023 | 3.6355 | N/A | - | N/A | N/A | N/A | N/A | N/A | N/A | N/A | N/A | N/A | N/A | N/A | N/A | N/A | N/A | N/A | N/A | N/A | Three | R410A | Australia,Fiji,New Zealand | 133068 | 2025-10-22 |  | Approved | Reverse Cycle | N/A | Yes | Class 20 | Yes | N/A | N/A | N/A | N/A | N/A | N/A | N/A | Available | N/A | N/A | http://www.toshiba-aircon.in.th/ |  | N/A |  |  | AAC5418 | Yes | Variable output compressor | Inverter | No | - | 28000 | 7.207 | - | 2262 | 14000 | No | - | - | - | 6587.198 | 30156 | No | 2067.468 | 15078 | No | - | - | 28000 | 7.165 | 2838 | 14000 | No | - | - | Yes | 8750 | 20900 | No | - | - | No | - | - | - | - | - | No | - | - | No | - | - | No | - | - | N/A | 80 | 3.293 | 3.484 | 4.906 | 5.289 | 5.16 | 5.629 | 1952 | 2874 | 6991 | 3466 | 4268 | 8941 | 1.5 | 1.5 | 3 | 3.18 | 3.837 | 4.535 | 3.453 | 4.129 | 4.533 | 11934 | 4483 | 1007 | 3981 | 2105 | 723 | 1.5 | 2 | 3 | N/A | N/A | N/A | N/A | N/A | N/A | N/A | N/A | 196 | 3.558 | 3.5771
[SEER Multi-Split <=65kW] GEMS (Air Conditioners up to 65kW) Determination 2019 | MEPS 2019 | AS/NZS 3823.1.4:2012 | MMY-MAP1006HT8P-A |  | N/A | Toshiba | N/A | Non Ducted | vrf | N/A | Air | Air | Thailand | 7.51 | N/A | 28 | N/A | N/A | N/A | N/A | N/A | 7.21 | 31.5 | Enthalpy Test Room | 3.4047 | 3.971 | N/A | - | N/A | N/A | N/A | N/A | N/A | N/A | N/A | N/A | N/A | N/A | N/A | N/A | N/A | N/A | N/A | N/A | N/A | Three | R410A | Australia,Fiji,New Zealand | 129554 | 2025-07-17 |  | Approved | Reverse Cycle | N/A | Yes | Class 20 | Yes | N/A | N/A | N/A | N/A | N/A | N/A | N/A | Available | N/A | N/A | http://www.toshiba-aircon.in.th/ |  | N/A |  |  | AAC5026 | Yes | Variable output compressor | Inverter | No | - | 28000 | 7.51 | - | 2393 | 14000 | No | - | - | - | 6864.14 | 30156 | No | 2187.202 | 15078 | No | - | - | 31500 | 7.21 | 2923 | 15750 | No | - | - | Yes | 8969 | 23400 | No | - | - | No | - | - | - | - | - | No | - | - | No | - | - | No | - | - | N/A | 74 | 3.2 | 3.377 | 4.703 | 5.082 | 4.951 | 5.377 | 2021 | 2982 | 7313 | 3624 | 4465 | 9378 | 1.5 | 1.5 | 3 | 3.426 | 4.185 | 4.958 | 3.737 | 4.506 | 4.953 | 12443 | 4608 | 1022 | 4123 | 2157 | 732 | 1.5 | 2.5 | 3 | N/A | N/A | N/A | N/A | N/A | N/A | N/A | N/A | 196 | 3.4261 | 4.0013
[SEER Multi-Split <=65kW] GEMS (Air Conditioners up to 65kW) Determination 2019 | MEPS 2019 | AS/NZS 3823.1.4:2012 | MMY-MAP1206FT8P-A |  | N/A | Toshiba | N/A | Non Ducted | vrf | N/A | Air | Air | Thailand | 9.45 | N/A | 33.5 | N/A | N/A | N/A | N/A | N/A | 8.865 | 33.5 | Enthalpy Test Room | 3.3433 | 3.5254 | N/A | - | N/A | N/A | N/A | N/A | N/A | N/A | N/A | N/A | N/A | N/A | N/A | N/A | N/A | N/A | N/A | N/A | N/A | Three | R410A | Australia,Fiji,New Zealand | 133074 | 2025-10-22 |  | Approved | Reverse Cycle | N/A | Yes | Class 20 | Yes | N/A | N/A | N/A | N/A | N/A | N/A | N/A | Available | N/A | N/A | http://www.toshiba-aircon.in.th/ |  | N/A |  |  | AAC5419 | Yes | Variable output compressor | Inverter | No | Yes | 33500 | 9.45 | - | 2718 | 16750 | No | - | - | - | 8637.3 | 36079.5 | No | 2484.252 | 18039.75 | No | - | - | 33500 | 8.865 | 3195 | 16750 | - | - | - | - | - | - | - | - | - | - | - | - | - | - | - | - | - | - | - | - | - | - | - | - | N/A | - | 3.2 | 3.361 | 4.723 | 5.18 | 5.026 | 5.443 | 2404 | 3570 | 8694 | 4231 | 5242 | 11065 | 1.5 | 1.5 | 3 | - | - | - | - | - | - | - | - | - | - | - | - | 0 | 0 | 0 | N/A | N/A | N/A | N/A | N/A | N/A | N/A | N/A | 241 | 3.2637 | 3.4609
[SEER Multi-Split <=65kW] GEMS (Air Conditioners up to 65kW) Determination 2019 | MEPS 2019 | AS/NZS 3823.1.4:2012 | MMY-MAP1206HT8P-A |  | N/A | Toshiba | N/A | Non Ducted | vrf | N/A | Air | Air | Thailand | 9.656 | N/A | 33.5 | N/A | N/A | N/A | N/A | N/A | 9.396 | 37.5 | Enthalpy Test Room | 3.1621 | 3.6342 | N/A | - | N/A | N/A | N/A | N/A | N/A | N/A | N/A | N/A | N/A | N/A | N/A | N/A | N/A | N/A | N/A | N/A | N/A | Three | R410A | Australia,Fiji,New Zealand | 129559 | 2025-07-20 |  | Approved | Reverse Cycle | N/A | Yes | Class 20 | Yes | N/A | N/A | N/A | N/A | N/A | N/A | N/A | Available | N/A | N/A | http://www.toshiba-aircon.in.th/ |  | N/A |  |  | AAC5029 | Yes | Variable output compressor | Inverter | No | Yes | 33500 | 9.656 | - | 3651 | 16750 | No | - | - | - | 8825.584 | 36079.5 | No | 3337.014 | 18039.75 | No | - | - | 37500 | 9.396 | 4628 | 18750 | - | - | - | - | - | - | - | - | - | - | - | - | - | - | - | - | - | - | - | - | - | - | - | - | N/A | - | 3.061 | 3.192 | 4.145 | 4.465 | 4.332 | 4.613 | 2637 | 3912 | 10103 | 5082 | 6256 | 13235 | 1.5 | 1.5 | 2.5 | - | - | - | - | - | - | - | - | - | - | - | - | 0 | 0 | 0 | N/A | N/A | N/A | N/A | N/A | N/A | N/A | N/A | 196 | 3.2466 | 3.7282
[SEER Multi-Split <=65kW] GEMS (Air Conditioners up to 65kW) Determination 2019 | MEPS 2019 | AS/NZS 3823.1.4:2012 | MMY-MAP1406FT8P-A |  | N/A | Toshiba | N/A | Non Ducted | vrf | N/A | Air | Air | Thailand | 12.351 | N/A | 40 | N/A | N/A | N/A | N/A | N/A | 11.419 | 40 | Enthalpy Test Room | 3.0428 | 3.422 | N/A | - | N/A | N/A | N/A | N/A | N/A | N/A | N/A | N/A | N/A | N/A | N/A | N/A | N/A | N/A | N/A | N/A | N/A | Three | R410A | Australia,Fiji,New Zealand | 133075 | 2025-10-22 |  | Approved | Reverse Cycle | N/A | Yes | Class 21 | Yes | N/A | N/A | N/A | N/A | N/A | N/A | N/A | Available | N/A | N/A | http://www.toshiba-aircon.in.th/ |  | N/A |  |  | AAC5424 | Yes | Variable output compressor | Inverter | No | Yes | 40000 | 12.351 | - | 5882 | 20000 | No | - | - | - | 11288.814 | 43080 | No | 5376.148 | 21540 | No | - | - | 40000 | 11.419 | - | - | - | - | - | - | - | - | - | - | - | - | - | - | - | - | - | - | - | - | - | - | - | - | - | - | N/A | - | 2.596 | 2.721 | 3.431 | 3.575 | 3.486 | 3.744 | 3790 | 5570 | 14679 | 7685 | 9386 | 19569 | 1 | 1 | 1.5 | - | - | - | - | - | - | - | - | - | - | - | - | 0 | 0 | 0 | N/A | N/A | N/A | N/A | N/A | N/A | N/A | N/A | 241 | 3.0382 | 3.2697
[SEER Multi-Split <=65kW] GEMS (Air Conditioners up to 65kW) Determination 2019 | MEPS 2019 | AS/NZS 3823.1.4:2012 | MMY-MAP1406HT8P-A |  | N/A | Toshiba | N/A | Non Ducted | vrf | N/A | Air | Air | Thailand | 12.282 | N/A | 40 | N/A | N/A | N/A | N/A | N/A | 10.882 | 45 | Enthalpy Test Room | 2.998 | 3.7712 | N/A | - | N/A | N/A | N/A | N/A | N/A | N/A | N/A | N/A | N/A | N/A | N/A | N/A | N/A | N/A | N/A | N/A | N/A | Three | R410A | Australia,Fiji,New Zealand | 129793 | 2025-07-16 |  | Approved | Reverse Cycle | N/A | Yes | Class 21 | Yes | N/A | N/A | N/A | N/A | N/A | N/A | N/A | Available | N/A | N/A | http://www.toshiba-aircon.in.th/ |  | N/A |  |  | AAC5023 | Yes | Variable output compressor | Inverter | No | Yes | 40000 | 12.282 | - | 4566 | 20000 | No | - | - | - | 11225.748 | 43080 | No | 4173.324 | 21540 | No | - | - | 45000 | 10.882 | 4897 | 22500 | - | - | - | - | - | - | - | - | - | - | - | - | - | - | - | - | - | - | - | - | - | - | - | - | N/A | - | 2.93 | 3.048 | 3.941 | 4.267 | 4.133 | 4.386 | 3297 | 4903 | 12700 | 6358 | 7839 | 16631 | 1 | 1.5 | 2 | - | - | - | - | - | - | - | - | - | - | - | - | 0 | 0 | 0 | N/A | N/A | N/A | N/A | N/A | N/A | N/A | N/A | 241 | 3.0542 | 3.8473
[SEER Multi-Split <=65kW] GEMS (Air Conditioners up to 65kW) Determination 2019 | MEPS 2019 | AS/NZS 3823.1.4:2012 | MMY-MAP1606FT8P-A |  | N/A | Toshiba | N/A | Non Ducted | vrf | N/A | Air | Air | Thailand | 13.464 | N/A | 45 | N/A | N/A | N/A | N/A | N/A | 12.471 | 45 | Enthalpy Test Room | 3.1268 | 3.3811 | N/A | - | N/A | N/A | N/A | N/A | N/A | N/A | N/A | N/A | N/A | N/A | N/A | N/A | N/A | N/A | N/A | N/A | N/A | Three | R410A | Australia,Fiji,New Zealand | 133076 | 2025-10-22 |  | Approved | Reverse Cycle | N/A | Yes | Class 21 | Yes | N/A | N/A | N/A | N/A | N/A | N/A | N/A | Available | N/A | N/A | http://www.toshiba-aircon.in.th/ |  | N/A |  |  | AAC5420 | Yes | Variable output compressor | Inverter | No | Yes | 45000 | 13.464 | - | 3904 | 22500 | No | - | - | - | 12306.096 | 48465 | No | 3568.256 | 24232.5 | No | - | - | 45000 | 12.471 | - | - | - | - | - | - | - | - | - | - | - | - | - | - | - | - | - | - | - | - | - | - | - | - | - | - | N/A | - | 3.478 | 3.561 | 4.659 | 5.273 | 5.042 | 5.273 | 3097 | 4697 | 12057 | 5744 | 7189 | 15531 | 1.5 | 2 | 3 | - | - | - | - | - | - | - | - | - | - | - | - | 0 | 0 | 0 | N/A | N/A | N/A | N/A | N/A | N/A | N/A | N/A | 241 | 3.1516 | 3.3871
[SEER Multi-Split <=65kW] GEMS (Air Conditioners up to 65kW) Determination 2019 | MEPS 2019 | AS/NZS 3823.1.4:2012 | MMY-MAP1606HT8P-A |  | N/A | Toshiba | N/A | Non Ducted | vrf | N/A | Air | Air | Thailand | 13.908 | N/A | 45 | N/A | N/A | N/A | N/A | N/A | 12.708 | 50 | Enthalpy Test Room | 2.9377 | 3.6173 | N/A | - | N/A | N/A | N/A | N/A | N/A | N/A | N/A | N/A | N/A | N/A | N/A | N/A | N/A | N/A | N/A | N/A | N/A | Three | R410A | Australia,Fiji,New Zealand | 129794 | 2025-07-17 |  | Approved | Reverse Cycle | N/A | Yes | Class 21 | Yes | N/A | N/A | N/A | N/A | N/A | N/A | N/A | Available | N/A | N/A | http://www.toshiba-aircon.in.th/ |  | N/A |  |  | AAC5025 | Yes | Variable output compressor | Inverter | No | Yes | 45000 | 13.908 | - | 4942 | 22500 | No | - | - | - | 12711.912 | 48465 | No | 4516.988 | 24232.5 | No | - | - | 50000 | 12.708 | 6020 | 25000 | - | - | - | - | - | - | - | - | - | - | - | - | - | - | - | - | - | - | - | - | - | - | - | - | N/A | - | 3.101 | 3.196 | 4.065 | 4.47 | 4.306 | 4.519 | 3539 | 5307 | 13905 | 6865 | 8504 | 18206 | 1.5 | 1.5 | 2.5 | - | - | - | - | - | - | - | - | - | - | - | - | 0 | 0 | 0 | N/A | N/A | N/A | N/A | N/A | N/A | N/A | N/A | 241 | 3.0565 | 3.6975
[SEER Multi-Split <=65kW] GEMS (Air Conditioners up to 65kW) Determination 2019 | MEPS 2019 | AS/NZS 3823.1.4:2012 | MMY-MAP1806FT8P-A |  | N/A | Toshiba | N/A | Non Ducted | vrf | N/A | Air | Air | Thailand | 15.787 | N/A | 50.4 | N/A | N/A | N/A | N/A | N/A | 14.058 | 50.4 | Enthalpy Test Room | 2.9746 | 3.3474 | N/A | - | N/A | N/A | N/A | N/A | N/A | N/A | N/A | N/A | N/A | N/A | N/A | N/A | N/A | N/A | N/A | N/A | N/A | Three | R410A | Australia,Fiji,New Zealand | 133118 | 2025-10-22 |  | Approved | Reverse Cycle | N/A | Yes | Class 21 | Yes | N/A | N/A | N/A | N/A | N/A | N/A | N/A | Available | N/A | N/A | http://www.toshiba-aircon.in.th/ |  | N/A |  |  | AAC5421 | Yes | Variable output compressor | Inverter | No | Yes | 50400 | 15.787 | - | 6545 | 25200 | No | - | - | - | 14429.318 | 54280.8 | No | 5982.13 | 27140.4 | No | - | - | 50400 | 14.058 | 6971 | 25200 | - | - | - | - | - | - | - | - | - | - | - | - | - | - | - | - | - | - | - | - | - | - | - | - | N/A | - | 2.948 | 3.036 | 3.733 | 4.031 | 3.891 | 4.081 | 4265 | 6373 | 17094 | 8646 | 10659 | 22694 | 1 | 1.5 | 2 | - | - | - | - | - | - | - | - | - | - | - | - | 0 | 0 | 0 | N/A | N/A | N/A | N/A | N/A | N/A | N/A | N/A | 241 | 3.0359 | 3.3888
[SEER Multi-Split <=65kW] GEMS (Air Conditioners up to 65kW) Determination 2019 | MEPS 2019 | AS/NZS 3823.1.4:2012 | MMY-MAP1806HT8P-A |  | N/A | Toshiba | N/A | Non Ducted | vrf | N/A | Air | Air | Thailand | 14.234 | N/A | 50.4 | N/A | N/A | N/A | N/A | N/A | 13.834 | 56 | Enthalpy Test Room | 3.3604 | 3.7424 | N/A | - | N/A | N/A | N/A | N/A | N/A | N/A | N/A | N/A | N/A | N/A | N/A | N/A | N/A | N/A | N/A | N/A | N/A | Three | R410A | Australia,Fiji,New Zealand | 129807 | 2025-07-16 |  | Approved | Reverse Cycle | N/A | Yes | Class 21 | Yes | N/A | N/A | N/A | N/A | N/A | N/A | N/A | Available | N/A | N/A | http://www.toshiba-aircon.in.th/ |  | N/A |  |  | AAC5022 | Yes | Variable output compressor | Inverter | No | Yes | 50400 | 14.234 | - | 4069 | 25200 | No | - | - | - | 13009.876 | 54280.8 | No | 3719.066 | 27140.4 | No | - | - | 56000 | 13.834 | - | - | - | - | - | - | - | - | - | - | - | - | - | - | - | - | - | - | - | - | - | - | - | - | - | - | N/A | - | 3.784 | 3.857 | 5.005 | 5.702 | 5.438 | 5.659 | 3204 | 4879 | 12596 | 5967 | 7485 | 16232 | 2 | 2 | 3.5 | - | - | - | - | - | - | - | - | - | - | - | - | 0 | 0 | 0 | N/A | N/A | N/A | N/A | N/A | N/A | N/A | N/A | 241 | 3.3492 | 3.8229
[SEER Multi-Split <=65kW] GEMS (Air Conditioners up to 65kW) Determination 2019 | MEPS 2019 | AS/NZS 3823.1.4:2012 | MMY-MAP2006FT8P-A |  | N/A | Toshiba | N/A | Non Ducted | vrf | N/A | Air | Air | Taiwan | 18.183 | N/A | 56 | N/A | N/A | N/A | N/A | N/A | 16.369 | 56 | Enthalpy Test Room | 2.9153 | 3.2129 | N/A | - | N/A | N/A | N/A | N/A | N/A | N/A | N/A | N/A | N/A | N/A | N/A | N/A | N/A | N/A | N/A | N/A | N/A | Three | R410A | Australia,Fiji,New Zealand | 133119 | 2025-10-27 |  | Approved | Reverse Cycle | N/A | Yes | Class 21 | Yes | N/A | N/A | N/A | N/A | N/A | N/A | N/A | Available | N/A | N/A | http://www.toshiba-aircon.in.th/ |  | N/A |  |  | AAC5447 | Yes | Variable output compressor | Inverter | No | Yes | 56000 | 18.183 | - | 6471 | 28000 | No | - | - | - | 16619.262 | 60312 | No | 5914.494 | 30156 | No | - | - | 56000 | 16.369 | 7405 | 28000 | - | - | - | - | - | - | - | - | - | - | - | - | - | - | - | - | - | - | - | - | - | - | - | - | N/A | - | 3.196 | 3.245 | 3.963 | 4.426 | 4.233 | 4.364 | 4383 | 6648 | 17917 | 8755 | 10899 | 23599 | 1.5 | 1.5 | 2 | - | - | - | - | - | - | - | - | - | - | - | - | 0 | 0 | 0 | N/A | N/A | N/A | N/A | N/A | N/A | N/A | N/A | 241 | 2.9477 | 3.2589
[SEER Multi-Split <=65kW] GEMS (Air Conditioners up to 65kW) Determination 2019 | MEPS 2019 | AS/NZS 3823.1.4:2012 | MMY-MAP2006HT8P-A |  | N/A | Toshiba | N/A | Non Ducted | vrf | N/A | Air | Air | Thailand | 18.16 | N/A | 56 | N/A | N/A | N/A | N/A | N/A | 17.26 | 63 | Enthalpy Test Room | 3.0497 | 3.3555 | N/A | - | N/A | N/A | N/A | N/A | N/A | N/A | N/A | N/A | N/A | N/A | N/A | N/A | N/A | N/A | N/A | N/A | N/A | Three | R410A | Australia,Fiji,New Zealand | 129813 | 2025-07-16 |  | Approved | Reverse Cycle | N/A | Yes | Class 21 | Yes | N/A | N/A | N/A | N/A | N/A | N/A | N/A | Available | N/A | N/A | http://www.toshiba-aircon.in.th/ |  | N/A |  |  | AAC5021 | Yes | Variable output compressor | Inverter | No | Yes | 56000 | 18.16 | - | 4982 | 28000 | No | - | - | - | 16598.24 | 60312 | No | 4553.548 | 30156 | No | - | - | 63000 | 17.26 | - | - | - | - | - | - | - | - | - | - | - | - | - | - | - | - | - | - | - | - | - | - | - | - | - | - | N/A | - | 3.644 | 3.648 | 4.568 | 5.334 | 5.035 | 5.136 | 3779 | 5845 | 15464 | 7180 | 9083 | 19980 | 2 | 2 | 3 | - | - | - | - | - | - | - | - | - | - | - | - | 0 | 0 | 0 | N/A | N/A | N/A | N/A | N/A | N/A | N/A | N/A | 241 | 2.9513 | 3.4856
[SEER Multi-Split <=65kW] GEMS (Air Conditioners up to 65kW) Determination 2019 | MEPS 2019 | AS/NZS 3823.1.4:2012 | MMY-MUP0801HT8P-A |  | N/A | Toshiba | N/A | Non Ducted | vrf | N/A | Air | Air | Thailand,Japan | 4.9 | N/A | 22.4 | N/A | N/A | N/A | N/A | N/A | 5.21 | 25 | Enthalpy Test Room | 4.4061 | 4.5384 | N/A | - | N/A | N/A | N/A | N/A | N/A | N/A | N/A | N/A | N/A | N/A | N/A | N/A | N/A | N/A | N/A | N/A | N/A | Three | R410A | Australia,Fiji,New Zealand | 136065 | 2026-02-16 |  | Approved | Reverse Cycle | N/A | No | Class 20 | No | N/A | N/A | N/A | N/A | N/A | N/A | N/A | Available | N/A | N/A | http://www.toshiba-aircon.in.th/ |  | N/A |  |  | AAC5781 | Yes | Variable output compressor | Inverter | No | - | 22400 | 4.9 | - | 1790 | 11200 | No | - | - | - | 4478.6 | 24124.8 | Yes | 1450 | 11900 | No | - | - | 25000 | 5.21 | 1950 | 12500 | No | - | - | No | - | - | - | 6180 | 20000 | No | - | - | - | - | - | - | - | - | No | - | - | No | - | - | N/A | 75 | 4.891 | 4.978 | 6.26 | 7.743 | 7.101 | 7.21 | 1128 | 1712 | 4512 | 1969 | 2570 | 5689 | 3 | 3 | 4.5 | 4.076 | 4.857 | 5.833 | 4.567 | 5.279 | 5.87 | 8167 | 2984 | 537 | 2561 | 1333 | 368 | 2.5 | 3 | 4 | N/A | N/A | N/A | N/A | N/A | N/A | N/A | N/A | 71 | 4.358 | 4.5872
[SEER Multi-Split <=65kW] GEMS (Air Conditioners up to 65kW) Determination 2019 | MEPS 2019 | AS/NZS 3823.1.4:2012 | MMY-MUP1001HT8P-A |  | N/A | Toshiba | N/A | Non Ducted | vrf | N/A | Air | Air | Thailand,Japan | 7.016 | N/A | 28 | N/A | N/A | N/A | N/A | N/A | 6.976 | 31.5 | Enthalpy Test Room | 3.7616 | 4.259 | N/A | - | N/A | N/A | N/A | N/A | N/A | N/A | N/A | N/A | N/A | N/A | N/A | N/A | N/A | N/A | N/A | N/A | N/A | Three | R410A | Australia,Fiji,New Zealand | 136066 | 2026-02-15 |  | Approved | Reverse Cycle | N/A | No | Class 20 | No | N/A | N/A | N/A | N/A | N/A | N/A | N/A | Available | N/A | N/A | http://www.toshiba-aircon.in.th/ |  | N/A |  |  | AAC5776 | Yes | Variable output compressor | Inverter | No | - | 28000 | 7.016 | - | 2196 | 14000 | No | - | - | - | 6412.624 | 30156 | Yes | 1806 | 14400 | No | - | - | 31500 | 6.976 | 2636 | 15750 | No | - | - | No | - | - | - | 7306 | 23500 | No | - | - | - | - | - | - | - | - | No | - | - | No | - | - | N/A | 77 | 4.874 | 4.848 | 5.869 | 7.366 | 6.727 | 6.672 | 1446 | 2240 | 6065 | 2625 | 3430 | 7726 | 3 | 3 | 4 | 3.766 | 4.468 | 5.429 | 4.241 | 4.886 | 5.469 | 11090 | 4028 | 674 | 3430 | 1770 | 455 | 2 | 2.5 | 3.5 | N/A | N/A | N/A | N/A | N/A | N/A | N/A | N/A | 75 | 3.8517 | 4.3571
[SEER Multi-Split <=65kW] GEMS (Air Conditioners up to 65kW) Determination 2019 | MEPS 2019 | AS/NZS 3823.1.4:2012 | MMY-MUP1201HT8P-A |  | N/A | Toshiba | N/A | Non Ducted | vrf | N/A | Air | Air | Thailand,Japan | 8.876 | N/A | 33.5 | N/A | N/A | N/A | N/A | N/A | 8.696 | 37.5 | Enthalpy Test Room | 3.5588 | 4.0729 | N/A | - | N/A | N/A | N/A | N/A | N/A | N/A | N/A | N/A | N/A | N/A | N/A | N/A | N/A | N/A | N/A | N/A | N/A | Three | R410A | Australia,Fiji,New Zealand | 136067 | 2026-02-16 |  | Approved | Reverse Cycle | N/A | No | Class 20 | No | N/A | N/A | N/A | N/A | N/A | N/A | N/A | Available | N/A | N/A | http://www.toshiba-aircon.in.th/ |  | N/A |  |  | AAC5780 | Yes | Variable output compressor | Inverter | No | Yes | 33500 | 8.876 | - | 2836 | 16750 | No | - | - | - | 8112.664 | 36079.5 | Yes | 2376 | 17900 | No | - | - | 37500 | 8.696 | - | - | - | - | - | - | - | - | - | - | - | - | - | - | - | - | - | - | - | - | - | - | - | - | - | - | N/A | - | 4.788 | 4.721 | 5.63 | 7.093 | 6.461 | 6.386 | 1782 | 2779 | 7594 | 3285 | 4297 | 9683 | 3 | 3 | 4 | - | - | - | - | - | - | - | - | - | - | - | - | 0 | 0 | 0 | N/A | N/A | N/A | N/A | N/A | N/A | N/A | N/A | 82 | 3.6599 | 4.1791
[SEER Multi-Split <=65kW] GEMS (Air Conditioners up to 65kW) Determination 2019 | MEPS 2019 | AS/NZS 3823.1.4:2012 | MMY-MUP1401HT8P-A |  | N/A | Toshiba | N/A | Non Ducted | vrf | N/A | Air | Air | Thailand,Japan | 11.644 | N/A | 40 | N/A | N/A | N/A | N/A | N/A | 8.874 | 40 | Enthalpy Test Room | 3.2371 | 4.2628 | N/A | - | N/A | N/A | N/A | N/A | N/A | N/A | N/A | N/A | N/A | N/A | N/A | N/A | N/A | N/A | N/A | N/A | N/A | Three | R410A | Australia,Fiji,New Zealand | 136073 | 2026-02-16 |  | Approved | Reverse Cycle | N/A | No | Class 21 | No | N/A | N/A | N/A | N/A | N/A | N/A | N/A | Available | N/A | N/A | http://www.toshiba-aircon.in.th/ |  | N/A |  |  | AAC5779 | Yes | Variable output compressor | Inverter | No | Yes | 40000 | 11.644 | - | 3594 | 20000 | No | - | - | - | 10642.616 | 43080 | Yes | 3094 | 21600 | No | - | - | 40000 | 8.874 | - | - | - | - | - | - | - | - | - | - | - | - | - | - | - | - | - | - | - | - | - | - | - | - | - | - | N/A | - | 4.574 | 4.461 | 5.213 | 6.522 | 5.959 | 5.858 | 2257 | 3551 | 9833 | 4302 | 5599 | 12639 | 3 | 2.5 | 3.5 | - | - | - | - | - | - | - | - | - | - | - | - | 0 | 0 | 0 | N/A | N/A | N/A | N/A | N/A | N/A | N/A | N/A | 89 | 3.3487 | 4.3598
[SEER Multi-Split <=65kW] GEMS (Air Conditioners up to 65kW) Determination 2019 | MEPS 2019 | AS/NZS 3823.1.4:2012 | MMY-MUP14A1HT8P-A |  | N/A | Toshiba | N/A | Non Ducted | vrf | N/A | Air | Air | Thailand,Japan | 10.124 | N/A | 40 | N/A | N/A | N/A | N/A | N/A | 10.534 | 45 | Enthalpy Test Room | 3.8481 | 4.1036 | N/A | - | N/A | N/A | N/A | N/A | N/A | N/A | N/A | N/A | N/A | N/A | N/A | N/A | N/A | N/A | N/A | N/A | N/A | Three | R410A | Australia,Fiji,New Zealand | 136075 | 2026-02-16 |  | Approved | Reverse Cycle | N/A | No | Class 21 | No | N/A | N/A | N/A | N/A | N/A | N/A | N/A | Available | N/A | N/A | http://www.toshiba-aircon.in.th/ |  | N/A |  |  | AAC5783 | Yes | Variable output compressor | Inverter | No | Yes | 40000 | 10.124 | - | 3234 | 20000 | No | - | - | - | 9253.336 | 43080 | Yes | 2654 | 21100 | No | - | - | 45000 | 10.534 | - | - | - | - | - | - | - | - | - | - | - | - | - | - | - | - | - | - | - | - | - | - | - | - | - | - | N/A | - | 5.099 | 5.015 | 5.952 | 7.647 | 6.906 | 6.778 | 2005 | 3133 | 8586 | 3642 | 4806 | 10898 | 3.5 | 3.5 | 4 | - | - | - | - | - | - | - | - | - | - | - | - | 0 | 0 | 0 | N/A | N/A | N/A | N/A | N/A | N/A | N/A | N/A | 89 | 3.837 | 4.1533
[SEER Multi-Split <=65kW] GEMS (Air Conditioners up to 65kW) Determination 2019 | MEPS 2019 | AS/NZS 3823.1.4:2012 | MMY-MUP1601HT8P-A |  | N/A | Toshiba | N/A | Non Ducted | vrf | N/A | Air | Air | Thailand,Japan | 12.462 | N/A | 45 | N/A | N/A | N/A | N/A | N/A | 12.032 | 50 | Enthalpy Test Room | 3.5424 | 3.9787 | N/A | - | N/A | N/A | N/A | N/A | N/A | N/A | N/A | N/A | N/A | N/A | N/A | N/A | N/A | N/A | N/A | N/A | N/A | Three | R410A | Australia,Fiji,New Zealand | 136076 | 2026-02-15 |  | Approved | Reverse Cycle | N/A | No | Class 21 | No | N/A | N/A | N/A | N/A | N/A | N/A | N/A | Available | N/A | N/A | http://www.toshiba-aircon.in.th/ |  | N/A |  |  | AAC5777 | Yes | Variable output compressor | Inverter | No | Yes | 45000 | 12.462 | - | 3792 | 22500 | No | - | - | - | 11390.268 | 48465 | Yes | 3232 | 24200 | No | - | - | 50000 | 12.032 | - | - | - | - | - | - | - | - | - | - | - | - | - | - | - | - | - | - | - | - | - | - | - | - | - | - | N/A | - | 4.891 | 4.757 | 5.557 | 7.037 | 6.397 | 6.264 | 2377 | 3748 | 10381 | 4485 | 5868 | 13298 | 3 | 3 | 4 | - | - | - | - | - | - | - | - | - | - | - | - | 0 | 0 | 0 | N/A | N/A | N/A | N/A | N/A | N/A | N/A | N/A | 93 | 3.5221 | 4.0498
[SEER Multi-Split <=65kW] GEMS (Air Conditioners up to 65kW) Determination 2019 | MEPS 2019 | AS/NZS 3823.1.4:2012 | MMY-MUP1801HT8P-A |  | N/A | Toshiba | N/A | Non Ducted | vrf | N/A | Air | Air | Thailand,Japan | 14.81 | N/A | 50.4 | N/A | N/A | N/A | N/A | N/A | 14.26 | 56 | Enthalpy Test Room | 3.238 | 3.7107 | N/A | - | N/A | N/A | N/A | N/A | N/A | N/A | N/A | N/A | N/A | N/A | N/A | N/A | N/A | N/A | N/A | N/A | N/A | Three | R410A | Australia,Fiji,New Zealand | 136078 | 2026-02-15 |  | Approved | Reverse Cycle | N/A | No | Class 21 | No | N/A | N/A | N/A | N/A | N/A | N/A | N/A | Available | N/A | N/A | http://www.toshiba-aircon.in.th/ |  | N/A |  |  | AAC5778 | Yes | Variable output compressor | Inverter | No | Yes | 50400 | 14.81 | - | 4530 | 25200 | No | - | - | - | 13536.34 | 54280.8 | Yes | 3830 | 26900 | No | - | - | 56000 | 14.26 | - | - | - | - | - | - | - | - | - | - | - | - | - | - | - | - | - | - | - | - | - | - | - | - | - | - | N/A | - | 4.712 | 4.561 | 5.258 | 6.725 | 6.086 | 5.918 | 2788 | 4410 | 12319 | 5282 | 6934 | 15791 | 3 | 3 | 3.5 | - | - | - | - | - | - | - | - | - | - | - | - | 0 | 0 | 0 | N/A | N/A | N/A | N/A | N/A | N/A | N/A | N/A | 97 | 3.3294 | 3.8388
[SEER Multi-Split <=65kW] GEMS (Air Conditioners up to 65kW) Determination 2019 | MEPS 2019 | AS/NZS 3823.1.4:2012 | MMY-MUP2001HT8P-A |  | N/A | Toshiba | N/A | Non Ducted | vrf | N/A | Air | Air | Thailand,Japan | 16.232 | N/A | 56 | N/A | N/A | N/A | N/A | N/A | 16.802 | 63 | Enthalpy Test Room | 3.3687 | 3.5343 | N/A | - | N/A | N/A | N/A | N/A | N/A | N/A | N/A | N/A | N/A | N/A | N/A | N/A | N/A | N/A | N/A | N/A | N/A | Three | R410A | Australia,Fiji,New Zealand | 136077 | 2026-03-24 |  | Approved | Reverse Cycle | N/A | No | Class 21 | No | N/A | N/A | N/A | N/A | N/A | N/A | N/A | Available | N/A | N/A | http://www.toshiba-aircon.in.th/ |  | N/A |  |  | AAC5860 | Yes | Variable output compressor | Inverter | No | Yes | 56000 | 16.232 | - | 4862 | 28000 | No | - | - | - | 14836.048 | 60312 | Yes | 4642 | 33100 | No | - | - | 63000 | 16.802 | - | - | - | - | - | - | - | - | - | - | - | - | - | - | - | - | - | - | - | - | - | - | - | - | - | - | N/A | - | 4.854 | 4.66 | 5.35 | 6.453 | 5.961 | 5.92 | 3023 | 4818 | 13475 | 6148 | 7893 | 17564 | 3 | 3 | 3.5 | - | - | - | - | - | - | - | - | - | - | - | - | 0 | 0 | 0 | N/A | N/A | N/A | N/A | N/A | N/A | N/A | N/A | 97 | 3.3817 | 3.6778
[SEER Multi-Split <=65kW] GEMS (Air Conditioners up to 65kW) Determination 2019 | MEPS 2019 | AS/NZS 3823.1.4:2012 | MMY-MUP2201HT8P-A |  | N/A | Toshiba | N/A | Non Ducted | vrf | N/A | Air | Air | Thailand,Japan | 19.522 | N/A | 61.5 | N/A | N/A | N/A | N/A | N/A | 20.522 | 69 | Enthalpy Test Room | 3.0023 | 3.1688 | N/A | - | N/A | N/A | N/A | N/A | N/A | N/A | N/A | N/A | N/A | N/A | N/A | N/A | N/A | N/A | N/A | N/A | N/A | Three | R410A | Australia,Fiji,New Zealand | 136122 | 2026-02-24 |  | Approved | Reverse Cycle | N/A | No | Class 21 | No | N/A | N/A | N/A | N/A | N/A | N/A | N/A | Available | N/A | N/A | http://www.toshiba-aircon.in.th/ |  | N/A |  |  | AAC5803 | Yes | Variable output compressor | Inverter | No | Yes | 61500 | 19.522 | - | 5492 | 30750 | No | - | - | - | 17843.108 | 66235.5 | Yes | 4682 | 32600 | No | - | - | 69000 | 20.522 | - | - | - | - | - | - | - | - | - | - | - | - | - | - | - | - | - | - | - | - | - | - | - | - | - | - | N/A | - | 4.53 | 4.358 | 5.038 | 6.469 | 5.851 | 5.674 | 3529 | 5624 | 15681 | 6692 | 8792 | 20092 | 3 | 2.5 | 3.5 | - | - | - | - | - | - | - | - | - | - | - | - | 0 | 0 | 0 | N/A | N/A | N/A | N/A | N/A | N/A | N/A | N/A | 127 | 3.0825 | 3.2934
[SEER Multi-Split >65kW] GEMS (Air Conditioners above 65kW) Determination 2022 | MEPS 2020 | AS/NZS 3823.1.4:2012 | MMY-MUP2401HT8P-A |  | N/A | Toshiba | 5500 | Non Ducted | vrf | N/A | Air | Air | Thailand,Japan | 22952 | 61500 | 67 | N/A | N/A | N/A | N/A | N/A | 19242 | 69 | Enthalpy Test Room | 2.8082 | 3.3793 | N/A | - | N/A | N/A | N/A | N/A | N/A | N/A | N/A | N/A | N/A | N/A | N/A | N/A | N/A | N/A | N/A | N/A | N/A | Three-phase | R410A | Australia,Fiji,New Zealand | 136363 | 2026-03-05 |  | Approved | Reverse Cycle | N/A | No | Class 27 | No | N/A | N/A | N/A | N/A | N/A | N/A | N/A | Available | N/A | N/A | http://www.toshiba-aircon.in.th/ |  | N/A |  |  | AAC5819 | Yes | Variable output compressor | Inverter | No | Yes | 67000 | 22952 | - | 6192 | 33500 | No | - | - | - | 20978.128 | 72159 | Yes | 4702 | 33100 | No | - | - | 69000 | 19242 | - | - | - | - | - | - | - | - | - | - | - | - | - | - | - | - | - | - | - | - | - | - | - | - | - | - | N/A | N/A | 4.577 | 4.347 | 4.997 | 7.288 | 6.21 | 5.827 | 3827 | 6173 | 17256 | 6462 | 9032 | 21329 | 3 | 2.5 | 3 | - | - | - | - | - | - | - | - | - | - | - | - | 0 | 0 | 0 | N/A | N/A | N/A | N/A | N/A | N/A | N/A | N/A | 127 | 2.8655 | 3.5077
[SEER Non Multi-Split <=65kW] GEMS (Air Conditioners up to 65kW) Determination 2019 | MEPS 2019 | AS/NZS 3823.1.1:2012 | RAS-07BAV-A1 / RAS-07BKV-A1 |  | N/A | Toshiba | N/A | Non Ducted | Single Split System | Wall Hung | Air | Air | Thailand | 0.49 | N/A | 2 | N/A | N/A | N/A | N/A | N/A | 0.55 | 2.5 | Calorimeter Room | 4.1677 | 4.5649 | N/A | - | N/A | N/A | N/A | N/A | N/A | N/A | N/A | N/A | N/A | N/A | N/A | N/A | N/A | N/A | N/A | N/A | N/A | Single | R410A | Australia,Fiji,New Zealand | 126782 | 2025-04-01 |  | Approved | Reverse Cycle | N/A | No | Class 8 | No | N/A | N/A | N/A | N/A | N/A | N/A | N/A | Available | N/A | N/A | http://www.toshiba-aircon.in.th/ |  | N/A |  |  | AAC4622 | Yes | Variable output compressor | Inverter | No | - | 2000 | 0.49 | - | 240 | 1000 | No | - | - | - | 447.86 | 2154 | No | 219.36 | 1077 | No | - | - | 2500 | 0.55 | 330 | 1250 | Yes | 150 | 700 | Yes | 1040 | 2400 | No | - | - | No | - | - | - | - | - | No | - | - | No | - | - | No | - | - | 56 | 65 | 4.403 | 4.351 | 4.651 | 5.082 | 4.836 | 4.893 | 125 | 191 | 560 | 285 | 354 | 765 | 2.5 | 2.5 | 3 | 3.467 | 3.909 | 4.264 | 3.744 | 4.165 | 4.338 | 944 | 350 | 52 | 297 | 153 | 33 | 1.5 | 2 | 2.5 | No | - | - | - | - | N/A | N/A | N/A | 1.2 | 4.0481 | 4.5122
[SEER Non Multi-Split <=65kW] GEMS (Air Conditioners up to 65kW) Determination 2019 | MEPS 2019 | AS/NZS 3823.1.1:2012 | RAS-07E2AVG-A/RAS-07E2KV2G-A |  | N/A | Toshiba | N/A | Non Ducted | Single Split System | Wall Hung | Air | Air | Thailand | 0.53 | N/A | 2 | N/A | N/A | N/A | N/A | N/A | 0.64 | 2.5 | Calorimeter Room | 3.7669 | 3.9393 | N/A | - | N/A | N/A | N/A | N/A | N/A | N/A | N/A | N/A | N/A | N/A | N/A | N/A | N/A | N/A | N/A | N/A | N/A | Single | R32 | Australia,Fiji,New Zealand | 136175 | 2026-02-26 |  | Approved | Reverse Cycle | N/A | No | Class 8 | No | N/A | N/A | N/A | N/A | N/A | N/A | N/A | Available | N/A | N/A | http://www.toshiba-aircon.in.th/ |  | N/A |  |  | AAC5809 | Yes | Variable output compressor | Inverter | No | - | 2000 | 0.53 | - | 260 | 1000 | No | - | - | - | 484.42 | 2154 | No | 237.64 | 1077 | No | - | - | 2500 | 0.64 | 270 | 1250 | Yes | 200 | 900 | Yes | 820 | 1850 | No | - | - | No | - | - | - | - | - | No | - | - | No | - | - | No | - | - | 57 | 63 | 4.116 | 4.057 | 4.309 | 4.716 | 4.483 | 4.528 | 134 | 206 | 606 | 308 | 382 | 827 | 2.5 | 2.5 | 2.5 | 3.055 | 3.683 | 4.355 | 3.318 | 3.943 | 4.325 | 1071 | 371 | 51 | 334 | 161 | 32 | 1.5 | 2 | 2.5 | No | - | - | - | - | N/A | N/A | N/A | 1 | 3.7497 | 3.8857
[SEER Non Multi-Split <=65kW] GEMS (Air Conditioners up to 65kW) Determination 2019 | MEPS 2019 | AS/NZS 3823.1.1:2012 | RAS-07E2AVG-A/RAS-07E2KVG-A |  | N/A | Toshiba | N/A | Non Ducted | Single Split System | Wall Hung | Air | Air | Thailand | 0.53 | N/A | 2 | N/A | N/A | N/A | N/A | N/A | 0.64 | 2.5 | Calorimeter Room | 3.7669 | 3.9393 | N/A | - | N/A | N/A | N/A | N/A | N/A | N/A | N/A | N/A | N/A | N/A | N/A | N/A | N/A | N/A | N/A | N/A | N/A | Single | R32 | Australia,Fiji,New Zealand | 135820 | 2026-02-12 |  | Approved | Reverse Cycle | N/A | No | Class 8 | No | N/A | N/A | N/A | N/A | N/A | N/A | N/A | Available | N/A | N/A | http://www.toshiba-aircon.in.th/ |  | N/A |  |  | AAC5772 | Yes | Variable output compressor | Inverter | No | - | 2000 | 0.53 | - | 260 | 1000 | No | - | - | - | 484.42 | 2154 | No | 237.64 | 1077 | No | - | - | 2500 | 0.64 | 270 | 1250 | Yes | 200 | 900 | Yes | 820 | 1850 | No | - | - | No | - | - | - | - | - | No | - | - | No | - | - | No | - | - | 57 | 63 | 4.116 | 4.057 | 4.309 | 4.716 | 4.483 | 4.528 | 134 | 206 | 606 | 308 | 382 | 827 | 2.5 | 2.5 | 2.5 | 3.055 | 3.683 | 4.355 | 3.318 | 3.943 | 4.325 | 1071 | 371 | 51 | 334 | 161 | 32 | 1.5 | 2 | 2.5 | No | - | - | - | - | N/A | N/A | N/A | 1 | 3.7497 | 3.8857
[SEER Non Multi-Split <=65kW] GEMS (Air Conditioners up to 65kW) Determination 2019 | MEPS 2019 | AS/NZS 3823.1.1:2012 | RAS-07E2AVSG-A/RAS-07E2KVSG-A |  | N/A | Toshiba | N/A | Non Ducted | Single Split System | Wall Hung | Air | Air | Thailand | 0.53 | N/A | 2 | N/A | N/A | N/A | N/A | N/A | 0.55 | 2.5 | Calorimeter Room | 3.8438 | 4.3434 | N/A | - | N/A | N/A | N/A | N/A | N/A | N/A | N/A | N/A | N/A | N/A | N/A | N/A | N/A | N/A | N/A | N/A | N/A | Single | R32 | Australia,Fiji,New Zealand | 136745 | 2026-03-24 |  | Approved | Reverse Cycle | N/A | No | Class 8 | No | N/A | N/A | N/A | N/A | N/A | N/A | N/A | Available | N/A | N/A | http://www.toshiba-aircon.in.th/ |  | N/A |  |  | AAC5861 | Yes | Variable output compressor | Inverter | No | - | 2000 | 0.53 | - | 250 | 1000 | No | - | - | - | 484.42 | 2154 | No | 228.5 | 1077 | No | - | - | 2500 | 0.55 | 260 | 1250 | Yes | 170 | 700 | Yes | 1100 | 2800 | No | - | - | No | - | - | - | - | - | No | - | - | No | - | - | No | - | - | 55 | 60 | 4.227 | 4.154 | 4.412 | 4.87 | 4.621 | 4.646 | 131 | 201 | 592 | 298 | 371 | 806 | 2.5 | 2.5 | 2.5 | 3.9 | 4.213 | 4.312 | 3.914 | 4.107 | 4.202 | 839 | 325 | 51 | 284 | 154 | 33 | 2 | 2.5 | 2.5 | No | - | - | - | - | N/A | N/A | N/A | 1 | 3.7497 | 4.5177
AS/NZS 3823.2:2013 [Non Multi-Split] | NZ MEPS April 2013 | AS/NZS 3823.1.1:2012 | RAS-07PKVSG-NZ & RAS-07PAVSG-NZ |  | N/A | TOSHIBA | 0.5 | Non Ducted | Single Split System | Wall Hung | Air | Air | Thailand | 0.49 | 1.5 | 2 | 230 | 0 | 0 | 0 | 293 | 0.55 | 2.5 | Calorimeter Room | 4.0407 | 4.5444 | Yes | 0 | N/A | 1.2 | 1.2 | 4.5801 | 4.4027 | N/A | N/A | N/A | 4.0076 | 4.5106 | N/A | N/A | 3.5152 | 4.5211 | 3.5 | 4.5 | Calorimeter Room | Single | R32 | Fiji,New Zealand | 110873 | 2117-11-08 | 2021-06-30 | Superseded | Reverse Cycle | 798 | No | Class 3 | No | - | No | - | - | - | - | 4.0407 | Unavailable | N/A | N/A | http://www.ahi-carrier.co.nz/ | http://www.toshibaheatpumps.com | Yes |  | https://reg.energyrating.gov.au/static/common/images/star_ratings_2014/aircon_rating_3.5_4.5.png | ZAC0542 | N/A | Variable output compressor | Inverter | N/A | N/A | N/A | 0.49 | N/A | N/A | N/A | N/A | N/A | N/A | N/A | N/A | N/A | N/A | N/A | N/A | N/A | N/A | N/A | N/A | 0.55 | N/A | N/A | N/A | N/A | N/A | N/A | N/A | N/A | N/A | N/A | N/A | N/A | N/A | N/A | N/A | N/A | N/A | N/A | N/A | N/A | N/A | N/A | N/A | N/A | N/A | N/A | N/A | N/A | N/A | N/A | N/A | N/A | N/A | N/A | N/A | N/A | N/A | N/A | N/A | N/A | N/A | N/A | N/A | N/A | N/A | N/A | N/A | N/A | N/A | N/A | N/A | N/A | N/A | N/A | N/A | N/A | N/A | N/A | N/A | N/A | N/A | N/A | N/A | N/A | N/A | N/A | N/A | 4.0481 | 4.5122
[SEER Non Multi-Split <=65kW] GEMS (Air Conditioners up to 65kW) Determination 2019 | MEPS 2019 | AS/NZS 3823.1.1:2012 | RAS-10E2ACVG-A/RAS-10E2KCVG-A |  | N/A | Toshiba | N/A | Non Ducted | Single Split System | Wall Hung | Air | - | Thailand | 0.6 | N/A | 2.5 | N/A | N/A | N/A | N/A | N/A | - | - | Calorimeter Room | 3.8943 | - | N/A | - | N/A | N/A | N/A | N/A | N/A | N/A | N/A | N/A | N/A | N/A | N/A | N/A | N/A | N/A | N/A | N/A | N/A | Single | R32 | Australia,Fiji,New Zealand | 141512 | 2026-09-21 |  | Approved | Cooling Only | N/A | No | Class 8 | No | N/A | N/A | N/A | N/A | N/A | N/A | N/A | Available | N/A | N/A | http://www.toshiba-aircon.in.th/ |  | N/A |  |  | AAC6254 | Yes | Variable output compressor | Inverter | No | - | 2500 | 0.6 | - | 280 | 1250 | Yes | 220 | 850 | - | 548.4 | 2692.5 | No | 255.92 | 1346.25 | - | 170 | 1000 | - | - | - | - | - | - | - | - | - | - | - | - | - | - | - | - | - | - | - | - | - | - | - | - | - | - | - | - | 54 | 61 | 5.067 | 5.011 | 5.224 | 7.141 | 6.366 | 5.681 | 136 | 208 | 625 | 254 | 336 | 824 | 3.5 | 3.5 | 3.5 | - | - | - | - | - | - | - | - | - | - | - | - | - | - | - | No | - | - | - | - | N/A | N/A | N/A | 1 | 4.1433 | -
[SEER Non Multi-Split <=65kW] GEMS (Air Conditioners up to 65kW) Determination 2019 | MEPS 2019 | AS/NZS 3823.1.1:2012 | RAS-10E2AVG-A/RAS-10E2KV2G-A |  | N/A | Toshiba | N/A | Non Ducted | Single Split System | Wall Hung | Air | Air | Thailand | 0.6 | N/A | 2.5 | N/A | N/A | N/A | N/A | N/A | 0.75 | 3.2 | Calorimeter Room | 4.0732 | 4.1394 | N/A | - | N/A | N/A | N/A | N/A | N/A | N/A | N/A | N/A | N/A | N/A | N/A | N/A | N/A | N/A | N/A | N/A | N/A | Single | R32 | Australia,Fiji,New Zealand | 136177 | 2026-02-26 |  | Approved | Reverse Cycle | N/A | Yes | Class 8 | Yes | N/A | N/A | N/A | N/A | N/A | N/A | N/A | Available | N/A | N/A | http://www.toshiba-aircon.in.th/ |  | N/A |  |  | AAC5810 | Yes | Variable output compressor | Inverter | No | - | 2500 | 0.6 | - | 250 | 1250 | No | - | - | - | 548.4 | 2692.5 | No | 228.5 | 1346.25 | No | - | - | 3200 | 0.75 | 320 | 1600 | Yes | 200 | 1000 | Yes | 1250 | 3200 | No | - | - | No | - | - | - | - | - | No | - | - | No | - | - | No | - | - | 58 | 64 | 5.101 | 4.956 | 5.255 | 5.966 | 5.622 | 5.571 | 135 | 210 | 621 | 304 | 381 | 840 | 3.5 | 3 | 3.5 | 3.869 | 4.379 | 4.867 | 4.138 | 4.564 | 4.846 | 1082 | 400 | 58 | 343 | 178 | 37 | 2 | 2.5 | 3 | No | - | - | - | - | N/A | N/A | N/A | 1 | 4.1433 | 4.2475
[SEER Non Multi-Split <=65kW] GEMS (Air Conditioners up to 65kW) Determination 2019 | MEPS 2019 | AS/NZS 3823.1.1:2012 | RAS-10E2AVG-A/RAS-10E2KVG-A |  | N/A | Toshiba | N/A | Non Ducted | Single Split System | Wall Hung | Air | Air | Thailand | 0.6 | N/A | 2.5 | N/A | N/A | N/A | N/A | N/A | 0.75 | 3.2 | Calorimeter Room | 4.0732 | 4.1394 | N/A | - | N/A | N/A | N/A | N/A | N/A | N/A | N/A | N/A | N/A | N/A | N/A | N/A | N/A | N/A | N/A | N/A | N/A | Single | R32 | Australia,Fiji,New Zealand | 135821 | 2026-02-05 |  | Approved | Reverse Cycle | N/A | Yes | Class 8 | Yes | N/A | N/A | N/A | N/A | N/A | N/A | N/A | Available | N/A | N/A | http://www.toshiba-aircon.in.th/ |  | N/A |  |  | AAC5736 | Yes | Variable output compressor | Inverter | No | - | 2500 | 0.6 | - | 250 | 1250 | No | - | - | - | 548.4 | 2692.5 | No | 228.5 | 1346.25 | No | - | - | 3200 | 0.75 | 320 | 1600 | Yes | 200 | 1000 | Yes | 1250 | 3200 | No | - | - | No | - | - | - | - | - | No | - | - | No | - | - | No | - | - | 58 | 64 | 5.101 | 4.956 | 5.255 | 5.966 | 5.622 | 5.571 | 135 | 210 | 621 | 304 | 381 | 840 | 3.5 | 3 | 3.5 | 3.869 | 4.379 | 4.867 | 4.138 | 4.564 | 4.846 | 1082 | 400 | 58 | 343 | 178 | 37 | 2 | 2.5 | 3 | No | - | - | - | - | N/A | N/A | N/A | 1 | 4.1433 | 4.2475
[SEER Non Multi-Split <=65kW] GEMS (Air Conditioners up to 65kW) Determination 2019 | MEPS 2019 | AS/NZS 3823.1.1:2012 | RAS-10E2AVRG-A / RAS-B10E2KVRG-A |  | N/A | Toshiba | N/A | Non Ducted | Single Split System | Wall Hung | Air | Air | Thailand | 0.54 | N/A | 2.5 | N/A | N/A | N/A | N/A | N/A | 0.74 | 3.2 | Calorimeter Room | 4.4458 | 4.3564 | N/A | - | N/A | N/A | N/A | N/A | N/A | N/A | N/A | N/A | N/A | N/A | N/A | N/A | N/A | N/A | N/A | N/A | N/A | Single | R32 | Australia,Fiji,New Zealand | 143602 | 2026-12-12 |  | Approved | Reverse Cycle | N/A | Yes | Class 8 | Yes | N/A | N/A | N/A | N/A | N/A | N/A | N/A | Available | N/A | N/A | http://www.toshiba-aircon.in.th/ |  | N/A |  |  | AAC6396 | Yes | Variable output compressor | Inverter | No | - | 2500 | 0.54 | - | 230 | 1250 | No | - | - | - | 493.56 | 2692.5 | No | 210.22 | 1346.25 | No | - | - | 3200 | 0.74 | 280 | 1600 | No | - | - | Yes | 1100 | 3200 | No | - | - | No | - | - | - | - | - | No | - | - | No | - | - | No | - | - | 54 | 58 | 5.56 | 5.418 | 5.756 | 6.498 | 6.133 | 6.098 | 124 | 192 | 567 | 279 | 349 | 768 | 4 | 3.5 | 4 | 4.175 | 4.713 | 5.243 | 4.461 | 4.925 | 5.247 | 1003 | 371 | 54 | 318 | 165 | 34 | 2.5 | 3 | 3.5 | No | - | - | - | - | N/A | N/A | N/A | 1 | 4.6008 | 4.3047
[SEER Non Multi-Split <=65kW] GEMS (Air Conditioners up to 65kW) Determination 2019 | MEPS 2019 | AS/NZS 3823.1.1:2012 | RAS-10E2AVSG-A/RAS-10E2KVSG-A |  | N/A | Toshiba | N/A | Non Ducted | Single Split System | Wall Hung | Air | Air | Thailand | 0.6 | N/A | 2.5 | N/A | N/A | N/A | N/A | N/A | 0.73 | 3.2 | Calorimeter Room | 4.2349 | 4.4937 | N/A | - | N/A | N/A | N/A | N/A | N/A | N/A | N/A | N/A | N/A | N/A | N/A | N/A | N/A | N/A | N/A | N/A | N/A | Single | R32 | Australia,Fiji,New Zealand | 136747 | 2026-03-25 |  | Approved | Reverse Cycle | N/A | Yes | Class 8 | Yes | N/A | N/A | N/A | N/A | N/A | N/A | N/A | Available | N/A | N/A | http://www.toshiba-aircon.in.th/ |  | N/A |  |  | AAC5864 | Yes | Variable output compressor | Inverter | No | - | 2500 | 0.6 | - | 260 | 1250 | No | - | - | - | 548.4 | 2692.5 | No | 237.64 | 1346.25 | No | - | - | 3200 | 0.73 | 300 | 1600 | Yes | 180 | 900 | Yes | 1300 | 3800 | No | - | - | No | - | - | - | - | - | - | - | - | No | - | - | No | - | - | 55 | 61 | 4.967 | 4.843 | 5.133 | 5.777 | 5.455 | 5.429 | 139 | 215 | 636 | 315 | 393 | 862 | 3 | 3 | 3.5 | 4.25 | 4.597 | 5.017 | 4.443 | 4.722 | 4.968 | 985 | 381 | 56 | 320 | 172 | 36 | 2.5 | 3 | 3.5 | No | - | - | - | - | N/A | N/A | N/A | 1 | 4.1433 | 4.3634
AS/NZS 3823.2:2013 [Non Multi-Split] | NZ MEPS April 2013 | AS/NZS 3823.1.1:2012 | RAS-10PKVSG-NZ 7 RAS-10PAVSG-NZ |  | N/A | TOSHIBA | 0.5 | Non Ducted | Single Split System | Wall Hung | Air | Air | Thailand | 0.56 | 2 | 2.5 | 230 | 0 | 0 | 0 | 293 | 0.69 | 3.2 | Calorimeter Room | 4.3554 | 4.5453 | Yes | 0 | N/A | 1.2 | 1.2 | 4.5141 | 5.4448 | N/A | N/A | N/A | 4.3248 | 4.519 | N/A | N/A | 4.1497 | 4.5379 | 4 | 4.5 | Calorimeter Room | Single | R32 | Fiji,New Zealand | 110874 | 2117-11-09 | 2021-06-30 | Superseded | Reverse Cycle | 798 | No | Class 3 | No | - | No | - | - | - | - | 4.3554 | Unavailable | N/A | N/A | http://www.ahi-carrier.co.nz/ | http://www.toshibaheatpumps.com | Yes |  | https://reg.energyrating.gov.au/static/common/images/star_ratings_2014/aircon_rating_4_4.5.png | ZAC0543 | N/A | Variable output compressor | Inverter | N/A | N/A | N/A | 0.56 | N/A | N/A | N/A | N/A | N/A | N/A | N/A | N/A | N/A | N/A | N/A | N/A | N/A | N/A | N/A | N/A | 0.69 | N/A | N/A | N/A | N/A | N/A | N/A | N/A | N/A | N/A | N/A | N/A | N/A | N/A | N/A | N/A | N/A | N/A | N/A | N/A | N/A | N/A | N/A | N/A | N/A | N/A | N/A | N/A | N/A | N/A | N/A | N/A | N/A | N/A | N/A | N/A | N/A | N/A | N/A | N/A | N/A | N/A | N/A | N/A | N/A | N/A | N/A | N/A | N/A | N/A | N/A | N/A | N/A | N/A | N/A | N/A | N/A | N/A | N/A | N/A | N/A | N/A | N/A | N/A | N/A | N/A | N/A | N/A | 4.4322 | 4.6106
[SEER Non Multi-Split <=65kW] (Air Conditioners up to 65kW) EE Regulations 2020 Schedule 2A | MEPS 2019 | AS/NZS 3823.1.1:2012 | RAS-10U2AVSG-NZ/RAS-10U2FVG-NZ |  | N/A | TOSHIBA | N/A | Non Ducted | Single Split System | Floor Mounted | Air | Air | Thailand | 0.6 | N/A | 2.5 | N/A | N/A | N/A | N/A | N/A | 0.85 | 3.2 | Calorimeter Room | 4.2209 | 3.7811 | N/A | - | N/A | N/A | N/A | N/A | N/A | N/A | N/A | N/A | N/A | N/A | N/A | N/A | N/A | N/A | N/A | N/A | N/A | Single | R32 | Fiji,New Zealand | 126882 | 2120-05-27 |  | Approved | Reverse Cycle | N/A | No | Class 8 | No | N/A | N/A | N/A | N/A | N/A | N/A | N/A | Available | N/A | N/A | http://www.toshiba-carrier.co.th | http://www.toshibaheatpumps.com | N/A |  |  | ZAC0666 | Yes | Variable output compressor | Inverter | No | - | 2500 | 0.6 | - | 280 | 1250 | Yes | 220 | 900 | - | - | - | Yes | 220 | 1370 | - | 180 | 1150 | 3200 | 0.85 | 340 | 1600 | Yes | 190 | 800 | Yes | 1150 | 3300 | No | - | - | No | - | - | - | - | - | No | - | - | No | - | - | No | - | - | - | - | 5.512 | 5.355 | 5.752 | 7.849 | 6.9 | 6.469 | 125 | 194 | 567 | 231 | 310 | 723 | 4 | 3.5 | 4 | 3.675 | 3.992 | 4.349 | 3.833 | 4.074 | 4.287 | 1140 | 438 | 65 | 371 | 199 | 42 | 2 | 2 | 2.5 | No | - | - | - | - | N/A | N/A | N/A | 1.2 | 4.1387 | 3.7468
[SEER Non Multi-Split <=65kW] GEMS (Air Conditioners up to 65kW) Determination 2019 | MEPS 2019 | AS/NZS 3823.1.1:2012 | RAS-10U2AVSG-NZ/RAS-10U2FVG-NZ |  | N/A | Toshiba | N/A | Non Ducted | Single Split System | Floor Mounted | Air | Air | Thailand | 0.6 | N/A | 2.5 | N/A | N/A | N/A | N/A | N/A | 0.85 | 3.2 | Calorimeter Room | 4.2209 | 3.7811 | N/A | - | N/A | N/A | N/A | N/A | N/A | N/A | N/A | N/A | N/A | N/A | N/A | N/A | N/A | N/A | N/A | N/A | N/A | Single | R32 | Australia,Fiji,New Zealand | 146471 | 2027-05-03 |  | Approved | Reverse Cycle | N/A | No | Class 8 | No | N/A | N/A | N/A | N/A | N/A | N/A | N/A | Available | N/A | N/A | http://www.toshiba-aircon.in.th/ |  | N/A |  |  | AAC6652 | Yes | Variable output compressor | Inverter | No | - | 2500 | 0.6 | - | 280 | 1250 | Yes | 220 | 900 | - | 548.4 | 2692.5 | Yes | 220 | 1370 | - | 180 | 1150 | 3200 | 0.85 | 340 | 1600 | Yes | 190 | 800 | Yes | 1150 | 3300 | No | - | - | No | - | - | - | - | - | No | - | - | No | - | - | No | - | - | 52 | 59 | 5.512 | 5.355 | 5.752 | 7.849 | 6.9 | 6.469 | 125 | 194 | 567 | 231 | 310 | 723 | 4 | 3.5 | 4 | 3.675 | 3.992 | 4.349 | 3.833 | 4.074 | 4.287 | 1140 | 438 | 65 | 371 | 199 | 42 | 2 | 2 | 2.5 | No | - | - | - | - | N/A | N/A | N/A | 1.2 | 4.1387 | 3.7468
[SEER Non Multi-Split <=65kW] GEMS (Air Conditioners up to 65kW) Determination 2019 | MEPS 2019 | AS/NZS 3823.1.1:2012 | RAS-13BAV-A1/RAS-13BKV-A1 |  | N/A | Toshiba | N/A | Non Ducted | Single Split System | Wall Hung | Air | Air | Thailand | 0.82 | N/A | 3.5 | N/A | N/A | N/A | N/A | N/A | 1 | 4.2 | Calorimeter Room | 4.0585 | 4.0624 | N/A | - | N/A | N/A | N/A | N/A | N/A | N/A | N/A | N/A | N/A | N/A | N/A | N/A | N/A | N/A | N/A | N/A | N/A | Single | R410A | Australia,Fiji,New Zealand | 126834 | 2025-04-01 |  | Approved | Reverse Cycle | N/A | No | Class 8 | No | N/A | N/A | N/A | N/A | N/A | N/A | N/A | Available | N/A | N/A | http://www.toshiba-aircon.in.th/ |  | N/A |  |  | AAC4637 | Yes | Variable output compressor | Inverter | No | - | 3500 | 0.82 | - | 330 | 1750 | No | - | - | - | 749.48 | 3769.5 | No | 301.62 | 1884.75 | No | - | - | 4200 | 1 | 390 | 2100 | Yes | 340 | 1300 | Yes | 1510 | 4200 | No | - | - | No | - | - | - | - | - | No | - | - | No | - | - | No | - | - | 60 | 66 | 5.377 | 5.202 | 5.502 | 6.301 | 5.923 | 5.844 | 180 | 281 | 831 | 404 | 507 | 1122 | 3.5 | 3.5 | 4 | 3.799 | 4.158 | 4.177 | 3.743 | 3.91 | 4.001 | 1446 | 552 | 87 | 497 | 271 | 58 | 2 | 2.5 | 2.5 | No | - | - | - | - | N/A | N/A | N/A | 1.2 | 4.2473 | 4.183
[SEER Non Multi-Split <=65kW] GEMS (Air Conditioners up to 65kW) Determination 2019 | MEPS 2019 | AS/NZS 3823.1.1:2012 | RAS-13E2ACVG-A/RAS-13E2KCVG-A |  | N/A | Toshiba | N/A | Non Ducted | Single Split System | Wall Hung | Air | - | Thailand | 0.9 | N/A | 3.5 | N/A | N/A | N/A | N/A | N/A | - | - | Calorimeter Room | 3.7222 | - | N/A | - | N/A | N/A | N/A | N/A | N/A | N/A | N/A | N/A | N/A | N/A | N/A | N/A | N/A | N/A | N/A | N/A | N/A | Single | R32 | Australia,Fiji,New Zealand | 141513 | 2026-09-14 |  | Approved | Cooling Only | N/A | No | Class 8 | No | N/A | N/A | N/A | N/A | N/A | N/A | N/A | Available | N/A | N/A | http://www.toshiba-aircon.in.th/ |  | N/A |  |  | AAC6250 | Yes | Variable output compressor | Inverter | No | - | 3500 | 0.9 | - | 380 | 1750 | Yes | 250 | 1050 | - | 822.6 | 3769.5 | No | 347.32 | 1884.75 | - | 200 | 1150 | - | - | - | - | - | - | - | - | - | - | - | - | - | - | - | - | - | - | - | - | - | - | - | - | - | - | - | - | 58 | 61 | 5.024 | 4.895 | 5.086 | 6.698 | 6.037 | 5.498 | 193 | 299 | 899 | 380 | 497 | 1193 | 3.5 | 3 | 3.5 | - | - | - | - | - | - | - | - | - | - | - | - | - | - | - | No | - | - | - | - | N/A | N/A | N/A | 1 | 3.8743 | -
[SEER Non Multi-Split <=65kW] GEMS (Air Conditioners up to 65kW) Determination 2019 | MEPS 2019 | AS/NZS 3823.1.1:2012 | RAS-13E2AVG-A/RAS-13E2KV2G-A |  | N/A | Toshiba | N/A | Non Ducted | Single Split System | Wall Hung | Air | Air | Thailand | 0.9 | N/A | 3.5 | N/A | N/A | N/A | N/A | N/A | 0.9 | 4 | Calorimeter Room | 3.9602 | 4.304 | N/A | - | N/A | N/A | N/A | N/A | N/A | N/A | N/A | N/A | N/A | N/A | N/A | N/A | N/A | N/A | N/A | N/A | N/A | Single | R32 | Australia,Fiji,New Zealand | 136178 | 2026-02-24 |  | Approved | Reverse Cycle | N/A | Yes | Class 8 | Yes | N/A | N/A | N/A | N/A | N/A | N/A | N/A | Available | N/A | N/A | http://www.toshiba-aircon.in.th/ |  | N/A |  |  | AAC5806 | Yes | Variable output compressor | Inverter | No | - | 3500 | 0.9 | - | 350 | 1750 | No | - | - | - | 822.6 | 3769.5 | No | 319.9 | 1884.75 | No | - | - | 4000 | 0.9 | 380 | 2000 | Yes | 230 | 1150 | Yes | 1250 | 3700 | No | - | - | No | - | - | - | - | - | No | - | - | No | - | - | No | - | - | 60 | 65 | 5.06 | 4.869 | 5.128 | 5.928 | 5.556 | 5.453 | 192 | 301 | 892 | 430 | 541 | 1203 | 3.5 | 3 | 3.5 | 3.986 | 4.53 | 4.988 | 4.24 | 4.671 | 4.942 | 1313 | 482 | 70 | 418 | 216 | 45 | 2 | 3 | 3 | No | - | - | - | - | N/A | N/A | N/A | 1 | 3.8743 | 4.4278
[SEER Non Multi-Split <=65kW] GEMS (Air Conditioners up to 65kW) Determination 2019 | MEPS 2019 | AS/NZS 3823.1.1:2012 | RAS-13E2AVG-A/RAS-13E2KVG-A |  | N/A | Toshiba | N/A | Non Ducted | Single Split System | Wall Hung | Air | Air | Thailand | 0.9 | N/A | 3.5 | N/A | N/A | N/A | N/A | N/A | 0.9 | 4 | Calorimeter Room | 3.9602 | 4.304 | N/A | - | N/A | N/A | N/A | N/A | N/A | N/A | N/A | N/A | N/A | N/A | N/A | N/A | N/A | N/A | N/A | N/A | N/A | Single | R32 | Australia,Fiji,New Zealand | 135847 | 2026-02-05 |  | Approved | Reverse Cycle | N/A | Yes | Class 8 | Yes | N/A | N/A | N/A | N/A | N/A | N/A | N/A | Available | N/A | N/A | http://www.toshiba-aircon.in.th/ |  | N/A |  |  | AAC5737 | Yes | Variable output compressor | Inverter | No | - | 3500 | 0.9 | - | 350 | 1750 | No | - | - | - | 822.6 | 3769.5 | No | 319.9 | 1884.75 | No | - | - | 4000 | 0.9 | 380 | 2000 | Yes | 230 | 1150 | Yes | 1250 | 3700 | No | - | - | No | - | - | - | - | - | No | - | - | No | - | - | No | - | - | 60 | 65 | 5.06 | 4.869 | 5.128 | 5.928 | 5.556 | 5.453 | 192 | 301 | 892 | 430 | 541 | 1203 | 3.5 | 3 | 3.5 | 3.986 | 4.53 | 4.988 | 4.24 | 4.671 | 4.942 | 1313 | 482 | 70 | 418 | 216 | 45 | 2 | 3 | 3 | No | - | - | - | - | N/A | N/A | N/A | 1 | 3.8743 | 4.4278
[SEER Non Multi-Split <=65kW] GEMS (Air Conditioners up to 65kW) Determination 2019 | MEPS 2019 | AS/NZS 3823.1.1:2012 | RAS-13E2AVRG-A / RAS-B13E2KVRG-A |  | N/A | Toshiba | N/A | Non Ducted | Single Split System | Wall Hung | Air | Air | Thailand | 0.8 | N/A | 3.5 | N/A | N/A | N/A | N/A | N/A | 1.08 | 4.2 | Calorimeter Room | 4.2448 | 3.9812 | N/A | - | N/A | N/A | N/A | N/A | N/A | N/A | N/A | N/A | N/A | N/A | N/A | N/A | N/A | N/A | N/A | N/A | N/A | Single | R32 | Australia,Fiji,New Zealand | 143604 | 2026-12-12 |  | Approved | Reverse Cycle | N/A | Yes | Class 8 | Yes | N/A | N/A | N/A | N/A | N/A | N/A | N/A | Available | N/A | N/A | http://www.toshiba-aircon.in.th/ |  | N/A |  |  | AAC6395 | Yes | Variable output compressor | Inverter | No | - | 3500 | 0.8 | - | 320 | 1750 | No | - | - | - | 731.2 | 3769.5 | No | 292.48 | 1884.75 | No | - | - | 4200 | 1.08 | 390 | 2100 | No | - | - | Yes | 1200 | 3400 | No | - | - | No | - | - | - | - | - | No | - | - | No | - | - | No | - | - | 56 | 60 | 5.564 | 5.373 | 5.668 | 6.506 | 6.111 | 6.019 | 174 | 272 | 807 | 391 | 491 | 1090 | 4 | 3.5 | 4 | 3.631 | 4.282 | 4.931 | 3.987 | 4.544 | 4.941 | 1513 | 535 | 74 | 467 | 233 | 47 | 2 | 2.5 | 3 | No | - | - | - | - | N/A | N/A | N/A | 1 | 4.3566 | 3.8768
[SEER Non Multi-Split <=65kW] GEMS (Air Conditioners up to 65kW) Determination 2019 | MEPS 2019 | AS/NZS 3823.1.1:2012 | RAS-13E2AVSG-A / RAS-13E2KVSG-A |  | N/A | Toshiba | N/A | Non Ducted | Single Split System | Wall Hung | Air | Air | Thailand | 0.85 | N/A | 3.5 | N/A | N/A | N/A | N/A | N/A | 0.82 | 3.7 | Calorimeter Room | 4 | 4.4383 | N/A | - | N/A | N/A | N/A | N/A | N/A | N/A | N/A | N/A | N/A | N/A | N/A | N/A | N/A | N/A | N/A | N/A | N/A | Single | R32 | Australia,Fiji,New Zealand | 137891 | 2026-04-30 |  | Approved | Reverse Cycle | N/A | Yes | Class 8 | Yes | N/A | N/A | N/A | N/A | N/A | N/A | N/A | Available | N/A | N/A | http://www.toshiba-aircon.in.th/ |  | N/A |  |  | AAC5932 | Yes | Variable output compressor | Inverter | No | - | 3500 | 0.85 | - | 350 | 1750 | No | - | - | - | 776.9 | 3769.5 | No | 319.9 | 1884.75 | No | - | - | 3700 | 0.82 | 360 | 1850 | Yes | 190 | 900 | Yes | 1370 | 3900 | No | - | - | No | - | - | - | - | - | No | - | - | No | - | - | - | - | - | 58 | 62 | 5.143 | 4.978 | 5.245 | 5.983 | 5.629 | 5.559 | 189 | 294 | 872 | 426 | 534 | 1180 | 3.5 | 3 | 3.5 | 4.097 | 4.507 | 4.856 | 4.273 | 4.592 | 4.8 | 1182 | 448 | 66 | 384 | 204 | 42 | 2.5 | 3 | 3 | No | - | - | - | - | N/A | N/A | N/A | 1 | 4.1013 | 4.4937
[SEER Non Multi-Split <=65kW] GEMS (Air Conditioners up to 65kW) Determination 2019 | MEPS 2019 | AS/NZS 3823.1.1:2012 | RAS-13E2AVSG-A/RAS-13E2KVSG-A |  | N/A | Toshiba | N/A | Non Ducted | Single Split System | Wall Hung | Air | Air | Thailand | 0.85 | N/A | 3.5 | N/A | N/A | N/A | N/A | N/A | 0.82 | 3.7 | Calorimeter Room | 4 | 4.4002 | N/A | - | N/A | N/A | N/A | N/A | N/A | N/A | N/A | N/A | N/A | N/A | N/A | N/A | N/A | N/A | N/A | N/A | N/A | Single | R32 | Australia,Fiji,New Zealand | 136804 | 2026-03-24 |  | Approved | Reverse Cycle | N/A | No | Class 8 | No | N/A | N/A | N/A | N/A | N/A | N/A | N/A | Unavailable | N/A | N/A | http://www.toshiba-aircon.in.th/ |  | N/A |  |  | AAC5863 | Yes | Variable output compressor | Inverter | No | - | 3500 | 0.85 | - | 350 | 1750 | No | - | - | - | 776.9 | 3769.5 | No | 319.9 | 1884.75 | No | - | - | 3700 | 0.82 | 360 | 1850 | Yes | 190 | 900 | Yes | 1370 | 3900 | No | - | - | No | - | - | - | - | - | No | - | - | No | - | - | No | - | - | 58 | 62 | 5.143 | 4.978 | 5.245 | 5.983 | 5.629 | 5.559 | 189 | 294 | 872 | 426 | 534 | 1180 | 3.5 | 3 | 3.5 | 4.097 | 4.507 | 4.856 | 4.273 | 4.592 | 4.8 | 1182 | 448 | 66 | 384 | 204 | 42 | 2.5 | 3 | 3 | No | - | - | - | - | N/A | N/A | N/A | 1 | 4.1013 | 4.4937
[SEER Non Multi-Split <=65kW] (Air Conditioners up to 65kW) EE Regulations 2020 Schedule 2A | MEPS 2019 | AS/NZS 3823.1.1:2012 | RAS-13E2AVSG-A/RAS-13E2KVSG-A |  | N/A | TOSHIBA | N/A | Non Ducted | Single Split System | Wall Hung | Air | Air | Thailand | 0.85 | N/A | 3.5 | N/A | N/A | N/A | N/A | N/A | 0.82 | 3.7 | Calorimeter Room | 4 | 4.4383 | N/A | - | N/A | N/A | N/A | N/A | N/A | N/A | N/A | N/A | N/A | N/A | N/A | N/A | N/A | N/A | N/A | N/A | N/A | Single | R32 | New Zealand | 137531 | 2121-04-27 |  | Approved | Reverse Cycle | N/A | Yes | Class 8 | Yes | N/A | N/A | N/A | N/A | N/A | N/A | N/A | Available | N/A | N/A | http://www.toshiba-carrier.co.th | http://www.toshibaheatpumps.com | N/A |  |  | ZAC0728 | Yes | Variable output compressor | Inverter | No | - | 3500 | 0.85 | - | 350 | 1750 | No | - | - | - | - | - | No | - | - | No | - | - | 3700 | 0.82 | 360 | 1850 | Yes | 190 | 900 | Yes | 1370 | 3900 | No | - | - | No | - | - | - | - | - | No | - | - | No | - | - | No | - | - | 58 | 62 | 5.143 | 4.978 | 5.245 | 5.983 | 5.629 | 5.559 | 189 | 294 | 872 | 426 | 534 | 1180 | 3.5 | 3 | 3.5 | 4.097 | 4.507 | 4.856 | 4.273 | 4.592 | 4.8 | 1182 | 448 | 66 | 384 | 204 | 42 | 2.5 | 3 | 3 | No | - | - | - | - | N/A | N/A | N/A | 1 | 4.1013 | 4.4937
AS/NZS 3823.2:2013 [Non Multi-Split] | NZ MEPS April 2013 | AS/NZS 3823.1.1:2012 | RAS-13PKVSG-NZ 7 RAS-13PAVSG-NZ |  | N/A | TOSHIBA | 1 | Non Ducted | Single Split System | Wall Hung | Air | Air | Thailand | 0.83 | 2.5 | 3.5 | 230 | 0 | 0 | 0 | 293 | 0.8 | 3.7 | Calorimeter Room | 4.1112 | 4.5297 | Yes | 0 | N/A | 1 | 1.2 | 5.3009 | 5.4176 | N/A | N/A | N/A | 4.0947 | 4.5071 | N/A | N/A | 3.6894 | 4.5142 | 3.5 | 4.5 | Calorimeter Room | Single | R32 | Fiji,New Zealand | 110875 | 2117-11-09 | 2021-06-30 | Superseded | Reverse Cycle | 798 | No | Class 3 | No | - | No | - | - | - | - | 4.1112 | Unavailable | N/A | N/A | http://www.toshiba-carrier.co.th | http://www.toshibaheatpumps.com | Yes |  | https://reg.energyrating.gov.au/static/common/images/star_ratings_2014/aircon_rating_3.5_4.5.png | ZAC0544 | N/A | Variable output compressor | Inverter | N/A | N/A | N/A | 0.83 | N/A | N/A | N/A | N/A | N/A | N/A | N/A | N/A | N/A | N/A | N/A | N/A | N/A | N/A | N/A | N/A | 0.8 | N/A | N/A | N/A | N/A | N/A | N/A | N/A | N/A | N/A | N/A | N/A | N/A | N/A | N/A | N/A | N/A | N/A | N/A | N/A | N/A | N/A | N/A | N/A | N/A | N/A | N/A | N/A | N/A | N/A | N/A | N/A | N/A | N/A | N/A | N/A | N/A | N/A | N/A | N/A | N/A | N/A | N/A | N/A | N/A | N/A | N/A | N/A | N/A | N/A | N/A | N/A | N/A | N/A | N/A | N/A | N/A | N/A | N/A | N/A | N/A | N/A | N/A | N/A | N/A | N/A | N/A | N/A | 4.1998 | 4.6017
[SEER Non Multi-Split <=65kW] GEMS (Air Conditioners up to 65kW) Determination 2019 | MEPS 2019 | AS/NZS 3823.1.1:2012 | RAS-13U2AVSG-NZ / RAS-13U2FVG-NZ |  | N/A | Toshiba | N/A | Non Ducted | Single Split System | Floor Mounted | Air | Air | Thailand | 1.1 | N/A | 4 | N/A | N/A | N/A | N/A | N/A | 1.15 | 4.2 | Calorimeter Room | 3.8736 | 3.6862 | N/A | - | N/A | N/A | N/A | N/A | N/A | N/A | N/A | N/A | N/A | N/A | N/A | N/A | N/A | N/A | N/A | N/A | N/A | Single | R32 | Australia,Fiji,New Zealand | 146472 | 2027-04-25 |  | Approved | Reverse Cycle | N/A | No | Class 9 | No | N/A | N/A | N/A | N/A | N/A | N/A | N/A | Available | N/A | N/A | http://www.toshiba-aircon.in.th/ |  | N/A |  |  | AAC6620 | Yes | Variable output compressor | Inverter | No | - | 4000 | 1.1 | - | 410 | 2000 | No | - | - | - | 1005.4 | 4308 | Yes | 330 | 2200 | No | - | - | 4200 | 1.15 | 450 | 2100 | Yes | 200 | 1100 | Yes | 1250 | 3500 | No | - | - | No | - | - | - | - | - | No | - | - | No | - | - | No | - | - | 56 | 61 | 5.54 | 5.222 | 5.572 | 7.668 | 6.676 | 6.268 | 200 | 320 | 938 | 379 | 514 | 1196 | 4 | 3.5 | 4 | 3.53 | 4.112 | 5.009 | 4.023 | 4.635 | 5.143 | 1556 | 558 | 73 | 463 | 229 | 45 | 2 | 2.5 | 3.5 | No | - | - | - | - | N/A | N/A | N/A | 1.2 | 3.623 | 3.6393
[SEER Non Multi-Split <=65kW] (Air Conditioners up to 65kW) EE Regulations 2020 Schedule 2A | MEPS 2019 | AS/NZS 3823.1.1:2012 | RAS-13U2AVSG-NZ/RAS-13U2FVG-NZ |  | N/A | TOSHIBA | N/A | Non Ducted | Single Split System | Floor Mounted | Air | Air | Thailand | 1.1 | N/A | 4 | N/A | N/A | N/A | N/A | N/A | 1.15 | 4.2 | Calorimeter Room | 3.8736 | 3.6862 | N/A | - | N/A | N/A | N/A | N/A | N/A | N/A | N/A | N/A | N/A | N/A | N/A | N/A | N/A | N/A | N/A | N/A | N/A | Single | R32 | Fiji,New Zealand | 128670 | 2120-05-27 |  | Approved | Reverse Cycle | N/A | No | Class 9 | No | N/A | N/A | N/A | N/A | N/A | N/A | N/A | Available | N/A | N/A | http://www.toshiba-carrier.co.th | http://www.toshibaheatpumps.com | N/A |  |  | ZAC0667 | Yes | Variable output compressor | Inverter | No | - | 4000 | 1.1 | - | 410 | 2000 | No | - | - | - | - | - | Yes | 330 | 2200 | No | - | - | 4200 | 1.15 | 450 | 2100 | Yes | 200 | 1100 | Yes | 1250 | 3500 | No | - | - | No | - | - | - | - | - | No | - | - | No | - | - | No | - | - | - | - | 5.54 | 5.222 | 5.572 | 7.668 | 6.676 | 6.268 | 200 | 320 | 938 | 379 | 514 | 1196 | 4 | 3.5 | 4 | 3.53 | 4.112 | 5.009 | 4.023 | 4.635 | 5.143 | 1556 | 558 | 73 | 463 | 229 | 45 | 2 | 2.5 | 3.5 | No | - | - | - | - | N/A | N/A | N/A | 1.2 | 3.623 | 3.6393
[SEER Non Multi-Split <=65kW] GEMS (Air Conditioners up to 65kW) Determination 2019 | MEPS 2019 | AS/NZS 3823.1.1:2012 | RAS-16BAV-A1/RAS-16BKV-A1 |  | N/A | Toshiba | N/A | Non Ducted | Single Split System | Wall Hung | Air | Air | Thailand | 1.14 | N/A | 4.2 | N/A | N/A | N/A | N/A | N/A | 1.46 | 5.2 | Calorimeter Room | 3.5692 | 3.4328 | N/A | - | N/A | N/A | N/A | N/A | N/A | N/A | N/A | N/A | N/A | N/A | N/A | N/A | N/A | N/A | N/A | N/A | N/A | Single | R410A | Australia,Fiji,New Zealand | 126836 | 2025-04-01 |  | Approved | Reverse Cycle | N/A | No | Class 9 | No | N/A | N/A | N/A | N/A | N/A | N/A | N/A | Available | N/A | N/A | http://www.toshiba-aircon.in.th/ |  | N/A |  |  | AAC4638 | Yes | Variable output compressor | Inverter | No | - | 4200 | 1.14 | - | 410 | 2100 | No | - | - | - | 1041.96 | 4523.4 | No | 374.74 | 2261.7 | No | - | - | 5200 | 1.46 | 580 | 2600 | Yes | 230 | 1300 | Yes | 1670 | 4300 | No | - | - | No | - | - | - | - | - | No | - | - | No | - | - | No | - | - | 63 | 67 | 5.065 | 4.834 | 5.092 | 5.994 | 5.588 | 5.44 | 230 | 364 | 1078 | 510 | 645 | 1447 | 3.5 | 3 | 3.5 | 3.404 | 4.005 | 4.992 | 3.946 | 4.615 | 5.181 | 1998 | 708 | 90 | 583 | 285 | 55 | 1.5 | 2.5 | 3 | No | - | - | - | - | N/A | N/A | N/A | 1.2 | 3.6711 | 3.5518
[SEER Non Multi-Split <=65kW] GEMS (Air Conditioners up to 65kW) Determination 2019 | MEPS 2019 | AS/NZS 3823.1.1:2012 | RAS-16E2AVG-A/RAS-16E2KV2G-A |  | N/A | Toshiba | N/A | Non Ducted | Single Split System | Wall Hung | Air | Air | Thailand | 1.3 | N/A | 4.2 | N/A | N/A | N/A | N/A | N/A | 1.43 | 5.4 | Calorimeter Room | 3.2522 | 3.5388 | N/A | - | N/A | N/A | N/A | N/A | N/A | N/A | N/A | N/A | N/A | N/A | N/A | N/A | N/A | N/A | N/A | N/A | N/A | Single | R32 | Australia,Fiji,New Zealand | 136186 | 2026-02-26 |  | Approved | Reverse Cycle | N/A | Yes | Class 9 | Yes | N/A | N/A | N/A | N/A | N/A | N/A | N/A | Available | N/A | N/A | http://www.toshiba-aircon.in.th/ |  | N/A |  |  | AAC5813 | Yes | Variable output compressor | Inverter | No | - | 4200 | 1.3 | - | 450 | 2100 | No | - | - | - | 1188.2 | 4523.4 | No | 411.3 | 2261.7 | No | - | - | 5400 | 1.43 | 550 | 2700 | Yes | 250 | 1300 | Yes | 1560 | 4200 | No | - | - | No | - | - | - | - | - | No | - | - | No | - | - | No | - | - | 62 | 67 | 4.596 | 4.36 | 4.576 | 5.443 | 5.058 | 4.897 | 254 | 404 | 1200 | 562 | 713 | 1608 | 3 | 2.5 | 3 | 3.41 | 4.069 | 4.97 | 3.923 | 4.526 | 5.039 | 2070 | 723 | 94 | 609 | 301 | 58 | 1.5 | 2.5 | 3 | No | - | - | - | - | N/A | N/A | N/A | 1 | 3.2224 | 3.7673
[SEER Non Multi-Split <=65kW] GEMS (Air Conditioners up to 65kW) Determination 2019 | MEPS 2019 | AS/NZS 3823.1.1:2012 | RAS-16E2AVG-A/RAS-16E2KVG-A |  | N/A | Toshiba | N/A | Non Ducted | Single Split System | Wall Hung | Air | Air | Thailand | 1.3 | N/A | 4.2 | N/A | N/A | N/A | N/A | N/A | 1.43 | 5.4 | Calorimeter Room | 3.2522 | 3.5388 | N/A | - | N/A | N/A | N/A | N/A | N/A | N/A | N/A | N/A | N/A | N/A | N/A | N/A | N/A | N/A | N/A | N/A | N/A | Single | R32 | Australia,Fiji,New Zealand | 135866 | 2026-02-11 |  | Approved | Reverse Cycle | N/A | Yes | Class 9 | Yes | N/A | N/A | N/A | N/A | N/A | N/A | N/A | Available | N/A | N/A | http://www.toshiba-aircon.in.th/ |  | N/A |  |  | AAC5764 | Yes | Variable output compressor | Inverter | No | - | 4200 | 1.3 | - | 450 | 2100 | No | - | - | - | 1188.2 | 4523.4 | No | 411.3 | 2261.7 | No | - | - | 5400 | 1.43 | 550 | 2700 | Yes | 250 | 1300 | Yes | 1560 | 4200 | No | - | - | No | - | - | - | - | - | No | - | - | No | - | - | No | - | - | 62 | 67 | 4.596 | 4.36 | 4.576 | 5.443 | 5.058 | 4.897 | 254 | 404 | 1200 | 562 | 713 | 1608 | 3 | 2.5 | 3 | 3.41 | 4.069 | 4.97 | 3.923 | 4.526 | 5.039 | 2070 | 723 | 94 | 609 | 301 | 58 | 1.5 | 2.5 | 3 | No | - | - | - | - | N/A | N/A | N/A | 1 | 3.2224 | 3.7673
[SEER Non Multi-Split <=65kW] GEMS (Air Conditioners up to 65kW) Determination 2019 | MEPS 2019 | AS/NZS 3823.1.1:2012 | RAS-16E2AVRG-A / RAS-B16E2KVRG-A |  | N/A | Toshiba | N/A | Non Ducted | Single Split System | Wall Hung | Air | Air | Thailand | 1.35 | N/A | 4.6 | N/A | N/A | N/A | N/A | N/A | 1.52 | 5.5 | Calorimeter Room | 3.4191 | 3.4469 | N/A | - | N/A | N/A | N/A | N/A | N/A | N/A | N/A | N/A | N/A | N/A | N/A | N/A | N/A | N/A | N/A | N/A | N/A | Single | R32 | Australia,Fiji,New Zealand | 143605 | 2026-12-14 |  | Approved | Reverse Cycle | N/A | Yes | Class 9 | Yes | N/A | N/A | N/A | N/A | N/A | N/A | N/A | Available | N/A | N/A | http://www.toshiba-aircon.in.th/ |  | N/A |  |  | AAC6398 | Yes | Variable output compressor | Inverter | No | - | 4600 | 1.35 | - | 500 | 2300 | No | - | - | - | 1233.9 | 4954.2 | No | 457 | 2477.1 | No | - | - | 5500 | 1.52 | 640 | 2750 | No | - | - | Yes | 1500 | 3800 | No | - | - | No | - | - | - | - | - | No | - | - | No | - | - | No | - | - | 58 | 62 | 4.63 | 4.423 | 4.637 | 5.43 | 5.069 | 4.941 | 277 | 437 | 1298 | 618 | 780 | 1746 | 3 | 2.5 | 3 | 2.717 | 3.174 | 3.96 | 2.961 | 3.518 | 3.952 | 2645 | 944 | 119 | 821 | 393 | 75 | 1 | 1.5 | 2 | No | - | - | - | - | N/A | N/A | N/A | 1 | 3.3989 | 3.6104
[SEER Non Multi-Split <=65kW] GEMS (Air Conditioners up to 65kW) Determination 2019 | MEPS 2019 | AS/NZS 3823.1.1:2012 | RAS-16E2AVSG-A/RAS-16E2KVSG-A |  | N/A | Toshiba | N/A | Non Ducted | Single Split System | Wall Hung | Air | Air | Thailand | 1.13 | N/A | 4.2 | N/A | N/A | N/A | N/A | N/A | 1.43 | 5.4 | Calorimeter Room | 3.7896 | 3.7097 | N/A | - | N/A | N/A | N/A | N/A | N/A | N/A | N/A | N/A | N/A | N/A | N/A | N/A | N/A | N/A | N/A | N/A | N/A | Single | R32 | Australia,Fiji,New Zealand | 136805 | 2026-03-25 |  | Approved | Reverse Cycle | N/A | Yes | Class 9 | Yes | N/A | N/A | N/A | N/A | N/A | N/A | N/A | Available | N/A | N/A | http://www.toshiba-aircon.in.th/ |  | N/A |  |  | AAC5865 | Yes | Variable output compressor | Inverter | No | - | 4200 | 1.13 | - | 390 | 2100 | No | - | - | - | 1032.82 | 4523.4 | No | 356.46 | 2261.7 | No | - | - | 5400 | 1.43 | 550 | 2700 | Yes | 240 | 1300 | Yes | 1490 | 4300 | No | - | - | No | - | - | - | - | - | No | - | - | No | - | - | No | - | - | 60 | 63 | 5.281 | 5.013 | 5.27 | 6.269 | 5.825 | 5.642 | 221 | 351 | 1042 | 488 | 619 | 1396 | 3.5 | 3.5 | 3.5 | 3.563 | 4.201 | 5.078 | 4.045 | 4.673 | 5.181 | 1981 | 701 | 92 | 591 | 291 | 57 | 2 | 2.5 | 3.5 | No | - | - | - | - | N/A | N/A | N/A | 1 | 3.7057 | 3.7673
AS/NZS 3823.2:2013 [Non Multi-Split] | NZ MEPS April 2013 | AS/NZS 3823.1.1:2012 | RAS-16PKVSG-NZ 7 RAS-16PAVSG-NZ |  | N/A | TOSHIBA | 1 | Non Ducted | Single Split System | Wall Hung | Air | Air | Thailand | 1.13 | 3.2 | 4.2 | 230 | 0 | 0 | 0 | 293 | 1.43 | 5.4 | Calorimeter Room | 3.75 | 3.7642 | Yes | 0 | N/A | 1.2 | 1.2 | 5.2674 | 4.8699 | N/A | N/A | N/A | 3.7365 | 3.7534 | N/A | N/A | 2.9729 | 3.0068 | 2.5 | 3 | Calorimeter Room | Single | R32 | Fiji,New Zealand | 110876 | 2117-11-09 | 2021-06-30 | Superseded | Reverse Cycle | 798 | No | Class 4 | No | - | No | - | - | - | - | 3.75 | Unavailable | N/A | N/A | http://www.toshiba-carrier.co.th | http://www.toshibaheatpumps.com | Yes |  | https://reg.energyrating.gov.au/static/common/images/star_ratings_2014/aircon_rating_2.5_3.png | ZAC0545 | N/A | Variable output compressor | Inverter | N/A | N/A | N/A | 1.13 | N/A | N/A | N/A | N/A | N/A | N/A | N/A | N/A | N/A | N/A | N/A | N/A | N/A | N/A | N/A | N/A | 1.43 | N/A | N/A | N/A | N/A | N/A | N/A | N/A | N/A | N/A | N/A | N/A | N/A | N/A | N/A | N/A | N/A | N/A | N/A | N/A | N/A | N/A | N/A | N/A | N/A | N/A | N/A | N/A | N/A | N/A | N/A | N/A | N/A | N/A | N/A | N/A | N/A | N/A | N/A | N/A | N/A | N/A | N/A | N/A | N/A | N/A | N/A | N/A | N/A | N/A | N/A | N/A | N/A | N/A | N/A | N/A | N/A | N/A | N/A | N/A | N/A | N/A | N/A | N/A | N/A | N/A | N/A | N/A | 3.7035 | 3.7655
[SEER Non Multi-Split <=65kW] GEMS (Air Conditioners up to 65kW) Determination 2019 | MEPS 2019 | AS/NZS 3823.1.1:2012 | RAS-18BAV-A1 / RAS-18BKV-A1 |  | N/A | Toshiba | N/A | Non Ducted | Single Split System | Wall Hung | Air | Air | Thailand | 1.18 | N/A | 5 | N/A | N/A | N/A | N/A | N/A | 1.32 | 5.7 | Calorimeter Room | 4.1964 | 4.2462 | N/A | - | N/A | N/A | N/A | N/A | N/A | N/A | N/A | N/A | N/A | N/A | N/A | N/A | N/A | N/A | N/A | N/A | N/A | Single | R410A | Australia,Fiji,New Zealand | 127204 | 2025-04-01 |  | Approved | Reverse Cycle | N/A | No | Class 9 | No | N/A | N/A | N/A | N/A | N/A | N/A | N/A | Available | N/A | N/A | http://www.toshiba-aircon.in.th/ |  | N/A |  |  | AAC4639 | Yes | Variable output compressor | Inverter | No | - | 5000 | 1.18 | - | 410 | 2500 | No | - | - | - | 1078.52 | 5385 | No | 374.74 | 2692.5 | No | - | - | 5700 | 1.32 | 500 | 2850 | Yes | 270 | 1650 | Yes | 1400 | 5600 | No | - | - | No | - | - | - | - | - | No | - | - | No | - | - | No | - | - | 65 | 66 | 5.971 | 5.677 | 5.979 | 7.096 | 6.599 | 6.401 | 232 | 369 | 1093 | 513 | 650 | 1464 | 4 | 4 | 4 | 4.529 | 4.973 | 5.778 | 4.942 | 5.391 | 5.837 | 1646 | 626 | 86 | 511 | 267 | 54 | 3 | 3 | 4 | No | - | - | - | - | N/A | N/A | N/A | 1.2 | 4.2228 | 4.305
[SEER Non Multi-Split <=65kW] GEMS (Air Conditioners up to 65kW) Determination 2019 | MEPS 2019 | AS/NZS 3823.1.1:2012 | RAS-18E2ACVG-A/RAS-18E2KCVG-A |  | N/A | Toshiba | N/A | Non Ducted | Single Split System | Wall Hung | Air | - | Thailand | 1.38 | N/A | 5.3 | N/A | N/A | N/A | N/A | N/A | - | - | Calorimeter Room | 3.6776 | - | N/A | - | N/A | N/A | N/A | N/A | N/A | N/A | N/A | N/A | N/A | N/A | N/A | N/A | N/A | N/A | N/A | N/A | N/A | Single | R32 | Australia,Fiji,New Zealand | 141514 | 2026-09-13 |  | Approved | Cooling Only | N/A | No | Class 9 | No | N/A | N/A | N/A | N/A | N/A | N/A | N/A | Available | N/A | N/A | http://www.toshiba-aircon.in.th/ |  | N/A |  |  | AAC6248 | Yes | Variable output compressor | Inverter | No | - | 5300 | 1.38 | - | 420 | 2650 | Yes | 220 | 1150 | - | 1261.32 | 5708.1 | No | 383.88 | 2854.05 | - | 200 | 1350 | - | - | - | - | - | - | - | - | - | - | - | - | - | - | - | - | - | - | - | - | - | - | - | - | - | - | - | - | 58 | 62 | 6.055 | 5.66 | 5.93 | 7.543 | 6.864 | 6.433 | 244 | 393 | 1169 | 512 | 663 | 1545 | 4.5 | 4 | 4 | - | - | - | - | - | - | - | - | - | - | - | - | - | - | - | No | - | - | - | - | N/A | N/A | N/A | 1 | 3.8312 | -
[SEER Non Multi-Split <=65kW] GEMS (Air Conditioners up to 65kW) Determination 2019 | MEPS 2019 | AS/NZS 3823.1.1:2012 | RAS-18E2AVG-A/RAS-18E2KV2G-A |  | N/A | Toshiba | N/A | Non Ducted | Single Split System | Wall Hung | Air | Air | Thailand | 1.5 | N/A | 5 | N/A | N/A | N/A | N/A | N/A | 1.6 | 5.6 | Calorimeter Room | 3.2693 | 3.4679 | N/A | - | N/A | N/A | N/A | N/A | N/A | N/A | N/A | N/A | N/A | N/A | N/A | N/A | N/A | N/A | N/A | N/A | N/A | Single | R32 | Australia,Fiji,New Zealand | 136187 | 2026-02-26 |  | Approved | Reverse Cycle | N/A | Yes | Class 9 | Yes | N/A | N/A | N/A | N/A | N/A | N/A | N/A | Available | N/A | N/A | http://www.toshiba-aircon.in.th/ |  | N/A |  |  | AAC5811 | Yes | Variable output compressor | Inverter | No | - | 5000 | 1.5 | - | 540 | 2500 | No | - | - | - | 1371 | 5385 | No | 493.56 | 2692.5 | No | - | - | 5600 | 1.6 | 600 | 2800 | Yes | 250 | 1400 | Yes | 1500 | 4200 | No | - | - | No | - | - | - | - | - | No | - | - | No | - | - | No | - | - | 63 | 69 | 4.628 | 4.406 | 4.616 | 5.443 | 5.07 | 4.926 | 301 | 477 | 1417 | 670 | 848 | 1904 | 3 | 2.5 | 3 | 3.335 | 3.975 | 5.047 | 3.756 | 4.591 | 5.207 | 2195 | 768 | 96 | 659 | 307 | 58 | 1.5 | 2 | 3.5 | No | - | - | - | - | N/A | N/A | N/A | 1 | 3.3258 | 3.4926
[SEER Non Multi-Split <=65kW] GEMS (Air Conditioners up to 65kW) Determination 2019 | MEPS 2019 | AS/NZS 3823.1.1:2012 | RAS-18E2AVG-A/RAS-18E2KVG-A |  | N/A | Toshiba | N/A | Non Ducted | Single Split System | Wall Hung | Air | Air | Thailand | 1.5 | N/A | 5 | N/A | N/A | N/A | N/A | N/A | 1.6 | 5.6 | Calorimeter Room | 3.2693 | 3.4679 | N/A | - | N/A | N/A | N/A | N/A | N/A | N/A | N/A | N/A | N/A | N/A | N/A | N/A | N/A | N/A | N/A | N/A | N/A | Single | R32 | Australia,Fiji,New Zealand | 135867 | 2026-02-05 |  | Approved | Reverse Cycle | N/A | Yes | Class 9 | Yes | N/A | N/A | N/A | N/A | N/A | N/A | N/A | Available | N/A | N/A | http://www.toshiba-aircon.in.th/ |  | N/A |  |  | AAC5738 | Yes | Variable output compressor | Inverter | No | - | 5000 | 1.5 | - | 540 | 2500 | No | - | - | - | 1371 | 5385 | No | 493.56 | 2692.5 | No | - | - | 5600 | 1.6 | 600 | 2800 | Yes | 250 | 1400 | Yes | 1500 | 4200 | No | - | - | No | - | - | - | - | - | No | - | - | No | - | - | No | - | - | 63 | 69 | 4.628 | 4.406 | 4.616 | 5.443 | 5.07 | 4.926 | 301 | 477 | 1417 | 670 | 848 | 1904 | 3 | 2.5 | 3 | 3.335 | 3.975 | 5.047 | 3.756 | 4.591 | 5.207 | 2195 | 768 | 96 | 659 | 307 | 58 | 1.5 | 2 | 3.5 | No | - | - | - | - | N/A | N/A | N/A | 1 | 3.3258 | 3.4926
[SEER Non Multi-Split <=65kW] GEMS (Air Conditioners up to 65kW) Determination 2019 | MEPS 2019 | AS/NZS 3823.1.1:2012 | RAS-18E2AVSG-A/RAS-18E2KVSG-A |  | N/A | Toshiba | N/A | Non Ducted | Single Split System | Wall Hung | Air | Air | Thailand | 1.3 | N/A | 5 | N/A | N/A | N/A | N/A | N/A | 1.4 | 5.8 | Calorimeter Room | 3.9626 | 4.0548 | N/A | - | N/A | N/A | N/A | N/A | N/A | N/A | N/A | N/A | N/A | N/A | N/A | N/A | N/A | N/A | N/A | N/A | N/A | Single | R32 | Australia,Fiji,New Zealand | 136813 | 2026-03-25 |  | Approved | Reverse Cycle | N/A | Yes | Class 9 | Yes | N/A | N/A | N/A | N/A | N/A | N/A | N/A | Available | N/A | N/A | http://www.toshiba-aircon.in.th/ |  | N/A |  |  | AAC5866 | Yes | Variable output compressor | Inverter | No | - | 5000 | 1.3 | - | 460 | 2500 | No | - | - | - | 1188.2 | 5385 | No | 420.44 | 2692.5 | No | - | - | 5800 | 1.4 | 540 | 2900 | Yes | 190 | 1000 | Yes | 1950 | 5600 | No | - | - | No | - | - | - | - | - | No | - | - | No | - | - | No | - | - | 58 | 66 | 5.389 | 5.125 | 5.377 | 6.363 | 5.922 | 5.746 | 258 | 409 | 1216 | 573 | 725 | 1632 | 3.5 | 3.5 | 3.5 | 4.022 | 4.581 | 5.268 | 4.413 | 4.943 | 5.335 | 1885 | 690 | 95 | 582 | 296 | 59 | 2.5 | 3 | 3.5 | No | - | - | - | - | N/A | N/A | N/A | 1 | 3.8362 | 4.1329
AS/NZS 3823.2:2013 [Non Multi-Split] | NZ MEPS April 2013 | AS/NZS 3823.1.1:2012 | RAS-18PKVSG-NZ 7 RAS-18PAVSG-NZ |  | N/A | TOSHIBA | 1.3 | Non Ducted | Single Split System | Wall Hung | Air | Air | Thailand | 1.16 | 3.5 | 4.8 | 250 | 0 | 0 | 0 | 320 | 1.36 | 5.8 | Calorimeter Room | 4.0318 | 4.1316 | Yes | 0 | N/A | 1.2 | 1.2 | 5.3461 | 5.5611 | N/A | N/A | N/A | 4.0178 | 4.1198 | N/A | N/A | 3.5356 | 3.7396 | 3.5 | 3.5 | Calorimeter Room | Single | R32 | Fiji,New Zealand | 110877 | 2117-11-09 | 2021-06-30 | Superseded | Reverse Cycle | 1050 | No | Class 4 | No | - | No | - | - | - | - | 4.0318 | Unavailable | N/A | N/A | http://www.ahi-carrier.co.nz/ | http://www.toshibaheatpumps.com | Yes |  | https://reg.energyrating.gov.au/static/common/images/star_ratings_2014/aircon_rating_3.5_3.5.png | ZAC0546 | N/A | Variable output compressor | Inverter | N/A | N/A | N/A | 1.16 | N/A | N/A | N/A | N/A | N/A | N/A | N/A | N/A | N/A | N/A | N/A | N/A | N/A | N/A | N/A | N/A | 1.36 | N/A | N/A | N/A | N/A | N/A | N/A | N/A | N/A | N/A | N/A | N/A | N/A | N/A | N/A | N/A | N/A | N/A | N/A | N/A | N/A | N/A | N/A | N/A | N/A | N/A | N/A | N/A | N/A | N/A | N/A | N/A | N/A | N/A | N/A | N/A | N/A | N/A | N/A | N/A | N/A | N/A | N/A | N/A | N/A | N/A | N/A | N/A | N/A | N/A | N/A | N/A | N/A | N/A | N/A | N/A | N/A | N/A | N/A | N/A | N/A | N/A | N/A | N/A | N/A | N/A | N/A | N/A | 4.1235 | 4.252
[SEER Non Multi-Split <=65kW] (Air Conditioners up to 65kW) EE Regulations 2020 Schedule 2A | MEPS 2019 | AS/NZS 3823.1.1:2012 | RAS-18U2AVSG-NZ/RAS-18U2FVG-NZ |  | N/A | TOSHIBA | N/A | Non Ducted | Single Split System | Floor Mounted | Air | Air | Thailand | 1.4 | N/A | 5 | N/A | N/A | N/A | N/A | N/A | 1.65 | 5.8 | Calorimeter Room | 3.4584 | 3.3203 | N/A | - | N/A | N/A | N/A | N/A | N/A | N/A | N/A | N/A | N/A | N/A | N/A | N/A | N/A | N/A | N/A | N/A | N/A | Single | R32 | Fiji,New Zealand | 128777 | 2120-05-27 |  | Approved | Reverse Cycle | N/A | No | Class 9 | No | N/A | N/A | N/A | N/A | N/A | N/A | N/A | Available | N/A | N/A | http://www.toshiba-carrier.co.th | http://www.toshibaheatpumps.com | N/A |  |  | ZAC0668 | Yes | Variable output compressor | Inverter | No | - | 5000 | 1.4 | - | 600 | 2500 | Yes | 580 | 2300 | - | - | - | Yes | 440 | 2700 | - | 400 | 2500 | 5800 | 1.65 | 700 | 2900 | Yes | 440 | 2350 | Yes | 2500 | 5800 | No | - | - | No | - | - | - | - | - | Yes | 2900 | 5800 | No | - | - | No | - | - | - | - | 5.034 | 4.876 | 5.401 | 8.815 | 7.104 | 6.393 | 268 | 420 | 1201 | 405 | 596 | 1458 | 3.5 | 3 | 3.5 | 3.522 | 3.917 | 4.718 | 3.955 | 4.382 | 4.845 | 2162 | 817 | 116 | 657 | 342 | 73 | 2 | 2 | 3 | No | - | - | - | - | N/A | N/A | N/A | 5 | 3.5288 | 3.4795
[SEER Non Multi-Split <=65kW] GEMS (Air Conditioners up to 65kW) Determination 2019 | MEPS 2019 | AS/NZS 3823.1.1:2012 | RAS-18U2AVSG-NZ/RAS-18U2FVG-NZ |  | N/A | Toshiba | N/A | Non Ducted | Single Split System | Floor Mounted | Air | Air | Thailand | 1.4 | N/A | 5 | N/A | N/A | N/A | N/A | N/A | 1.65 | 5.8 | Calorimeter Room | 3.4584 | 3.3203 | N/A | - | N/A | N/A | N/A | N/A | N/A | N/A | N/A | N/A | N/A | N/A | N/A | N/A | N/A | N/A | N/A | N/A | N/A | Single | R32 | Australia,Fiji,New Zealand | 146473 | 2027-05-03 |  | Approved | Reverse Cycle | N/A | No | Class 9 | No | N/A | N/A | N/A | N/A | N/A | N/A | N/A | Available | N/A | N/A | http://www.toshiba-aircon.in.th/ |  | N/A |  |  | AAC6653 | Yes | Variable output compressor | Inverter | No | - | 5000 | 1.4 | - | 600 | 2500 | Yes | 580 | 2300 | - | 1279.6 | 5385 | Yes | 440 | 2700 | - | 400 | 2500 | 5800 | 1.65 | 700 | 2900 | Yes | 440 | 2350 | Yes | 2500 | 5800 | No | - | - | No | - | - | - | - | - | Yes | 2900 | 5800 | No | - | - | No | - | - | 58 | 64 | 5.034 | 4.876 | 5.401 | 8.815 | 7.104 | 6.393 | 268 | 420 | 1201 | 405 | 596 | 1458 | 3.5 | 3 | 3.5 | 3.522 | 3.917 | 4.718 | 3.955 | 4.382 | 4.845 | 2162 | 817 | 116 | 657 | 342 | 73 | 2 | 2 | 3 | No | - | - | - | - | N/A | N/A | N/A | 5 | 3.5288 | 3.4795
[SEER Non Multi-Split <=65kW] GEMS (Air Conditioners up to 65kW) Determination 2019 | MEPS 2019 | AS/NZS 3823.1.1:2012 | RAS-22BAV-A1 / RAS-22BKV-A1 |  | N/A | Toshiba | N/A | Non Ducted | Single Split System | Wall Hung | Air | Air | Thailand | 1.7 | N/A | 6 | N/A | N/A | N/A | N/A | N/A | 1.85 | 7 | Calorimeter Room | 3.5399 | 3.8495 | N/A | - | N/A | N/A | N/A | N/A | N/A | N/A | N/A | N/A | N/A | N/A | N/A | N/A | N/A | N/A | N/A | N/A | N/A | Single | R410A | Australia,Fiji,New Zealand | 127210 | 2025-04-01 |  | Approved | Reverse Cycle | N/A | No | Class 9 | No | N/A | N/A | N/A | N/A | N/A | N/A | N/A | Available | N/A | N/A | http://www.toshiba-aircon.in.th/ |  | N/A |  |  | AAC4623 | Yes | Variable output compressor | Inverter | No | - | 6000 | 1.7 | - | 600 | 3000 | No | - | - | - | 1553.8 | 6462 | No | 548.4 | 3231 | No | - | - | 7000 | 1.85 | 650 | 3500 | Yes | 330 | 2100 | Yes | 1890 | 5700 | No | - | - | No | - | - | - | - | - | No | - | - | No | - | - | No | - | - | 66 | 68 | 4.963 | 4.716 | 4.944 | 5.856 | 5.448 | 5.283 | 337 | 534 | 1587 | 747 | 946 | 2130 | 3 | 3 | 3 | 3.818 | 4.558 | 5.766 | 4.429 | 5.201 | 5.908 | 2397 | 837 | 105 | 699 | 339 | 65 | 2 | 3 | 4 | No | - | - | - | - | N/A | N/A | N/A | 1.2 | 3.521 | 3.7755
[SEER Non Multi-Split <=65kW] GEMS (Air Conditioners up to 65kW) Determination 2019 | MEPS 2019 | AS/NZS 3823.1.1:2012 | RAS-22E2AVG-A/RAS-22E2KV2G-A |  | N/A | Toshiba | N/A | Non Ducted | Single Split System | Wall Hung | Air | Air | Thailand | 1.9 | N/A | 6 | N/A | N/A | N/A | N/A | N/A | 1.9 | 6.9 | Calorimeter Room | 3.1655 | 3.655 | N/A | - | N/A | N/A | N/A | N/A | N/A | N/A | N/A | N/A | N/A | N/A | N/A | N/A | N/A | N/A | N/A | N/A | N/A | Single | R32 | Australia,Fiji,New Zealand | 136189 | 2026-02-26 |  | Approved | Reverse Cycle | N/A | Yes | Class 9 | Yes | N/A | N/A | N/A | N/A | N/A | N/A | N/A | Available | N/A | N/A | http://www.toshiba-aircon.in.th/ |  | N/A |  |  | AAC5812 | Yes | Variable output compressor | Inverter | No | - | 6000 | 1.9 | - | 630 | 3000 | No | - | - | - | 1736.6 | 6462 | No | 575.82 | 3231 | No | - | - | 6900 | 1.9 | 700 | 3450 | Yes | 260 | 1600 | Yes | 1720 | 5100 | No | - | - | No | - | - | - | - | - | No | - | - | No | - | - | No | - | - | 62 | 69 | 4.661 | 4.393 | 4.596 | 5.53 | 5.119 | 4.929 | 359 | 574 | 1708 | 792 | 1008 | 2283 | 3 | 2.5 | 3 | 3.472 | 4.185 | 5.42 | 3.966 | 4.926 | 5.655 | 2597 | 898 | 109 | 769 | 353 | 66 | 1.5 | 2.5 | 3.5 | No | - | - | - | - | N/A | N/A | N/A | 1 | 3.1523 | 3.6251
[SEER Non Multi-Split <=65kW] GEMS (Air Conditioners up to 65kW) Determination 2019 | MEPS 2019 | AS/NZS 3823.1.1:2012 | RAS-22E2AVG-A/RAS-22E2KVG-A |  | N/A | Toshiba | N/A | Non Ducted | Single Split System | Wall Hung | Air | Air | Thailand | 1.9 | N/A | 6 | N/A | N/A | N/A | N/A | N/A | 1.9 | 6.9 | Calorimeter Room | 3.1655 | 3.655 | N/A | - | N/A | N/A | N/A | N/A | N/A | N/A | N/A | N/A | N/A | N/A | N/A | N/A | N/A | N/A | N/A | N/A | N/A | Single | R32 | Australia,Fiji,New Zealand | 135868 | 2026-02-11 |  | Approved | Reverse Cycle | N/A | Yes | Class 9 | Yes | N/A | N/A | N/A | N/A | N/A | N/A | N/A | Available | N/A | N/A | http://www.toshiba-aircon.in.th/ |  | N/A |  |  | AAC5765 | Yes | Variable output compressor | Inverter | No | - | 6000 | 1.9 | - | 630 | 3000 | No | - | - | - | 1736.6 | 6462 | No | 575.82 | 3231 | No | - | - | 6900 | 1.9 | 700 | 3450 | Yes | 260 | 1600 | Yes | 1720 | 5100 | No | - | - | No | - | - | - | - | - | No | - | - | No | - | - | No | - | - | 62 | 69 | 4.661 | 4.393 | 4.596 | 5.53 | 5.119 | 4.929 | 359 | 574 | 1708 | 792 | 1008 | 2283 | 3 | 2.5 | 3 | 3.472 | 4.185 | 5.42 | 3.966 | 4.926 | 5.655 | 2597 | 898 | 109 | 769 | 353 | 66 | 1.5 | 2.5 | 3.5 | No | - | - | - | - | N/A | N/A | N/A | 1 | 3.1523 | 3.6251
[SEER Non Multi-Split <=65kW] GEMS (Air Conditioners up to 65kW) Determination 2019 | MEPS 2019 | AS/NZS 3823.1.1:2012 | RAS-22E2AVSG-A/RAS-22E2KVSG-A |  | N/A | Toshiba | N/A | Non Ducted | Single Split System | Wall Hung | Air | Air | Thailand | 1.57 | N/A | 6 | N/A | N/A | N/A | N/A | N/A | 1.69 | 6.9 | Calorimeter Room | 3.7698 | 3.9094 | N/A | - | N/A | N/A | N/A | N/A | N/A | N/A | N/A | N/A | N/A | N/A | N/A | N/A | N/A | N/A | N/A | N/A | N/A | Single | R32 | Australia,Fiji,New Zealand | 136837 | 2026-03-25 |  | Approved | Reverse Cycle | N/A | Yes | Class 9 | Yes | N/A | N/A | N/A | N/A | N/A | N/A | N/A | Available | N/A | N/A | http://www.toshiba-aircon.in.th/ |  | N/A |  |  | AAC5867 | Yes | Variable output compressor | Inverter | No | - | 6000 | 1.57 | - | 560 | 3000 | No | - | - | - | 1434.98 | 6462 | No | 511.84 | 3231 | No | - | - | 6900 | 1.69 | 650 | 3450 | Yes | 220 | 1000 | Yes | 2200 | 6100 | No | - | - | No | - | - | - | - | - | No | - | - | No | - | - | No | - | - | 59 | 68 | 5.345 | 5.083 | 5.322 | 6.291 | 5.856 | 5.683 | 313 | 496 | 1475 | 696 | 881 | 1980 | 3.5 | 3.5 | 3.5 | 3.779 | 4.38 | 4.945 | 4.091 | 4.58 | 4.911 | 2387 | 858 | 120 | 746 | 379 | 76 | 2 | 2.5 | 3 | No | - | - | - | - | N/A | N/A | N/A | 1 | 3.8134 | 4.0747
AS/NZS 3823.2:2013 [Non Multi-Split] | NZ MEPS April 2013 | AS/NZS 3823.1.1:2012 | RAS-22PKVSG-NZ & RAS-22PAVSG-NZ |  | N/A | TOSHIBA | 1.5 | Non Ducted | Single Split System | Wall Hung | Air | Air | Thailand | 1.53 | 4.5 | 6 | 250 | 0 | 0 | 0 | 320 | 1.63 | 6.9 | Calorimeter Room | 3.8252 | 4.0222 | Yes | 0 | N/A | 1.2 | 1.2 | 5.6208 | 5.5031 | N/A | N/A | N/A | 3.8153 | 4.0124 | N/A | N/A | 3.1306 | 3.5249 | 3 | 3.5 | Calorimeter Room | Single | R32 | Fiji,New Zealand | 110879 | 2117-11-09 | 2021-06-30 | Superseded | Reverse Cycle | 1050 | No | Class 4 | No | - | No | - | - | - | - | 3.8252 | Unavailable | N/A | N/A | http://www.ahi-carrier.co.nz/ | http://www.toshibaheatpumps.com | Yes |  | https://reg.energyrating.gov.au/static/common/images/star_ratings_2014/aircon_rating_3_3.5.png | ZAC0547 | N/A | Variable output compressor | Inverter | N/A | N/A | N/A | 1.53 | N/A | N/A | N/A | N/A | N/A | N/A | N/A | N/A | N/A | N/A | N/A | N/A | N/A | N/A | N/A | N/A | 1.63 | N/A | N/A | N/A | N/A | N/A | N/A | N/A | N/A | N/A | N/A | N/A | N/A | N/A | N/A | N/A | N/A | N/A | N/A | N/A | N/A | N/A | N/A | N/A | N/A | N/A | N/A | N/A | N/A | N/A | N/A | N/A | N/A | N/A | N/A | N/A | N/A | N/A | N/A | N/A | N/A | N/A | N/A | N/A | N/A | N/A | N/A | N/A | N/A | N/A | N/A | N/A | N/A | N/A | N/A | N/A | N/A | N/A | N/A | N/A | N/A | N/A | N/A | N/A | N/A | N/A | N/A | N/A | 3.9112 | 4.2226
[SEER Non Multi-Split <=65kW] GEMS (Air Conditioners up to 65kW) Determination 2019 | MEPS 2019 | AS/NZS 3823.1.1:2012 | RAS-24BAV-A1 / RAS-24BKV-A1 |  | N/A | Toshiba | N/A | Non Ducted | Single Split System | Wall Hung | Air | Air | Thailand | 2.1 | N/A | 7.1 | N/A | N/A | N/A | N/A | N/A | 2.3 | 8 | Calorimeter Room | 3.1696 | 3.6425 | N/A | - | N/A | N/A | N/A | N/A | N/A | N/A | N/A | N/A | N/A | N/A | N/A | N/A | N/A | N/A | N/A | N/A | N/A | Single | R410A | Australia,Fiji,New Zealand | 127211 | 2025-04-01 |  | Approved | Reverse Cycle | N/A | No | Class 9 | No | N/A | N/A | N/A | N/A | N/A | N/A | N/A | Available | N/A | N/A | http://www.toshiba-aircon.in.th/ |  | N/A |  |  | AAC4643 | Yes | Variable output compressor | Inverter | No | - | 7100 | 2.1 | - | 750 | 3550 | No | - | - | - | 1919.4 | 7646.7 | No | 685.5 | 3823.35 | No | - | - | 8000 | 2.3 | 750 | 4000 | Yes | 310 | 1650 | Yes | 2040 | 6100 | No | - | - | No | - | - | - | - | - | No | - | - | No | - | - | No | - | - | 67 | 69 | 4.733 | 4.499 | 4.707 | 5.564 | 5.179 | 5.025 | 418 | 663 | 1974 | 931 | 1179 | 2650 | 3 | 2.5 | 3 | 3.537 | 4.219 | 5.219 | 3.894 | 4.705 | 5.295 | 2956 | 1033 | 132 | 908 | 428 | 82 | 2 | 2.5 | 3.5 | No | - | - | - | - | N/A | N/A | N/A | 1.2 | 3.3744 | 3.4721
[SEER Non Multi-Split <=65kW] GEMS (Air Conditioners up to 65kW) Determination 2019 | MEPS 2019 | AS/NZS 3823.1.1:2012 | RAS-24E2ACVG-A/RAS-24E2KCVG-A |  | N/A | Toshiba | N/A | Non Ducted | Single Split System | Wall Hung | Air | - | Thailand | 1.7 | N/A | 6 | N/A | N/A | N/A | N/A | N/A | - | - | Calorimeter Room | 3.5164 | - | N/A | - | N/A | N/A | N/A | N/A | N/A | N/A | N/A | N/A | N/A | N/A | N/A | N/A | N/A | N/A | N/A | N/A | N/A | Single | R32 | Australia,Fiji,New Zealand | 141515 | 2026-09-14 |  | Approved | Cooling Only | N/A | No | Class 9 | No | N/A | N/A | N/A | N/A | N/A | N/A | N/A | Available | N/A | N/A | http://www.toshiba-aircon.in.th/ |  | N/A |  |  | AAC6249 | Yes | Variable output compressor | Inverter | No | - | 6000 | 1.7 | - | 530 | 3000 | No | - | - | - | 1553.8 | 6462 | No | 484.42 | 3231 | No | - | - | - | - | - | - | - | - | - | - | - | - | - | - | - | - | - | - | - | - | - | - | - | - | - | - | - | - | - | - | 58 | 63 | 5.427 | 5.08 | 5.326 | 6.5 | 5.988 | 5.735 | 308 | 496 | 1474 | 673 | 861 | 1962 | 3.5 | 3.5 | 3.5 | - | - | - | - | - | - | - | - | - | - | - | - | - | - | - | No | - | - | - | - | N/A | N/A | N/A | 1 | 3.5224 | -
[SEER Non Multi-Split <=65kW] GEMS (Air Conditioners up to 65kW) Determination 2019 | MEPS 2019 | AS/NZS 3823.1.1:2012 | RAS-24E2AVG-A/RAS-24E2KV2G-A |  | N/A | Toshiba | N/A | Non Ducted | Single Split System | Wall Hung | Air | Air | Thailand | 2.25 | N/A | 7.1 | N/A | N/A | N/A | N/A | N/A | 2.4 | 8 | Calorimeter Room | 3.0752 | 3.4702 | N/A | - | N/A | N/A | N/A | N/A | N/A | N/A | N/A | N/A | N/A | N/A | N/A | N/A | N/A | N/A | N/A | N/A | N/A | Single | R32 | Australia,Fiji,New Zealand | 136190 | 2026-02-24 |  | Approved | Reverse Cycle | N/A | Yes | Class 9 | Yes | N/A | N/A | N/A | N/A | N/A | N/A | N/A | Available | N/A | N/A | http://www.toshiba-aircon.in.th/ |  | N/A |  |  | AAC5807 | Yes | Variable output compressor | Inverter | No | - | 7100 | 2.25 | - | 770 | 3550 | No | - | - | - | 2056.5 | 7646.7 | No | 703.78 | 3823.35 | No | - | - | 8000 | 2.4 | 750 | 4000 | Yes | 320 | 1700 | Yes | 1840 | 5500 | No | - | - | No | - | - | - | - | - | No | - | - | No | - | - | No | - | - | 64 | 69 | 4.567 | 4.317 | 4.51 | 5.388 | 4.998 | 4.826 | 434 | 692 | 2061 | 962 | 1222 | 2760 | 3 | 2.5 | 3 | 3.104 | 3.738 | 5.2 | 3.545 | 4.414 | 5.277 | 3367 | 1165 | 132 | 997 | 456 | 82 | 1.5 | 2 | 3.5 | No | - | - | - | - | N/A | N/A | N/A | 1 | 3.1508 | 3.3286
[SEER Non Multi-Split <=65kW] GEMS (Air Conditioners up to 65kW) Determination 2019 | MEPS 2019 | AS/NZS 3823.1.1:2012 | RAS-24E2AVG-A/RAS-24E2KVG-A |  | N/A | Toshiba | N/A | Non Ducted | Single Split System | Wall Hung | Air | Air | Thailand | 2.25 | N/A | 7.1 | N/A | N/A | N/A | N/A | N/A | 2.4 | 8 | Calorimeter Room | 3.0752 | 3.4702 | N/A | - | N/A | N/A | N/A | N/A | N/A | N/A | N/A | N/A | N/A | N/A | N/A | N/A | N/A | N/A | N/A | N/A | N/A | Single | R32 | Australia,Fiji,New Zealand | 135870 | 2026-02-11 |  | Approved | Reverse Cycle | N/A | Yes | Class 9 | Yes | N/A | N/A | N/A | N/A | N/A | N/A | N/A | Available | N/A | N/A | http://www.toshiba-aircon.in.th/ |  | N/A |  |  | AAC5766 | Yes | Variable output compressor | Inverter | No | - | 7100 | 2.25 | - | 770 | 3550 | No | - | - | - | 2056.5 | 7646.7 | No | 703.78 | 3823.35 | No | - | - | 8000 | 2.4 | 750 | 4000 | Yes | 320 | 1700 | Yes | 1840 | 5500 | No | - | - | No | - | - | - | - | - | No | - | - | No | - | - | No | - | - | 64 | 69 | 4.567 | 4.317 | 4.51 | 5.388 | 4.998 | 4.826 | 434 | 692 | 2061 | 962 | 1222 | 2760 | 3 | 2.5 | 3 | 3.104 | 3.738 | 5.2 | 3.545 | 4.414 | 5.277 | 3367 | 1165 | 132 | 997 | 456 | 82 | 1.5 | 2 | 3.5 | No | - | - | - | - | N/A | N/A | N/A | 1 | 3.1508 | 3.3286
[SEER Non Multi-Split <=65kW] GEMS (Air Conditioners up to 65kW) Determination 2019 | MEPS 2019 | AS/NZS 3823.1.1:2012 | RAS-24E2AVSG-A/RAS-24E2KVSG-A |  | N/A | Toshiba | N/A | Non Ducted | Single Split System | Wall Hung | Air | Air | Thailand | 2 | N/A | 7.1 | N/A | N/A | N/A | N/A | N/A | 2.07 | 8 | Calorimeter Room | 3.4195 | 3.7262 | N/A | - | N/A | N/A | N/A | N/A | N/A | N/A | N/A | N/A | N/A | N/A | N/A | N/A | N/A | N/A | N/A | N/A | N/A | Single | R32 | Australia,Fiji,New Zealand | 136841 | 2026-03-25 |  | Approved | Reverse Cycle | N/A | Yes | Class 9 | Yes | N/A | N/A | N/A | N/A | N/A | N/A | N/A | Available | N/A | N/A | http://www.toshiba-aircon.in.th/ |  | N/A |  |  | AAC5868 | Yes | Variable output compressor | Inverter | No | - | 7100 | 2 | - | 720 | 3550 | No | - | - | - | 1828 | 7646.7 | No | 658.08 | 3823.35 | No | - | - | 8000 | 2.07 | 850 | 4000 | Yes | 300 | 1700 | Yes | 2300 | 6600 | No | - | - | No | - | - | - | - | - | No | - | - | - | - | - | No | - | - | 62 | 68 | 4.952 | 4.709 | 4.921 | 5.808 | 5.408 | 5.25 | 400 | 634 | 1888 | 892 | 1129 | 2537 | 3 | 3 | 3 | 3.599 | 4.21 | 5.097 | 4.117 | 4.785 | 5.297 | 2905 | 1035 | 134 | 859 | 421 | 81 | 2 | 2.5 | 3.5 | No | - | - | - | - | N/A | N/A | N/A | 1 | 3.544 | 3.8584
AS/NZS 3823.2:2013 [Non Multi-Split] | NZ MEPS April 2013 | AS/NZS 3823.1.1:2012 | RAS-24PKVSG-NZ & RAS-24PAVSG-NZ |  | N/A | TOSHIBA | 1.9 | Non Ducted | Single Split System | Wall Hung | Air | Air | Thailand | 1.93 | 5.2 | 7.1 | 250 | 0 | 0 | 0 | 320 | 2.07 | 8 | Calorimeter Room | 3.5248 | 3.7657 | Yes | 0 | N/A | 1.2 | 1.2 | 5.3556 | 4.8897 | N/A | N/A | N/A | 3.5177 | 3.7583 | N/A | N/A | 2.5354 | 3.0166 | 2.5 | 3 | Calorimeter Room | Single | R32 | Fiji,New Zealand | 110880 | 2117-11-09 | 2021-06-30 | Superseded | Reverse Cycle | 1050 | No | Class 4 | No | - | No | - | - | - | - | 3.5248 | Unavailable | N/A | N/A | http://www.ahi-carrier.co.nz/ | http://www.toshibaheatpumps.com | Yes |  | https://reg.energyrating.gov.au/static/common/images/star_ratings_2014/aircon_rating_2.5_3.png | ZAC0548 | N/A | Variable output compressor | Inverter | N/A | N/A | N/A | 1.93 | N/A | N/A | N/A | N/A | N/A | N/A | N/A | N/A | N/A | N/A | N/A | N/A | N/A | N/A | N/A | N/A | 2.07 | N/A | N/A | N/A | N/A | N/A | N/A | N/A | N/A | N/A | N/A | N/A | N/A | N/A | N/A | N/A | N/A | N/A | N/A | N/A | N/A | N/A | N/A | N/A | N/A | N/A | N/A | N/A | N/A | N/A | N/A | N/A | N/A | N/A | N/A | N/A | N/A | N/A | N/A | N/A | N/A | N/A | N/A | N/A | N/A | N/A | N/A | N/A | N/A | N/A | N/A | N/A | N/A | N/A | N/A | N/A | N/A | N/A | N/A | N/A | N/A | N/A | N/A | N/A | N/A | N/A | N/A | N/A | 3.671 | 3.8572
[SEER Multi-Split <=65kW] GEMS (Air Conditioners up to 65kW) Determination 2019 | N/A | AS/NZS 3823.1.4:2012 | RAS-2M18S3AV-A / (RAS-B16N3KV2-E1 + RAS-B13N3KV2-E1) |  | N/A | Toshiba | 1 | Non Ducted | Multiple split - Fixed head | N/A | Air | Air | Thailand | 1.34 | 4.2 | 5.2 | N/A | 0 | 0 | 0 | N/A | 1.19 | 5.6 | Calorimeter Room | 4.0154 | 4.5779 | Yes | 0 | N/A | 11 | 11 | 0 | 0 | N/A | N/A | N/A | 3.9036 | 4.4445 | N/A | N/A | N/A | N/A | N/A | N/A | Calorimeter Room | Single | R410A | Australia,Fiji,New Zealand | 127485 | 2025-09-11 |  | Approved | Reverse Cycle | N/A | Yes | Class 19 | Yes | N/A | - | Yes | Yes | Yes | - | 4.0154 | Available | N/A | N/A | http://www.toshiba-aircon.in.th/ | http://www.toshiba-aircon.com.au/ | Yes |  |  | AAC4614 | N/A | Variable output compressor | Inverter | N/A | N/A | N/A | 1.34 | N/A | N/A | N/A | N/A | N/A | N/A | N/A | N/A | N/A | N/A | N/A | N/A | N/A | N/A | N/A | N/A | 1.19 | N/A | N/A | N/A | N/A | N/A | N/A | N/A | N/A | N/A | N/A | N/A | N/A | N/A | N/A | N/A | N/A | N/A | N/A | N/A | N/A | N/A | N/A | N/A | N/A | N/A | N/A | N/A | N/A | N/A | N/A | N/A | N/A | N/A | N/A | N/A | N/A | N/A | N/A | N/A | N/A | N/A | N/A | N/A | N/A | N/A | N/A | N/A | N/A | N/A | N/A | N/A | N/A | N/A | N/A | N/A | N/A | N/A | N/A | N/A | N/A | N/A | N/A | N/A | N/A | N/A | N/A | N/A | 3.7758 | 4.5633
[SEER Multi-Split <=65kW] GEMS (Air Conditioners up to 65kW) Determination 2019 | MEPS 2019 | AS/NZS 3823.1.4:2012 | RAS-2M18U2AVG-A |  | N/A | Toshiba | N/A | Non Ducted | fixed | N/A | Air | Air | Thailand | 1.34 | N/A | 5.2 | N/A | N/A | N/A | N/A | N/A | 1.19 | 5.6 | Enthalpy Test Room | 4.2839 | 5.0393 | N/A | - | N/A | N/A | N/A | N/A | N/A | N/A | N/A | N/A | N/A | N/A | N/A | N/A | N/A | N/A | N/A | N/A | N/A | Single | R32 | Australia,Fiji,New Zealand | 138566 | 2026-05-28 |  | Approved | Reverse Cycle | N/A | No | Class 19 | No | N/A | N/A | N/A | N/A | N/A | N/A | N/A | Available | N/A | N/A | http://www.toshiba-aircon.in.th/ |  | N/A |  |  | AAC6013 | Yes | Variable output compressor | Inverter | No | - | 5200 | 1.34 | - | 500 | 2600 | No | - | - | - | 1224.76 | 5600.4 | No | 457 | 2800.2 | No | - | - | 5600 | 1.19 | 500 | 2800 | No | - | - | Yes | 1130 | 4580 | No | - | - | No | - | - | - | - | - | No | - | - | No | - | - | No | - | - | N/A | 60 | 4.372 | 4.356 | 5.016 | 5.671 | 5.382 | 5.441 | 309 | 475 | 1331 | 648 | 810 | 1772 | 2.5 | 2.5 | 3.5 | 4.157 | 4.745 | 5.161 | 4.405 | 4.892 | 5.151 | 1783 | 670 | 118 | 583 | 309 | 79 | 2.5 | 3 | 3.5 | N/A | N/A | N/A | N/A | N/A | N/A | N/A | N/A | 11 | 3.7758 | 4.5633
AS/NZS 3823.2:2013 [Multi-Split] | N/A | AS/NZS 3823.1.4:2012 | RAS-2M18U2AVG-E/(RAS-B13PKVSG-E+ RAS-B16PKVSG-E) |  | N/A | TOSHIBA | 0.8 | Non Ducted | Multiple split - VRF | N/A | Air | Air | Thailand | 1.34 | 4.4 | 5.2 | N/A | 0 | 0 | 0 | N/A | 1.19 | 5.6 | Calorimeter Room | 4.2773 | 4.951 | Yes | 0 | N/A | 11 | 11 | 0 | 0 | N/A | N/A | N/A | 4.1549 | 4.7978 | N/A | N/A | N/A | N/A | N/A | N/A | Calorimeter Room | Single | R32 | Fiji,New Zealand | 127253 | 2120-03-05 | 2022-07-04 | Superseded | Reverse Cycle | N/A | No | Class 9 | No | N/A | No | - | - | - | - | 4.2773 | Available | N/A | N/A | http://www.toshiba-carrier.co.th | http://www.toshibaheatpumps.com | Yes |  |  | ZAC0662 | N/A | Variable output compressor | Inverter | N/A | N/A | N/A | 1.34 | N/A | N/A | N/A | N/A | N/A | N/A | N/A | N/A | N/A | N/A | N/A | N/A | N/A | N/A | N/A | N/A | 1.19 | N/A | N/A | N/A | N/A | N/A | N/A | N/A | N/A | N/A | N/A | N/A | N/A | N/A | N/A | N/A | N/A | N/A | N/A | N/A | N/A | N/A | N/A | N/A | N/A | N/A | N/A | N/A | N/A | N/A | N/A | N/A | N/A | N/A | N/A | N/A | N/A | N/A | N/A | N/A | N/A | N/A | N/A | N/A | N/A | N/A | N/A | N/A | N/A | N/A | N/A | N/A | N/A | N/A | N/A | N/A | N/A | N/A | N/A | N/A | N/A | N/A | N/A | N/A | N/A | N/A | N/A | N/A | 3.7758 | 4.5633
[SEER Non Multi-Split <=65kW] GEMS (Air Conditioners up to 65kW) Determination 2019 | MEPS 2019 | AS/NZS 3823.1.1:2012 | RAS-30E2AVG-A / RAS-30E2KVG-A |  | N/A | Toshiba | N/A | Non Ducted | Single Split System | Wall Hung | Air | Air | Thailand | 2.4 | N/A | 8 | N/A | N/A | N/A | N/A | N/A | 2.55 | 9 | Calorimeter Room | 3.4475 | 3.5494 | N/A | - | N/A | N/A | N/A | N/A | N/A | N/A | N/A | N/A | N/A | N/A | N/A | N/A | N/A | N/A | N/A | N/A | N/A | Single | R32 | Australia,Fiji,New Zealand | 137887 | 2026-04-30 |  | Approved | Reverse Cycle | N/A | Yes | Class 9 | Yes | N/A | N/A | N/A | N/A | N/A | N/A | N/A | Available | N/A | N/A | http://www.toshiba-aircon.in.th/ |  | N/A |  |  | AAC5931 | Yes | Variable output compressor | Inverter | No | - | 8000 | 2.4 | - | 850 | 4000 | No | - | - | - | 2193.6 | 8616 | No | 776.9 | 4308 | No | - | - | 9000 | 2.55 | 900 | 4500 | No | - | - | Yes | 2700 | 7900 | No | - | - | No | - | - | - | - | - | No | - | - | No | - | - | No | - | - | 63 | 68 | 4.606 | 4.395 | 4.643 | 5.48 | 5.106 | 4.968 | 481 | 761 | 2251 | 1062 | 1344 | 3017 | 3 | 2.5 | 3 | 3.566 | 4.038 | 4.575 | 3.85 | 4.265 | 4.586 | 3302 | 1218 | 173 | 1037 | 534 | 109 | 2 | 2.5 | 3 | No | - | - | - | - | N/A | N/A | N/A | 3 | 3.3193 | 3.5154
[SEER Non Multi-Split <=65kW] GEMS (Air Conditioners up to 65kW) Determination 2019 | MEPS 2019 | AS/NZS 3823.1.1:2012 | RAS-30E2AVG-A/RAS-30E2KVG-A |  | N/A | Toshiba | N/A | Non Ducted | Single Split System | Wall Hung | Air | Air | Thailand | 2.4 | N/A | 8 | N/A | N/A | N/A | N/A | N/A | 2.6 | 9 | Calorimeter Room | 3.4475 | 3.5494 | N/A | - | N/A | N/A | N/A | N/A | N/A | N/A | N/A | N/A | N/A | N/A | N/A | N/A | N/A | N/A | N/A | N/A | N/A | Single | R32 | Australia,Fiji,New Zealand | 136479 | 2026-03-15 |  | Approved | Reverse Cycle | N/A | No | Class 9 | No | N/A | N/A | N/A | N/A | N/A | N/A | N/A | Unavailable | N/A | N/A | http://www.toshiba-aircon.in.th/ |  | N/A |  |  | AAC5835 | Yes | Variable output compressor | Inverter | No | - | 8000 | 2.4 | - | 850 | 4000 | No | - | - | - | 2193.6 | 8616 | No | 776.9 | 4308 | No | - | - | 9000 | 2.6 | 900 | 4500 | No | - | - | Yes | 2700 | 7900 | No | - | - | No | - | - | - | - | - | No | - | - | No | - | - | No | - | - | 63 | 68 | 4.606 | 4.395 | 4.643 | 5.48 | 5.106 | 4.968 | 481 | 761 | 2251 | 1062 | 1344 | 3017 | 3 | 2.5 | 3 | 3.55 | 4.017 | 4.571 | 3.839 | 4.254 | 4.585 | 3318 | 1225 | 173 | 1040 | 536 | 109 | 2 | 2.5 | 3 | No | - | - | - | - | N/A | N/A | N/A | 3 | 3.3193 | 3.4481
[SEER Non Multi-Split <=65kW] (Air Conditioners up to 65kW) EE Regulations 2020 Schedule 2A | MEPS 2019 | AS/NZS 3823.1.1:2012 | RAS-30E2AVG-A/RAS-30E2KVG-A |  | N/A | TOSHIBA | N/A | Non Ducted | Single Split System | Wall Hung | Air | Air | Thailand | 2.4 | N/A | 8 | N/A | N/A | N/A | N/A | N/A | 2.55 | 9 | Calorimeter Room | 3.4475 | 3.5494 | N/A | - | N/A | N/A | N/A | N/A | N/A | N/A | N/A | N/A | N/A | N/A | N/A | N/A | N/A | N/A | N/A | N/A | N/A | Single | R32 | Fiji,New Zealand | 137534 | 2121-04-27 |  | Approved | Reverse Cycle | N/A | No | Class 9 | No | N/A | N/A | N/A | N/A | N/A | N/A | N/A | Available | N/A | N/A | http://www.toshiba-carrier.co.th | http://www.toshibaheatpumps.com | N/A |  |  | ZAC0729 | Yes | Variable output compressor | Inverter | No | - | 8000 | 2.4 | - | 850 | 4000 | No | - | - | - | - | - | No | - | - | No | - | - | 9000 | 2.55 | 900 | 4500 | No | - | - | Yes | 2700 | 7900 | No | - | - | No | - | - | - | - | - | No | - | - | No | - | - | No | - | - | 63 | 68 | 4.606 | 4.395 | 4.643 | 5.48 | 5.106 | 4.968 | 481 | 761 | 2251 | 1062 | 1344 | 3017 | 3 | 2.5 | 3 | 3.566 | 4.038 | 4.575 | 3.85 | 4.265 | 4.586 | 3302 | 1218 | 173 | 1037 | 534 | 109 | 2 | 2.5 | 3 | No | - | - | - | - | N/A | N/A | N/A | 3 | 3.3193 | 3.5154
[SEER Non Multi-Split <=65kW] GEMS (Air Conditioners up to 65kW) Determination 2019 | MEPS 2019 | AS/NZS 3823.1.1:2012 | RAS-34E2AVG-A/RAS-34E2KVG-A |  | N/A | Toshiba | N/A | Non Ducted | Single Split System | Wall Hung | Air | Air | Thailand | 2.7 | N/A | 9 | N/A | N/A | N/A | N/A | N/A | 2.8 | 10 | Calorimeter Room | 3.4084 | 3.5884 | N/A | - | N/A | N/A | N/A | N/A | N/A | N/A | N/A | N/A | N/A | N/A | N/A | N/A | N/A | N/A | N/A | N/A | N/A | Single | R32 | Australia,Fiji,New Zealand | 136483 | 2026-03-15 |  | Approved | Reverse Cycle | N/A | Yes | Class 9 | Yes | N/A | N/A | N/A | N/A | N/A | N/A | N/A | Unavailable | N/A | N/A | http://www.toshiba-aircon.in.th/ |  | N/A |  |  | AAC5836 | Yes | Variable output compressor | Inverter | No | - | 9000 | 2.7 | - | 950 | 4500 | No | - | - | - | 2467.8 | 9693 | No | 868.3 | 4846.5 | No | - | - | 10000 | 2.8 | 1000 | 5000 | No | - | - | Yes | 3050 | 8700 | No | - | - | No | - | - | - | - | - | No | - | - | No | - | - | No | - | - | 64 | 69 | 4.645 | 4.424 | 4.665 | 5.518 | 5.138 | 4.992 | 537 | 851 | 2521 | 1187 | 1503 | 3379 | 3 | 2.5 | 3 | 3.547 | 4.04 | 4.577 | 3.834 | 4.264 | 4.587 | 3688 | 1352 | 191 | 1156 | 593 | 121 | 2 | 2.5 | 3 | No | - | - | - | - | N/A | N/A | N/A | 3 | 3.3209 | 3.5585
[SEER Non Multi-Split <=65kW] GEMS (Air Conditioners up to 65kW) Determination 2019 | MEPS 2019 | AS/NZS 3823.1.1:2012 | RAS-36E2AVG-A/RAS-36E2KVG-A |  | N/A | Toshiba | N/A | Non Ducted | Single Split System | Wall Hung | Air | Air | Thailand | 3.2 | N/A | 10 | N/A | N/A | N/A | N/A | N/A | 3.4 | 11.5 | Calorimeter Room | 3.1996 | 3.4185 | N/A | - | N/A | N/A | N/A | N/A | N/A | N/A | N/A | N/A | N/A | N/A | N/A | N/A | N/A | N/A | N/A | N/A | N/A | Single | R32 | Australia,Fiji,New Zealand | 136485 | 2026-03-16 |  | Approved | Reverse Cycle | N/A | Yes | Class 11 | Yes | N/A | N/A | N/A | N/A | N/A | N/A | N/A | Available | N/A | N/A | http://www.toshiba-aircon.in.th/ |  | N/A |  |  | AAC5837 | Yes | Variable output compressor | Inverter | No | - | 10000 | 3.2 | - | 1000 | 5000 | No | - | - | - | 2924.8 | 10770 | No | 914 | 5385 | No | - | - | 11500 | 3.4 | 1200 | 5750 | No | - | - | Yes | 3500 | 9400 | No | - | - | No | - | - | - | - | - | No | - | - | No | - | - | No | - | - | 65 | 70 | 4.747 | 4.457 | 4.697 | 5.718 | 5.274 | 5.062 | 585 | 940 | 2783 | 1273 | 1628 | 3703 | 3 | 2.5 | 3 | 3.318 | 3.826 | 4.384 | 3.617 | 4.058 | 4.395 | 4532 | 1640 | 228 | 1408 | 716 | 143 | 1.5 | 2 | 2.5 | No | - | - | - | - | N/A | N/A | N/A | 3 | 3.1151 | 3.3723
[SEER Multi-Split <=65kW] GEMS (Air Conditioners up to 65kW) Determination 2019 | N/A | AS/NZS 3823.1.4:2012 | RAS-3M26S3AV-A / (RAS-B16N3KV2-E1 x 2 + RAS-B13N3KV2-E1) |  | N/A | Toshiba | 1 | Non Ducted | Multiple split - Fixed head | N/A | Air | Air | Thailand | 2 | 6.5 | 7.5 | N/A | 0 | - | - | N/A | 2.2 | 9 | Calorimeter Room | 3.6792 | 4.2265 | Yes | - | N/A | 17 | 17 | 0 | 0 | N/A | N/A | N/A | 3.5797 | 4.1182 | N/A | N/A | N/A | N/A | N/A | N/A | Calorimeter Room | Single | R410A | Australia,Fiji,New Zealand | 125123 | 2025-04-08 |  | Approved | Reverse Cycle | N/A | Yes | Class 19 | Yes | N/A | - | Yes | Yes | Yes | - | 3.6792 | Unavailable | N/A | N/A | http://www.toshiba-aircon.in.th/ | http://www.toshiba-aircon.com.au/ | Yes |  |  | AAC4305 | N/A | Variable output compressor | Inverter | N/A | N/A | N/A | 2 | N/A | N/A | N/A | N/A | N/A | N/A | N/A | N/A | N/A | N/A | N/A | N/A | N/A | N/A | N/A | N/A | 2.2 | N/A | N/A | N/A | N/A | N/A | N/A | N/A | N/A | N/A | N/A | N/A | N/A | N/A | N/A | N/A | N/A | N/A | N/A | N/A | N/A | N/A | N/A | N/A | N/A | N/A | N/A | N/A | N/A | N/A | N/A | N/A | N/A | N/A | N/A | N/A | N/A | N/A | N/A | N/A | N/A | N/A | N/A | N/A | N/A | N/A | N/A | N/A | N/A | N/A | N/A | N/A | N/A | N/A | N/A | N/A | N/A | N/A | N/A | N/A | N/A | N/A | N/A | N/A | N/A | N/A | N/A | N/A | 3.6453 | 3.9868
[SEER Multi-Split <=65kW] GEMS (Air Conditioners up to 65kW) Determination 2019 | MEPS 2019 | AS/NZS 3823.1.4:2012 | RAS-3M26U2AVG-A |  | N/A | Toshiba | N/A | Non Ducted | fixed | N/A | Air | Air | Thailand | 2 | N/A | 7.5 | N/A | N/A | N/A | N/A | N/A | 2.2 | 9 | Enthalpy Test Room | 3.8165 | 4.4281 | N/A | - | N/A | N/A | N/A | N/A | N/A | N/A | N/A | N/A | N/A | N/A | N/A | N/A | N/A | N/A | N/A | N/A | N/A | Single | R32 | Australia,Fiji,New Zealand | 138568 | 2026-05-28 |  | Approved | Reverse Cycle | N/A | No | Class 19 | No | N/A | N/A | N/A | N/A | N/A | N/A | N/A | Available | N/A | N/A | http://www.toshiba-aircon.in.th/ |  | N/A |  |  | AAC6014 | Yes | Variable output compressor | Inverter | No | - | 7500 | 2 | - | 900 | 3750 | No | - | - | - | 1828 | 8077.5 | No | 822.6 | 4038.75 | No | - | - | 9000 | 2.2 | 1030 | 4500 | No | - | - | Yes | 1950 | 6930 | No | - | - | No | - | - | - | - | - | No | - | - | No | - | - | No | - | - | N/A | 63 | 3.804 | 3.829 | 4.358 | 4.754 | 4.549 | 4.665 | 518 | 785 | 2215 | 1121 | 1387 | 2986 | 2 | 2 | 2.5 | 3.409 | 3.812 | 4.045 | 3.454 | 3.874 | 4.026 | 3483 | 1325 | 227 | 1182 | 615 | 150 | 1.5 | 2 | 2.5 | N/A | N/A | N/A | N/A | N/A | N/A | N/A | N/A | 16 | 3.6513 | 3.9928
AS/NZS 3823.2:2013 [Multi-Split] | N/A | AS/NZS 3823.1.4:2012 | RAS-3M26U2AVG-E + (2 x RAS-B16PKVSG-E + 1 x RAS-B13PKVSG-E) |  | N/A | TOSHIBA | 1 | Non Ducted | Multiple split - VRF | N/A | Air | Air | Thailand | 2 | 6.5 | 7.5 | N/A | 0 | 0 | 0 | N/A | 2.2 | 9 | Calorimeter Room | 3.8165 | 4.4281 | Yes | 0 | N/A | 16 | 16 | 0 | 0 | N/A | N/A | N/A | 3.7128 | 4.3155 | N/A | N/A | N/A | N/A | N/A | N/A | Calorimeter Room | Single | R32 | Fiji,New Zealand | 127256 | 2120-03-05 | 2022-07-04 | Superseded | Reverse Cycle | N/A | No | Class 9 | No | N/A | No | - | - | - | - | 3.8165 | Available | N/A | N/A | http://www.toshiba-carrier.co.th | http://www.toshibaheatpumps.com | Yes |  |  | ZAC0663 | N/A | Variable output compressor | Inverter | N/A | N/A | N/A | 2 | N/A | N/A | N/A | N/A | N/A | N/A | N/A | N/A | N/A | N/A | N/A | N/A | N/A | N/A | N/A | N/A | 2.2 | N/A | N/A | N/A | N/A | N/A | N/A | N/A | N/A | N/A | N/A | N/A | N/A | N/A | N/A | N/A | N/A | N/A | N/A | N/A | N/A | N/A | N/A | N/A | N/A | N/A | N/A | N/A | N/A | N/A | N/A | N/A | N/A | N/A | N/A | N/A | N/A | N/A | N/A | N/A | N/A | N/A | N/A | N/A | N/A | N/A | N/A | N/A | N/A | N/A | N/A | N/A | N/A | N/A | N/A | N/A | N/A | N/A | N/A | N/A | N/A | N/A | N/A | N/A | N/A | N/A | N/A | N/A | 3.6513 | 3.9928
[SEER Multi-Split <=65kW] GEMS (Air Conditioners up to 65kW) Determination 2019 | N/A | AS/NZS 3823.1.4:2012 | RAS-4M27S3AV-A / (RAS-B13N3KV2-E1 x 4) |  | N/A | Toshiba | 1.5 | Non Ducted | Multiple split - Fixed head | N/A | Air | Air | Thailand | 2.29 | 6.5 | 8 | N/A | 0 | - | - | N/A | 1.93 | 9 | Calorimeter Room | 3.5042 | 4.501 | Yes | - | N/A | 17 | 17 | 0 | 0 | N/A | N/A | N/A | 3.4211 | 4.3748 | N/A | N/A | N/A | N/A | N/A | N/A | Calorimeter Room | Single | R410A | Australia,Fiji,New Zealand | 125122 | 2025-04-01 |  | Approved | Reverse Cycle | N/A | Yes | Class 19 | Yes | N/A | - | Yes | Yes | Yes | - | 3.5042 | Unavailable | N/A | N/A | http://www.toshiba-aircon.in.th/ | http://www.toshiba-aircon.com.au/ | Yes |  |  | AAC4304 | N/A | Variable output compressor | Inverter | N/A | N/A | N/A | 2.29 | N/A | N/A | N/A | N/A | N/A | N/A | N/A | N/A | N/A | N/A | N/A | N/A | N/A | N/A | N/A | N/A | 1.93 | N/A | N/A | N/A | N/A | N/A | N/A | N/A | N/A | N/A | N/A | N/A | N/A | N/A | N/A | N/A | N/A | N/A | N/A | N/A | N/A | N/A | N/A | N/A | N/A | N/A | N/A | N/A | N/A | N/A | N/A | N/A | N/A | N/A | N/A | N/A | N/A | N/A | N/A | N/A | N/A | N/A | N/A | N/A | N/A | N/A | N/A | N/A | N/A | N/A | N/A | N/A | N/A | N/A | N/A | N/A | N/A | N/A | N/A | N/A | N/A | N/A | N/A | N/A | N/A | N/A | N/A | N/A | 3.4079 | 4.5284
[SEER Multi-Split <=65kW] GEMS (Air Conditioners up to 65kW) Determination 2019 | MEPS 2019 | AS/NZS 3823.1.4:2012 | RAS-4M27U2AVG-A |  | N/A | Toshiba | N/A | Non Ducted | fixed | N/A | Air | Air | Thailand | 2.286 | N/A | 8 | N/A | N/A | N/A | N/A | N/A | 1.927 | 9 | Enthalpy Test Room | 3.8671 | 4.5807 | N/A | - | N/A | N/A | N/A | N/A | N/A | N/A | N/A | N/A | N/A | N/A | N/A | N/A | N/A | N/A | N/A | N/A | N/A | Single | R32 | Australia,Fiji,New Zealand | 138571 | 2026-05-31 |  | Approved | Reverse Cycle | N/A | No | Class 19 | No | N/A | N/A | N/A | N/A | N/A | N/A | N/A | Available | N/A | N/A | http://www.toshiba-aircon.in.th/ |  | N/A |  |  | AAC6015 | Yes | Variable output compressor | Inverter | No | - | 8000 | 2.286 | - | 950 | 4000 | No | - | - | - | 2089.404 | 8616 | No | 868.3 | 4308 | No | - | - | 9000 | 1.927 | 880 | 4500 | No | - | - | Yes | 1710 | 6930 | No | - | - | No | - | - | - | - | - | No | - | - | No | - | - | No | - | - | N/A | 63 | 3.8 | 3.791 | 4.283 | 4.763 | 4.534 | 4.599 | 555 | 849 | 2408 | 1195 | 1487 | 3234 | 2 | 2 | 2.5 | 3.854 | 4.401 | 4.729 | 3.948 | 4.5 | 4.71 | 3085 | 1153 | 200 | 1038 | 534 | 133 | 2 | 2.5 | 3 | N/A | N/A | N/A | N/A | N/A | N/A | N/A | N/A | 16 | 3.4187 | 4.543
AS/NZS 3823.2:2013 [Multi-Split] | N/A | AS/NZS 3823.1.4:2012 | RAS-4M27U2AVG-E + (4 x RAS-B13PKVSG-E) |  | N/A | TOSHIBA | 1.5 | Non Ducted | Multiple split - VRF | N/A | Air | Air | Thailand | 2.29 | 6.5 | 8 | N/A | 0 | 0 | 0 | N/A | 1.93 | 9 | Calorimeter Room | 3.8748 | 4.5486 | Yes | 0 | N/A | 16 | 16 | 0 | 0 | N/A | N/A | N/A | 3.7764 | 4.4285 | N/A | N/A | N/A | N/A | N/A | N/A | Calorimeter Room | Single | R32 | Fiji,New Zealand | 127261 | 2120-03-05 | 2022-07-04 | Superseded | Reverse Cycle | N/A | No | Class 9 | No | N/A | No | - | - | - | - | 3.8748 | Available | N/A | N/A | http://www.toshiba-carrier.co.th | http://www.toshibaheatpumps.com | Yes |  |  | ZAC0664 | N/A | Variable output compressor | Inverter | N/A | N/A | N/A | 2.29 | N/A | N/A | N/A | N/A | N/A | N/A | N/A | N/A | N/A | N/A | N/A | N/A | N/A | N/A | N/A | N/A | 1.93 | N/A | N/A | N/A | N/A | N/A | N/A | N/A | N/A | N/A | N/A | N/A | N/A | N/A | N/A | N/A | N/A | N/A | N/A | N/A | N/A | N/A | N/A | N/A | N/A | N/A | N/A | N/A | N/A | N/A | N/A | N/A | N/A | N/A | N/A | N/A | N/A | N/A | N/A | N/A | N/A | N/A | N/A | N/A | N/A | N/A | N/A | N/A | N/A | N/A | N/A | N/A | N/A | N/A | N/A | N/A | N/A | N/A | N/A | N/A | N/A | N/A | N/A | N/A | N/A | N/A | N/A | N/A | 3.4129 | 4.5361
[SEER Multi-Split <=65kW] GEMS (Air Conditioners up to 65kW) Determination 2019 | N/A | AS/NZS 3823.1.4:2012 | RAS-5M34S3AV-A / (RAS-B13N3KV2-E1 x 5) |  | N/A | Toshiba | 1.5 | Non Ducted | Multiple split - Fixed head | N/A | Air | Air | Thailand | 2.98 | 8.5 | 10 | N/A | 0 | - | - | N/A | 2.83 | 12 | Calorimeter Room | 3.2443 | 4.0825 | Yes | - | N/A | 17.1 | 17.1 | 0 | 0 | N/A | N/A | N/A | 3.183 | 4.003 | N/A | N/A | N/A | N/A | N/A | N/A | Calorimeter Room | Single | R410A | Australia,Fiji,New Zealand | 125124 | 2025-04-02 |  | Approved | Reverse Cycle | N/A | Yes | Class 20 | Yes | N/A | - | Yes | Yes | Yes | - | 3.2443 | Unavailable | N/A | N/A | http://www.toshiba-aircon.in.th/ | http://www.toshiba-aircon.com.au/ | Yes |  |  | AAC4306 | N/A | Variable output compressor | Inverter | N/A | N/A | N/A | 2.98 | N/A | N/A | N/A | N/A | N/A | N/A | N/A | N/A | N/A | N/A | N/A | N/A | N/A | N/A | N/A | N/A | 2.83 | N/A | N/A | N/A | N/A | N/A | N/A | N/A | N/A | N/A | N/A | N/A | N/A | N/A | N/A | N/A | N/A | N/A | N/A | N/A | N/A | N/A | N/A | N/A | N/A | N/A | N/A | N/A | N/A | N/A | N/A | N/A | N/A | N/A | N/A | N/A | N/A | N/A | N/A | N/A | N/A | N/A | N/A | N/A | N/A | N/A | N/A | N/A | N/A | N/A | N/A | N/A | N/A | N/A | N/A | N/A | N/A | N/A | N/A | N/A | N/A | N/A | N/A | N/A | N/A | N/A | N/A | N/A | 3.2919 | 4.1554
[SEER Multi-Split <=65kW] GEMS (Air Conditioners up to 65kW) Determination 2019 | MEPS 2019 | AS/NZS 3823.1.4:2012 | RAS-5M34U2AVG-A |  | N/A | Toshiba | N/A | Non Ducted | fixed | N/A | Air | Air | Thailand | 2.98 | N/A | 10 | N/A | N/A | N/A | N/A | N/A | 2.83 | 12 | Enthalpy Test Room | 3.4763 | 4.0112 | N/A | - | N/A | N/A | N/A | N/A | N/A | N/A | N/A | N/A | N/A | N/A | N/A | N/A | N/A | N/A | N/A | N/A | N/A | Single | R32 | Australia,Fiji,New Zealand | 138593 | 2026-05-27 |  | Approved | Reverse Cycle | N/A | No | Class 20 | No | N/A | N/A | N/A | N/A | N/A | N/A | N/A | Available | N/A | N/A | http://www.toshiba-aircon.in.th/ |  | N/A |  |  | AAC6011 | Yes | Variable output compressor | Inverter | No | - | 10000 | 2.98 | - | 1370 | 5000 | No | - | - | - | 2723.72 | 10770 | No | 1252.18 | 5385 | No | - | - | 12000 | 2.83 | 1330 | 6000 | No | - | - | Yes | 2510 | 9230 | No | - | - | No | - | - | - | - | - | No | - | - | No | - | - | No | - | - | N/A | 67 | 3.546 | 3.535 | 3.908 | 4.284 | 4.084 | 4.153 | 756 | 1152 | 3314 | 1675 | 2076 | 4488 | 2 | 2 | 2 | 3.504 | 3.934 | 4.177 | 3.556 | 3.999 | 4.157 | 4507 | 1699 | 281 | 1521 | 784 | 184 | 2 | 2 | 2.5 | N/A | N/A | N/A | N/A | N/A | N/A | N/A | N/A | 16 | 3.2959 | 4.1608
AS/NZS 3823.2:2013 [Multi-Split] | N/A | AS/NZS 3823.1.4:2012 | RAS-5M34U2AVG-E + (5 x RAS-B13PKVSG-E) |  | N/A | TOSHIBA | 1.5 | Non Ducted | Multiple split - VRF | N/A | Air | Air | Thailand | 2.96 | 8.5 | 10 | N/A | 0 | 0 | 0 | N/A | 2.83 | 12 | Calorimeter Room | 3.5018 | 4.0048 | Yes | 0 | N/A | 16 | 16 | 0 | 0 | N/A | N/A | N/A | 3.4363 | 3.9322 | N/A | N/A | N/A | N/A | N/A | N/A | Calorimeter Room | Single | R32 | Fiji,New Zealand | 127271 | 2120-03-05 | 2022-07-04 | Superseded | Reverse Cycle | N/A | No | Class 10 | No | N/A | No | - | - | - | - | 3.5018 | Available | N/A | N/A | http://www.toshiba-carrier.co.th | http://www.toshibaheatpumps.com | Yes |  |  | ZAC0665 | N/A | Variable output compressor | Inverter | N/A | N/A | N/A | 2.96 | N/A | N/A | N/A | N/A | N/A | N/A | N/A | N/A | N/A | N/A | N/A | N/A | N/A | N/A | N/A | N/A | 2.83 | N/A | N/A | N/A | N/A | N/A | N/A | N/A | N/A | N/A | N/A | N/A | N/A | N/A | N/A | N/A | N/A | N/A | N/A | N/A | N/A | N/A | N/A | N/A | N/A | N/A | N/A | N/A | N/A | N/A | N/A | N/A | N/A | N/A | N/A | N/A | N/A | N/A | N/A | N/A | N/A | N/A | N/A | N/A | N/A | N/A | N/A | N/A | N/A | N/A | N/A | N/A | N/A | N/A | N/A | N/A | N/A | N/A | N/A | N/A | N/A | N/A | N/A | N/A | N/A | N/A | N/A | N/A | 3.3178 | 4.1608
AS/NZS 3823.2:2013 [Non Multi-Split] | NZ MEPS April 2013 | AS/NZS 3823.1.1:2012 | RAS-B10UFV-A & RAS-10SAVR-A |  | N/A | TOSHIBA | 0.4 | Non Ducted | Single Split System | Floor Mounted | Air | Air | Thailand | 0.6 | 2 | 2.4 | 220 | 0 | 0 | 0 | 600 | 0.75 | 3.2 | Calorimeter Room | 4.0341 | 4.2828 | Yes | 0 | N/A | 5.22 | 5.22 | 0 | 0 | N/A | N/A | N/A | 3.9216 | 4.1829 | N/A | N/A | 3.3433 | 3.8659 | 3 | 3.5 | Calorimeter Room | Single | R410A | Fiji,New Zealand | 108322 | 2117-06-21 | 2021-06-30 | Superseded | Reverse Cycle | 700 | No | Class 3 | No | - | No | - | - | - | - | 4.0341 | Unavailable | N/A | N/A | http://www.toshiba-carrier.co.th | http://www.toshibaheatpumps.com | No |  | https://reg.energyrating.gov.au/static/common/images/star_ratings_2014/aircon_rating_3_3.5.png | ZAC0531 | N/A | - | - | N/A | N/A | N/A | 0.6 | N/A | N/A | N/A | N/A | N/A | N/A | N/A | N/A | N/A | N/A | N/A | N/A | N/A | N/A | N/A | N/A | 0.75 | N/A | N/A | N/A | N/A | N/A | N/A | N/A | N/A | N/A | N/A | N/A | N/A | N/A | N/A | N/A | N/A | N/A | N/A | N/A | N/A | N/A | N/A | N/A | N/A | N/A | N/A | N/A | N/A | N/A | N/A | N/A | N/A | N/A | N/A | N/A | N/A | N/A | N/A | N/A | N/A | N/A | N/A | N/A | N/A | N/A | N/A | N/A | N/A | N/A | N/A | N/A | N/A | N/A | N/A | N/A | N/A | N/A | N/A | N/A | N/A | N/A | N/A | N/A | N/A | N/A | N/A | N/A | 3.8857 | 4.1686
AS/NZS 3823.2:2011/Amdt A:2013 | NZ MEPS April 2013 | AS/NZS 3823.1.1:2012 | RAS-B18UFV-A/RAS-18SAV2-A |  | N/A | TOSHIBA | 1.4 | Non Ducted | Single Split System | Floor Mounted | Air | Air | Thailand | 1.63 | 3.5 | 4.9 | 220 | 0 | - | - | 600 | 1.81 | 5.8 | Calorimeter Room | 2.9896 | 3.2042 | Yes | 84.2 | N/A | 5 | 5 | 4.0302 | 5.0756 | N/A | N/A | N/A | 2.9591 | 3.1738 | N/A | N/A | 1.4182 | 1.8477 | 1 | 1.5 | Calorimeter Room | Single | R410A | Fiji,New Zealand | 72764 | 2113-06-21 | 2021-06-30 | Superseded | Reverse Cycle | 700 | N/A | Class 4 | No | - | No | - | - | - | - | 2.9896 | Unavailable | N/A | N/A | http://www.toshiba-carrier.co.th | http://www.toshibaheatpumps.com | Yes |  | https://reg.energyrating.gov.au/static/common/images/star_ratings_2014/aircon_rating_1_1.5.png | ZAC0446 | N/A | Variable output compressor | Inverter | N/A | N/A | N/A | 1.63 | N/A | N/A | N/A | N/A | N/A | N/A | N/A | N/A | N/A | N/A | N/A | N/A | N/A | N/A | N/A | N/A | 1.81 | N/A | N/A | N/A | N/A | N/A | N/A | N/A | N/A | N/A | N/A | N/A | N/A | N/A | N/A | N/A | N/A | N/A | N/A | N/A | N/A | N/A | N/A | N/A | N/A | N/A | N/A | N/A | N/A | N/A | N/A | N/A | N/A | N/A | N/A | N/A | N/A | N/A | N/A | N/A | N/A | N/A | N/A | N/A | N/A | N/A | N/A | N/A | N/A | N/A | N/A | N/A | N/A | N/A | N/A | N/A | N/A | N/A | N/A | N/A | N/A | N/A | N/A | N/A | N/A | N/A | N/A | N/A | 2.9753 | 3.1748
[SEER Non Multi-Split <=65kW] GEMS (Air Conditioners up to 65kW) Determination 2019 | MEPS 2019 | AS/NZS 3823.1.2:2012 | RAV-GM1101ATP-A/RAV-GM1101BTP-A |  | N/A | Toshiba | N/A | Ducted | Single Split System | - | Air | Air | Thailand | 2.98 | N/A | 10 | N/A | N/A | N/A | N/A | N/A | 2.8 | 11.2 | Enthalpy Test Room | 3.3642 | 3.9115 | N/A | - | N/A | N/A | N/A | N/A | N/A | N/A | N/A | N/A | N/A | N/A | N/A | N/A | N/A | N/A | N/A | N/A | N/A | Single | R32 | Australia,Fiji,New Zealand | 138906 | 2026-06-04 |  | Approved | Reverse Cycle | N/A | Yes | Class 11 | Yes | N/A | N/A | N/A | N/A | N/A | N/A | N/A | Available | N/A | N/A | http://www.toshiba-aircon.in.th/ |  | N/A |  |  | AAC6050 | Yes | Variable output compressor | Inverter | No | - | 10000 | 2.98 | - | 1010 | 5000 | No | - | - | - | 2723.72 | 10770 | No | 923.14 | 5385 | No | - | - | 11200 | 2.8 | 1130 | 5600 | No | - | - | Yes | 2480 | 8120 | No | - | - | No | - | - | - | - | - | No | - | - | No | - | - | No | - | - | - | - | 4.622 | 4.425 | 4.759 | 5.638 | 5.253 | 5.122 | 591 | 935 | 2736 | 1282 | 1625 | 3651 | 3 | 2.5 | 3 | 3.425 | 4.012 | 4.559 | 3.623 | 4.231 | 4.555 | 4286 | 1536 | 224 | 1378 | 678 | 144 | 1.5 | 2.5 | 3 | No | - | - | - | - | N/A | N/A | N/A | 7.3 | 3.3281 | 3.9651
[SEER Non Multi-Split <=65kW] GEMS (Air Conditioners up to 65kW) Determination 2019 | MEPS 2019 | AS/NZS 3823.1.1:2012 | RAV-GM1101ATP-A/RAV-GM1101CTP-A |  | N/A | Toshiba | N/A | Non Ducted | Single Split System | Under ceiling | Air | Air | Thailand | 2.98 | N/A | 10 | N/A | N/A | N/A | N/A | N/A | 2.8 | 11.2 | Enthalpy Test Room | 3.3622 | 3.9834 | N/A | - | N/A | N/A | N/A | N/A | N/A | N/A | N/A | N/A | N/A | N/A | N/A | N/A | N/A | N/A | N/A | N/A | N/A | Single | R32 | Australia,Fiji,New Zealand | 138774 | 2026-06-01 |  | Approved | Reverse Cycle | N/A | Yes | Class 11 | Yes | N/A | N/A | N/A | N/A | N/A | N/A | N/A | Available | N/A | N/A | http://www.toshiba-aircon.in.th/ |  | N/A |  |  | AAC6038 | Yes | Variable output compressor | Inverter | No | - | 10000 | 2.98 | - | 970 | 5000 | No | - | - | - | 2723.72 | 10770 | No | 886.58 | 5385 | No | - | - | 11200 | 2.8 | 1070 | 5600 | No | - | - | Yes | 2480 | 8120 | No | - | - | No | - | - | - | - | - | No | - | - | No | - | - | No | - | - | - | - | 4.76 | 4.536 | 4.876 | 5.834 | 5.418 | 5.261 | 574 | 913 | 2670 | 1240 | 1576 | 3555 | 3 | 3 | 3 | 3.507 | 4.152 | 4.804 | 3.745 | 4.421 | 4.806 | 4186 | 1483 | 213 | 1333 | 649 | 137 | 2 | 2.5 | 3 | No | - | - | - | - | N/A | N/A | N/A | 7 | 3.3293 | 3.9665
[SEER Non Multi-Split <=65kW] GEMS (Air Conditioners up to 65kW) Determination 2019 | MEPS 2019 | AS/NZS 3823.1.2:2012 | RAV-GM1101ATP-A/RAV-GM1101DTP-A |  | N/A | Toshiba | N/A | Ducted | Single Split System | - | Air | Air | Thailand | 3.03 | N/A | 10 | N/A | N/A | N/A | N/A | N/A | 2.8 | 11.2 | Enthalpy Test Room | 3.2719 | 4.0575 | N/A | - | N/A | N/A | N/A | N/A | N/A | N/A | N/A | N/A | N/A | N/A | N/A | N/A | N/A | N/A | N/A | N/A | N/A | Single | R32 | Australia,Fiji,New Zealand | 138796 | 2026-06-01 |  | Approved | Reverse Cycle | N/A | Yes | Class 11 | Yes | N/A | N/A | N/A | N/A | N/A | N/A | N/A | Available | N/A | N/A | http://www.toshiba-aircon.in.th/ |  | N/A |  |  | AAC6042 | Yes | Variable output compressor | Inverter | No | - | 10000 | 3.03 | - | 1230 | 5000 | No | - | - | - | 2769.42 | 10770 | No | 1124.22 | 5385 | No | - | - | 11200 | 2.8 | 1250 | 5600 | No | - | - | Yes | 2480 | 8120 | No | - | - | No | - | - | - | - | - | No | - | - | No | - | - | No | - | - | - | - | 4.045 | 3.936 | 4.21 | 4.794 | 4.517 | 4.478 | 678 | 1054 | 3095 | 1511 | 1893 | 4178 | 2.5 | 2 | 2.5 | 3.276 | 3.762 | 4.139 | 3.403 | 3.899 | 4.125 | 4480 | 1635 | 245 | 1466 | 734 | 157 | 1.5 | 2 | 2.5 | No | - | - | - | - | N/A | N/A | N/A | 7.1 | 3.2744 | 3.966
[SEER Non Multi-Split <=65kW] GEMS (Air Conditioners up to 65kW) Determination 2019 | MEPS 2019 | AS/NZS 3823.1.1:2012 | RAV-GM1101ATP-A/RAV-GM1101UTP-A |  | N/A | Toshiba | N/A | Non Ducted | Single Split System | Cassette | Air | Air | Thailand | 2.86 | N/A | 10 | N/A | N/A | N/A | N/A | N/A | 2.8 | 11.2 | Enthalpy Test Room | 3.4983 | 4.0251 | N/A | - | N/A | N/A | N/A | N/A | N/A | N/A | N/A | N/A | N/A | N/A | N/A | N/A | N/A | N/A | N/A | N/A | N/A | Single | R32 | Australia,Fiji,New Zealand | 138740 | 2026-06-01 |  | Approved | Reverse Cycle | N/A | Yes | Class 11 | Yes | N/A | N/A | N/A | N/A | N/A | N/A | N/A | Available | N/A | N/A | http://www.toshiba-aircon.in.th/ |  | N/A |  |  | AAC6023 | Yes | Variable output compressor | Inverter | No | - | 10000 | 2.86 | - | 910 | 5000 | No | - | - | - | 2614.04 | 10770 | No | 831.74 | 5385 | No | - | - | 11200 | 2.8 | 1090 | 5600 | No | - | - | Yes | 2480 | 8120 | No | - | - | No | - | - | - | - | - | No | - | - | No | - | - | No | - | - | - | - | 4.972 | 4.74 | 5.132 | 6.157 | 5.715 | 5.553 | 547 | 870 | 2533 | 1172 | 1491 | 3365 | 3 | 3 | 3.5 | 3.479 | 4.104 | 4.72 | 3.703 | 4.356 | 4.72 | 4221 | 1503 | 219 | 1350 | 660 | 141 | 1.5 | 2.5 | 3 | No | - | - | - | - | N/A | N/A | N/A | 8 | 3.4638 | 3.9617
AS/NZS 3823.2:2013 [Non Multi-Split] | NZ MEPS April 2013 | AS/NZS 3823.1.1:2012 | RAV-GM1101KRTP-NZ & RAV-GM1101ATP-NZ |  | N/A | TOSHIBA | 1.5 | Non Ducted | Single Split System | Wall Hung | Air | Air | Thailand | 2.97 | 8 | 9.5 | 280 | 0 | 0 | 0 | 350 | 3.47 | 11.2 | Calorimeter Room | 3.1689 | 3.1705 | Yes | 49.9 | N/A | 10 | 10 | 4.6293 | 4.5592 | N/A | N/A | N/A | 3.1335 | 3.1399 | N/A | N/A | 1.7669 | 1.7799 | 1.5 | 1.5 | Calorimeter Room | Single | R32 | Fiji,New Zealand | 123620 | 2119-08-27 | 2021-06-30 | Superseded | Reverse Cycle | 1200 | No | Class 4 | No | - | No | - | - | - | - | 3.1689 | Available | N/A | N/A | http://www.toshiba-carrier.co.th | http://www.toshibaheatpumps.com | Yes |  | https://reg.energyrating.gov.au/static/common/images/star_ratings_2014/aircon_rating_1.5_1.5.png | ZAC0650 | N/A | Variable output compressor | Inverter | N/A | N/A | N/A | 2.97 | N/A | N/A | N/A | N/A | N/A | N/A | N/A | N/A | N/A | N/A | N/A | N/A | N/A | N/A | N/A | N/A | 3.47 | N/A | N/A | N/A | N/A | N/A | N/A | N/A | N/A | N/A | N/A | N/A | N/A | N/A | N/A | N/A | N/A | N/A | N/A | N/A | N/A | N/A | N/A | N/A | N/A | N/A | N/A | N/A | N/A | N/A | N/A | N/A | N/A | N/A | N/A | N/A | N/A | N/A | N/A | N/A | N/A | N/A | N/A | N/A | N/A | N/A | N/A | N/A | N/A | N/A | N/A | N/A | N/A | N/A | N/A | N/A | N/A | N/A | N/A | N/A | N/A | N/A | N/A | N/A | N/A | N/A | N/A | N/A | 3.1627 | 3.1965
[SEER Non Multi-Split <=65kW] GEMS (Air Conditioners up to 65kW) Determination 2019 | MEPS 2019 | AS/NZS 3823.1.2:2012 | RAV-GM1401ATP-A/RAV-GM1401BTP-A |  | N/A | Toshiba | N/A | Ducted | Single Split System | - | Air | Air | Thailand | 4.03 | N/A | 12.5 | N/A | N/A | N/A | N/A | N/A | 3.88 | 14 | Enthalpy Test Room | 3.0344 | 3.606 | N/A | - | N/A | N/A | N/A | N/A | N/A | N/A | N/A | N/A | N/A | N/A | N/A | N/A | N/A | N/A | N/A | N/A | N/A | Single | R32 | Australia,Fiji,New Zealand | 138909 | 2026-06-04 |  | Approved | Reverse Cycle | N/A | Yes | Class 11 | Yes | N/A | N/A | N/A | N/A | N/A | N/A | N/A | Available | N/A | N/A | http://www.toshiba-aircon.in.th/ |  | N/A |  |  | AAC6048 | Yes | Variable output compressor | Inverter | No | - | 12500 | 4.03 | - | 1360 | 6250 | No | - | - | - | 3683.42 | 13462.5 | No | 1243.04 | 6731.25 | No | - | - | 14000 | 3.88 | 1390 | 7000 | No | - | - | Yes | 3430 | 10140 | No | - | - | No | - | - | - | - | - | No | - | - | No | - | - | No | - | - | - | - | 4.361 | 4.155 | 4.429 | 5.27 | 4.9 | 4.76 | 789 | 1251 | 3681 | 1720 | 2183 | 4915 | 2.5 | 2.5 | 2.5 | 3.317 | 3.925 | 4.611 | 3.56 | 4.215 | 4.62 | 5527 | 1956 | 273 | 1749 | 846 | 174 | 1.5 | 2 | 3 | No | - | - | - | - | N/A | N/A | N/A | 7.3 | 3.0829 | 3.5854
[SEER Non Multi-Split <=65kW] GEMS (Air Conditioners up to 65kW) Determination 2019 | MEPS 2019 | AS/NZS 3823.1.1:2012 | RAV-GM1401ATP-A/RAV-GM1401CTP-A |  | N/A | Toshiba | N/A | Non Ducted | Single Split System | Under ceiling | Air | Air | Thailand | 4.03 | N/A | 12.5 | N/A | N/A | N/A | N/A | N/A | 3.74 | 14 | Enthalpy Test Room | 3.1195 | 3.5986 | N/A | - | N/A | N/A | N/A | N/A | N/A | N/A | N/A | N/A | N/A | N/A | N/A | N/A | N/A | N/A | N/A | N/A | N/A | Single | R32 | Australia,Fiji,New Zealand | 138775 | 2026-06-01 |  | Approved | Reverse Cycle | N/A | Yes | Class 11 | Yes | N/A | N/A | N/A | N/A | N/A | N/A | N/A | Available | N/A | N/A | http://www.toshiba-aircon.in.th/ |  | N/A |  |  | AAC6034 | Yes | Variable output compressor | Inverter | No | - | 12500 | 4.03 | - | 1360 | 6250 | No | - | - | - | 3683.42 | 13462.5 | No | 1243.04 | 6731.25 | No | - | - | 14000 | 3.74 | 1350 | 7000 | No | - | - | Yes | 3310 | 10140 | No | - | - | No | - | - | - | - | - | No | - | - | No | - | - | No | - | - | - | - | 4.37 | 4.162 | 4.431 | 5.275 | 4.904 | 4.762 | 788 | 1250 | 3680 | 1719 | 2182 | 4914 | 2.5 | 2.5 | 2.5 | 3.405 | 4.043 | 4.749 | 3.658 | 4.341 | 4.758 | 5384 | 1899 | 265 | 1702 | 822 | 169 | 1.5 | 2.5 | 3 | No | - | - | - | - | N/A | N/A | N/A | 7 | 3.0836 | 3.7198
[SEER Non Multi-Split <=65kW] GEMS (Air Conditioners up to 65kW) Determination 2019 | MEPS 2019 | AS/NZS 3823.1.2:2012 | RAV-GM1401ATP-A/RAV-GM1401DTP-A |  | N/A | Toshiba | N/A | Ducted | Single Split System | - | Air | Air | Thailand | 3.91 | N/A | 12.5 | N/A | N/A | N/A | N/A | N/A | 3.88 | 14 | Enthalpy Test Room | 3.0727 | 3.6822 | N/A | - | N/A | N/A | N/A | N/A | N/A | N/A | N/A | N/A | N/A | N/A | N/A | N/A | N/A | N/A | N/A | N/A | N/A | Single | R32 | Australia,Fiji,New Zealand | 138797 | 2026-06-01 |  | Approved | Reverse Cycle | N/A | Yes | Class 11 | Yes | N/A | N/A | N/A | N/A | N/A | N/A | N/A | Available | N/A | N/A | http://www.toshiba-aircon.in.th/ |  | N/A |  |  | AAC6036 | Yes | Variable output compressor | Inverter | No | - | 12500 | 3.91 | - | 1570 | 6250 | No | - | - | - | 3573.74 | 13462.5 | No | 1434.98 | 6731.25 | No | - | - | 14000 | 3.88 | 1640 | 7000 | No | - | - | Yes | 3430 | 10140 | No | - | - | No | - | - | - | - | - | No | - | - | No | - | - | No | - | - | - | - | 3.998 | 3.875 | 4.118 | 4.711 | 4.431 | 4.378 | 862 | 1343 | 3960 | 1926 | 2416 | 5346 | 2 | 2 | 2.5 | 3.085 | 3.535 | 3.934 | 3.217 | 3.689 | 3.926 | 5942 | 2170 | 316 | 1933 | 965 | 202 | 1.5 | 2 | 2 | No | - | - | - | - | N/A | N/A | N/A | 7.1 | 3.1774 | 3.5861
[SEER Non Multi-Split <=65kW] GEMS (Air Conditioners up to 65kW) Determination 2019 | MEPS 2019 | AS/NZS 3823.1.1:2012 | RAV-GM1401ATP-A/RAV-GM1401UTP-A |  | N/A | Toshiba | N/A | Non Ducted | Single Split System | Cassette | Air | Air | Thailand | 3.91 | N/A | 12.5 | N/A | N/A | N/A | N/A | N/A | 3.72 | 14 | Enthalpy Test Room | 3.0858 | 3.5982 | N/A | - | N/A | N/A | N/A | N/A | N/A | N/A | N/A | N/A | N/A | N/A | N/A | N/A | N/A | N/A | N/A | N/A | N/A | Single | R32 | Australia,Fiji,New Zealand | 138747 | 2026-06-01 |  | Approved | Reverse Cycle | N/A | Yes | Class 11 | Yes | N/A | N/A | N/A | N/A | N/A | N/A | N/A | Available | N/A | N/A | http://www.toshiba-aircon.in.th/ |  | N/A |  |  | AAC6030 | Yes | Variable output compressor | Inverter | No | - | 12500 | 3.91 | - | 1330 | 6250 | No | - | - | - | 3573.74 | 13462.5 | No | 1215.62 | 6731.25 | No | - | - | 14000 | 3.72 | 1350 | 7000 | No | - | - | Yes | 3290 | 10140 | No | - | - | No | - | - | - | - | - | No | - | - | No | - | - | No | - | - | - | - | 4.442 | 4.243 | 4.536 | 5.382 | 5.01 | 4.876 | 772 | 1223 | 3591 | 1683 | 2133 | 4797 | 2.5 | 2.5 | 3 | 3.413 | 4.05 | 4.75 | 3.664 | 4.345 | 4.758 | 5374 | 1898 | 267 | 1701 | 823 | 171 | 1.5 | 2.5 | 3 | No | - | - | - | - | N/A | N/A | N/A | 8 | 3.175 | 3.7363
[SEER Non Multi-Split <=65kW] GEMS (Air Conditioners up to 65kW) Determination 2019 | MEPS 2019 | AS/NZS 3823.1.2:2012 | RAV-GM1601AT8P-A/RAV-GM1601BTP-A |  | N/A | Toshiba | N/A | Ducted | Single Split System | - | Air | Air | Thailand | 4.37 | N/A | 14 | N/A | N/A | N/A | N/A | N/A | 4.57 | 16 | Enthalpy Test Room | 3.2251 | 3.6676 | N/A | - | N/A | N/A | N/A | N/A | N/A | N/A | N/A | N/A | N/A | N/A | N/A | N/A | N/A | N/A | N/A | N/A | N/A | Three | R32 | Australia,Fiji,New Zealand | 138993 | 2026-06-08 |  | Approved | Reverse Cycle | N/A | Yes | Class 11 | Yes | N/A | N/A | N/A | N/A | N/A | N/A | N/A | Available | N/A | N/A | http://www.toshiba-aircon.in.th/ |  | N/A |  |  | AAC6059 | Yes | Variable output compressor | Inverter | No | - | 14000 | 4.37 | - | 1490 | 7000 | No | - | - | - | 3994.18 | 15078 | No | 1361.86 | 7539 | No | - | - | 16000 | 4.57 | 1500 | 8000 | No | - | - | Yes | 3820 | 11590 | No | - | - | No | - | - | - | - | - | No | - | - | No | - | - | - | - | - | - | - | 4.482 | 4.273 | 4.549 | 5.402 | 5.026 | 4.885 | 860 | 1363 | 4015 | 1880 | 2384 | 5365 | 2.5 | 2.5 | 3 | 3.407 | 4.061 | 4.866 | 3.685 | 4.407 | 4.886 | 6149 | 2160 | 295 | 1930 | 925 | 187 | 1.5 | 2.5 | 3 | No | - | - | - | - | N/A | N/A | N/A | 7.6 | 3.1849 | 3.4815
[SEER Non Multi-Split <=65kW] GEMS (Air Conditioners up to 65kW) Determination 2019 | MEPS 2019 | AS/NZS 3823.1.1:2012 | RAV-GM1601AT8P-A/RAV-GM1601CTP-A |  | N/A | Toshiba | N/A | Non Ducted | Single Split System | Under ceiling | Air | Air | Thailand | 4.51 | N/A | 14 | N/A | N/A | N/A | N/A | N/A | 4.38 | 16 | Enthalpy Test Room | 3.2219 | 3.7348 | N/A | - | N/A | N/A | N/A | N/A | N/A | N/A | N/A | N/A | N/A | N/A | N/A | N/A | N/A | N/A | N/A | N/A | N/A | Three | R32 | Australia,Fiji,New Zealand | 138778 | 2026-06-01 |  | Approved | Reverse Cycle | N/A | Yes | Class 11 | Yes | N/A | N/A | N/A | N/A | N/A | N/A | N/A | Available | N/A | N/A | http://www.toshiba-aircon.in.th/ |  | N/A |  |  | AAC6039 | Yes | Variable output compressor | Inverter | No | - | 14000 | 4.51 | - | 1350 | 7000 | No | - | - | - | 4122.14 | 15078 | No | 1233.9 | 7539 | No | - | - | 16000 | 4.38 | 1480 | 8000 | No | - | - | Yes | 3820 | 11590 | No | - | - | No | - | - | - | - | - | No | - | - | No | - | - | No | - | - | - | - | 4.756 | 4.466 | 4.762 | 5.833 | 5.371 | 5.156 | 810 | 1304 | 3835 | 1741 | 2231 | 5083 | 3 | 2.5 | 3 | 3.446 | 4.126 | 4.937 | 3.734 | 4.473 | 4.955 | 6078 | 2125 | 290 | 1904 | 910 | 184 | 1.5 | 2.5 | 3 | No | - | - | - | - | N/A | N/A | N/A | 7.3 | 3.0873 | 3.6325
[SEER Non Multi-Split <=65kW] GEMS (Air Conditioners up to 65kW) Determination 2019 | MEPS 2019 | AS/NZS 3823.1.2:2012 | RAV-GM1601AT8P-A/RAV-GM1601DTP-A |  | N/A | Toshiba | N/A | Ducted | Single Split System | - | Air | Air | Thailand | 4.37 | N/A | 14 | N/A | N/A | N/A | N/A | N/A | 4.15 | 16 | Enthalpy Test Room | 3.2368 | 3.8412 | N/A | - | N/A | N/A | N/A | N/A | N/A | N/A | N/A | N/A | N/A | N/A | N/A | N/A | N/A | N/A | N/A | N/A | N/A | Three | R32 | Australia,Fiji,New Zealand | 138799 | 2026-06-01 |  | Approved | Reverse Cycle | N/A | Yes | Class 11 | Yes | N/A | N/A | N/A | N/A | N/A | N/A | N/A | Available | N/A | N/A | http://www.toshiba-aircon.in.th/ |  | N/A |  |  | AAC6037 | Yes | Variable output compressor | Inverter | No | - | 14000 | 4.37 | - | 1700 | 7000 | No | - | - | - | 3994.18 | 15078 | No | 1553.8 | 7539 | No | - | - | 16000 | 4.15 | 1800 | 8000 | No | - | - | Yes | 3670 | 11590 | No | - | - | No | - | - | - | - | - | No | - | - | No | - | - | No | - | - | - | - | 4.101 | 3.961 | 4.207 | 4.849 | 4.551 | 4.48 | 942 | 1472 | 4342 | 2096 | 2635 | 5851 | 2.5 | 2 | 2.5 | 3.22 | 3.701 | 4.101 | 3.355 | 3.852 | 4.09 | 6506 | 2368 | 346 | 2118 | 1055 | 221 | 1.5 | 2 | 2.5 | No | - | - | - | - | N/A | N/A | N/A | 7.6 | 3.1849 | 3.8317
[SEER Non Multi-Split <=65kW] GEMS (Air Conditioners up to 65kW) Determination 2019 | MEPS 2019 | AS/NZS 3823.1.1:2012 | RAV-GM1601AT8P-A/RAV-GM1601UTP-A |  | N/A | Toshiba | N/A | Non Ducted | Single Split System | Cassette | Air | Air | Thailand | 4.37 | N/A | 14 | N/A | N/A | N/A | N/A | N/A | 4.38 | 16 | Enthalpy Test Room | 3.2917 | 3.7287 | N/A | - | N/A | N/A | N/A | N/A | N/A | N/A | N/A | N/A | N/A | N/A | N/A | N/A | N/A | N/A | N/A | N/A | N/A | Three | R32 | Australia,Fiji,New Zealand | 138754 | 2026-06-01 |  | Approved | Reverse Cycle | N/A | Yes | Class 11 | Yes | N/A | N/A | N/A | N/A | N/A | N/A | N/A | Available | N/A | N/A | http://www.toshiba-aircon.in.th/ |  | N/A |  |  | AAC6024 | Yes | Variable output compressor | Inverter | No | - | 14000 | 4.37 | - | 1340 | 7000 | No | - | - | - | 3994.18 | 15078 | No | 1224.76 | 7539 | No | - | - | 16000 | 4.38 | 1470 | 8000 | No | - | - | Yes | 3820 | 11590 | No | - | - | No | - | - | - | - | - | No | - | - | No | - | - | No | - | - | - | - | 4.816 | 4.538 | 4.842 | 5.894 | 5.44 | 5.236 | 799 | 1283 | 3770 | 1722 | 2202 | 5005 | 3 | 3 | 3 | 3.456 | 4.144 | 4.97 | 3.749 | 4.497 | 4.988 | 6062 | 2117 | 289 | 1897 | 906 | 184 | 1.5 | 2.5 | 3 | No | - | - | - | - | N/A | N/A | N/A | 7.5 | 3.1852 | 3.6319
[SEER Non Multi-Split <=65kW] GEMS (Air Conditioners up to 65kW) Determination 2019 | MEPS 2019 | AS/NZS 3823.1.2:2012 | RAV-GM1601ATP-A/RAV-GM1601BTP-A |  | N/A | Toshiba | N/A | Ducted | Single Split System | - | Air | Air | Thailand | 4.37 | N/A | 14 | N/A | N/A | N/A | N/A | N/A | 4.57 | 16 | Enthalpy Test Room | 3.2233 | 3.6668 | N/A | - | N/A | N/A | N/A | N/A | N/A | N/A | N/A | N/A | N/A | N/A | N/A | N/A | N/A | N/A | N/A | N/A | N/A | Single | R32 | Australia,Fiji,New Zealand | 138910 | 2026-06-04 |  | Approved | Reverse Cycle | N/A | Yes | Class 11 | Yes | N/A | N/A | N/A | N/A | N/A | N/A | N/A | Available | N/A | N/A | http://www.toshiba-aircon.in.th/ |  | N/A |  |  | AAC6051 | Yes | Variable output compressor | Inverter | No | - | 14000 | 4.37 | - | 1490 | 7000 | No | - | - | - | 3994.18 | 15078 | No | 1361.86 | 7539 | No | - | - | 16000 | 4.57 | 1500 | 8000 | No | - | - | Yes | 3820 | 11590 | No | - | - | No | - | - | - | - | - | No | - | - | No | - | - | No | - | - | - | - | 4.462 | 4.259 | 4.544 | 5.392 | 5.019 | 4.882 | 862 | 1366 | 4017 | 1882 | 2386 | 5367 | 2.5 | 2.5 | 3 | 3.407 | 4.061 | 4.866 | 3.685 | 4.407 | 4.886 | 6151 | 2162 | 297 | 1931 | 926 | 189 | 1.5 | 2.5 | 3 | No | - | - | - | - | N/A | N/A | N/A | 8.3 | 3.1832 | 3.4797
[SEER Non Multi-Split <=65kW] GEMS (Air Conditioners up to 65kW) Determination 2019 | MEPS 2019 | AS/NZS 3823.1.1:2012 | RAV-GM1601ATP-A/RAV-GM1601CTP-A |  | N/A | Toshiba | N/A | Non Ducted | Single Split System | Under ceiling | Air | Air | Thailand | 4.51 | N/A | 14 | N/A | N/A | N/A | N/A | N/A | 4.38 | 16 | Enthalpy Test Room | 3.1394 | 3.6714 | N/A | - | N/A | N/A | N/A | N/A | N/A | N/A | N/A | N/A | N/A | N/A | N/A | N/A | N/A | N/A | N/A | N/A | N/A | Single | R32 | Australia,Fiji,New Zealand | 138790 | 2026-06-01 |  | Approved | Reverse Cycle | N/A | Yes | Class 11 | Yes | N/A | N/A | N/A | N/A | N/A | N/A | N/A | Available | N/A | N/A | http://www.toshiba-aircon.in.th/ |  | N/A |  |  | AAC6040 | Yes | Variable output compressor | Inverter | No | - | 14000 | 4.51 | - | 1350 | 7000 | No | - | - | - | 4122.14 | 15078 | No | 1233.9 | 7539 | No | - | - | 16000 | 4.38 | 1480 | 8000 | No | - | - | Yes | 3820 | 11590 | No | - | - | No | - | - | - | - | - | No | - | - | No | - | - | No | - | - | - | - | 4.756 | 4.466 | 4.762 | 5.833 | 5.371 | 5.156 | 810 | 1304 | 3835 | 1741 | 2231 | 5083 | 3 | 2.5 | 3 | 3.446 | 4.126 | 4.937 | 3.734 | 4.473 | 4.955 | 6078 | 2125 | 290 | 1904 | 910 | 184 | 1.5 | 2.5 | 3 | No | - | - | - | - | N/A | N/A | N/A | 7.3 | 3.0873 | 3.6325
[SEER Non Multi-Split <=65kW] GEMS (Air Conditioners up to 65kW) Determination 2019 | MEPS 2019 | AS/NZS 3823.1.2:2012 | RAV-GM1601ATP-A/RAV-GM1601DTP-A |  | N/A | Toshiba | N/A | Ducted | Single Split System | - | Air | Air | Thailand | 4.37 | N/A | 14 | N/A | N/A | N/A | N/A | N/A | 4.15 | 16 | Enthalpy Test Room | 3.1435 | 3.8368 | N/A | - | N/A | N/A | N/A | N/A | N/A | N/A | N/A | N/A | N/A | N/A | N/A | N/A | N/A | N/A | N/A | N/A | N/A | Single | R32 | Australia,Fiji,New Zealand | 138800 | 2026-06-01 |  | Approved | Reverse Cycle | N/A | Yes | Class 11 | Yes | N/A | N/A | N/A | N/A | N/A | N/A | N/A | Available | N/A | N/A | http://www.toshiba-aircon.in.th/ |  | N/A |  |  | AAC6043 | Yes | Variable output compressor | Inverter | No | - | 14000 | 4.37 | - | 1700 | 7000 | No | - | - | - | 3994.18 | 15078 | No | 1553.8 | 7539 | No | - | - | 16000 | 4.15 | 1800 | 8000 | No | - | - | Yes | 3670 | 11590 | No | - | - | No | - | - | - | - | - | No | - | - | No | - | - | No | - | - | - | - | 4.092 | 3.954 | 4.205 | 4.844 | 4.548 | 4.479 | 943 | 1474 | 4344 | 2098 | 2636 | 5852 | 2.5 | 2 | 2.5 | 3.22 | 3.701 | 4.101 | 3.355 | 3.852 | 4.09 | 6507 | 2369 | 347 | 2119 | 1056 | 222 | 1.5 | 2 | 2.5 | No | - | - | - | - | N/A | N/A | N/A | 8 | 3.184 | 3.8305
[SEER Non Multi-Split <=65kW] GEMS (Air Conditioners up to 65kW) Determination 2019 | MEPS 2019 | AS/NZS 3823.1.1:2012 | RAV-GM1601ATP-A/RAV-GM1601UTP-A |  | N/A | Toshiba | N/A | Non Ducted | Single Split System | Cassette | Air | Air | Thailand | 4.37 | N/A | 14 | N/A | N/A | N/A | N/A | N/A | 4.38 | 16 | Enthalpy Test Room | 3.2495 | 3.7192 | N/A | - | N/A | N/A | N/A | N/A | N/A | N/A | N/A | N/A | N/A | N/A | N/A | N/A | N/A | N/A | N/A | N/A | N/A | Single | R32 | Australia,Fiji,New Zealand | 138755 | 2026-06-01 |  | Approved | Reverse Cycle | N/A | Yes | Class 11 | Yes | N/A | N/A | N/A | N/A | N/A | N/A | N/A | Available | N/A | N/A | http://www.toshiba-aircon.in.th/ |  | N/A |  |  | AAC6031 | Yes | Variable output compressor | Inverter | No | - | 14000 | 4.37 | - | 1340 | 7000 | No | - | - | - | 3994.18 | 15078 | No | 1224.76 | 7539 | No | - | - | 16000 | 4.38 | 1470 | 8000 | No | - | - | Yes | 3820 | 11590 | No | - | - | No | - | - | - | - | - | No | - | - | No | - | - | No | - | - | - | - | 4.809 | 4.534 | 4.84 | 5.891 | 5.437 | 5.235 | 800 | 1284 | 3771 | 1723 | 2203 | 5005 | 3 | 3 | 3 | 3.456 | 4.144 | 4.97 | 3.749 | 4.497 | 4.988 | 6062 | 2117 | 289 | 1898 | 906 | 184 | 1.5 | 2.5 | 3 | No | - | - | - | - | N/A | N/A | N/A | 7.7 | 3.1847 | 3.6314
[SEER Non Multi-Split <=65kW] GEMS (Air Conditioners up to 65kW) Determination 2019 | MEPS 2019 | AS/NZS 3823.1.2:2012 | RAV-GM2241AT8-A / RAV-RM2241DTP-E1 |  | N/A | Toshiba | N/A | Ducted | Single Split System | - | Air | Air | Japan,Thailand | 6.2 | N/A | 20 | N/A | N/A | N/A | N/A | N/A | 5.71 | 22.4 | Enthalpy Test Room | 3.3544 | 4.0133 | N/A | - | N/A | N/A | N/A | N/A | N/A | N/A | N/A | N/A | N/A | N/A | N/A | N/A | N/A | N/A | N/A | N/A | N/A | Three | R32 | Australia,Fiji,New Zealand | 137493 | 2026-04-20 |  | Approved | Reverse Cycle | N/A | No | Class 11 | No | N/A | N/A | N/A | N/A | N/A | N/A | N/A | Available | N/A | N/A | http://www.toshiba-carrier.co.jp/ |  | N/A |  |  | AAC5904 | Yes | Variable output compressor | Inverter | No | - | 20000 | 6.2 | - | 2500 | 10000 | No | - | - | - | 5666.8 | 21540 | No | 2285 | 10770 | No | - | - | 22400 | 5.71 | 2500 | 11200 | No | - | - | Yes | 6200 | 18730 | No | - | - | No | - | - | - | - | - | No | - | - | No | - | - | No | - | - | - | - | 3.772 | 3.71 | 4.077 | 4.608 | 4.359 | 4.361 | 1427 | 2202 | 6358 | 3117 | 3896 | 8552 | 2 | 2 | 2.5 | 3.435 | 3.848 | 4.136 | 3.605 | 3.941 | 4.124 | 8579 | 3235 | 524 | 2798 | 1481 | 342 | 1.5 | 2 | 2.5 | No | - | - | - | - | N/A | N/A | N/A | 28 | 3.1773 | 3.859
[SEER Non Multi-Split <=65kW] GEMS (Air Conditioners up to 65kW) Determination 2019 | MEPS 2019 | AS/NZS 3823.1.2:2012 | RAV-GM2241AT8-A/RAV-RM2241DTP-E2 |  | N/A | Toshiba | N/A | Ducted | Single Split System | - | Air | Air | Thailand,Japan | 6.2 | N/A | 20 | N/A | N/A | N/A | N/A | N/A | 5.71 | 22.4 | Enthalpy Test Room | 3.3544 | 4.0133 | N/A | - | N/A | N/A | N/A | N/A | N/A | N/A | N/A | N/A | N/A | N/A | N/A | N/A | N/A | N/A | N/A | N/A | N/A | Three | R32 | Australia,Fiji,New Zealand | 141033 | 2026-08-24 |  | Approved | Reverse Cycle | N/A | No | Class 11 | No | N/A | N/A | N/A | N/A | N/A | N/A | N/A | Available | N/A | N/A | http://www.toshiba-aircon.in.th/ |  | N/A |  |  | AAC6230 | Yes | Variable output compressor | Inverter | No | - | 20000 | 6.2 | - | 2500 | 10000 | No | - | - | - | 5666.8 | 21540 | No | 2285 | 10770 | No | - | - | 22400 | 5.71 | 2500 | 11200 | No | - | - | Yes | 6200 | 18730 | No | - | - | No | - | - | - | - | - | No | - | - | No | - | - | No | - | - | - | 76 | 3.772 | 3.71 | 4.077 | 4.608 | 4.359 | 4.361 | 1427 | 2202 | 6358 | 3117 | 3896 | 8552 | 2 | 2 | 2.5 | 3.435 | 3.848 | 4.136 | 3.605 | 3.941 | 4.124 | 8579 | 3235 | 524 | 2798 | 1481 | 342 | 1.5 | 2 | 2.5 | No | - | - | - | - | N/A | N/A | N/A | 28 | 3.1773 | 3.859
[SEER Non Multi-Split <=65kW] GEMS (Air Conditioners up to 65kW) Determination 2019 | MEPS 2019 | AS/NZS 3823.1.2:2012 | RAV-GM2801AT8-A/RAV-RM2801DTP-E1 |  | N/A | Toshiba | N/A | Ducted | Single Split System | - | Air | Air | Japan,Thailand | 7.98 | N/A | 24 | N/A | N/A | N/A | N/A | N/A | 7.52 | 27 | Enthalpy Test Room | 3.2185 | 3.7478 | N/A | 61.95 | N/A | N/A | N/A | N/A | N/A | N/A | N/A | N/A | N/A | N/A | N/A | N/A | N/A | N/A | N/A | N/A | N/A | Three | R32 | Australia,Fiji,New Zealand | 137501 | 2026-04-23 |  | Approved | Reverse Cycle | N/A | No | Class 11 | No | N/A | N/A | N/A | N/A | N/A | N/A | N/A | Available | N/A | N/A | http://www.toshiba-carrier.co.jp/ |  | N/A |  |  | AAC5919 | Yes | Variable output compressor | Inverter | No | - | 24000 | 7.98 | - | 3430 | 12000 | No | - | - | - | 7293.72 | 25848 | No | 3135.02 | 12924 | No | - | - | 27000 | 7.52 | 3220 | 13500 | No | - | - | Yes | 7800 | 22570 | No | - | - | No | - | - | - | - | - | No | - | - | No | - | - | No | - | - | - | - | 3.464 | 3.405 | 3.686 | 4.128 | 3.909 | 3.916 | 1885 | 2905 | 8466 | 4198 | 5234 | 11451 | 1.5 | 1.5 | 2 | 3.234 | 3.591 | 3.867 | 3.391 | 3.685 | 3.858 | 10962 | 4154 | 653 | 3567 | 1890 | 422 | 1.5 | 2 | 2 | No | - | - | - | - | N/A | N/A | N/A | 27 | 2.9735 | 3.5474
[SEER Non Multi-Split <=65kW] GEMS (Air Conditioners up to 65kW) Determination 2019 | MEPS 2019 | AS/NZS 3823.1.2:2012 | RAV-GM2801AT8-A/RAV-RM2801DTP-E2 |  | N/A | Toshiba | N/A | Ducted | Single Split System | - | Air | Air | Thailand,Japan | 7.98 | N/A | 24 | N/A | N/A | N/A | N/A | N/A | 7.52 | 27 | Enthalpy Test Room | 3.2185 | 3.7478 | N/A | 61.95 | N/A | N/A | N/A | N/A | N/A | N/A | N/A | N/A | N/A | N/A | N/A | N/A | N/A | N/A | N/A | N/A | N/A | Three | R32 | Australia,Fiji,New Zealand | 141035 | 2026-08-24 |  | Approved | Reverse Cycle | N/A | No | Class 11 | No | N/A | N/A | N/A | N/A | N/A | N/A | N/A | Available | N/A | N/A | http://www.toshiba-aircon.in.th/ |  | N/A |  |  | AAC6229 | Yes | Variable output compressor | Inverter | No | - | 24000 | 7.98 | - | 3430 | 12000 | No | - | - | - | 7293.72 | 25848 | No | 3135.02 | 12924 | No | - | - | 27000 | 7.52 | 3220 | 13500 | No | - | - | Yes | 7800 | 22570 | No | - | - | No | - | - | - | - | - | No | - | - | No | - | - | No | - | - | - | 78 | 3.464 | 3.405 | 3.686 | 4.128 | 3.909 | 3.916 | 1885 | 2905 | 8466 | 4198 | 5234 | 11451 | 1.5 | 1.5 | 2 | 3.234 | 3.591 | 3.867 | 3.391 | 3.685 | 3.858 | 10962 | 4154 | 653 | 3567 | 1890 | 422 | 1.5 | 2 | 2 | No | - | - | - | - | N/A | N/A | N/A | 27 | 2.9735 | 3.5474
[SEER Non Multi-Split <=65kW] GEMS (Air Conditioners up to 65kW) Determination 2019 | MEPS 2019 | AS/NZS 3823.1.1:2012 | RAV-GM301ATP-A/RAV-GM301KRTP-A |  | N/A | Toshiba | N/A | Non Ducted | Single Split System | Wall Hung | Air | Air | Thailand | 0.59 | N/A | 2.5 | N/A | N/A | N/A | N/A | N/A | 0.85 | 3.4 | Calorimeter Room | 4.1683 | 3.9558 | N/A | - | N/A | N/A | N/A | N/A | N/A | N/A | N/A | N/A | N/A | N/A | N/A | N/A | N/A | N/A | N/A | N/A | N/A | Single | R32 | Australia,Fiji,New Zealand | 138718 | 2026-05-31 |  | Approved | Reverse Cycle | N/A | No | Class 8 | No | N/A | N/A | N/A | N/A | N/A | N/A | N/A | Available | N/A | N/A | http://www.toshiba-aircon.in.th/ |  | N/A |  |  | AAC6016 | Yes | Variable output compressor | Inverter | No | - | 2500 | 0.59 | - | 190 | 1250 | No | - | - | - | 539.26 | 2692.5 | No | 173.66 | 1346.25 | No | - | - | 3400 | 0.85 | 310 | 1700 | No | - | - | Yes | 740 | 2500 | No | - | - | No | - | - | - | - | - | No | - | - | No | - | - | No | - | - | 55 | 61 | 4.665 | 4.704 | 5.773 | 6.571 | 6.249 | 6.401 | 134 | 204 | 549 | 263 | 329 | 718 | 3 | 3 | 4 | 3.63 | 4.31 | 5.024 | 3.885 | 4.608 | 5.033 | 1240 | 449 | 76 | 402 | 200 | 51 | 2 | 2.5 | 3.5 | No | - | - | - | - | N/A | N/A | N/A | 7.6 | 4.0605 | 3.8827
[SEER Non Multi-Split <=65kW] GEMS (Air Conditioners up to 65kW) Determination 2019 | MEPS 2019 | AS/NZS 3823.1.1:2012 | RAV-GM301ATP-A/RAV-HM301MUTP-E |  | N/A | Toshiba | N/A | Non Ducted | Single Split System | Cassette | Air | Air | Thailand | 0.59 | N/A | 2.5 | N/A | N/A | N/A | N/A | N/A | 0.76 | 3.4 | Enthalpy Test Room | 4.3368 | 4.3711 | N/A | - | N/A | N/A | N/A | N/A | N/A | N/A | N/A | N/A | N/A | N/A | N/A | N/A | N/A | N/A | N/A | N/A | N/A | Single | R32 | Australia,Fiji,New Zealand | 160341 | 2029-04-01 |  | Approved | Reverse Cycle | N/A | Yes | Class 8 | Yes | N/A | N/A | N/A | N/A | N/A | N/A | N/A | Available | N/A | N/A | http://www.toshiba-aircon.in.th/ |  | N/A |  |  | AAC8148 | Yes | Variable output compressor | Inverter | No | - | 2500 | 0.59 | - | 240 | 1250 | No | - | - | - | 539.26 | 2692.5 | No | 219.36 | 1346.25 | No | - | - | 3400 | 0.76 | 330 | 1700 | No | - | - | Yes | 670 | 2500 | No | - | - | No | - | - | - | - | - | No | - | - | No | - | - | No | - | - | - | - | 4.145 | 4.228 | 5.079 | 5.553 | 5.334 | 5.531 | 153 | 230 | 626 | 314 | 388 | 833 | 2.5 | 2.5 | 3.5 | 3.671 | 4.281 | 4.754 | 3.842 | 4.457 | 4.741 | 1226 | 451 | 79 | 406 | 207 | 53 | 2 | 2.5 | 3 | No | - | - | - | - | N/A | N/A | N/A | 7.5 | 4.0627 | 4.3293
[SEER Non Multi-Split <=65kW] GEMS (Air Conditioners up to 65kW) Determination 2019 | MEPS 2019 | AS/NZS 3823.1.1:2012 | RAV-GM301ATP-A/RAV-RM301MUT-E |  | N/A | Toshiba | N/A | Non Ducted | Single Split System | Cassette | Air | Air | Thailand | 0.59 | N/A | 2.5 | N/A | N/A | N/A | N/A | N/A | 0.76 | 3.4 | Enthalpy Test Room | 4.3368 | 4.3711 | N/A | - | N/A | N/A | N/A | N/A | N/A | N/A | N/A | N/A | N/A | N/A | N/A | N/A | N/A | N/A | N/A | N/A | N/A | Single | R32 | Australia,Fiji,New Zealand | 138729 | 2026-06-01 |  | Approved | Reverse Cycle | N/A | Yes | Class 8 | Yes | N/A | N/A | N/A | N/A | N/A | N/A | N/A | Available | N/A | N/A | http://www.toshiba-aircon.in.th/ |  | N/A |  |  | AAC6028 | Yes | Variable output compressor | Inverter | No | - | 2500 | 0.59 | - | 240 | 1250 | No | - | - | - | 539.26 | 2692.5 | No | 219.36 | 1346.25 | No | - | - | 3400 | 0.76 | 330 | 1700 | No | - | - | Yes | 670 | 2500 | No | - | - | No | - | - | - | - | - | No | - | - | No | - | - | No | - | - | - | - | 4.145 | 4.228 | 5.079 | 5.553 | 5.334 | 5.531 | 153 | 230 | 626 | 314 | 388 | 833 | 2.5 | 2.5 | 3.5 | 3.671 | 4.281 | 4.754 | 3.842 | 4.457 | 4.741 | 1226 | 451 | 79 | 406 | 207 | 53 | 2 | 2.5 | 3 | No | - | - | - | - | N/A | N/A | N/A | 7.5 | 4.0627 | 4.3293
[SEER Non Multi-Split <=65kW] GEMS (Air Conditioners up to 65kW) Determination 2019 | MEPS 2019 | AS/NZS 3823.1.1:2012 | RAV-GM401ATP-A/RAV-GM401KRTP-A |  | N/A | Toshiba | N/A | Non Ducted | Single Split System | Wall Hung | Air | Air | Thailand | 0.97 | N/A | 3.6 | N/A | N/A | N/A | N/A | N/A | 1 | 4 | Calorimeter Room | 3.7809 | 3.9848 | N/A | - | N/A | N/A | N/A | N/A | N/A | N/A | N/A | N/A | N/A | N/A | N/A | N/A | N/A | N/A | N/A | N/A | N/A | Single | R32 | Australia,Fiji,New Zealand | 138721 | 2026-06-01 |  | Approved | Reverse Cycle | N/A | Yes | Class 8 | Yes | N/A | N/A | N/A | N/A | N/A | N/A | N/A | Available | N/A | N/A | http://www.toshiba-aircon.in.th/ |  | N/A |  |  | AAC6027 | Yes | Variable output compressor | Inverter | No | - | 3600 | 0.97 | - | 300 | 1800 | No | - | - | - | 886.58 | 3877.2 | No | 274.2 | 1938.6 | No | - | - | 4000 | 1 | 390 | 2000 | No | - | - | Yes | 920 | 2800 | No | - | - | No | - | - | - | - | - | No | - | - | No | - | - | No | - | - | 56 | 64 | 4.734 | 4.636 | 5.359 | 6.306 | 5.912 | 5.882 | 197 | 309 | 862 | 402 | 509 | 1134 | 3 | 3 | 3.5 | 3.128 | 3.714 | 4.711 | 3.44 | 4.148 | 4.711 | 1686 | 604 | 89 | 528 | 257 | 59 | 1.5 | 2 | 3 | No | - | - | - | - | N/A | N/A | N/A | 7.3 | 3.6193 | 3.9037
[SEER Non Multi-Split <=65kW] GEMS (Air Conditioners up to 65kW) Determination 2019 | MEPS 2019 | AS/NZS 3823.1.1:2012 | RAV-GM401ATP-A/RAV-HM401MUTP-E |  | N/A | Toshiba | N/A | Non Ducted | Single Split System | Cassette | Air | Air | Thailand | 0.9 | N/A | 3.6 | N/A | N/A | N/A | N/A | N/A | 0.95 | 4 | Enthalpy Test Room | 4.086 | 4.1976 | N/A | - | N/A | N/A | N/A | N/A | N/A | N/A | N/A | N/A | N/A | N/A | N/A | N/A | N/A | N/A | N/A | N/A | N/A | Single | R32 | Australia,Fiji,New Zealand | 160342 | 2029-03-26 |  | Approved | Reverse Cycle | N/A | Yes | Class 8 | Yes | N/A | N/A | N/A | N/A | N/A | N/A | N/A | Available | N/A | N/A | http://www.toshiba-aircon.in.th/ |  | N/A |  |  | AAC8141 | Yes | Variable output compressor | Inverter | No | - | 3600 | 0.9 | - | 360 | 1800 | No | - | - | - | 822.6 | 3877.2 | No | 329.04 | 1938.6 | No | - | - | 4000 | 0.95 | 380 | 2000 | No | - | - | Yes | 840 | 2900 | No | - | - | No | - | - | - | - | - | No | - | - | No | - | - | No | - | - | - | - | 4.369 | 4.363 | 4.982 | 5.566 | 5.295 | 5.372 | 216 | 330 | 930 | 459 | 571 | 1244 | 2.5 | 2.5 | 3 | 3.584 | 4.234 | 4.84 | 3.808 | 4.478 | 4.837 | 1473 | 532 | 87 | 478 | 238 | 58 | 2 | 2.5 | 3 | No | - | - | - | - | N/A | N/A | N/A | 7 | 3.8975 | 4.1082
[SEER Non Multi-Split <=65kW] GEMS (Air Conditioners up to 65kW) Determination 2019 | MEPS 2019 | AS/NZS 3823.1.1:2012 | RAV-GM401ATP-A/RAV-RM401MUT-E |  | N/A | Toshiba | N/A | Non Ducted | Single Split System | Cassette | Air | Air | Thailand,Japan | 0.9 | N/A | 3.6 | N/A | N/A | N/A | N/A | N/A | 0.95 | 4 | Enthalpy Test Room | 4.086 | 4.1976 | N/A | - | N/A | N/A | N/A | N/A | N/A | N/A | N/A | N/A | N/A | N/A | N/A | N/A | N/A | N/A | N/A | N/A | N/A | Single | R32 | Australia,Fiji,New Zealand | 138730 | 2026-05-31 |  | Approved | Reverse Cycle | N/A | Yes | Class 8 | Yes | N/A | N/A | N/A | N/A | N/A | N/A | N/A | Available | N/A | N/A | http://www.toshiba-aircon.in.th/ |  | N/A |  |  | AAC6018 | Yes | Variable output compressor | Inverter | No | - | 3600 | 0.9 | - | 360 | 1800 | No | - | - | - | 822.6 | 3877.2 | No | 329.04 | 1938.6 | No | - | - | 4000 | 0.95 | 380 | 2000 | No | - | - | Yes | 840 | 2900 | No | - | - | No | - | - | - | - | - | No | - | - | No | - | - | - | - | - | - | - | 4.369 | 4.363 | 4.982 | 5.566 | 5.295 | 5.372 | 216 | 330 | 930 | 459 | 571 | 1244 | 2.5 | 2.5 | 3 | 3.584 | 4.234 | 4.84 | 3.808 | 4.478 | 4.837 | 1473 | 532 | 87 | 478 | 238 | 58 | 2 | 2.5 | 3 | No | - | - | - | - | N/A | N/A | N/A | 7 | 3.8975 | 4.1082
[SEER Non Multi-Split <=65kW] GEMS (Air Conditioners up to 65kW) Determination 2019 | MEPS 2019 | AS/NZS 3823.1.2:2012 | RAV-GM561ATP-A/RAV-GM561BTP-A |  | N/A | Toshiba | N/A | Ducted | Single Split System | - | Air | Air | Thailand | 1.51 | N/A | 5 | N/A | N/A | N/A | N/A | N/A | 1.43 | 5.3 | Enthalpy Test Room | 3.2136 | 3.7456 | N/A | - | N/A | N/A | N/A | N/A | N/A | N/A | N/A | N/A | N/A | N/A | N/A | N/A | N/A | N/A | N/A | N/A | N/A | Single | R32 | Australia,Fiji,New Zealand | 138904 | 2026-06-04 |  | Approved | Reverse Cycle | N/A | Yes | Class 10 | Yes | N/A | N/A | N/A | N/A | N/A | N/A | N/A | Available | N/A | N/A | http://www.toshiba-aircon.in.th/ |  | N/A |  |  | AAC6049 | Yes | Variable output compressor | Inverter | No | - | 5000 | 1.51 | - | 590 | 2500 | No | - | - | - | 1380.14 | 5385 | No | 539.26 | 2692.5 | No | - | - | 5300 | 1.43 | 560 | 2650 | No | - | - | Yes | 1270 | 3840 | No | - | - | No | - | - | - | - | - | No | - | - | No | - | - | No | - | - | - | - | 3.902 | 3.839 | 4.25 | 4.824 | 4.56 | 4.561 | 343 | 530 | 1523 | 742 | 929 | 2043 | 2 | 2 | 2.5 | 3.259 | 3.804 | 4.348 | 3.451 | 4.027 | 4.348 | 2140 | 777 | 121 | 693 | 345 | 79 | 1.5 | 2 | 2.5 | No | - | - | - | - | N/A | N/A | N/A | 7.6 | 3.2559 | 3.6409
[SEER Non Multi-Split <=65kW] GEMS (Air Conditioners up to 65kW) Determination 2019 | MEPS 2019 | AS/NZS 3823.1.1:2012 | RAV-GM561ATP-A/RAV-GM561CTP-A |  | N/A | Toshiba | N/A | Non Ducted | Single Split System | Under ceiling | Air | Air | Thailand | 1.51 | N/A | 5 | N/A | N/A | N/A | N/A | N/A | 1.36 | 5.3 | Enthalpy Test Room | 3.3261 | 3.9663 | N/A | - | N/A | N/A | N/A | N/A | N/A | N/A | N/A | N/A | N/A | N/A | N/A | N/A | N/A | N/A | N/A | N/A | N/A | Single | R32 | Australia,Fiji,New Zealand | 138771 | 2026-06-01 |  | Approved | Reverse Cycle | N/A | Yes | Class 9 | Yes | N/A | N/A | N/A | N/A | N/A | N/A | N/A | Available | N/A | N/A | http://www.toshiba-aircon.in.th/ |  | N/A |  |  | AAC6032 | Yes | Variable output compressor | Inverter | No | - | 5000 | 1.51 | - | 550 | 2500 | No | - | - | - | 1380.14 | 5385 | No | 502.7 | 2692.5 | No | - | - | 5300 | 1.36 | 500 | 2650 | No | - | - | Yes | 1200 | 3840 | No | - | - | No | - | - | - | - | - | No | - | - | No | - | - | No | - | - | - | - | 4.082 | 3.993 | 4.429 | 5.103 | 4.804 | 4.774 | 327 | 509 | 1461 | 701 | 881 | 1951 | 2.5 | 2 | 2.5 | 3.493 | 4.152 | 4.857 | 3.748 | 4.448 | 4.864 | 1998 | 713 | 110 | 639 | 314 | 72 | 1.5 | 2.5 | 3 | No | - | - | - | - | N/A | N/A | N/A | 7.5 | 3.2566 | 3.8257
[SEER Non Multi-Split <=65kW] GEMS (Air Conditioners up to 65kW) Determination 2019 | MEPS 2019 | AS/NZS 3823.1.2:2012 | RAV-GM561ATP-A/RAV-GM561DTP-A |  | N/A | Toshiba | N/A | Ducted | Single Split System | - | Air | Air | Thailand | 1.49 | N/A | 5 | N/A | N/A | N/A | N/A | N/A | 1.23 | 5.3 | Enthalpy Test Room | 3.3706 | 4.2955 | N/A | - | N/A | N/A | N/A | N/A | N/A | N/A | N/A | N/A | N/A | N/A | N/A | N/A | N/A | N/A | N/A | N/A | N/A | Single | R32 | Australia,Fiji,New Zealand | 138794 | 2026-06-01 |  | Approved | Reverse Cycle | N/A | Yes | Class 10 | Yes | N/A | N/A | N/A | N/A | N/A | N/A | N/A | Available | N/A | N/A | http://www.toshiba-aircon.in.th/ |  | N/A |  |  | AAC6041 | Yes | Variable output compressor | Inverter | No | - | 5000 | 1.49 | - | 620 | 2500 | No | - | - | - | 1361.86 | 5385 | No | 566.68 | 2692.5 | No | - | - | 5300 | 1.23 | 560 | 2650 | No | - | - | Yes | 1090 | 3840 | No | - | - | No | - | - | - | - | - | No | - | - | No | - | - | No | - | - | - | - | 3.796 | 3.754 | 4.15 | 4.648 | 4.409 | 4.436 | 353 | 542 | 1560 | 771 | 961 | 2101 | 2 | 2 | 2.5 | 3.447 | 3.983 | 4.376 | 3.585 | 4.123 | 4.359 | 2025 | 743 | 121 | 667 | 338 | 79 | 1.5 | 2 | 2.5 | No | - | - | - | - | N/A | N/A | N/A | 7.6 | 3.2988 | 4.2208
[SEER Non Multi-Split <=65kW] GEMS (Air Conditioners up to 65kW) Determination 2019 | MEPS 2019 | AS/NZS 3823.1.1:2012 | RAV-GM561ATP-A/RAV-GM561KRTP-A |  | N/A | Toshiba | N/A | Non Ducted | Single Split System | Wall Hung | Air | Air | Thailand | 1.51 | N/A | 5 | N/A | N/A | N/A | N/A | N/A | 1.36 | 5.3 | Calorimeter Room | 3.4378 | 3.9204 | N/A | - | N/A | N/A | N/A | N/A | N/A | N/A | N/A | N/A | N/A | N/A | N/A | N/A | N/A | N/A | N/A | N/A | N/A | Single | R32 | Australia,Fiji,New Zealand | 138724 | 2026-05-31 |  | Approved | Reverse Cycle | N/A | Yes | Class 9 | Yes | N/A | N/A | N/A | N/A | N/A | N/A | N/A | Available | N/A | N/A | http://www.toshiba-aircon.in.th/ |  | N/A |  |  | AAC6017 | Yes | Variable output compressor | Inverter | No | - | 5000 | 1.51 | - | 470 | 2500 | No | - | - | - | 1380.14 | 5385 | No | 429.58 | 2692.5 | No | - | - | 5300 | 1.36 | 480 | 2650 | No | - | - | Yes | 1220 | 3720 | No | - | - | No | - | - | - | - | - | No | - | - | No | - | - | No | - | - | 57 | 63 | 4.49 | 4.335 | 4.846 | 5.772 | 5.38 | 5.283 | 296 | 467 | 1333 | 618 | 785 | 1762 | 2.5 | 2.5 | 3 | 3.214 | 3.861 | 5.052 | 3.579 | 4.38 | 5.064 | 2170 | 766 | 107 | 669 | 319 | 70 | 1.5 | 2 | 3.5 | No | - | - | - | - | N/A | N/A | N/A | 7.6 | 3.2559 | 3.8248
[SEER Non Multi-Split <=65kW] GEMS (Air Conditioners up to 65kW) Determination 2019 | MEPS 2019 | AS/NZS 3823.1.1:2012 | RAV-GM561ATP-A/RAV-GM561UTP-A |  | N/A | Toshiba | N/A | Non Ducted | Single Split System | Cassette | Air | Air | Thailand,Japan | 1.43 | N/A | 5 | N/A | N/A | N/A | N/A | N/A | 1.23 | 5.3 | Enthalpy Test Room | 3.5188 | 4.2719 | N/A | - | N/A | N/A | N/A | N/A | N/A | N/A | N/A | N/A | N/A | N/A | N/A | N/A | N/A | N/A | N/A | N/A | N/A | Single | R32 | Australia,Fiji,New Zealand | 138734 | 2026-05-31 |  | Approved | Reverse Cycle | N/A | Yes | Class 9 | Yes | N/A | N/A | N/A | N/A | N/A | N/A | N/A | Available | N/A | N/A | http://www.toshiba-aircon.in.th/ |  | N/A |  |  | AAC6019 | Yes | Variable output compressor | Inverter | No | - | 5000 | 1.43 | - | 480 | 2500 | No | - | - | - | 1307.02 | 5385 | No | 438.72 | 2692.5 | No | - | - | 5300 | 1.23 | 450 | 2650 | No | - | - | Yes | 1090 | 3840 | No | - | - | No | - | - | - | - | - | No | - | - | No | - | - | No | - | - | - | - | 4.486 | 4.369 | 4.889 | 5.72 | 5.363 | 5.306 | 296 | 463 | 1321 | 624 | 787 | 1754 | 2.5 | 2.5 | 3 | 3.787 | 4.572 | 5.396 | 4.094 | 4.916 | 5.404 | 1845 | 650 | 102 | 587 | 286 | 67 | 2 | 3 | 3.5 | No | - | - | - | - | N/A | N/A | N/A | 7.7 | 3.434 | 4.2197
[SEER Non Multi-Split <=65kW] GEMS (Air Conditioners up to 65kW) Determination 2019 | MEPS 2019 | AS/NZS 3823.1.1:2012 | RAV-GM561ATP-A/RAV-HM561MUTP-E |  | N/A | Toshiba | N/A | Non Ducted | Single Split System | Cassette | Air | Air | Thailand | 1.55 | N/A | 5 | N/A | N/A | N/A | N/A | N/A | 1.47 | 5.3 | Enthalpy Test Room | 3.1848 | 3.6669 | N/A | - | N/A | N/A | N/A | N/A | N/A | N/A | N/A | N/A | N/A | N/A | N/A | N/A | N/A | N/A | N/A | N/A | N/A | Single | R32 | Australia,Fiji,New Zealand | 160343 | 2029-04-01 |  | Approved | Reverse Cycle | N/A | Yes | Class 9 | Yes | N/A | N/A | N/A | N/A | N/A | N/A | N/A | Available | N/A | N/A | http://www.toshiba-aircon.in.th/ |  | N/A |  |  | AAC8149 | Yes | Variable output compressor | Inverter | No | - | 5000 | 1.55 | - | 550 | 2500 | No | - | - | - | 1416.7 | 5385 | No | 502.7 | 2692.5 | No | - | - | 5300 | 1.47 | 530 | 2650 | No | - | - | Yes | 1300 | 3840 | No | - | - | No | - | - | - | - | - | No | - | - | No | - | - | No | - | - | - | - | 4.042 | 3.945 | 4.38 | 5.075 | 4.77 | 4.73 | 330 | 515 | 1477 | 705 | 887 | 1969 | 2.5 | 2 | 2.5 | 3.307 | 3.907 | 4.579 | 3.545 | 4.191 | 4.588 | 2110 | 757 | 116 | 675 | 333 | 76 | 1.5 | 2 | 3 | No | - | - | - | - | N/A | N/A | N/A | 7.7 | 3.1725 | 3.5427
[SEER Non Multi-Split <=65kW] GEMS (Air Conditioners up to 65kW) Determination 2019 | MEPS 2019 | AS/NZS 3823.1.1:2012 | RAV-GM561ATP-A/RAV-RM561MUT-E |  | N/A | Toshiba | N/A | Non Ducted | Single Split System | Cassette | Air | Air | Thailand,Japan | 1.55 | N/A | 5 | N/A | N/A | N/A | N/A | N/A | 1.47 | 5.3 | Enthalpy Test Room | 3.1848 | 3.6669 | N/A | - | N/A | N/A | N/A | N/A | N/A | N/A | N/A | N/A | N/A | N/A | N/A | N/A | N/A | N/A | N/A | N/A | N/A | Single | R32 | Australia,Fiji,New Zealand | 138731 | 2026-06-01 |  | Approved | Reverse Cycle | N/A | Yes | Class 9 | Yes | N/A | N/A | N/A | N/A | N/A | N/A | N/A | Available | N/A | N/A | http://www.toshiba-aircon.in.th/ |  | N/A |  |  | AAC6029 | Yes | Variable output compressor | Inverter | No | - | 5000 | 1.55 | - | 550 | 2500 | No | - | - | - | 1416.7 | 5385 | No | 502.7 | 2692.5 | No | - | - | 5300 | 1.47 | 530 | 2650 | No | - | - | Yes | 1300 | 3840 | No | - | - | No | - | - | - | - | - | No | - | - | No | - | - | No | - | - | - | - | 4.042 | 3.945 | 4.38 | 5.075 | 4.77 | 4.73 | 330 | 515 | 1477 | 705 | 887 | 1969 | 2.5 | 2 | 2.5 | 3.307 | 3.907 | 4.579 | 3.545 | 4.191 | 4.588 | 2110 | 757 | 116 | 675 | 333 | 76 | 1.5 | 2 | 3 | No | - | - | - | - | N/A | N/A | N/A | 7.7 | 3.1725 | 3.5427
[SEER Non Multi-Split <=65kW] (Air Conditioners up to 65kW) EE Regulations 2020 Schedule 2A | MEPS 2019 | AS/NZS 3823.1.1:2012 | RAV-GM561ATP-NZ/RAV-RM561KRTP-NZ1 |  | N/A | TOSHIBA | N/A | Non Ducted | Single Split System | Wall Hung | Air | Air | Thailand | 1.46 | N/A | 5 | N/A | N/A | N/A | N/A | N/A | 1.4 | 5.3 | Calorimeter Room | 3.2863 | 3.8376 | N/A | - | N/A | N/A | N/A | N/A | N/A | N/A | N/A | N/A | N/A | N/A | N/A | N/A | N/A | N/A | N/A | N/A | N/A | Single | R32 | Fiji,New Zealand | 131713 | 2120-10-30 |  | Approved | Reverse Cycle | N/A | No | Class 9 | No | N/A | N/A | N/A | N/A | N/A | N/A | N/A | Available | N/A | N/A | http://www.toshiba-carrier.co.th | http://www.toshibaheatpumps.com | N/A |  |  | ZAC0706 | Yes | Variable output compressor | Inverter | No | - | 5000 | 1.46 | - | 470 | 2500 | No | - | - | - | - | - | No | - | - | No | - | - | 5300 | 1.4 | 500 | 2650 | No | - | - | Yes | 1210 | 3720 | No | - | - | No | - | - | - | - | - | No | - | - | No | - | - | No | - | - | - | - | 4.268 | 4.193 | 4.834 | 5.644 | 5.304 | 5.29 | 304 | 474 | 1328 | 625 | 789 | 1752 | 2.5 | 2.5 | 3 | 3.16 | 3.761 | 4.852 | 3.493 | 4.238 | 4.862 | 2215 | 794 | 119 | 692 | 336 | 80 | 1.5 | 2 | 3 | No | - | - | - | - | N/A | N/A | N/A | 11 | 3.3396 | 3.6878
[SEER Non Multi-Split <=65kW] GEMS (Air Conditioners up to 65kW) Determination 2019 | MEPS 2019 | AS/NZS 3823.1.2:2012 | RAV-GM801ATP-A/RAV-GM801BTP-A |  | N/A | Toshiba | N/A | Ducted | Single Split System | - | Air | Air | Thailand | 1.97 | N/A | 7.1 | N/A | N/A | N/A | N/A | N/A | 2 | 8 | Enthalpy Test Room | 3.6327 | 4.0261 | N/A | - | N/A | N/A | N/A | N/A | N/A | N/A | N/A | N/A | N/A | N/A | N/A | N/A | N/A | N/A | N/A | N/A | N/A | Single | R32 | Australia,Fiji,New Zealand | 138905 | 2026-06-04 |  | Approved | Reverse Cycle | N/A | Yes | Class 10 | Yes | N/A | N/A | N/A | N/A | N/A | N/A | N/A | Available | N/A | N/A | http://www.toshiba-aircon.in.th/ |  | N/A |  |  | AAC6047 | Yes | Variable output compressor | Inverter | No | - | 7100 | 1.97 | - | 730 | 3550 | No | - | - | - | 1800.58 | 7646.7 | No | 667.22 | 3823.35 | No | - | - | 8000 | 2 | 820 | 4000 | No | - | - | Yes | 1770 | 5800 | No | - | - | No | - | - | - | - | - | No | - | - | No | - | - | No | - | - | - | - | 4.61 | 4.467 | 4.831 | 5.595 | 5.251 | 5.177 | 419 | 655 | 1911 | 916 | 1153 | 2562 | 3 | 2.5 | 3 | 3.402 | 3.972 | 4.491 | 3.588 | 4.178 | 4.485 | 3084 | 1110 | 164 | 995 | 492 | 106 | 1.5 | 2 | 2.5 | No | - | - | - | - | N/A | N/A | N/A | 6 | 3.5673 | 3.9598
[SEER Non Multi-Split <=65kW] GEMS (Air Conditioners up to 65kW) Determination 2019 | MEPS 2019 | AS/NZS 3823.1.1:2012 | RAV-GM801ATP-A/RAV-GM801CTP-A |  | N/A | Toshiba | N/A | Non Ducted | Single Split System | Under ceiling | Air | Air | Thailand | 1.97 | N/A | 7.1 | N/A | N/A | N/A | N/A | N/A | 2 | 8 | Enthalpy Test Room | 3.7011 | 4.0482 | N/A | - | N/A | N/A | N/A | N/A | N/A | N/A | N/A | N/A | N/A | N/A | N/A | N/A | N/A | N/A | N/A | N/A | N/A | Single | R32 | Australia,Fiji,New Zealand | 138773 | 2026-06-01 |  | Approved | Reverse Cycle | N/A | Yes | Class 9 | Yes | N/A | N/A | N/A | N/A | N/A | N/A | N/A | Available | N/A | N/A | http://www.toshiba-aircon.in.th/ |  | N/A |  |  | AAC6033 | Yes | Variable output compressor | Inverter | No | - | 7100 | 1.97 | - | 690 | 3550 | No | - | - | - | 1800.58 | 7646.7 | No | 630.66 | 3823.35 | No | - | - | 8000 | 2 | 830 | 4000 | No | - | - | Yes | 1770 | 5800 | No | - | - | No | - | - | - | - | - | No | - | - | No | - | - | No | - | - | - | - | 4.782 | 4.61 | 4.993 | 5.856 | 5.475 | 5.371 | 404 | 635 | 1848 | 875 | 1105 | 2470 | 3 | 3 | 3 | 3.384 | 3.942 | 4.439 | 3.562 | 4.137 | 4.432 | 3100 | 1118 | 166 | 1003 | 496 | 107 | 1.5 | 2 | 2.5 | No | - | - | - | - | N/A | N/A | N/A | 6 | 3.5673 | 3.9598
[SEER Non Multi-Split <=65kW] GEMS (Air Conditioners up to 65kW) Determination 2019 | MEPS 2019 | AS/NZS 3823.1.2:2012 | RAV-GM801ATP-A/RAV-GM801DTP-A |  | N/A | Toshiba | N/A | Ducted | Single Split System | - | Air | Air | Thailand | 1.82 | N/A | 7.1 | N/A | N/A | N/A | N/A | N/A | 2 | 8 | Enthalpy Test Room | 3.9073 | 4.0519 | N/A | - | N/A | N/A | N/A | N/A | N/A | N/A | N/A | N/A | N/A | N/A | N/A | N/A | N/A | N/A | N/A | N/A | N/A | Single | R32 | Australia,Fiji,New Zealand | 138795 | 2026-06-01 |  | Approved | Reverse Cycle | N/A | Yes | Class 10 | Yes | N/A | N/A | N/A | N/A | N/A | N/A | N/A | Available | N/A | N/A | http://www.toshiba-aircon.in.th/ |  | N/A |  |  | AAC6035 | Yes | Variable output compressor | Inverter | No | - | 7100 | 1.82 | - | 840 | 3550 | No | - | - | - | 1663.48 | 7646.7 | No | 767.76 | 3823.35 | No | - | - | 8000 | 2 | 900 | 4000 | No | - | - | Yes | 1770 | 5800 | No | - | - | No | - | - | - | - | - | No | - | - | No | - | - | No | - | - | - | - | 4.298 | 4.245 | 4.585 | 5.059 | 4.807 | 4.85 | 450 | 690 | 2014 | 1014 | 1260 | 2736 | 2.5 | 2.5 | 3 | 3.265 | 3.743 | 4.108 | 3.387 | 3.874 | 4.093 | 3213 | 1176 | 178 | 1054 | 529 | 115 | 1.5 | 2 | 2.5 | No | - | - | - | - | N/A | N/A | N/A | 6 | 3.8581 | 3.9598
[SEER Non Multi-Split <=65kW] GEMS (Air Conditioners up to 65kW) Determination 2019 | MEPS 2019 | AS/NZS 3823.1.1:2012 | RAV-GM801ATP-A/RAV-GM801KRTP-A |  | N/A | Toshiba | N/A | Non Ducted | Single Split System | Wall Hung | Air | Air | Thailand | 2.12 | N/A | 7.1 | N/A | N/A | N/A | N/A | N/A | 2.35 | 8 | Calorimeter Room | 3.3415 | 3.387 | N/A | - | N/A | N/A | N/A | N/A | N/A | N/A | N/A | N/A | N/A | N/A | N/A | N/A | N/A | N/A | N/A | N/A | N/A | Single | R32 | Australia,Fiji,New Zealand | 138725 | 2026-06-01 |  | Approved | Reverse Cycle | N/A | Yes | Class 9 | Yes | N/A | N/A | N/A | N/A | N/A | N/A | N/A | Available | N/A | N/A | http://www.toshiba-aircon.in.th/ |  | N/A |  |  | AAC6020 | Yes | Variable output compressor | Inverter | No | - | 7100 | 2.12 | - | 690 | 3550 | No | - | - | - | 1937.68 | 7646.7 | No | 630.66 | 3823.35 | No | - | - | 8000 | 2.35 | 810 | 4000 | No | - | - | Yes | 2040 | 6250 | No | - | - | No | - | - | - | - | - | No | - | - | No | - | - | No | - | - | 60 | 65 | 4.688 | 4.481 | 4.85 | 5.788 | 5.382 | 5.24 | 412 | 653 | 1903 | 885 | 1124 | 2532 | 3 | 2.5 | 3 | 3.41 | 3.929 | 4.514 | 3.718 | 4.175 | 4.528 | 3076 | 1122 | 164 | 961 | 492 | 105 | 1.5 | 2 | 3 | No | - | - | - | - | N/A | N/A | N/A | 6 | 3.3173 | 3.3751
[SEER Non Multi-Split <=65kW] GEMS (Air Conditioners up to 65kW) Determination 2019 | MEPS 2019 | AS/NZS 3823.1.1:2012 | RAV-GM801ATP-A/RAV-GM801UTP-A |  | N/A | Toshiba | N/A | Non Ducted | Single Split System | Cassette | Air | Air | Thailand,Japan | 1.97 | N/A | 7.1 | N/A | N/A | N/A | N/A | N/A | 2.1 | 8 | Enthalpy Test Room | 3.5799 | 3.8422 | N/A | - | N/A | N/A | N/A | N/A | N/A | N/A | N/A | N/A | N/A | N/A | N/A | N/A | N/A | N/A | N/A | N/A | N/A | Single | R32 | Australia,Fiji,New Zealand | 138736 | 2026-06-01 |  | Approved | Reverse Cycle | N/A | Yes | Class 9 | Yes | N/A | N/A | N/A | N/A | N/A | N/A | N/A | Available | N/A | N/A | http://www.toshiba-aircon.in.th/ |  | N/A |  |  | AAC6022 | Yes | Variable output compressor | Inverter | No | - | 7100 | 1.97 | - | 690 | 3550 | No | - | - | - | 1800.58 | 7646.7 | No | 630.66 | 3823.35 | No | - | - | 8000 | 2.1 | 740 | 4000 | No | - | - | Yes | 1860 | 5800 | No | - | - | No | - | - | - | - | - | No | - | - | No | - | - | No | - | - | - | - | 4.782 | 4.61 | 4.993 | 5.856 | 5.475 | 5.371 | 404 | 635 | 1848 | 875 | 1105 | 2470 | 3 | 3 | 3 | 3.491 | 4.173 | 4.946 | 3.769 | 4.501 | 4.958 | 3006 | 1057 | 151 | 948 | 457 | 97 | 1.5 | 2.5 | 3 | No | - | - | - | - | N/A | N/A | N/A | 6 | 3.5673 | 3.7731
[SEER Non Multi-Split <=65kW] (Air Conditioners up to 65kW) EE Regulations 2020 Schedule 2A | MEPS 2019 | AS/NZS 3823.1.2:2012 | RAV-GM901ATP-NZ/RAV-GM901BTP-E |  | N/A | TOSHIBA | N/A | Ducted | Single Split System | - | Air | Air | Thailand | 2.46 | N/A | 8 | N/A | N/A | N/A | N/A | N/A | 2.36 | 9 | Enthalpy Test Room | 3.4667 | 3.925 | N/A | - | N/A | N/A | N/A | N/A | N/A | N/A | N/A | N/A | N/A | N/A | N/A | N/A | N/A | N/A | N/A | N/A | N/A | Single | R32 | Fiji,New Zealand | 132363 | 2120-10-30 |  | Approved | Reverse Cycle | N/A | No | Class 10 | No | N/A | N/A | N/A | N/A | N/A | N/A | N/A | Available | N/A | N/A | http://www.ahi-carrier.co.nz/ | http://www.toshibaheatpumps.com | N/A |  |  | ZAC0708 | Yes | Variable output compressor | Inverter | No | - | 8000 | 2.46 | - | 810 | 4000 | No | - | - | - | - | - | No | - | - | No | - | - | 9000 | 2.36 | 830 | 4500 | No | - | - | Yes | 2170 | 6750 | No | - | - | No | - | - | - | - | - | No | - | - | No | - | - | No | - | - | - | - | 4.516 | 4.322 | 4.678 | 5.567 | 5.181 | 5.05 | 482 | 763 | 2224 | 1037 | 1316 | 2960 | 3 | 2.5 | 3 | 3.553 | 4.22 | 4.96 | 3.814 | 4.532 | 4.973 | 3323 | 1177 | 170 | 1055 | 512 | 109 | 2 | 2.5 | 3 | No | - | - | - | - | N/A | N/A | N/A | 7 | 3.2211 | 3.7757
[SEER Non Multi-Split <=65kW] (Air Conditioners up to 65kW) EE Regulations 2020 Schedule 2A | MEPS 2019 | AS/NZS 3823.1.1:2012 | RAV-GM901ATP-NZ/RAV-GM901CTP-E |  | N/A | TOSHIBA | N/A | Non Ducted | Single Split System | Under ceiling | Air | Air | Thailand | 2.35 | N/A | 8 | N/A | N/A | N/A | N/A | N/A | 2.25 | 9 | Enthalpy Test Room | 3.5219 | 4.1755 | N/A | - | N/A | N/A | N/A | N/A | N/A | N/A | N/A | N/A | N/A | N/A | N/A | N/A | N/A | N/A | N/A | N/A | N/A | Single | R32 | Fiji,New Zealand | 131698 | 2120-10-30 |  | Approved | Reverse Cycle | N/A | No | Class 9 | No | N/A | N/A | N/A | N/A | N/A | N/A | N/A | Available | N/A | N/A | http://www.toshiba-carrier.co.th | http://www.toshibaheatpumps.com | N/A |  |  | ZAC0704 | Yes | Variable output compressor | Inverter | No | - | 8000 | 2.35 | - | 790 | 4000 | No | - | - | - | - | - | No | - | - | No | - | - | 9000 | 2.25 | 790 | 4500 | No | - | - | No | - | - | - | 2070 | 6750 | No | - | - | - | - | - | - | - | - | No | - | - | No | - | - | - | - | 4.647 | 4.461 | 4.833 | 5.722 | 5.334 | 5.212 | 468 | 739 | 2152 | 1008 | 1278 | 2867 | 3 | 2.5 | 3 | 3.684 | 4.35 | 5.189 | 4.111 | 4.711 | 5.217 | 3206 | 1142 | 163 | 980 | 493 | 105 | 2 | 2.5 | 3.5 | No | - | - | - | - | N/A | N/A | N/A | 7 | 3.3703 | 3.9584
[SEER Non Multi-Split <=65kW] (Air Conditioners up to 65kW) EE Regulations 2020 Schedule 2A | MEPS 2019 | AS/NZS 3823.1.1:2012 | RAV-GM901ATP-NZ/RAV-GM901KRTP-NZ |  | N/A | TOSHIBA | N/A | Non Ducted | Single Split System | Wall Hung | Air | Air | Thailand | 2.06 | N/A | 6.7 | N/A | N/A | N/A | N/A | N/A | 2.61 | 8.5 | Calorimeter Room | 3.2347 | 3.2348 | N/A | - | N/A | N/A | N/A | N/A | N/A | N/A | N/A | N/A | N/A | N/A | N/A | N/A | N/A | N/A | N/A | N/A | N/A | Single | R32 | Fiji,New Zealand | 132355 | 2120-10-30 |  | Approved | Reverse Cycle | N/A | No | Class 9 | No | N/A | N/A | N/A | N/A | N/A | N/A | N/A | Available | N/A | N/A | http://www.toshiba-carrier.co.th | http://www.toshibaheatpumps.com | N/A |  |  | ZAC0707 | Yes | Variable output compressor | Inverter | No | - | 6700 | 2.06 | - | 670 | 3350 | No | - | - | - | - | - | No | - | - | No | - | - | 8500 | 2.61 | 960 | 4250 | No | - | - | Yes | 2440 | 6550 | No | - | - | No | - | - | - | - | - | No | - | - | No | - | - | No | - | - | - | - | 4.544 | 4.346 | 4.71 | 5.619 | 5.225 | 5.089 | 401 | 635 | 1849 | 860 | 1092 | 2459 | 3 | 2.5 | 3 | 3.096 | 3.555 | 4.057 | 3.255 | 3.764 | 4.063 | 3598 | 1314 | 191 | 1164 | 578 | 122 | 1.5 | 2 | 2.5 | No | - | - | - | - | N/A | N/A | N/A | 6 | 3.2207 | 3.2316
[SEER Non Multi-Split <=65kW] (Air Conditioners up to 65kW) EE Regulations 2020 Schedule 2A | MEPS 2019 | AS/NZS 3823.1.1:2012 | RAV-GM901ATP-NZ/RAV-GM901UTP-E |  | N/A | TOSHIBA | N/A | Non Ducted | Single Split System | Cassette | Air | Air | Thailand | 2.22 | N/A | 8 | N/A | N/A | N/A | N/A | N/A | 2.25 | 9 | Enthalpy Test Room | 3.7446 | 4.0995 | N/A | - | N/A | N/A | N/A | N/A | N/A | N/A | N/A | N/A | N/A | N/A | N/A | N/A | N/A | N/A | N/A | N/A | N/A | Single | R32 | Fiji,New Zealand | 131703 | 2120-10-30 |  | Approved | Reverse Cycle | N/A | No | Class 9 | No | N/A | N/A | N/A | N/A | N/A | N/A | N/A | Available | N/A | N/A | http://www.toshiba-carrier.co.th | http://www.toshibaheatpumps.com | N/A |  |  | ZAC0705 | Yes | Variable output compressor | Inverter | No | - | 8000 | 2.22 | - | 700 | 4000 | No | - | - | - | - | - | No | - | - | No | - | - | 9000 | 2.25 | 790 | 4500 | No | - | - | Yes | 2070 | 6750 | No | - | - | No | - | - | - | - | - | No | - | - | No | - | - | No | - | - | - | - | 5.103 | 4.873 | 5.304 | 6.364 | 5.909 | 5.748 | 425 | 675 | 1959 | 905 | 1152 | 2599 | 3.5 | 3 | 3.5 | 3.697 | 4.42 | 5.211 | 3.979 | 4.753 | 5.224 | 3194 | 1124 | 162 | 1012 | 489 | 105 | 2 | 2.5 | 3.5 | No | - | - | - | - | N/A | N/A | N/A | 7 | 3.5656 | 3.9584
[SEER Non Multi-Split <=65kW] GEMS (Air Conditioners up to 65kW) Determination 2019 | MEPS 2019 | AS/NZS 3823.1.2:2012 | RAV-GP1101AT8P-A/RAV-GM1101BTP-A |  | N/A | Toshiba | N/A | Ducted | Single Split System | - | Air | Air | Thailand | 2.44 | N/A | 10 | N/A | N/A | N/A | N/A | N/A | 2.61 | 11.2 | Enthalpy Test Room | 4.248 | 4.4028 | N/A | - | N/A | N/A | N/A | N/A | N/A | N/A | N/A | N/A | N/A | N/A | N/A | N/A | N/A | N/A | N/A | N/A | N/A | Three | R32 | Australia,Fiji,New Zealand | 137943 | 2026-05-04 |  | Approved | Reverse Cycle | N/A | Yes | Class 11 | Yes | N/A | N/A | N/A | N/A | N/A | N/A | N/A | Available | N/A | N/A | http://www.toshiba-aircon.in.th/ |  | N/A |  |  | AAC5941 | Yes | Variable output compressor | Inverter | No | - | 10000 | 2.44 | - | 920 | 5000 | No | - | - | - | 2230.16 | 10770 | No | 840.88 | 5385 | No | - | - | 11200 | 2.61 | 1130 | 5600 | No | - | - | Yes | 2210 | 8120 | No | - | - | No | - | - | - | - | - | No | - | - | No | - | - | No | - | - | - | - | 5.26 | 5.088 | 5.458 | 6.314 | 5.924 | 5.834 | 520 | 814 | 2386 | 1146 | 1442 | 3206 | 3.5 | 3.5 | 3.5 | 3.548 | 4.119 | 4.573 | 3.708 | 4.289 | 4.561 | 4135 | 1492 | 220 | 1344 | 666 | 141 | 2 | 2.5 | 3 | No | - | - | - | - | N/A | N/A | N/A | 6 | 4.0646 | 4.2581
[SEER Non Multi-Split <=65kW] GEMS (Air Conditioners up to 65kW) Determination 2019 | MEPS 2019 | AS/NZS 3823.1.1:2012 | RAV-GP1101AT8P-A/RAV-GM1101CTP-A |  | N/A | Toshiba | N/A | Non Ducted | Single Split System | Under ceiling | Air | Air | Thailand | 2.41 | N/A | 10 | N/A | N/A | N/A | N/A | N/A | 2.55 | 11.2 | Enthalpy Test Room | 4.0739 | 4.2887 | N/A | - | N/A | N/A | N/A | N/A | N/A | N/A | N/A | N/A | N/A | N/A | N/A | N/A | N/A | N/A | N/A | N/A | N/A | Three | R32 | Australia,Fiji,New Zealand | 138128 | 2026-05-11 |  | Approved | Reverse Cycle | N/A | Yes | Class 11 | Yes | N/A | N/A | N/A | N/A | N/A | N/A | N/A | Available | N/A | N/A | http://www.toshiba-aircon.in.th/ |  | N/A |  |  | AAC5968 | Yes | Variable output compressor | Inverter | No | - | 10000 | 2.41 | - | 940 | 5000 | No | - | - | - | 2202.74 | 10770 | No | 859.16 | 5385 | No | - | - | 11200 | 2.55 | 1040 | 5600 | No | - | - | Yes | 2250 | 8120 | No | - | - | No | - | - | - | - | - | No | - | - | No | - | - | No | - | - | - | - | 5.258 | 5.09 | 5.429 | 6.245 | 5.866 | 5.786 | 523 | 816 | 2401 | 1161 | 1458 | 3235 | 3.5 | 3.5 | 3.5 | 3.677 | 4.351 | 4.956 | 3.903 | 4.592 | 4.95 | 3989 | 1411 | 202 | 1275 | 621 | 129 | 2 | 2.5 | 3 | No | - | - | - | - | N/A | N/A | N/A | 5 | 4.1205 | 4.3632
[SEER Non Multi-Split <=65kW] GEMS (Air Conditioners up to 65kW) Determination 2019 | MEPS 2019 | AS/NZS 3823.1.2:2012 | RAV-GP1101AT8P-A/RAV-GM1101DTP-A |  | N/A | Toshiba | N/A | Ducted | Single Split System | - | Air | Air | Thailand | 2.67 | N/A | 10 | N/A | N/A | N/A | N/A | N/A | 2.55 | 11.2 | Enthalpy Test Room | 3.9677 | 4.4231 | N/A | - | N/A | N/A | N/A | N/A | N/A | N/A | N/A | N/A | N/A | N/A | N/A | N/A | N/A | N/A | N/A | N/A | N/A | Three | R32 | Australia,Fiji,New Zealand | 137936 | 2026-05-10 |  | Approved | Reverse Cycle | N/A | Yes | Class 11 | Yes | N/A | N/A | N/A | N/A | N/A | N/A | N/A | Available | N/A | N/A | http://www.toshiba-aircon.in.th/ |  | N/A |  |  | AAC5952 | Yes | Variable output compressor | Inverter | No | - | 10000 | 2.67 | - | 1100 | 5000 | No | - | - | - | 2440.38 | 10770 | No | 1005.4 | 5385 | No | - | - | 11200 | 2.55 | 1260 | 5600 | No | - | - | Yes | 2250 | 8120 | No | - | - | No | - | - | - | - | - | No | - | - | No | - | - | No | - | - | - | - | 4.585 | 4.458 | 4.746 | 5.395 | 5.084 | 5.04 | 601 | 933 | 2748 | 1345 | 1684 | 3715 | 3 | 2.5 | 3 | 3.378 | 3.851 | 4.124 | 3.465 | 3.93 | 4.099 | 4341 | 1593 | 241 | 1436 | 724 | 154 | 1.5 | 2 | 2.5 | No | - | - | - | - | N/A | N/A | N/A | 5.3 | 3.7204 | 4.3615
[SEER Non Multi-Split <=65kW] GEMS (Air Conditioners up to 65kW) Determination 2019 | MEPS 2019 | AS/NZS 3823.1.1:2012 | RAV-GP1101AT8P-A/RAV-GM1101UTP-A |  | N/A | Toshiba | N/A | Non Ducted | Single Split System | Cassette | Air | Air | Thailand | 2.32 | N/A | 10 | N/A | N/A | N/A | N/A | N/A | 2.41 | 11.2 | Enthalpy Test Room | 4.2539 | 4.5194 | N/A | - | N/A | N/A | N/A | N/A | N/A | N/A | N/A | N/A | N/A | N/A | N/A | N/A | N/A | N/A | N/A | N/A | N/A | Three | R32 | Australia,Fiji,New Zealand | 138026 | 2026-05-11 |  | Approved | Reverse Cycle | N/A | Yes | Class 11 | Yes | N/A | N/A | N/A | N/A | N/A | N/A | N/A | Available | N/A | N/A | http://www.toshiba-aircon.in.th/ |  | N/A |  |  | AAC5965 | Yes | Variable output compressor | Inverter | No | - | 10000 | 2.32 | - | 870 | 5000 | No | - | - | - | 2120.48 | 10770 | No | 795.18 | 5385 | No | - | - | 11200 | 2.41 | 1070 | 5600 | No | - | - | Yes | 2130 | 8120 | No | - | - | No | - | - | - | - | - | No | - | - | No | - | - | No | - | - | - | - | 5.534 | 5.355 | 5.754 | 6.661 | 6.249 | 6.155 | 494 | 773 | 2263 | 1086 | 1366 | 3038 | 4 | 3.5 | 4 | 3.705 | 4.347 | 4.834 | 3.889 | 4.527 | 4.818 | 3961 | 1415 | 209 | 1282 | 632 | 134 | 2 | 2.5 | 3 | No | - | - | - | - | N/A | N/A | N/A | 6 | 4.273 | 4.6085
[SEER Non Multi-Split <=65kW] GEMS (Air Conditioners up to 65kW) Determination 2019 | MEPS 2019 | AS/NZS 3823.1.2:2012 | RAV-GP1101ATP-A/RAV-GM1101BTP-A |  | N/A | Toshiba | N/A | Ducted | Single Split System | - | Air | Air | Thailand | 2.44 | N/A | 10 | N/A | N/A | N/A | N/A | N/A | 2.61 | 11.2 | Enthalpy Test Room | 4.0535 | 4.271 | N/A | - | N/A | N/A | N/A | N/A | N/A | N/A | N/A | N/A | N/A | N/A | N/A | N/A | N/A | N/A | N/A | N/A | N/A | Single | R32 | Australia,Fiji,New Zealand | 137944 | 2026-05-03 |  | Approved | Reverse Cycle | N/A | Yes | Class 11 | Yes | N/A | N/A | N/A | N/A | N/A | N/A | N/A | Available | N/A | N/A | http://www.toshiba-aircon.in.th/ |  | N/A |  |  | AAC5936 | Yes | Variable output compressor | Inverter | No | - | 10000 | 2.44 | - | 920 | 5000 | No | - | - | - | 2230.16 | 10770 | No | 840.88 | 5385 | No | - | - | 11200 | 2.61 | 1130 | 5600 | No | - | - | Yes | 2310 | 8120 | No | - | - | No | - | - | - | - | - | No | - | - | No | - | - | No | - | - | - | - | 5.05 | 4.931 | 5.402 | 6.203 | 5.841 | 5.798 | 534 | 830 | 2401 | 1159 | 1454 | 3218 | 3.5 | 3 | 3.5 | 3.515 | 4.099 | 4.573 | 3.687 | 4.278 | 4.561 | 4183 | 1510 | 230 | 1360 | 676 | 149 | 2 | 2.5 | 3 | No | - | - | - | - | N/A | N/A | N/A | 10 | 4.0424 | 4.2363
[SEER Non Multi-Split <=65kW] GEMS (Air Conditioners up to 65kW) Determination 2019 | MEPS 2019 | AS/NZS 3823.1.1:2012 | RAV-GP1101ATP-A/RAV-GM1101CTP-A |  | N/A | Toshiba | N/A | Non Ducted | Single Split System | Under ceiling | Air | Air | Thailand | 2.41 | N/A | 10 | N/A | N/A | N/A | N/A | N/A | 2.55 | 11.2 | Enthalpy Test Room | 4.0004 | 4.2366 | N/A | - | N/A | N/A | N/A | N/A | N/A | N/A | N/A | N/A | N/A | N/A | N/A | N/A | N/A | N/A | N/A | N/A | N/A | Single | R32 | Australia,Fiji,New Zealand | 138130 | 2026-05-11 |  | Approved | Reverse Cycle | N/A | Yes | Class 11 | Yes | N/A | N/A | N/A | N/A | N/A | N/A | N/A | Available | N/A | N/A | http://www.toshiba-aircon.in.th/ |  | N/A |  |  | AAC5969 | Yes | Variable output compressor | Inverter | No | - | 10000 | 2.41 | - | 940 | 5000 | No | - | - | - | 2202.74 | 10770 | No | 859.16 | 5385 | No | - | - | 11200 | 2.55 | 1040 | 5600 | No | - | - | Yes | 2250 | 8120 | No | - | - | No | - | - | - | - | - | No | - | - | No | - | - | No | - | - | - | - | 5.099 | 4.971 | 5.387 | 6.163 | 5.805 | 5.759 | 533 | 828 | 2413 | 1170 | 1468 | 3244 | 3.5 | 3 | 3.5 | 3.677 | 4.351 | 4.956 | 3.903 | 4.592 | 4.95 | 3995 | 1419 | 210 | 1282 | 627 | 135 | 2 | 2.5 | 3 | No | - | - | - | - | N/A | N/A | N/A | 8 | 4.1033 | 4.3461
[SEER Non Multi-Split <=65kW] GEMS (Air Conditioners up to 65kW) Determination 2019 | MEPS 2019 | AS/NZS 3823.1.2:2012 | RAV-GP1101ATP-A/RAV-GM1101DTP-A |  | N/A | Toshiba | N/A | Ducted | Single Split System | - | Air | Air | Thailand | 2.667 | N/A | 10 | N/A | N/A | N/A | N/A | N/A | 2.55 | 11.2 | Enthalpy Test Room | 4.1493 | 4.4161 | N/A | - | N/A | N/A | N/A | N/A | N/A | N/A | N/A | N/A | N/A | N/A | N/A | N/A | N/A | N/A | N/A | N/A | N/A | Single | R32 | Australia,Fiji,New Zealand | 137935 | 2026-05-11 |  | Approved | Reverse Cycle | N/A | Yes | Class 11 | Yes | N/A | N/A | N/A | N/A | N/A | N/A | N/A | Available | N/A | N/A | http://www.toshiba-aircon.in.th/ |  | N/A |  |  | AAC5958 | Yes | Variable output compressor | Inverter | No | - | 10000 | 2.667 | - | 1030 | 5000 | No | - | - | - | 2437.638 | 10770 | No | 941.42 | 5385 | No | - | - | 11200 | 2.55 | 1260 | 5600 | No | - | - | Yes | 2250 | 8120 | No | - | - | No | - | - | - | - | - | No | - | - | No | - | - | No | - | - | - | - | 4.631 | 4.512 | 4.895 | 5.61 | 5.282 | 5.236 | 586 | 912 | 2655 | 1285 | 1613 | 3567 | 3 | 3 | 3 | 3.378 | 3.851 | 4.124 | 3.465 | 3.93 | 4.099 | 4349 | 1603 | 250 | 1444 | 732 | 162 | 1.5 | 2 | 2.5 | No | - | - | - | - | N/A | N/A | N/A | 9 | 3.7072 | 4.3404
[SEER Non Multi-Split <=65kW] GEMS (Air Conditioners up to 65kW) Determination 2019 | MEPS 2019 | AS/NZS 3823.1.1:2012 | RAV-GP1101ATP-A/RAV-GM1101UTP-A |  | N/A | Toshiba | N/A | Non Ducted | Single Split System | Cassette | Air | Air | Thailand | 2.32 | N/A | 10 | N/A | N/A | N/A | N/A | N/A | 2.41 | 11.2 | Enthalpy Test Room | 4.2348 | 4.5141 | N/A | - | N/A | N/A | N/A | N/A | N/A | N/A | N/A | N/A | N/A | N/A | N/A | N/A | N/A | N/A | N/A | N/A | N/A | Single | R32 | Australia,Fiji,New Zealand | 138032 | 2026-05-11 |  | Approved | Reverse Cycle | N/A | Yes | Class 11 | Yes | N/A | N/A | N/A | N/A | N/A | N/A | N/A | Available | N/A | N/A | http://www.toshiba-aircon.in.th/ |  | N/A |  |  | AAC5966 | Yes | Variable output compressor | Inverter | No | - | 10000 | 2.32 | - | 870 | 5000 | No | - | - | - | 2120.48 | 10770 | No | 795.18 | 5385 | No | - | - | 11200 | 2.41 | 1070 | 5600 | No | - | - | Yes | 2130 | 8120 | No | - | - | No | - | - | - | - | - | No | - | - | No | - | - | No | - | - | - | - | 5.416 | 5.266 | 5.723 | 6.599 | 6.203 | 6.134 | 501 | 781 | 2270 | 1092 | 1373 | 3044 | 3.5 | 3.5 | 4 | 3.705 | 4.347 | 4.834 | 3.889 | 4.527 | 4.818 | 3965 | 1421 | 214 | 1286 | 636 | 138 | 2 | 2.5 | 3 | No | - | - | - | - | N/A | N/A | N/A | 8 | 4.2607 | 4.5957
[SEER Non Multi-Split <=65kW] GEMS (Air Conditioners up to 65kW) Determination 2019 | MEPS 2019 | AS/NZS 3823.1.2:2012 | RAV-GP1401AT8P-A/RAV-GM1401BTP-A |  | N/A | Toshiba | N/A | Ducted | Single Split System | - | Air | Air | Thailand | 3.62 | N/A | 12.5 | N/A | N/A | N/A | N/A | N/A | 3.64 | 14 | Enthalpy Test Room | 3.7006 | 3.9652 | N/A | - | N/A | N/A | N/A | N/A | N/A | N/A | N/A | N/A | N/A | N/A | N/A | N/A | N/A | N/A | N/A | N/A | N/A | Three | R32 | Australia,Fiji,New Zealand | 137945 | 2026-05-04 |  | Approved | Reverse Cycle | N/A | Yes | Class 11 | Yes | N/A | N/A | N/A | N/A | N/A | N/A | N/A | Available | N/A | N/A | http://www.toshiba-aircon.in.th/ |  | N/A |  |  | AAC5940 | Yes | Variable output compressor | Inverter | No | - | 12500 | 3.62 | - | 1320 | 6250 | No | - | - | - | 3308.68 | 13462.5 | No | 1206.48 | 6731.25 | No | - | - | 14000 | 3.64 | 1530 | 7000 | No | - | - | Yes | 3220 | 10140 | No | - | - | No | - | - | - | - | - | No | - | - | No | - | - | No | - | - | - | - | 4.627 | 4.44 | 4.715 | 5.516 | 5.155 | 5.04 | 745 | 1173 | 3460 | 1645 | 2077 | 4644 | 3 | 2.5 | 3 | 3.258 | 3.767 | 4.216 | 3.414 | 3.942 | 4.208 | 5625 | 2034 | 294 | 1820 | 901 | 187 | 1.5 | 2 | 2.5 | No | - | - | - | - | N/A | N/A | N/A | 6 | 3.4338 | 3.8248
[SEER Non Multi-Split <=65kW] GEMS (Air Conditioners up to 65kW) Determination 2019 | MEPS 2019 | AS/NZS 3823.1.1:2012 | RAV-GP1401AT8P-A/RAV-GM1401CTP-A |  | N/A | Toshiba | N/A | Non Ducted | Single Split System | Under ceiling | Air | Air | Thailand | 3.48 | N/A | 12.5 | N/A | N/A | N/A | N/A | N/A | 3.46 | 14 | Enthalpy Test Room | 3.5093 | 3.9478 | N/A | - | N/A | N/A | N/A | N/A | N/A | N/A | N/A | N/A | N/A | N/A | N/A | N/A | N/A | N/A | N/A | N/A | N/A | Three | R32 | Australia,Fiji,New Zealand | 138133 | 2026-05-11 |  | Approved | Reverse Cycle | N/A | Yes | Class 11 | Yes | N/A | N/A | N/A | N/A | N/A | N/A | N/A | Available | N/A | N/A | http://www.toshiba-aircon.in.th/ |  | N/A |  |  | AAC5975 | Yes | Variable output compressor | Inverter | No | - | 12500 | 3.48 | - | 1350 | 6250 | No | - | - | - | 3180.72 | 13462.5 | No | 1233.9 | 6731.25 | No | - | - | 14000 | 3.46 | 1350 | 7000 | No | - | - | Yes | 3060 | 10140 | No | - | - | No | - | - | - | - | - | No | - | - | No | - | - | No | - | - | - | - | 4.646 | 4.478 | 4.735 | 5.469 | 5.128 | 5.039 | 745 | 1166 | 3448 | 1662 | 2090 | 4647 | 3 | 2.5 | 3 | 3.507 | 4.142 | 4.764 | 3.734 | 4.396 | 4.764 | 5224 | 1849 | 259 | 1663 | 807 | 164 | 2 | 2.5 | 3 | No | - | - | - | - | N/A | N/A | N/A | 4.9 | 3.5749 | 4.027
[SEER Non Multi-Split <=65kW] GEMS (Air Conditioners up to 65kW) Determination 2019 | MEPS 2019 | AS/NZS 3823.1.2:2012 | RAV-GP1401AT8P-A/RAV-GM1401DTP-A |  | N/A | Toshiba | N/A | Ducted | Single Split System | - | Air | Air | Thailand | 3.64 | N/A | 12.5 | N/A | N/A | N/A | N/A | N/A | 3.37 | 14 | Enthalpy Test Room | 3.4934 | 4.1069 | N/A | - | N/A | N/A | N/A | N/A | N/A | N/A | N/A | N/A | N/A | N/A | N/A | N/A | N/A | N/A | N/A | N/A | N/A | Three | R32 | Australia,Fiji,New Zealand | 137937 | 2026-05-11 |  | Approved | Reverse Cycle | N/A | Yes | Class 11 | Yes | N/A | N/A | N/A | N/A | N/A | N/A | N/A | Available | N/A | N/A | http://www.toshiba-aircon.in.th/ |  | N/A |  |  | AAC5957 | Yes | Variable output compressor | Inverter | No | - | 12500 | 3.64 | - | 1550 | 6250 | No | - | - | - | 3326.96 | 13462.5 | No | 1416.7 | 6731.25 | No | - | - | 14000 | 3.37 | 1650 | 7000 | No | - | - | Yes | 2980 | 10140 | No | - | - | No | - | - | - | - | - | No | - | - | No | - | - | No | - | - | - | - | 4.164 | 4.048 | 4.28 | 4.84 | 4.565 | 4.53 | 831 | 1290 | 3814 | 1878 | 2349 | 5170 | 2.5 | 2.5 | 2.5 | 3.239 | 3.674 | 3.935 | 3.318 | 3.751 | 3.912 | 5656 | 2084 | 312 | 1871 | 945 | 199 | 1.5 | 2 | 2 | No | - | - | - | - | N/A | N/A | N/A | 5.3 | 3.4172 | 4.1323
[SEER Non Multi-Split <=65kW] GEMS (Air Conditioners up to 65kW) Determination 2019 | MEPS 2019 | AS/NZS 3823.1.1:2012 | RAV-GP1401AT8P-A/RAV-GM1401UTP-A |  | N/A | Toshiba | N/A | Non Ducted | Single Split System | Cassette | Air | Air | Thailand | 3.42 | N/A | 12.5 | N/A | N/A | N/A | N/A | N/A | 3.41 | 14 | Enthalpy Test Room | 3.5823 | 3.9907 | N/A | - | N/A | N/A | N/A | N/A | N/A | N/A | N/A | N/A | N/A | N/A | N/A | N/A | N/A | N/A | N/A | N/A | N/A | Three | R32 | Australia,Fiji,New Zealand | 138033 | 2026-05-11 |  | Approved | Reverse Cycle | N/A | Yes | Class 11 | Yes | N/A | N/A | N/A | N/A | N/A | N/A | N/A | Available | N/A | N/A | http://www.toshiba-aircon.in.th/ |  | N/A |  |  | AAC5955 | Yes | Variable output compressor | Inverter | No | - | 12500 | 3.42 | - | 1160 | 6250 | No | - | - | - | 3125.88 | 13462.5 | No | 1060.24 | 6731.25 | No | - | - | 14000 | 3.41 | 1390 | 7000 | No | - | - | Yes | 3020 | 10140 | No | - | - | No | - | - | - | - | - | No | - | - | No | - | - | No | - | - | - | - | 5.129 | 4.888 | 5.205 | 6.189 | 5.756 | 5.592 | 671 | 1064 | 3132 | 1465 | 1859 | 4185 | 3.5 | 3 | 3.5 | 3.48 | 4.083 | 4.635 | 3.681 | 4.304 | 4.63 | 5266 | 1878 | 268 | 1689 | 827 | 171 | 1.5 | 2.5 | 3 | No | - | - | - | - | N/A | N/A | N/A | 6 | 3.6334 | 4.0813
[SEER Non Multi-Split <=65kW] GEMS (Air Conditioners up to 65kW) Determination 2019 | MEPS 2019 | AS/NZS 3823.1.2:2012 | RAV-GP1401ATP-A/RAV-GM1401BTP-A |  | N/A | Toshiba | N/A | Ducted | Single Split System | - | Air | Air | Thailand | 3.48 | N/A | 12.5 | N/A | N/A | N/A | N/A | N/A | 3.64 | 14 | Enthalpy Test Room | 3.5215 | 4.1805 | N/A | - | N/A | N/A | N/A | N/A | N/A | N/A | N/A | N/A | N/A | N/A | N/A | N/A | N/A | N/A | N/A | N/A | N/A | Single | R32 | Australia,Fiji,New Zealand | 137946 | 2026-05-03 |  | Approved | Reverse Cycle | N/A | Yes | Class 11 | Yes | N/A | N/A | N/A | N/A | N/A | N/A | N/A | Available | N/A | N/A | http://www.toshiba-aircon.in.th/ |  | N/A |  |  | AAC5937 | Yes | Variable output compressor | Inverter | No | - | 12500 | 3.48 | - | 1350 | 6250 | No | - | - | - | 3180.72 | 13462.5 | No | 1233.9 | 6731.25 | No | - | - | 14000 | 3.64 | 1530 | 7000 | No | - | - | Yes | 3220 | 10140 | No | - | - | No | - | - | - | - | - | No | - | - | No | - | - | No | - | - | - | - | 4.503 | 4.372 | 4.698 | 5.397 | 5.074 | 5.015 | 759 | 1183 | 3464 | 1675 | 2103 | 4660 | 3 | 2.5 | 3 | 3.258 | 3.767 | 4.216 | 3.414 | 3.942 | 4.208 | 5632 | 2043 | 302 | 1827 | 908 | 193 | 1.5 | 2 | 2.5 | No | - | - | - | - | N/A | N/A | N/A | 9.2 | 3.5601 | 3.8136
[SEER Non Multi-Split <=65kW] GEMS (Air Conditioners up to 65kW) Determination 2019 | MEPS 2019 | AS/NZS 3823.1.1:2012 | RAV-GP1401ATP-A/RAV-GM1401CTP-A |  | N/A | Toshiba | N/A | Non Ducted | Single Split System | Under ceiling | Air | Air | Thailand | 3.48 | N/A | 12.5 | N/A | N/A | N/A | N/A | N/A | 3.46 | 14 | Enthalpy Test Room | 3.4986 | 3.889 | N/A | - | N/A | N/A | N/A | N/A | N/A | N/A | N/A | N/A | N/A | N/A | N/A | N/A | N/A | N/A | N/A | N/A | N/A | Single | R32 | Australia,Fiji,New Zealand | 138137 | 2026-05-11 |  | Approved | Reverse Cycle | N/A | Yes | Class 11 | Yes | N/A | N/A | N/A | N/A | N/A | N/A | N/A | Available | N/A | N/A | http://www.toshiba-aircon.in.th/ |  | N/A |  |  | AAC5976 | Yes | Variable output compressor | Inverter | No | - | 12500 | 3.48 | - | 1350 | 6250 | No | - | - | - | 3180.72 | 13462.5 | No | 1233.9 | 6731.25 | No | - | - | 14000 | 3.46 | 1350 | 7000 | No | - | - | Yes | 3060 | 10140 | No | - | - | No | - | - | - | - | - | No | - | - | No | - | - | No | - | - | - | - | 4.542 | 4.401 | 4.708 | 5.417 | 5.089 | 5.022 | 755 | 1178 | 3459 | 1672 | 2100 | 4657 | 3 | 2.5 | 3 | 3.507 | 4.142 | 4.764 | 3.734 | 4.396 | 4.764 | 5231 | 1857 | 267 | 1670 | 814 | 171 | 2 | 2.5 | 3 | No | - | - | - | - | N/A | N/A | N/A | 8 | 3.5643 | 4.0149
[SEER Non Multi-Split <=65kW] GEMS (Air Conditioners up to 65kW) Determination 2019 | MEPS 2019 | AS/NZS 3823.1.2:2012 | RAV-GP1401ATP-A/RAV-GM1401DTP-A |  | N/A | Toshiba | N/A | Ducted | Single Split System | - | Air | Air | Thailand | 3.64 | N/A | 12.5 | N/A | N/A | N/A | N/A | N/A | 3.37 | 14 | Enthalpy Test Room | 3.6682 | 4.0839 | N/A | - | N/A | N/A | N/A | N/A | N/A | N/A | N/A | N/A | N/A | N/A | N/A | N/A | N/A | N/A | N/A | N/A | N/A | Single | R32 | Australia,Fiji,New Zealand | 137938 | 2026-05-10 |  | Approved | Reverse Cycle | N/A | Yes | Class 11 | Yes | N/A | N/A | N/A | N/A | N/A | N/A | N/A | Available | N/A | N/A | http://www.toshiba-aircon.in.th/ |  | N/A |  |  | AAC5953 | Yes | Variable output compressor | Inverter | No | - | 12500 | 3.64 | - | 1550 | 6250 | No | - | - | - | 3326.96 | 13462.5 | No | 1416.7 | 6731.25 | No | - | - | 14000 | 3.37 | 1650 | 7000 | No | - | - | Yes | 2980 | 10140 | No | - | - | No | - | - | - | - | - | No | - | - | No | - | - | No | - | - | - | - | 4.072 | 3.98 | 4.257 | 4.795 | 4.531 | 4.515 | 842 | 1303 | 3827 | 1889 | 2359 | 5180 | 2.5 | 2 | 2.5 | 3.239 | 3.674 | 3.935 | 3.318 | 3.751 | 3.912 | 5664 | 2093 | 320 | 1878 | 952 | 205 | 1.5 | 2 | 2 | No | - | - | - | - | N/A | N/A | N/A | 8.7 | 3.4065 | 4.1184
[SEER Non Multi-Split <=65kW] GEMS (Air Conditioners up to 65kW) Determination 2019 | MEPS 2019 | AS/NZS 3823.1.1:2012 | RAV-GP1401ATP-A/RAV-GM1401UTP-A |  | N/A | Toshiba | N/A | Non Ducted | Single Split System | Cassette | Air | Air | Thailand | 3.42 | N/A | 12.5 | N/A | N/A | N/A | N/A | N/A | 3.41 | 14 | Enthalpy Test Room | 3.5832 | 4.0102 | N/A | - | N/A | N/A | N/A | N/A | N/A | N/A | N/A | N/A | N/A | N/A | N/A | N/A | N/A | N/A | N/A | N/A | N/A | Single | R32 | Australia,Fiji,New Zealand | 138034 | 2026-05-11 |  | Approved | Reverse Cycle | N/A | Yes | Class 11 | Yes | N/A | N/A | N/A | N/A | N/A | N/A | N/A | Available | N/A | N/A | http://www.toshiba-aircon.in.th/ |  | N/A |  |  | AAC5982 | Yes | Variable output compressor | Inverter | No | - | 12500 | 3.42 | - | 1160 | 6250 | No | - | - | - | 3125.88 | 13462.5 | No | 1060.24 | 6731.25 | No | - | - | 14000 | 3.41 | 1390 | 7000 | No | - | - | Yes | 3020 | 10140 | No | - | - | No | - | - | - | - | - | No | - | - | No | - | - | No | - | - | - | - | 5.047 | 4.829 | 5.184 | 6.146 | 5.724 | 5.578 | 678 | 1072 | 3140 | 1471 | 1865 | 4191 | 3.5 | 3 | 3.5 | 3.48 | 4.083 | 4.635 | 3.681 | 4.304 | 4.63 | 5271 | 1883 | 273 | 1693 | 831 | 175 | 1.5 | 2.5 | 3 | No | - | - | - | - | N/A | N/A | N/A | 8 | 3.6263 | 4.0733
[SEER Non Multi-Split <=65kW] GEMS (Air Conditioners up to 65kW) Determination 2019 | MEPS 2019 | AS/NZS 3823.1.2:2012 | RAV-GP1601AT8P-A/RAV-GM1601BTP-A |  | N/A | Toshiba | N/A | Ducted | Single Split System | - | Air | Air | Thailand | 4.33 | N/A | 14 | N/A | N/A | N/A | N/A | N/A | 4.5 | 16 | Enthalpy Test Room | 3.4738 | 3.7636 | N/A | - | N/A | N/A | N/A | N/A | N/A | N/A | N/A | N/A | N/A | N/A | N/A | N/A | N/A | N/A | N/A | N/A | N/A | Three | R32 | Australia,Fiji,New Zealand | 137947 | 2026-05-04 |  | Approved | Reverse Cycle | N/A | Yes | Class 11 | Yes | N/A | N/A | N/A | N/A | N/A | N/A | N/A | Available | N/A | N/A | http://www.toshiba-aircon.in.th/ |  | N/A |  |  | AAC5939 | Yes | Variable output compressor | Inverter | No | - | 14000 | 4.33 | - | 1540 | 7000 | No | - | - | - | 3957.62 | 15078 | No | 1407.56 | 7539 | No | - | - | 16000 | 4.5 | 1670 | 8000 | No | - | - | Yes | 3980 | 11590 | No | - | - | No | - | - | - | - | - | No | - | - | No | - | - | No | - | - | - | - | 4.439 | 4.241 | 4.488 | 5.289 | 4.931 | 4.803 | 872 | 1378 | 4073 | 1924 | 2434 | 5461 | 2.5 | 2.5 | 2.5 | 3.228 | 3.786 | 4.392 | 3.441 | 4.04 | 4.397 | 6485 | 2311 | 321 | 2062 | 1004 | 203 | 1.5 | 2 | 2.5 | No | - | - | - | - | N/A | N/A | N/A | 6 | 3.2182 | 3.5396
[SEER Non Multi-Split <=65kW] GEMS (Air Conditioners up to 65kW) Determination 2019 | MEPS 2019 | AS/NZS 3823.1.1:2012 | RAV-GP1601AT8P-A/RAV-GM1601CTP-A |  | N/A | Toshiba | N/A | Non Ducted | Single Split System | Under ceiling | Air | Air | Thailand | 4.12 | N/A | 14 | N/A | N/A | N/A | N/A | N/A | 4.3 | 16 | Enthalpy Test Room | 3.407 | 3.8715 | N/A | - | N/A | N/A | N/A | N/A | N/A | N/A | N/A | N/A | N/A | N/A | N/A | N/A | N/A | N/A | N/A | N/A | N/A | Three | R32 | Australia,Fiji,New Zealand | 138138 | 2026-05-11 |  | Approved | Reverse Cycle | N/A | Yes | Class 11 | Yes | N/A | N/A | N/A | N/A | N/A | N/A | N/A | Available | N/A | N/A | http://www.toshiba-aircon.in.th/ |  | N/A |  |  | AAC5970 | Yes | Variable output compressor | Inverter | No | - | 14000 | 4.12 | - | 1450 | 7000 | No | - | - | - | 3765.68 | 15078 | No | 1325.3 | 7539 | No | - | - | 16000 | 4.3 | 1560 | 8000 | No | - | - | Yes | 3810 | 11590 | No | - | - | No | - | - | - | - | - | No | - | - | No | - | - | No | - | - | - | - | 4.724 | 4.502 | 4.753 | 5.619 | 5.233 | 5.086 | 821 | 1300 | 3848 | 1812 | 2295 | 5158 | 3 | 3 | 3 | 3.381 | 4.007 | 4.697 | 3.628 | 4.298 | 4.706 | 6190 | 2181 | 298 | 1954 | 942 | 188 | 1.5 | 2.5 | 3 | No | - | - | - | - | N/A | N/A | N/A | 4.9 | 3.3845 | 3.7067
[SEER Non Multi-Split <=65kW] GEMS (Air Conditioners up to 65kW) Determination 2019 | MEPS 2019 | AS/NZS 3823.1.2:2012 | RAV-GP1601AT8P-A/RAV-GM1601DTP-A |  | N/A | Toshiba | N/A | Ducted | Single Split System | - | Air | Air | Thailand | 4.23 | N/A | 14 | N/A | N/A | N/A | N/A | N/A | 4.1 | 16 | Enthalpy Test Room | 3.2418 | 3.8033 | N/A | - | N/A | N/A | N/A | N/A | N/A | N/A | N/A | N/A | N/A | N/A | N/A | N/A | N/A | N/A | N/A | N/A | N/A | Three | R32 | Australia,Fiji,New Zealand | 137939 | 2026-05-11 |  | Approved | Reverse Cycle | N/A | Yes | Class 11 | Yes | N/A | N/A | N/A | N/A | N/A | N/A | N/A | Available | N/A | N/A | http://www.toshiba-aircon.in.th/ |  | N/A |  |  | AAC5956 | Yes | Variable output compressor | Inverter | No | - | 14000 | 4.23 | - | 1630 | 7000 | No | - | - | - | 3866.22 | 15078 | No | 1489.82 | 7539 | No | - | - | 16000 | 4.1 | 1820 | 8000 | No | - | - | Yes | 3630 | 11590 | No | - | - | No | - | - | - | - | - | No | - | - | No | - | - | No | - | - | - | - | 4.318 | 4.155 | 4.384 | 5.075 | 4.756 | 4.666 | 899 | 1409 | 4172 | 2007 | 2525 | 5622 | 2.5 | 2.5 | 2.5 | 3.217 | 3.688 | 4.06 | 3.342 | 3.824 | 4.047 | 6506 | 2370 | 344 | 2122 | 1058 | 218 | 1.5 | 2 | 2.5 | No | - | - | - | - | N/A | N/A | N/A | 5.3 | 3.2957 | 3.8855
[SEER Non Multi-Split <=65kW] GEMS (Air Conditioners up to 65kW) Determination 2019 | MEPS 2019 | AS/NZS 3823.1.1:2012 | RAV-GP1601AT8P-A/RAV-GM1601UTP-A |  | N/A | Toshiba | N/A | Non Ducted | Single Split System | Cassette | Air | Air | Thailand | 4.33 | N/A | 14 | N/A | N/A | N/A | N/A | N/A | 4.28 | 16 | Enthalpy Test Room | 3.3403 | 3.6873 | N/A | - | N/A | N/A | N/A | N/A | N/A | N/A | N/A | N/A | N/A | N/A | N/A | N/A | N/A | N/A | N/A | N/A | N/A | Three | R32 | Australia,Fiji,New Zealand | 138035 | 2026-05-11 |  | Approved | Reverse Cycle | N/A | Yes | Class 11 | Yes | N/A | N/A | N/A | N/A | N/A | N/A | N/A | Available | N/A | N/A | http://www.toshiba-aircon.in.th/ |  | N/A |  |  | AAC5972 | Yes | Variable output compressor | Inverter | No | - | 14000 | 4.33 | - | 1410 | 7000 | No | - | - | - | 3957.62 | 15078 | No | 1288.74 | 7539 | No | - | - | 16000 | 4.28 | 1560 | 8000 | No | - | - | Yes | 3790 | 11590 | No | - | - | No | - | - | - | - | - | No | - | - | No | - | - | No | - | - | - | - | 4.713 | 4.46 | 4.728 | 5.686 | 5.268 | 5.088 | 821 | 1310 | 3865 | 1789 | 2278 | 5154 | 3 | 2.5 | 3 | 3.387 | 4.013 | 4.698 | 3.633 | 4.301 | 4.706 | 6181 | 2181 | 301 | 1954 | 943 | 191 | 1.5 | 2.5 | 3 | No | - | - | - | - | N/A | N/A | N/A | 6 | 3.2182 | 3.7207
[SEER Non Multi-Split <=65kW] GEMS (Air Conditioners up to 65kW) Determination 2019 | MEPS 2019 | AS/NZS 3823.1.2:2012 | RAV-GP1601ATP-A/RAV-GM1601BTP-A |  | N/A | Toshiba | N/A | Ducted | Single Split System | - | Air | Air | Thailand | 4.33 | N/A | 14 | N/A | N/A | N/A | N/A | N/A | 4.5 | 16 | Enthalpy Test Room | 3.2751 | 3.5519 | N/A | - | N/A | N/A | N/A | N/A | N/A | N/A | N/A | N/A | N/A | N/A | N/A | N/A | N/A | N/A | N/A | N/A | N/A | Single | R32 | Australia,Fiji,New Zealand | 137948 | 2026-05-03 |  | Approved | Reverse Cycle | N/A | Yes | Class 11 | Yes | N/A | N/A | N/A | N/A | N/A | N/A | N/A | Available | N/A | N/A | http://www.toshiba-aircon.in.th/ |  | N/A |  |  | AAC5938 | Yes | Variable output compressor | Inverter | No | - | 14000 | 4.33 | - | 1540 | 7000 | No | - | - | - | 3957.62 | 15078 | No | 1407.56 | 7539 | No | - | - | 16000 | 4.5 | 1670 | 8000 | No | - | - | Yes | 3980 | 11590 | No | - | - | No | - | - | - | - | - | No | - | - | No | - | - | No | - | - | - | - | 4.352 | 4.177 | 4.466 | 5.244 | 4.897 | 4.788 | 883 | 1391 | 4085 | 1934 | 2444 | 5471 | 2.5 | 2.5 | 2.5 | 3.228 | 3.786 | 4.392 | 3.441 | 4.04 | 4.397 | 6492 | 2319 | 329 | 2069 | 1010 | 210 | 1.5 | 2 | 2.5 | No | - | - | - | - | N/A | N/A | N/A | 9.2 | 3.2102 | 3.5312
[SEER Non Multi-Split <=65kW] GEMS (Air Conditioners up to 65kW) Determination 2019 | MEPS 2019 | AS/NZS 3823.1.1:2012 | RAV-GP1601ATP-A/RAV-GM1601CTP-A |  | N/A | Toshiba | N/A | Non Ducted | Single Split System | Under ceiling | Air | Air | Thailand | 4.12 | N/A | 14 | N/A | N/A | N/A | N/A | N/A | 4.3 | 16 | Enthalpy Test Room | 3.3555 | 3.6973 | N/A | - | N/A | N/A | N/A | N/A | N/A | N/A | N/A | N/A | N/A | N/A | N/A | N/A | N/A | N/A | N/A | N/A | N/A | Single | R32 | Australia,Fiji,New Zealand | 138139 | 2026-05-11 |  | Approved | Reverse Cycle | N/A | Yes | Class 11 | Yes | N/A | N/A | N/A | N/A | N/A | N/A | N/A | Available | N/A | N/A | http://www.toshiba-aircon.in.th/ |  | N/A |  |  | AAC5977 | Yes | Variable output compressor | Inverter | No | - | 14000 | 4.12 | - | 1450 | 7000 | No | - | - | - | 3765.68 | 15078 | No | 1325.3 | 7539 | No | - | - | 16000 | 4.3 | 1560 | 8000 | No | - | - | Yes | 3810 | 11590 | No | - | - | No | - | - | - | - | - | No | - | - | No | - | - | No | - | - | - | - | 4.631 | 4.435 | 4.73 | 5.572 | 5.198 | 5.071 | 831 | 1312 | 3859 | 1822 | 2304 | 5167 | 3 | 2.5 | 3 | 3.381 | 4.007 | 4.697 | 3.628 | 4.298 | 4.706 | 6197 | 2189 | 306 | 1961 | 948 | 195 | 1.5 | 2.5 | 3 | No | - | - | - | - | N/A | N/A | N/A | 7.9 | 3.3762 | 3.698
[SEER Non Multi-Split <=65kW] GEMS (Air Conditioners up to 65kW) Determination 2019 | MEPS 2019 | AS/NZS 3823.1.2:2012 | RAV-GP1601ATP-A/RAV-GM1601DTP-A |  | N/A | Toshiba | N/A | Ducted | Single Split System | - | Air | Air | Thailand | 4.23 | N/A | 14 | N/A | N/A | N/A | N/A | N/A | 4.1 | 16 | Enthalpy Test Room | 3.5317 | 3.8139 | N/A | - | N/A | N/A | N/A | N/A | N/A | N/A | N/A | N/A | N/A | N/A | N/A | N/A | N/A | N/A | N/A | N/A | N/A | Single | R32 | Australia,Fiji,New Zealand | 137940 | 2026-05-10 |  | Approved | Reverse Cycle | N/A | Yes | Class 11 | Yes | N/A | N/A | N/A | N/A | N/A | N/A | N/A | Available | N/A | N/A | http://www.toshiba-aircon.in.th/ |  | N/A |  |  | AAC5954 | Yes | Variable output compressor | Inverter | No | - | 14000 | 4.23 | - | 1630 | 7000 | No | - | - | - | 3866.22 | 15078 | No | 1489.82 | 7539 | No | - | - | 16000 | 4.1 | 1820 | 8000 | No | - | - | Yes | 3630 | 11590 | No | - | - | No | - | - | - | - | - | No | - | - | No | - | - | No | - | - | - | - | 4.23 | 4.09 | 4.362 | 5.031 | 4.723 | 4.652 | 910 | 1423 | 4184 | 2018 | 2536 | 5632 | 2.5 | 2.5 | 2.5 | 3.217 | 3.688 | 4.06 | 3.342 | 3.824 | 4.047 | 6514 | 2379 | 352 | 2129 | 1065 | 225 | 1.5 | 2 | 2.5 | No | - | - | - | - | N/A | N/A | N/A | 8.7 | 3.2868 | 3.8746
[SEER Non Multi-Split <=65kW] GEMS (Air Conditioners up to 65kW) Determination 2019 | MEPS 2019 | AS/NZS 3823.1.1:2012 | RAV-GP1601ATP-A/RAV-GM1601UTP-A |  | N/A | Toshiba | N/A | Non Ducted | Single Split System | Cassette | Air | Air | Thailand | 4.33 | N/A | 14 | N/A | N/A | N/A | N/A | N/A | 4.28 | 16 | Enthalpy Test Room | 3.2832 | 3.6729 | N/A | - | N/A | N/A | N/A | N/A | N/A | N/A | N/A | N/A | N/A | N/A | N/A | N/A | N/A | N/A | N/A | N/A | N/A | Single | R32 | Australia,Fiji,New Zealand | 138036 | 2026-05-11 |  | Approved | Reverse Cycle | N/A | Yes | Class 11 | Yes | N/A | N/A | N/A | N/A | N/A | N/A | N/A | Available | N/A | N/A | http://www.toshiba-aircon.in.th/ |  | N/A |  |  | AAC5967 | Yes | Variable output compressor | Inverter | No | - | 14000 | 4.33 | - | 1410 | 7000 | No | - | - | - | 3957.62 | 15078 | No | 1288.74 | 7539 | No | - | - | 16000 | 4.28 | 1560 | 8000 | No | - | - | Yes | 3790 | 11590 | No | - | - | No | - | - | - | - | - | No | - | - | No | - | - | No | - | - | - | - | 4.651 | 4.416 | 4.713 | 5.654 | 5.244 | 5.078 | 827 | 1318 | 3873 | 1795 | 2284 | 5160 | 3 | 2.5 | 3 | 3.387 | 4.013 | 4.698 | 3.633 | 4.301 | 4.706 | 6186 | 2186 | 306 | 1958 | 948 | 195 | 1.5 | 2.5 | 3 | No | - | - | - | - | N/A | N/A | N/A | 8 | 3.2132 | 3.7148
[SEER Non Multi-Split <=65kW] (Air Conditioners up to 65kW) EE Regulations 2020 Schedule 2A | MEPS 2019 | AS/NZS 3823.1.2:2012 | RAV-GP561ATJP-E/RAV-RM561BTP-E |  | N/A | TOSHIBA | N/A | Ducted | Single Split System | - | Air | Air | Thailand | 1.52 | N/A | 5 | N/A | N/A | N/A | N/A | N/A | 1.61 | 5.6 | Enthalpy Test Room | 3.4473 | 3.6267 | N/A | - | N/A | N/A | N/A | N/A | N/A | N/A | N/A | N/A | N/A | N/A | N/A | N/A | N/A | N/A | N/A | N/A | N/A | Single | R32 | New Zealand | 137784 | 2121-05-03 |  | Approved | Reverse Cycle | N/A | No | Class 10 | No | N/A | N/A | N/A | N/A | N/A | N/A | N/A | Available | N/A | N/A | http://www.ahi-carrier.co.nz/ | http://www.toshibaheatpumps.com | N/A |  |  | ZAC0730 | Yes | Variable output compressor | Inverter | No | - | 5000 | 1.52 | - | 670 | 2500 | No | - | - | - | - | - | No | - | - | No | - | - | 5600 | 1.61 | 800 | 2800 | No | - | - | Yes | 1450 | 4550 | No | - | - | No | - | - | - | - | - | No | - | - | No | - | - | No | - | - | - | 63 | 3.527 | 3.515 | 3.914 | 4.319 | 4.114 | 4.176 | 378 | 577 | 1652 | 828 | 1028 | 2229 | 2 | 2 | 2 | 2.954 | 3.166 | 3.249 | 2.994 | 3.164 | 3.229 | 2496 | 985 | 167 | 843 | 462 | 109 | 1 | 1.5 | 1.5 | No | - | - | - | - | N/A | N/A | N/A | 9 | 3.2249 | 3.4138
[SEER Non Multi-Split <=65kW] GEMS (Air Conditioners up to 65kW) Determination 2019 | MEPS 2019 | AS/NZS 3823.1.2:2012 | RAV-GP561ATP-A/RAV-GM561BTP-A |  | N/A | Toshiba | N/A | Ducted | Single Split System | - | Air | Air | Thailand | 1.42 | N/A | 5 | N/A | N/A | N/A | N/A | N/A | 1.4 | 5.6 | Enthalpy Test Room | 3.629 | 4.1039 | N/A | - | N/A | N/A | N/A | N/A | N/A | N/A | N/A | N/A | N/A | N/A | N/A | N/A | N/A | N/A | N/A | N/A | N/A | Single | R32 | Australia,Fiji,New Zealand | 137941 | 2026-05-04 |  | Approved | Reverse Cycle | N/A | Yes | Class 10 | Yes | N/A | N/A | N/A | N/A | N/A | N/A | N/A | Available | N/A | N/A | http://www.toshiba-aircon.in.th/ |  | N/A |  |  | AAC5942 | Yes | Variable output compressor | Inverter | No | - | 5000 | 1.42 | - | 540 | 2500 | No | - | - | - | 1297.88 | 5385 | No | 493.56 | 2692.5 | No | - | - | 5600 | 1.4 | 550 | 2800 | No | - | - | Yes | 1450 | 4550 | No | - | - | No | - | - | - | - | - | No | - | - | No | - | - | No | - | - | - | - | 4.376 | 4.262 | 4.634 | 5.326 | 5.011 | 4.964 | 310 | 482 | 1401 | 676 | 849 | 1881 | 2.5 | 2.5 | 3 | 3.647 | 4.197 | 4.678 | 3.921 | 4.383 | 4.677 | 2016 | 738 | 113 | 640 | 330 | 73 | 2 | 2.5 | 3 | No | - | - | - | - | N/A | N/A | N/A | 5 | 3.4797 | 3.9523
[SEER Non Multi-Split <=65kW] GEMS (Air Conditioners up to 65kW) Determination 2019 | MEPS 2019 | AS/NZS 3823.1.1:2012 | RAV-GP561ATP-A/RAV-GM561CTP-A |  | N/A | Toshiba | N/A | Non Ducted | Single Split System | Under ceiling | Air | Air | Thailand | 1.37 | N/A | 5 | N/A | N/A | N/A | N/A | N/A | 1.28 | 5.6 | Enthalpy Test Room | 3.835 | 4.3765 | N/A | - | N/A | N/A | N/A | N/A | N/A | N/A | N/A | N/A | N/A | N/A | N/A | N/A | N/A | N/A | N/A | N/A | N/A | Single | R32 | Australia,Fiji,New Zealand | 138105 | 2026-05-11 |  | Approved | Reverse Cycle | N/A | Yes | Class 9 | Yes | N/A | N/A | N/A | N/A | N/A | N/A | N/A | Available | N/A | N/A | http://www.toshiba-aircon.in.th/ |  | N/A |  |  | AAC5973 | Yes | Variable output compressor | Inverter | No | - | 5000 | 1.37 | - | 480 | 2500 | No | - | - | - | 1252.18 | 5385 | No | 438.72 | 2692.5 | No | - | - | 5600 | 1.28 | 480 | 2800 | No | - | - | Yes | 1250 | 4550 | No | - | - | No | - | - | - | - | - | No | - | - | No | - | - | No | - | - | - | - | 4.857 | 4.679 | 5.06 | 5.937 | 5.55 | 5.441 | 280 | 441 | 1285 | 608 | 768 | 1717 | 3 | 3 | 3.5 | 4.072 | 4.742 | 5.351 | 4.412 | 4.986 | 5.356 | 1805 | 652 | 98 | 568 | 289 | 63 | 2.5 | 3 | 3.5 | No | - | - | - | - | N/A | N/A | N/A | 4 | 3.614 | 4.3293
[SEER Non Multi-Split <=65kW] GEMS (Air Conditioners up to 65kW) Determination 2019 | MEPS 2019 | AS/NZS 3823.1.2:2012 | RAV-GP561ATP-A/RAV-GM561DTP-A |  | N/A | Toshiba | N/A | Ducted | Single Split System | - | Air | Air | Thailand | 1.35 | N/A | 5 | N/A | N/A | N/A | N/A | N/A | 1.22 | 5.6 | Enthalpy Test Room | 3.738 | 4.6849 | N/A | - | N/A | N/A | N/A | N/A | N/A | N/A | N/A | N/A | N/A | N/A | N/A | N/A | N/A | N/A | N/A | N/A | N/A | Single | R32 | Australia,Fiji,New Zealand | 137933 | 2026-05-11 |  | Approved | Reverse Cycle | N/A | Yes | Class 10 | Yes | N/A | N/A | N/A | N/A | N/A | N/A | N/A | Available | N/A | N/A | http://www.toshiba-aircon.in.th/ |  | N/A |  |  | AAC5959 | Yes | Variable output compressor | Inverter | No | - | 5000 | 1.35 | - | 530 | 2500 | No | - | - | - | 1233.9 | 5385 | No | 484.42 | 2692.5 | No | - | - | 5600 | 1.22 | 550 | 2800 | No | - | - | Yes | 1450 | 4550 | No | - | - | No | - | - | - | - | - | No | - | - | No | - | - | No | - | - | - | - | 4.49 | 4.389 | 4.779 | 5.45 | 5.139 | 5.111 | 302 | 468 | 1359 | 661 | 828 | 1827 | 2.5 | 2.5 | 3 | 3.755 | 4.342 | 4.705 | 3.988 | 4.454 | 4.688 | 1958 | 714 | 112 | 629 | 325 | 73 | 2 | 2.5 | 3 | No | - | - | - | - | N/A | N/A | N/A | 5 | 3.6579 | 4.5274
[SEER Non Multi-Split <=65kW] GEMS (Air Conditioners up to 65kW) Determination 2019 | MEPS 2019 | AS/NZS 3823.1.1:2012 | RAV-GP561ATP-A/RAV-GM561KRTP-A |  | N/A | Toshiba | N/A | Non Ducted | Single Split System | Wall Hung | Air | Air | Thailand | 1.26 | N/A | 5 | N/A | N/A | N/A | N/A | N/A | 1.4 | 5.6 | Calorimeter Room | 4.1 | 4.1749 | N/A | - | N/A | N/A | N/A | N/A | N/A | N/A | N/A | N/A | N/A | N/A | N/A | N/A | N/A | N/A | N/A | N/A | N/A | Single | R32 | Australia,Fiji,New Zealand | 137931 | 2026-05-04 |  | Approved | Reverse Cycle | N/A | Yes | Class 9 | Yes | N/A | N/A | N/A | N/A | N/A | N/A | N/A | Available | N/A | N/A | http://www.toshiba-aircon.in.th/ |  | N/A |  |  | AAC5943 | Yes | Variable output compressor | Inverter | No | - | 5000 | 1.26 | - | 450 | 2500 | No | - | - | - | 1151.64 | 5385 | No | 411.3 | 2692.5 | No | - | - | 5600 | 1.4 | 500 | 2800 | No | - | - | Yes | 1300 | 4700 | No | - | - | No | - | - | - | - | - | No | - | - | No | - | - | No | - | - | 57 | 63 | 5.007 | 4.878 | 5.384 | 6.242 | 5.864 | 5.805 | 268 | 418 | 1203 | 574 | 723 | 1605 | 3.5 | 3 | 3.5 | 3.975 | 4.54 | 5.126 | 4.29 | 4.786 | 5.137 | 1852 | 685 | 106 | 587 | 305 | 69 | 2 | 3 | 3.5 | No | - | - | - | - | N/A | N/A | N/A | 5.7 | 3.9085 | 3.9457
[SEER Non Multi-Split <=65kW] GEMS (Air Conditioners up to 65kW) Determination 2019 | MEPS 2019 | AS/NZS 3823.1.1:2012 | RAV-GP561ATP-A/RAV-GM561UTP-A |  | N/A | Toshiba | N/A | Non Ducted | Single Split System | Cassette | Air | Air | Thailand | 1.22 | N/A | 5 | N/A | N/A | N/A | N/A | N/A | 1.21 | 5.6 | Enthalpy Test Room | 4.3897 | 4.5352 | N/A | - | N/A | N/A | N/A | N/A | N/A | N/A | N/A | N/A | N/A | N/A | N/A | N/A | N/A | N/A | N/A | N/A | N/A | Single | R32 | Australia,Fiji,New Zealand | 137990 | 2026-05-11 |  | Approved | Reverse Cycle | N/A | Yes | Class 9 | Yes | N/A | N/A | N/A | N/A | N/A | N/A | N/A | Available | N/A | N/A | http://www.toshiba-aircon.in.th/ |  | N/A |  |  | AAC5963 | Yes | Variable output compressor | Inverter | No | - | 5000 | 1.22 | - | 390 | 2500 | No | - | - | - | 1115.08 | 5385 | No | 356.46 | 2692.5 | No | - | - | 5600 | 1.21 | 460 | 2800 | No | - | - | Yes | 1170 | 4550 | No | - | - | No | - | - | - | - | - | No | - | - | No | - | - | No | - | - | - | - | 5.732 | 5.486 | 5.979 | 7.147 | 6.645 | 6.475 | 236 | 374 | 1086 | 503 | 640 | 1442 | 4 | 3.5 | 4 | 4.255 | 4.968 | 5.586 | 4.605 | 5.213 | 5.59 | 1727 | 623 | 94 | 544 | 277 | 61 | 2.5 | 3 | 4 | No | - | - | - | - | N/A | N/A | N/A | 4 | 4.0534 | 4.577
[SEER Non Multi-Split <=65kW] GEMS (Air Conditioners up to 65kW) Determination 2019 | MEPS 2019 | AS/NZS 3823.1.2:2012 | RAV-GP801ATP-A/RAV-GM801BTP-A |  | N/A | Toshiba | N/A | Ducted | Single Split System | - | Air | Air | Thailand | 1.92 | N/A | 7.1 | N/A | N/A | N/A | N/A | N/A | 1.91 | 8 | Enthalpy Test Room | 3.9286 | 4.3409 | N/A | - | N/A | N/A | N/A | N/A | N/A | N/A | N/A | N/A | N/A | N/A | N/A | N/A | N/A | N/A | N/A | N/A | N/A | Single | R32 | Australia,Fiji,New Zealand | 137942 | 2026-05-03 |  | Approved | Reverse Cycle | N/A | Yes | Class 10 | Yes | N/A | N/A | N/A | N/A | N/A | N/A | N/A | Available | N/A | N/A | http://www.toshiba-aircon.in.th/ |  | N/A |  |  | AAC5935 | Yes | Variable output compressor | Inverter | No | - | 7100 | 1.92 | - | 730 | 3550 | No | - | - | - | 1754.88 | 7646.7 | No | 667.22 | 3823.35 | No | - | - | 8000 | 1.91 | 800 | 4000 | No | - | - | Yes | 1690 | 5800 | No | - | - | No | - | - | - | - | - | No | - | - | No | - | - | No | - | - | - | - | 4.703 | 4.556 | 4.896 | 5.65 | 5.305 | 5.233 | 413 | 645 | 1888 | 909 | 1143 | 2537 | 3 | 3 | 3 | 3.498 | 4.092 | 4.607 | 3.686 | 4.293 | 4.599 | 2998 | 1075 | 158 | 967 | 477 | 101 | 1.5 | 2.5 | 3 | No | - | - | - | - | N/A | N/A | N/A | 5 | 3.6657 | 4.1517
[SEER Non Multi-Split <=65kW] GEMS (Air Conditioners up to 65kW) Determination 2019 | MEPS 2019 | AS/NZS 3823.1.1:2012 | RAV-GP801ATP-A/RAV-GM801CTP-A |  | N/A | Toshiba | N/A | Non Ducted | Single Split System | Under ceiling | Air | Air | Thailand | 1.63 | N/A | 7.1 | N/A | N/A | N/A | N/A | N/A | 1.86 | 8 | Enthalpy Test Room | 4.2328 | 4.2199 | N/A | - | N/A | N/A | N/A | N/A | N/A | N/A | N/A | N/A | N/A | N/A | N/A | N/A | N/A | N/A | N/A | N/A | N/A | Single | R32 | Australia,Fiji,New Zealand | 138109 | 2026-05-11 |  | Approved | Reverse Cycle | N/A | Yes | Class 9 | Yes | N/A | N/A | N/A | N/A | N/A | N/A | N/A | Available | N/A | N/A | http://www.toshiba-aircon.in.th/ |  | N/A |  |  | AAC5974 | Yes | Variable output compressor | Inverter | No | - | 7100 | 1.63 | - | 620 | 3550 | No | - | - | - | 1489.82 | 7646.7 | No | 566.68 | 3823.35 | No | - | - | 8000 | 1.86 | 730 | 4000 | No | - | - | Yes | 1650 | 5800 | No | - | - | No | - | - | - | - | - | No | - | - | No | - | - | No | - | - | - | - | 5.474 | 5.318 | 5.749 | 6.62 | 6.222 | 6.151 | 353 | 551 | 1606 | 774 | 973 | 2157 | 3.5 | 3.5 | 4 | 3.672 | 4.369 | 5.035 | 3.921 | 4.64 | 5.034 | 2856 | 1008 | 146 | 910 | 442 | 94 | 2 | 2.5 | 3.5 | No | - | - | - | - | N/A | N/A | N/A | 5 | 4.3111 | 4.2623
[SEER Non Multi-Split <=65kW] GEMS (Air Conditioners up to 65kW) Determination 2019 | MEPS 2019 | AS/NZS 3823.1.2:2012 | RAV-GP801ATP-A/RAV-GM801DTP-A |  | N/A | Toshiba | N/A | Ducted | Single Split System | - | Air | Air | Thailand | 1.78 | N/A | 7.1 | N/A | N/A | N/A | N/A | N/A | 1.84 | 8 | Enthalpy Test Room | 3.9014 | 4.3695 | N/A | - | N/A | N/A | N/A | N/A | N/A | N/A | N/A | N/A | N/A | N/A | N/A | N/A | N/A | N/A | N/A | N/A | N/A | Single | R32 | Australia,Fiji,New Zealand | 137934 | 2026-05-10 |  | Approved | Reverse Cycle | N/A | Yes | Class 10 | Yes | N/A | N/A | N/A | N/A | N/A | N/A | N/A | Available | N/A | N/A | http://www.toshiba-aircon.in.th/ |  | N/A |  |  | AAC5951 | Yes | Variable output compressor | Inverter | No | - | 7100 | 1.78 | - | 840 | 3550 | No | - | - | - | 1626.92 | 7646.7 | No | 767.76 | 3823.35 | No | - | - | 8000 | 1.84 | 850 | 4000 | No | - | - | Yes | 1690 | 5800 | No | - | - | No | - | - | - | - | - | No | - | - | No | - | - | No | - | - | - | - | 4.356 | 4.304 | 4.633 | 5.092 | 4.842 | 4.891 | 446 | 682 | 1995 | 1009 | 1252 | 2714 | 2.5 | 2.5 | 3 | 3.425 | 3.965 | 4.354 | 3.566 | 4.102 | 4.335 | 3063 | 1110 | 168 | 1000 | 499 | 108 | 1.5 | 2 | 2.5 | No | - | - | - | - | N/A | N/A | N/A | 5.4 | 3.9483 | 4.3051
[SEER Non Multi-Split <=65kW] GEMS (Air Conditioners up to 65kW) Determination 2019 | MEPS 2019 | AS/NZS 3823.1.1:2012 | RAV-GP801ATP-A/RAV-GM801KRTP-A |  | N/A | Toshiba | N/A | Non Ducted | Single Split System | Wall Hung | Air | Air | Thailand | 1.82 | N/A | 7.1 | N/A | N/A | N/A | N/A | N/A | 2.22 | 8 | Calorimeter Room | 3.8227 | 3.5219 | N/A | - | N/A | N/A | N/A | N/A | N/A | N/A | N/A | N/A | N/A | N/A | N/A | N/A | N/A | N/A | N/A | N/A | N/A | Single | R32 | Australia,Fiji,New Zealand | 137932 | 2026-05-03 |  | Approved | Reverse Cycle | N/A | Yes | Class 9 | Yes | N/A | N/A | N/A | N/A | N/A | N/A | N/A | Available | N/A | N/A | http://www.toshiba-aircon.in.th/ |  | N/A |  |  | AAC5934 | Yes | Variable output compressor | Inverter | No | - | 7100 | 1.82 | - | 670 | 3550 | No | - | - | - | 1663.48 | 7646.7 | No | 612.38 | 3823.35 | No | - | - | 8000 | 2.22 | 800 | 4000 | No | - | - | Yes | 2200 | 6700 | No | - | - | No | - | - | - | - | - | No | - | - | No | - | - | No | - | - | 60 | 67 | 5.049 | 4.882 | 5.259 | 6.109 | 5.727 | 5.635 | 384 | 601 | 1757 | 840 | 1058 | 2356 | 3.5 | 3 | 3.5 | 3.556 | 4.051 | 4.579 | 3.839 | 4.271 | 4.588 | 2949 | 1086 | 159 | 929 | 479 | 102 | 2 | 2.5 | 3 | No | - | - | - | - | N/A | N/A | N/A | 5 | 3.8652 | 3.5764
[SEER Non Multi-Split <=65kW] GEMS (Air Conditioners up to 65kW) Determination 2019 | MEPS 2019 | AS/NZS 3823.1.1:2012 | RAV-GP801ATP-A/RAV-GM801UTP-A |  | N/A | Toshiba | N/A | Non Ducted | Single Split System | Cassette | Air | Air | Thailand | 1.78 | N/A | 7.1 | N/A | N/A | N/A | N/A | N/A | 1.91 | 8 | Enthalpy Test Room | 4.0454 | 4.3019 | N/A | - | N/A | N/A | N/A | N/A | N/A | N/A | N/A | N/A | N/A | N/A | N/A | N/A | N/A | N/A | N/A | N/A | N/A | Single | R32 | Australia,Fiji,New Zealand | 138024 | 2026-05-11 |  | Approved | Reverse Cycle | N/A | Yes | Class 9 | Yes | N/A | N/A | N/A | N/A | N/A | N/A | N/A | Available | N/A | N/A | http://www.toshiba-aircon.in.th/ |  | N/A |  |  | AAC5964 | Yes | Variable output compressor | Inverter | No | - | 7100 | 1.78 | - | 620 | 3550 | No | - | - | - | 1626.92 | 7646.7 | No | 566.68 | 3823.35 | No | - | - | 8000 | 1.91 | 720 | 4000 | No | - | - | Yes | 1690 | 5800 | No | - | - | No | - | - | - | - | - | No | - | - | No | - | - | No | - | - | - | - | 5.266 | 5.085 | 5.532 | 6.485 | 6.067 | 5.958 | 365 | 574 | 1667 | 788 | 996 | 2225 | 3.5 | 3.5 | 4 | 3.66 | 4.372 | 5.097 | 3.928 | 4.672 | 5.101 | 2868 | 1010 | 147 | 910 | 441 | 95 | 2 | 2.5 | 3.5 | No | - | - | - | - | N/A | N/A | N/A | 6 | 3.9438 | 4.1445
AS/NZS 3823.2:2013 [Non Multi-Split] | NZ MEPS April 2013 | AS/NZS 3823.1.2:2012 | RAV-RM1101BTP-E & RAV-GM1101ATP-NZ |  | N/A | TOSHIBA | 1.5 | Ducted | Single Split System | - | Air | Air | Thailand | 2.99 | 8 | 9.5 | 750 | 0 | 0 | 0 | 275 | 2.99 | 11.2 | Enthalpy Test Room | 3.4155 | 3.765 | Yes | 0 | N/A | 12 | 12 | 0 | 0 | N/A | N/A | N/A | 3.3664 | 3.7143 | N/A | N/A | 0 | 0 | 0 | 0 | Enthalpy Test Room | Single | R32 | Fiji,New Zealand | 117486 | 2118-11-14 | 2022-07-04 | Superseded | Reverse Cycle | 1400 | No | Class 6 | No | - | No | - | - | - | - | 3.4155 | Unavailable | N/A | N/A | http://www.toshiba-carrier.co.th | http://www.toshibaheatpumps.com | Yes |  |  | ZAC0586 | N/A | Variable output compressor | Inverter | N/A | N/A | N/A | 2.99 | N/A | N/A | N/A | N/A | N/A | N/A | N/A | N/A | N/A | N/A | N/A | N/A | N/A | N/A | N/A | N/A | 2.99 | N/A | N/A | N/A | N/A | N/A | N/A | N/A | N/A | N/A | N/A | N/A | N/A | N/A | N/A | N/A | N/A | N/A | N/A | N/A | N/A | N/A | N/A | N/A | N/A | N/A | N/A | N/A | N/A | N/A | N/A | N/A | N/A | N/A | N/A | N/A | N/A | N/A | N/A | N/A | N/A | N/A | N/A | N/A | N/A | N/A | N/A | N/A | N/A | N/A | N/A | N/A | N/A | N/A | N/A | N/A | N/A | N/A | N/A | N/A | N/A | N/A | N/A | N/A | N/A | N/A | N/A | N/A | 3.1347 | 3.6957
AS/NZS 3823.2:2013 [Non Multi-Split] | NZ MEPS April 2013 | AS/NZS 3823.1.2:2012 | RAV-RM1101BTP-E & RAV-GP1101AT-E |  | N/A | TOSHIBA | 1.6 | Ducted | Single Split System | - | Air | Air | Thailand,Japan | 2.4 | 8.4 | 10 | 750 | 0 | 0 | 0 | 275 | 2.73 | 11.2 | Enthalpy Test Room | 4.3122 | 4.1011 | Yes | 0 | N/A | 7 | 7 | 0 | 0 | N/A | N/A | N/A | 4.2687 | 4.0658 | N/A | N/A | 0 | 0 | 0 | 0 | Enthalpy Test Room | Single | R32 | Fiji,New Zealand | 118099 | 2118-12-15 | 2022-07-04 | Superseded | Reverse Cycle | 1400 | No | Class 7 | No | - | No | - | - | - | - | 4.3122 | Unavailable | N/A | N/A | http://www.toshiba-carrier.co.th | http://www.toshibaheatpumps.com | Yes |  |  | ZAC0590 | N/A | Variable output compressor | Inverter | N/A | N/A | N/A | 2.4 | N/A | N/A | N/A | N/A | N/A | N/A | N/A | N/A | N/A | N/A | N/A | N/A | N/A | N/A | N/A | N/A | 2.73 | N/A | N/A | N/A | N/A | N/A | N/A | N/A | N/A | N/A | N/A | N/A | N/A | N/A | N/A | N/A | N/A | N/A | N/A | N/A | N/A | N/A | N/A | N/A | N/A | N/A | N/A | N/A | N/A | N/A | N/A | N/A | N/A | N/A | N/A | N/A | N/A | N/A | N/A | N/A | N/A | N/A | N/A | N/A | N/A | N/A | N/A | N/A | N/A | N/A | N/A | N/A | N/A | N/A | N/A | N/A | N/A | N/A | N/A | N/A | N/A | N/A | N/A | N/A | N/A | N/A | N/A | N/A | 4.126 | 4.0673
AS/NZS 3823.2:2013 [Non Multi-Split] | NZ MEPS April 2013 | AS/NZS 3823.1.1:2012 | RAV-RM1101CTP-E & RAV-GP1101AT-E |  | N/A | TOSHIBA | 1.7 | Non Ducted | Single Split System | Under ceiling | Air | Air | Thailand,Japan | 2.23 | 8.3 | 10 | 690 | 0 | 0 | 0 | 235 | 2.38 | 11.2 | Enthalpy Test Room | 4.6448 | 4.6791 | Yes | 0 | N/A | 7 | 7 | 0 | 0 | N/A | N/A | N/A | 4.5959 | 4.6341 | N/A | N/A | 0 | 0 | 0 | 0 | Enthalpy Test Room | Single | R32 | Fiji,New Zealand | 118037 | 2118-12-17 | 2022-07-04 | Superseded | Reverse Cycle | 1586 | No | Class 5 | No | - | No | - | - | - | - | 4.6448 | Unavailable | N/A | N/A | http://www.toshiba-carrier.co.th | http://www.toshibaheatpumps.com | Yes |  |  | ZAC0603 | N/A | Variable output compressor | Inverter | N/A | N/A | N/A | 2.23 | N/A | N/A | N/A | N/A | N/A | N/A | N/A | N/A | N/A | N/A | N/A | N/A | N/A | N/A | N/A | N/A | 2.38 | N/A | N/A | N/A | N/A | N/A | N/A | N/A | N/A | N/A | N/A | N/A | N/A | N/A | N/A | N/A | N/A | N/A | N/A | N/A | N/A | N/A | N/A | N/A | N/A | N/A | N/A | N/A | N/A | N/A | N/A | N/A | N/A | N/A | N/A | N/A | N/A | N/A | N/A | N/A | N/A | N/A | N/A | N/A | N/A | N/A | N/A | N/A | N/A | N/A | N/A | N/A | N/A | N/A | N/A | N/A | N/A | N/A | N/A | N/A | N/A | N/A | N/A | N/A | N/A | N/A | N/A | N/A | 4.4372 | 4.6596
AS/NZS 3823.2:2013 [Non Multi-Split] | NZ MEPS April 2013 | AS/NZS 3823.1.1:2012 | RAV-RM1101UTP-E & RAV-GM1101ATP-NZ |  | N/A | TOSHIBA | 1.5 | Non Ducted | Single Split System | Cassette | Air | Air | Thailand | 2.87 | 8 | 9.5 | 840 | 0 | 0 | 0 | 319 | 2.93 | 11.2 | Enthalpy Test Room | 3.6177 | 3.9208 | Yes | 0 | N/A | 12 | 12 | 0 | 0 | N/A | N/A | N/A | 3.5631 | 3.8662 | N/A | N/A | 0 | 0 | 0 | 0 | Enthalpy Test Room | Single | R32 | Fiji,New Zealand | 117506 | 2118-11-14 | 2022-07-04 | Superseded | Reverse Cycle | 840 | No | Class 4 | No | - | No | - | - | - | - | 3.6177 | Unavailable | N/A | N/A | http://www.toshiba-carrier.co.th | http://www.toshibaheatpumps.com | Yes |  |  | ZAC0570 | N/A | Variable output compressor | Inverter | N/A | N/A | N/A | 2.87 | N/A | N/A | N/A | N/A | N/A | N/A | N/A | N/A | N/A | N/A | N/A | N/A | N/A | N/A | N/A | N/A | 2.93 | N/A | N/A | N/A | N/A | N/A | N/A | N/A | N/A | N/A | N/A | N/A | N/A | N/A | N/A | N/A | N/A | N/A | N/A | N/A | N/A | N/A | N/A | N/A | N/A | N/A | N/A | N/A | N/A | N/A | N/A | N/A | N/A | N/A | N/A | N/A | N/A | N/A | N/A | N/A | N/A | N/A | N/A | N/A | N/A | N/A | N/A | N/A | N/A | N/A | N/A | N/A | N/A | N/A | N/A | N/A | N/A | N/A | N/A | N/A | N/A | N/A | N/A | N/A | N/A | N/A | N/A | N/A | 3.264 | 3.7703
AS/NZS 3823.2:2013 [Non Multi-Split] | NZ MEPS April 2013 | AS/NZS 3823.1.1:2012 | RAV-RM1101UTP-E & RAV-GP1101AT-E |  | N/A | TOSHIBA | 1.7 | Non Ducted | Single Split System | Cassette | Air | Air | Thailand,Japan | 2.13 | 8.3 | 10 | 840 | 0 | 0 | 0 | 256 | 2.34 | 11.2 | Enthalpy Test Room | 4.7543 | 4.6526 | Yes | 0 | N/A | 7 | 7 | 0 | 0 | N/A | N/A | N/A | 4.7023 | 4.6071 | N/A | N/A | 0 | 0 | 0 | 0 | Enthalpy Test Room | Single | R32 | Fiji,New Zealand | 118028 | 2118-12-17 | 2022-07-04 | Superseded | Reverse Cycle | 840 | No | Class 5 | No | - | No | - | - | - | - | 4.7543 | Unavailable | N/A | N/A | http://www.toshiba-carrier.co.th | http://www.toshibaheatpumps.com | Yes |  |  | ZAC0594 | N/A | Variable output compressor | Inverter | N/A | N/A | N/A | 2.13 | N/A | N/A | N/A | N/A | N/A | N/A | N/A | N/A | N/A | N/A | N/A | N/A | N/A | N/A | N/A | N/A | 2.34 | N/A | N/A | N/A | N/A | N/A | N/A | N/A | N/A | N/A | N/A | N/A | N/A | N/A | N/A | N/A | N/A | N/A | N/A | N/A | N/A | N/A | N/A | N/A | N/A | N/A | N/A | N/A | N/A | N/A | N/A | N/A | N/A | N/A | N/A | N/A | N/A | N/A | N/A | N/A | N/A | N/A | N/A | N/A | N/A | N/A | N/A | N/A | N/A | N/A | N/A | N/A | N/A | N/A | N/A | N/A | N/A | N/A | N/A | N/A | N/A | N/A | N/A | N/A | N/A | N/A | N/A | N/A | 4.6433 | 4.7384
AS/NZS 3823.2:2013 [Non Multi-Split] | NZ MEPS April 2013 | AS/NZS 3823.1.2:2012 | RAV-RM1401BTP-E & RAV-GM1401ATP-NZ |  | N/A | TOSHIBA | 2.3 | Ducted | Single Split System | - | Air | Air | Taiwan | 3.5 | 8.7 | 11 | 750 | 0 | 0 | 0 | 275 | 3.6 | 13 | Enthalpy Test Room | 3.1489 | 3.5927 | Yes | 50.8 | N/A | 12 | 12 | 4.8474 | 4.7585 | N/A | N/A | N/A | 3.1126 | 3.5522 | N/A | N/A | 0 | 0 | 0 | 0 | Enthalpy Test Room | Single | R32 | Fiji,New Zealand | 117488 | 2118-11-13 | 2022-07-04 | Superseded | Reverse Cycle | 1400 | No | Class 7 | No | - | No | - | - | - | - | 3.1489 | Unavailable | N/A | N/A | http://www.toshiba-carrier.co.th | http://www.toshibaheatpumps.com | Yes |  |  | ZAC0567 | N/A | Variable output compressor | Inverter | N/A | N/A | N/A | 3.5 | N/A | N/A | N/A | N/A | N/A | N/A | N/A | N/A | N/A | N/A | N/A | N/A | N/A | N/A | N/A | N/A | 3.6 | N/A | N/A | N/A | N/A | N/A | N/A | N/A | N/A | N/A | N/A | N/A | N/A | N/A | N/A | N/A | N/A | N/A | N/A | N/A | N/A | N/A | N/A | N/A | N/A | N/A | N/A | N/A | N/A | N/A | N/A | N/A | N/A | N/A | N/A | N/A | N/A | N/A | N/A | N/A | N/A | N/A | N/A | N/A | N/A | N/A | N/A | N/A | N/A | N/A | N/A | N/A | N/A | N/A | N/A | N/A | N/A | N/A | N/A | N/A | N/A | N/A | N/A | N/A | N/A | N/A | N/A | N/A | 3.1069 | 3.5709
AS/NZS 3823.2:2013 [Non Multi-Split] | NZ MEPS April 2013 | AS/NZS 3823.1.2:2012 | RAV-RM1401BTP-E & RAV-GP1401AT8-E |  | N/A | TOSHIBA | 3 | Ducted | Single Split System | - | Air | Air | Japan,Thailand | 3.81 | 9.5 | 12.5 | 750 | 0 | 0 | 0 | 275 | 3.66 | 14 | Enthalpy Test Room | 3.4986 | 3.9114 | Yes | 0 | N/A | 23 | 23 | 0 | 0 | N/A | N/A | N/A | 3.4257 | 3.8289 | N/A | N/A | 0 | 0 | 0 | 0 | Enthalpy Test Room | Three | R32 | Fiji,New Zealand | 122240 | 2119-06-13 | 2022-07-04 | Superseded | Reverse Cycle | 1400 | No | Class 7 | No | - | No | - | - | - | - | 3.4986 | Unavailable | N/A | N/A | http://www.toshiba-carrier.co.th | http://www.toshibaheatpumps.com | Yes |  |  | ZAC0634 | N/A | Variable output compressor | Inverter | N/A | N/A | N/A | 3.81 | N/A | N/A | N/A | N/A | N/A | N/A | N/A | N/A | N/A | N/A | N/A | N/A | N/A | N/A | N/A | N/A | 3.66 | N/A | N/A | N/A | N/A | N/A | N/A | N/A | N/A | N/A | N/A | N/A | N/A | N/A | N/A | N/A | N/A | N/A | N/A | N/A | N/A | N/A | N/A | N/A | N/A | N/A | N/A | N/A | N/A | N/A | N/A | N/A | N/A | N/A | N/A | N/A | N/A | N/A | N/A | N/A | N/A | N/A | N/A | N/A | N/A | N/A | N/A | N/A | N/A | N/A | N/A | N/A | N/A | N/A | N/A | N/A | N/A | N/A | N/A | N/A | N/A | N/A | N/A | N/A | N/A | N/A | N/A | N/A | 3.2152 | 3.7456
AS/NZS 3823.2:2013 [Non Multi-Split] | NZ MEPS April 2013 | AS/NZS 3823.1.2:2012 | RAV-RM1401BTP-E & RAV-GP1401AT-E |  | N/A | TOSHIBA | 3.1 | Ducted | Single Split System | - | Air | Air | Thailand,Japan | 3.57 | 9.4 | 12.5 | 750 | 0 | 0 | 0 | 275 | 3.63 | 14 | Enthalpy Test Room | 3.5643 | 3.9052 | Yes | 0 | N/A | 7 | 7 | 0 | 0 | N/A | N/A | N/A | 3.5404 | 3.8796 | N/A | N/A | 0 | 0 | 0 | 0 | Enthalpy Test Room | Single | R32 | Fiji,New Zealand | 118100 | 2118-12-15 | 2022-07-04 | Superseded | Reverse Cycle | 1400 | No | Class 7 | No | - | No | - | - | - | - | 3.5643 | Unavailable | N/A | N/A | http://www.toshiba-carrier.co.th | http://www.toshibaheatpumps.com | Yes |  |  | ZAC0589 | N/A | Variable output compressor | Inverter | N/A | N/A | N/A | 3.57 | N/A | N/A | N/A | N/A | N/A | N/A | N/A | N/A | N/A | N/A | N/A | N/A | N/A | N/A | N/A | N/A | 3.63 | N/A | N/A | N/A | N/A | N/A | N/A | N/A | N/A | N/A | N/A | N/A | N/A | N/A | N/A | N/A | N/A | N/A | N/A | N/A | N/A | N/A | N/A | N/A | N/A | N/A | N/A | N/A | N/A | N/A | N/A | N/A | N/A | N/A | N/A | N/A | N/A | N/A | N/A | N/A | N/A | N/A | N/A | N/A | N/A | N/A | N/A | N/A | N/A | N/A | N/A | N/A | N/A | N/A | N/A | N/A | N/A | N/A | N/A | N/A | N/A | N/A | N/A | N/A | N/A | N/A | N/A | N/A | 3.4783 | 3.8318
AS/NZS 3823.2:2013 [Non Multi-Split] | NZ MEPS April 2013 | AS/NZS 3823.1.1:2012 | RAV-RM1401CTP-E & RAV-GM1401ATP-NZ |  | N/A | TOSHIBA | 2.2 | Non Ducted | Single Split System | Under ceiling | Air | Air | Thailand | 3.5 | 8.8 | 11 | 690 | 0 | 0 | 0 | 235 | 3.48 | 13 | Enthalpy Test Room | 3.0488 | 3.6648 | Yes | 51.3 | N/A | 12 | 12 | 4.675 | 4.8544 | N/A | N/A | N/A | 3.0147 | 3.6227 | N/A | N/A | 0 | 0 | 0 | 0 | Enthalpy Test Room | Single | R32 | Fiji,New Zealand | 117541 | 2118-11-14 | 2022-07-04 | Superseded | Reverse Cycle | 1586 | No | Class 5 | No | - | No | - | - | - | - | 3.0488 | Unavailable | N/A | N/A | http://www.toshiba-carrier.co.th | http://www.toshibaheatpumps.com | Yes |  |  | ZAC0583 | N/A | Variable output compressor | Inverter | N/A | N/A | N/A | 3.5 | N/A | N/A | N/A | N/A | N/A | N/A | N/A | N/A | N/A | N/A | N/A | N/A | N/A | N/A | N/A | N/A | 3.48 | N/A | N/A | N/A | N/A | N/A | N/A | N/A | N/A | N/A | N/A | N/A | N/A | N/A | N/A | N/A | N/A | N/A | N/A | N/A | N/A | N/A | N/A | N/A | N/A | N/A | N/A | N/A | N/A | N/A | N/A | N/A | N/A | N/A | N/A | N/A | N/A | N/A | N/A | N/A | N/A | N/A | N/A | N/A | N/A | N/A | N/A | N/A | N/A | N/A | N/A | N/A | N/A | N/A | N/A | N/A | N/A | N/A | N/A | N/A | N/A | N/A | N/A | N/A | N/A | N/A | N/A | N/A | 3.1069 | 3.6926
AS/NZS 3823.2:2013 [Non Multi-Split] | NZ MEPS April 2013 | AS/NZS 3823.1.1:2012 | RAV-RM1401CTP-E & RAV-GP1401AT8-E |  | N/A | TOSHIBA | 3.1 | Non Ducted | Single Split System | Under ceiling | Air | Air | Japan,Thailand | 3.68 | 9.4 | 12.5 | 690 | 0 | 0 | 0 | 235 | 3.48 | 14 | Enthalpy Test Room | 3.5017 | 4.1413 | Yes | 0 | N/A | 23 | 23 | 0 | 0 | N/A | N/A | N/A | 3.4273 | 4.0489 | N/A | N/A | 0 | 0 | 0 | 0 | Enthalpy Test Room | Three | R32 | Fiji,New Zealand | 122259 | 2119-06-13 | 2022-07-04 | Superseded | Reverse Cycle | 1586 | No | Class 5 | No | - | No | - | - | - | - | 3.5017 | Unavailable | N/A | N/A | http://www.toshiba-carrier.co.th | http://www.toshibaheatpumps.com | Yes |  |  | ZAC0636 | N/A | Variable output compressor | Inverter | N/A | N/A | N/A | 3.68 | N/A | N/A | N/A | N/A | N/A | N/A | N/A | N/A | N/A | N/A | N/A | N/A | N/A | N/A | N/A | N/A | 3.48 | N/A | N/A | N/A | N/A | N/A | N/A | N/A | N/A | N/A | N/A | N/A | N/A | N/A | N/A | N/A | N/A | N/A | N/A | N/A | N/A | N/A | N/A | N/A | N/A | N/A | N/A | N/A | N/A | N/A | N/A | N/A | N/A | N/A | N/A | N/A | N/A | N/A | N/A | N/A | N/A | N/A | N/A | N/A | N/A | N/A | N/A | N/A | N/A | N/A | N/A | N/A | N/A | N/A | N/A | N/A | N/A | N/A | N/A | N/A | N/A | N/A | N/A | N/A | N/A | N/A | N/A | N/A | 3.3265 | 3.9351
AS/NZS 3823.2:2013 [Non Multi-Split] | NZ MEPS April 2013 | AS/NZS 3823.1.1:2012 | RAV-RM1401CTP-E & RAV-GP1401AT-E |  | N/A | TOSHIBA | 3.1 | Non Ducted | Single Split System | Under ceiling | Air | Air | Thailand,Japan | 3.58 | 9.4 | 12.5 | 690 | 0 | 0 | 0 | 235 | 3.59 | 14 | Enthalpy Test Room | 3.5073 | 3.9531 | Yes | 0 | N/A | 7 | 7 | 0 | 0 | N/A | N/A | N/A | 3.4845 | 3.9277 | N/A | N/A | 0 | 0 | 0 | 0 | Enthalpy Test Room | Single | R32 | Fiji,New Zealand | 118038 | 2118-12-17 | 2022-07-04 | Superseded | Reverse Cycle | 1586 | No | Class 5 | No | - | No | - | - | - | - | 3.5073 | Unavailable | N/A | N/A | http://www.toshiba-carrier.co.th | http://www.toshibaheatpumps.com | Yes |  |  | ZAC0604 | N/A | Variable output compressor | Inverter | N/A | N/A | N/A | 3.58 | N/A | N/A | N/A | N/A | N/A | N/A | N/A | N/A | N/A | N/A | N/A | N/A | N/A | N/A | N/A | N/A | 3.59 | N/A | N/A | N/A | N/A | N/A | N/A | N/A | N/A | N/A | N/A | N/A | N/A | N/A | N/A | N/A | N/A | N/A | N/A | N/A | N/A | N/A | N/A | N/A | N/A | N/A | N/A | N/A | N/A | N/A | N/A | N/A | N/A | N/A | N/A | N/A | N/A | N/A | N/A | N/A | N/A | N/A | N/A | N/A | N/A | N/A | N/A | N/A | N/A | N/A | N/A | N/A | N/A | N/A | N/A | N/A | N/A | N/A | N/A | N/A | N/A | N/A | N/A | N/A | N/A | N/A | N/A | N/A | 3.4687 | 3.8742
AS/NZS 3823.2:2013 [Non Multi-Split] | NZ MEPS April 2013 | AS/NZS 3823.1.1:2012 | RAV-RM1401UTP-E & RAV-GM1401ATP-NZ |  | N/A | TOSHIBA | 2.3 | Non Ducted | Single Split System | Cassette | Air | Air | Thailand | 3.4 | 8.7 | 11 | 840 | 0 | 0 | 0 | 319 | 3.46 | 13 | Enthalpy Test Room | 3.0704 | 3.6752 | Yes | 50.5 | N/A | 12 | 12 | 4.7826 | 4.7969 | N/A | N/A | N/A | 3.0357 | 3.6328 | N/A | N/A | 0 | 0 | 0 | 0 | Enthalpy Test Room | Single | R32 | Fiji,New Zealand | 117507 | 2118-11-14 | 2022-07-04 | Superseded | Reverse Cycle | 840 | No | Class 5 | No | - | No | - | - | - | - | 3.0704 | Unavailable | N/A | N/A | http://www.toshiba-carrier.co.th | http://www.toshibaheatpumps.com | Yes |  |  | ZAC0572 | N/A | Variable output compressor | Inverter | N/A | N/A | N/A | 3.4 | N/A | N/A | N/A | N/A | N/A | N/A | N/A | N/A | N/A | N/A | N/A | N/A | N/A | N/A | N/A | N/A | 3.46 | N/A | N/A | N/A | N/A | N/A | N/A | N/A | N/A | N/A | N/A | N/A | N/A | N/A | N/A | N/A | N/A | N/A | N/A | N/A | N/A | N/A | N/A | N/A | N/A | N/A | N/A | N/A | N/A | N/A | N/A | N/A | N/A | N/A | N/A | N/A | N/A | N/A | N/A | N/A | N/A | N/A | N/A | N/A | N/A | N/A | N/A | N/A | N/A | N/A | N/A | N/A | N/A | N/A | N/A | N/A | N/A | N/A | N/A | N/A | N/A | N/A | N/A | N/A | N/A | N/A | N/A | N/A | 3.1972 | 3.7137
AS/NZS 3823.2:2013 [Non Multi-Split] | NZ MEPS April 2013 | AS/NZS 3823.1.1:2012 | RAV-RM1401UTP-E & RAV-GP1401AT8-E |  | N/A | TOSHIBA | 3.2 | Non Ducted | Single Split System | Cassette | Air | Air | Japan,Thailand | 3.42 | 9.3 | 12.5 | 840 | 0 | 0 | 0 | 319 | 3.41 | 14 | Enthalpy Test Room | 3.7737 | 4.1939 | Yes | 0 | N/A | 23 | 23 | 0 | 0 | N/A | N/A | N/A | 3.6877 | 4.0993 | N/A | N/A | 0 | 0 | 0 | 0 | Enthalpy Test Room | Three | R32 | Fiji,New Zealand | 122212 | 2119-06-19 | 2022-07-04 | Superseded | Reverse Cycle | 840 | No | Class 5 | No | - | No | - | - | - | - | 3.7737 | Unavailable | N/A | N/A | http://www.toshiba-carrier.co.th | http://www.toshibaheatpumps.com | Yes |  |  | ZAC0639 | N/A | Variable output compressor | Inverter | N/A | N/A | N/A | 3.42 | N/A | N/A | N/A | N/A | N/A | N/A | N/A | N/A | N/A | N/A | N/A | N/A | N/A | N/A | N/A | N/A | 3.41 | N/A | N/A | N/A | N/A | N/A | N/A | N/A | N/A | N/A | N/A | N/A | N/A | N/A | N/A | N/A | N/A | N/A | N/A | N/A | N/A | N/A | N/A | N/A | N/A | N/A | N/A | N/A | N/A | N/A | N/A | N/A | N/A | N/A | N/A | N/A | N/A | N/A | N/A | N/A | N/A | N/A | N/A | N/A | N/A | N/A | N/A | N/A | N/A | N/A | N/A | N/A | N/A | N/A | N/A | N/A | N/A | N/A | N/A | N/A | N/A | N/A | N/A | N/A | N/A | N/A | N/A | N/A | 3.5737 | 4.0141
AS/NZS 3823.2:2013 [Non Multi-Split] | NZ MEPS April 2013 | AS/NZS 3823.1.1:2012 | RAV-RM1401UTP-E & RAV-GP1401AT-E |  | N/A | TOSHIBA | 3.4 | Non Ducted | Single Split System | Cassette | Air | Air | Thailand,Japan | 3.16 | 9.1 | 12.5 | 840 | 0 | 0 | 0 | 256 | 3.21 | 14 | Enthalpy Test Room | 3.8903 | 4.1492 | Yes | 0 | N/A | 7 | 7 | 0 | 0 | N/A | N/A | N/A | 3.8621 | 4.1198 | N/A | N/A | 0 | 0 | 0 | 0 | Enthalpy Test Room | Single | R32 | Fiji,New Zealand | 118029 | 2118-12-17 | 2022-07-04 | Superseded | Reverse Cycle | 840 | No | Class 5 | No | - | No | - | - | - | - | 3.8903 | Unavailable | N/A | N/A | http://www.toshiba-carrier.co.th | http://www.toshibaheatpumps.com | Yes |  |  | ZAC0595 | N/A | Variable output compressor | Inverter | N/A | N/A | N/A | 3.16 | N/A | N/A | N/A | N/A | N/A | N/A | N/A | N/A | N/A | N/A | N/A | N/A | N/A | N/A | N/A | N/A | 3.21 | N/A | N/A | N/A | N/A | N/A | N/A | N/A | N/A | N/A | N/A | N/A | N/A | N/A | N/A | N/A | N/A | N/A | N/A | N/A | N/A | N/A | N/A | N/A | N/A | N/A | N/A | N/A | N/A | N/A | N/A | N/A | N/A | N/A | N/A | N/A | N/A | N/A | N/A | N/A | N/A | N/A | N/A | N/A | N/A | N/A | N/A | N/A | N/A | N/A | N/A | N/A | N/A | N/A | N/A | N/A | N/A | N/A | N/A | N/A | N/A | N/A | N/A | N/A | N/A | N/A | N/A | N/A | 3.9263 | 4.3295
AS/NZS 3823.2:2013 [Non Multi-Split] | NZ MEPS April 2013 | AS/NZS 3823.1.2:2012 | RAV-RM1601BTP-E & RAV-GP1601AT8-E |  | N/A | TOSHIBA | 3.8 | Ducted | Single Split System | - | Air | Air | Japan,Thailand | 4.49 | 10.2 | 14 | 750 | 0 | 0 | 0 | 275 | 4.57 | 16 | Enthalpy Test Room | 3.1114 | 3.5996 | Yes | 54.9 | N/A | 23 | 23 | 4.7638 | 4.8124 | N/A | N/A | N/A | 3.0584 | 3.538 | N/A | N/A | 0 | 0 | 0 | 0 | Enthalpy Test Room | Three | R32 | Fiji,New Zealand | 122255 | 2119-06-13 | 2022-07-04 | Superseded | Reverse Cycle | 1400 | No | Class 7 | No | - | No | - | - | - | - | 3.1114 | Unavailable | N/A | N/A | http://www.toshiba-carrier.co.th | http://www.toshibaheatpumps.com | Yes |  |  | ZAC0635 | N/A | Variable output compressor | Inverter | N/A | N/A | N/A | 4.49 | N/A | N/A | N/A | N/A | N/A | N/A | N/A | N/A | N/A | N/A | N/A | N/A | N/A | N/A | N/A | N/A | 4.57 | N/A | N/A | N/A | N/A | N/A | N/A | N/A | N/A | N/A | N/A | N/A | N/A | N/A | N/A | N/A | N/A | N/A | N/A | N/A | N/A | N/A | N/A | N/A | N/A | N/A | N/A | N/A | N/A | N/A | N/A | N/A | N/A | N/A | N/A | N/A | N/A | N/A | N/A | N/A | N/A | N/A | N/A | N/A | N/A | N/A | N/A | N/A | N/A | N/A | N/A | N/A | N/A | N/A | N/A | N/A | N/A | N/A | N/A | N/A | N/A | N/A | N/A | N/A | N/A | N/A | N/A | N/A | 3.065 | 3.4425
AS/NZS 3823.2:2013 [Non Multi-Split] | NZ MEPS April 2013 | AS/NZS 3823.1.1:2012 | RAV-RM1601CTP-E & RAV-GP1601AT8-E |  | N/A | TOSHIBA | 4.2 | Non Ducted | Single Split System | Under ceiling | Air | Air | Japan,Thailand | 4.6 | 9.8 | 14 | 690 | 0 | 0 | 0 | 235 | 4.3 | 16 | Enthalpy Test Room | 3.1311 | 3.7792 | Yes | 55.18 | N/A | 23 | 23 | 4.6875 | 5.0495 | N/A | N/A | N/A | 3.0777 | 3.7115 | N/A | N/A | 0 | 0 | 0 | 0 | Enthalpy Test Room | Three | R32 | Fiji,New Zealand | 122262 | 2119-06-13 | 2022-07-04 | Superseded | Reverse Cycle | 1586 | No | Class 5 | No | - | No | - | - | - | - | 3.1311 | Unavailable | N/A | N/A | http://www.toshiba-carrier.co.th | http://www.toshibaheatpumps.com | Yes |  |  | ZAC0637 | N/A | Variable output compressor | Inverter | N/A | N/A | N/A | 4.6 | N/A | N/A | N/A | N/A | N/A | N/A | N/A | N/A | N/A | N/A | N/A | N/A | N/A | N/A | N/A | N/A | 4.3 | N/A | N/A | N/A | N/A | N/A | N/A | N/A | N/A | N/A | N/A | N/A | N/A | N/A | N/A | N/A | N/A | N/A | N/A | N/A | N/A | N/A | N/A | N/A | N/A | N/A | N/A | N/A | N/A | N/A | N/A | N/A | N/A | N/A | N/A | N/A | N/A | N/A | N/A | N/A | N/A | N/A | N/A | N/A | N/A | N/A | N/A | N/A | N/A | N/A | N/A | N/A | N/A | N/A | N/A | N/A | N/A | N/A | N/A | N/A | N/A | N/A | N/A | N/A | N/A | N/A | N/A | N/A | 2.9929 | 3.6549
AS/NZS 3823.2:2013 [Non Multi-Split] | NZ MEPS April 2013 | AS/NZS 3823.1.1:2012 | RAV-RM1601UTP-E |  | N/A | TOSHIBA | 3.8 | Non Ducted | Single Split System | Cassette | Air | Air | Japan,Thailand | 4.34 | 10.2 | 14 | 840 | 0 | 0 | 0 | 319 | 4.28 | 16 | Enthalpy Test Room | 3.3233 | 3.849 | Yes | 0 | N/A | 23 | 23 | 0 | 0 | N/A | N/A | N/A | 3.2632 | 3.7787 | N/A | N/A | 0 | 0 | 0 | 0 | Enthalpy Test Room | Three | R32 | Fiji,New Zealand | 122214 | 2119-06-13 | 2022-07-04 | Superseded | Reverse Cycle | 840 | No | Class 5 | No | - | No | - | - | - | - | 3.3233 | Unavailable | N/A | N/A | http://www.toshiba-carrier.co.th | http://www.toshibaheatpumps.com | Yes |  |  | ZAC0631 | N/A | Variable output compressor | Inverter | N/A | N/A | N/A | 4.34 | N/A | N/A | N/A | N/A | N/A | N/A | N/A | N/A | N/A | N/A | N/A | N/A | N/A | N/A | N/A | N/A | 4.28 | N/A | N/A | N/A | N/A | N/A | N/A | N/A | N/A | N/A | N/A | N/A | N/A | N/A | N/A | N/A | N/A | N/A | N/A | N/A | N/A | N/A | N/A | N/A | N/A | N/A | N/A | N/A | N/A | N/A | N/A | N/A | N/A | N/A | N/A | N/A | N/A | N/A | N/A | N/A | N/A | N/A | N/A | N/A | N/A | N/A | N/A | N/A | N/A | N/A | N/A | N/A | N/A | N/A | N/A | N/A | N/A | N/A | N/A | N/A | N/A | N/A | N/A | N/A | N/A | N/A | N/A | N/A | 3.169 | 3.6716
AS/NZS 3823.2:2013 [Non Multi-Split] | NZ MEPS April 2013 | AS/NZS 3823.1.1:2012 | RAV-RM301KRTP-NZ & RAV-GM301ATP-NZ |  | N/A | TOSHIBA | 1 | Non Ducted | Single Split System | Wall Hung | Air | Air | Thailand | 0.61 | 1.5 | 2.5 | 230 | 0 | 0 | 0 | 293 | 0.85 | 3.4 | Calorimeter Room | 4.1967 | 4.0581 | Yes | 0 | N/A | 11 | 11 | 0 | 0 | N/A | N/A | N/A | 3.9556 | 3.89 | N/A | N/A | 3.4112 | 3.2799 | 3 | 3 | Calorimeter Room | Single | R32 | Fiji,New Zealand | 117510 | 2118-11-14 | 2021-06-30 | Superseded | Reverse Cycle | 798 | No | Class 3 | No | - | No | - | - | - | - | 4.1967 | Unavailable | N/A | N/A | http://www.toshiba-carrier.co.th | http://www.toshibaheatpumps.com | Yes |  | https://reg.energyrating.gov.au/static/common/images/star_ratings_2014/aircon_rating_3_3.png | ZAC0573 | N/A | Variable output compressor | Inverter | N/A | N/A | N/A | 0.61 | N/A | N/A | N/A | N/A | N/A | N/A | N/A | N/A | N/A | N/A | N/A | N/A | N/A | N/A | N/A | N/A | 0.85 | N/A | N/A | N/A | N/A | N/A | N/A | N/A | N/A | N/A | N/A | N/A | N/A | N/A | N/A | N/A | N/A | N/A | N/A | N/A | N/A | N/A | N/A | N/A | N/A | N/A | N/A | N/A | N/A | N/A | N/A | N/A | N/A | N/A | N/A | N/A | N/A | N/A | N/A | N/A | N/A | N/A | N/A | N/A | N/A | N/A | N/A | N/A | N/A | N/A | N/A | N/A | N/A | N/A | N/A | N/A | N/A | N/A | N/A | N/A | N/A | N/A | N/A | N/A | N/A | N/A | N/A | N/A | 3.8629 | 3.8324
AS/NZS 3823.2:2013 [Non Multi-Split] | NZ MEPS April 2013 | AS/NZS 3823.1.1:2012 | RAV-RM301MUT-E & RAV-GM301ATP-NZ |  | N/A | TOSHIBA | 0.5 | Non Ducted | Single Split System | Cassette | Air | Air | Thailand,Japan | 0.59 | 2 | 2.5 | 575 | 0 | 0 | 0 | 256 | 0.76 | 3.4 | Enthalpy Test Room | 4.2734 | 4.3105 | Yes | 0 | N/A | 11 | 11 | 0 | 0 | N/A | N/A | N/A | 4.0151 | 4.1127 | N/A | N/A | 0 | 0 | 0 | 0 | Enthalpy Test Room | Single | R32 | Fiji,New Zealand | 117542 | 2118-11-14 | 2022-07-04 | Superseded | Reverse Cycle | 575 | No | Class 3 | No | - | No | - | - | - | - | 4.2734 | Unavailable | N/A | N/A | http://www.toshiba-carrier.co.th | http://www.toshibaheatpumps.com | Yes |  |  | ZAC0577 | N/A | Variable output compressor | Inverter | N/A | N/A | N/A | 0.59 | N/A | N/A | N/A | N/A | N/A | N/A | N/A | N/A | N/A | N/A | N/A | N/A | N/A | N/A | N/A | N/A | 0.76 | N/A | N/A | N/A | N/A | N/A | N/A | N/A | N/A | N/A | N/A | N/A | N/A | N/A | N/A | N/A | N/A | N/A | N/A | N/A | N/A | N/A | N/A | N/A | N/A | N/A | N/A | N/A | N/A | N/A | N/A | N/A | N/A | N/A | N/A | N/A | N/A | N/A | N/A | N/A | N/A | N/A | N/A | N/A | N/A | N/A | N/A | N/A | N/A | N/A | N/A | N/A | N/A | N/A | N/A | N/A | N/A | N/A | N/A | N/A | N/A | N/A | N/A | N/A | N/A | N/A | N/A | N/A | 3.9861 | 4.265
AS/NZS 3823.2:2013 [Non Multi-Split] | NZ MEPS April 2013 | AS/NZS 3823.1.2:2012 | RAV-RM301SDT-E & RAV-GM301ATP-NZ |  | N/A | TOSHIBA | 0.5 | Ducted | Single Split System | - | Air | Air | Thailand,Japan | 0.56 | 2 | 2.5 | 645 | 0 | 0 | 0 | 210 | 0.86 | 3.4 | Enthalpy Test Room | 4.3937 | 4.15 | Yes | 0 | N/A | 11 | 11 | 0 | 0 | N/A | N/A | N/A | 4.1264 | 3.97 | N/A | N/A | 0 | 0 | 0 | 0 | Enthalpy Test Room | Single | R32 | Fiji,New Zealand | 117545 | 2118-11-14 | 2022-07-04 | Superseded | Reverse Cycle | 845 | No | Class 6 | No | - | No | - | - | - | - | 4.3937 | Unavailable | N/A | N/A | http://www.toshiba-carrier.co.th | http://www.toshibaheatpumps.com | Yes |  |  | ZAC0580 | N/A | Variable output compressor | Inverter | N/A | N/A | N/A | 0.56 | N/A | N/A | N/A | N/A | N/A | N/A | N/A | N/A | N/A | N/A | N/A | N/A | N/A | N/A | N/A | N/A | 0.86 | N/A | N/A | N/A | N/A | N/A | N/A | N/A | N/A | N/A | N/A | N/A | N/A | N/A | N/A | N/A | N/A | N/A | N/A | N/A | N/A | N/A | N/A | N/A | N/A | N/A | N/A | N/A | N/A | N/A | N/A | N/A | N/A | N/A | N/A | N/A | N/A | N/A | N/A | N/A | N/A | N/A | N/A | N/A | N/A | N/A | N/A | N/A | N/A | N/A | N/A | N/A | N/A | N/A | N/A | N/A | N/A | N/A | N/A | N/A | N/A | N/A | N/A | N/A | N/A | N/A | N/A | N/A | 4.1863 | 3.7897
AS/NZS 3823.2:2013 [Non Multi-Split] | NZ MEPS April 2013 | AS/NZS 3823.1.1:2012 | RAV-RM401CTP-E & RAV-GM401ATP-NZ |  | N/A | TOSHIBA | 0.6 | Non Ducted | Single Split System | Under ceiling | Air | Air | Thailand | 0.83 | 3 | 3.6 | 690 | 0 | 0 | 0 | 235 | 0.78 | 4 | Enthalpy Test Room | 4.3285 | 4.83 | Yes | 0 | N/A | 11 | 11 | 0 | 0 | N/A | N/A | N/A | 4.1438 | 4.6186 | N/A | N/A | 0 | 0 | 0 | 0 | Enthalpy Test Room | Single | R32 | Fiji,New Zealand | 117536 | 2118-11-14 | 2022-07-04 | Superseded | Reverse Cycle | 952 | No | Class 3 | No | - | No | - | - | - | - | 4.3285 | Unavailable | N/A | N/A | http://www.toshiba-carrier.co.th | http://www.toshibaheatpumps.com | Yes |  |  | ZAC0575 | N/A | Variable output compressor | Inverter | N/A | N/A | N/A | 0.83 | N/A | N/A | N/A | N/A | N/A | N/A | N/A | N/A | N/A | N/A | N/A | N/A | N/A | N/A | N/A | N/A | 0.78 | N/A | N/A | N/A | N/A | N/A | N/A | N/A | N/A | N/A | N/A | N/A | N/A | N/A | N/A | N/A | N/A | N/A | N/A | N/A | N/A | N/A | N/A | N/A | N/A | N/A | N/A | N/A | N/A | N/A | N/A | N/A | N/A | N/A | N/A | N/A | N/A | N/A | N/A | N/A | N/A | N/A | N/A | N/A | N/A | N/A | N/A | N/A | N/A | N/A | N/A | N/A | N/A | N/A | N/A | N/A | N/A | N/A | N/A | N/A | N/A | N/A | N/A | N/A | N/A | N/A | N/A | N/A | 4.1514 | 4.8949
AS/NZS 3823.2:2013 [Non Multi-Split] | NZ MEPS April 2013 | AS/NZS 3823.1.1:2012 | RAV-RM401CTP-E x 2 & RAV-GP801AT-E |  | N/A | TOSHIBA | 1.2 | Non Ducted | Double/Triple Split | Under ceiling | Air | Air | Thailand,Japan | 1.6 | 5.9 | 7.1 | 690 | 0 | 0 | 0 | 235 | 1.8 | 8 | Enthalpy Test Room | 4.7208 | 4.8144 | Yes | 0 | N/A | 9 | 9 | 0 | 0 | N/A | N/A | N/A | 4.6293 | 4.7309 | N/A | N/A | 0 | 0 | 0 | 0 | Enthalpy Test Room | Single | R32 | Fiji,New Zealand | 118094 | 2118-12-17 | 2022-07-04 | Superseded | Reverse Cycle | 952 | No | Class 9 | No | - | No | - | - | - | - | 4.7208 | Unavailable | N/A | N/A | http://www.toshiba-carrier.co.th | http://www.toshibaheatpumps.com | Yes |  |  | ZAC0605 | N/A | Variable output compressor | Inverter | N/A | N/A | N/A | 1.6 | N/A | N/A | N/A | N/A | N/A | N/A | N/A | N/A | N/A | N/A | N/A | N/A | N/A | N/A | N/A | N/A | 1.8 | N/A | N/A | N/A | N/A | N/A | N/A | N/A | N/A | N/A | N/A | N/A | N/A | N/A | N/A | N/A | N/A | N/A | N/A | N/A | N/A | N/A | N/A | N/A | N/A | N/A | N/A | N/A | N/A | N/A | N/A | N/A | N/A | N/A | N/A | N/A | N/A | N/A | N/A | N/A | N/A | N/A | N/A | N/A | N/A | N/A | N/A | N/A | N/A | N/A | N/A | N/A | N/A | N/A | N/A | N/A | N/A | N/A | N/A | N/A | N/A | N/A | N/A | N/A | N/A | N/A | N/A | N/A | 4.3547 | 4.3706
AS/NZS 3823.2:2013 [Non Multi-Split] | NZ MEPS April 2013 | AS/NZS 3823.1.1:2012 | RAV-RM401KRTP-NZ & RAV-GM401ATP-NZ |  | N/A | TOSHIBA | 0.6 | Non Ducted | Single Split System | Wall Hung | Air | Air | Thailand | 1.04 | 3 | 3.6 | 230 | 0 | 0 | 0 | 293 | 1.05 | 4 | Calorimeter Room | 3.6273 | 3.8744 | Yes | 0 | N/A | 11 | 11 | 0 | 0 | N/A | N/A | N/A | 3.497 | 3.74 | N/A | N/A | 2.494 | 2.9801 | 2 | 2.5 | Calorimeter Room | Single | R32 | Fiji,New Zealand | 117514 | 2118-11-14 | 2021-06-30 | Superseded | Reverse Cycle | 798 | No | Class 3 | No | - | No | - | - | - | - | 3.6273 | Unavailable | N/A | N/A | http://www.toshiba-carrier.co.th | http://www.toshibaheatpumps.com | Yes |  | https://reg.energyrating.gov.au/static/common/images/star_ratings_2014/aircon_rating_2_2.5.png | ZAC0574 | N/A | Variable output compressor | Inverter | N/A | N/A | N/A | 1.04 | N/A | N/A | N/A | N/A | N/A | N/A | N/A | N/A | N/A | N/A | N/A | N/A | N/A | N/A | N/A | N/A | 1.05 | N/A | N/A | N/A | N/A | N/A | N/A | N/A | N/A | N/A | N/A | N/A | N/A | N/A | N/A | N/A | N/A | N/A | N/A | N/A | N/A | N/A | N/A | N/A | N/A | N/A | N/A | N/A | N/A | N/A | N/A | N/A | N/A | N/A | N/A | N/A | N/A | N/A | N/A | N/A | N/A | N/A | N/A | N/A | N/A | N/A | N/A | N/A | N/A | N/A | N/A | N/A | N/A | N/A | N/A | N/A | N/A | N/A | N/A | N/A | N/A | N/A | N/A | N/A | N/A | N/A | N/A | N/A | 3.3421 | 3.6792
AS/NZS 3823.2:2013 [Non Multi-Split] | NZ MEPS April 2013 | AS/NZS 3823.1.1:2012 | RAV-RM401MUT-E & RAV-GM401ATP-NZ |  | N/A | TOSHIBA | 0.6 | Non Ducted | Single Split System | Cassette | Air | Air | Thailand,Japan | 0.9 | 3 | 3.6 | 575 | 0 | 0 | 0 | 256 | 0.95 | 4 | Enthalpy Test Room | 4.1451 | 4.3435 | Yes | 0 | N/A | 11 | 11 | 0 | 0 | N/A | N/A | N/A | 3.9762 | 4.1748 | N/A | N/A | 0 | 0 | 0 | 0 | Enthalpy Test Room | Single | R32 | Fiji,New Zealand | 117543 | 2118-11-14 | 2022-07-04 | Superseded | Reverse Cycle | 575 | No | Class 3 | No | - | No | - | - | - | - | 4.1451 | Unavailable | N/A | N/A | http://www.toshiba-carrier.co.th | http://www.toshibaheatpumps.com | Yes |  |  | ZAC0582 | N/A | Variable output compressor | Inverter | N/A | N/A | N/A | 0.9 | N/A | N/A | N/A | N/A | N/A | N/A | N/A | N/A | N/A | N/A | N/A | N/A | N/A | N/A | N/A | N/A | 0.95 | N/A | N/A | N/A | N/A | N/A | N/A | N/A | N/A | N/A | N/A | N/A | N/A | N/A | N/A | N/A | N/A | N/A | N/A | N/A | N/A | N/A | N/A | N/A | N/A | N/A | N/A | N/A | N/A | N/A | N/A | N/A | N/A | N/A | N/A | N/A | N/A | N/A | N/A | N/A | N/A | N/A | N/A | N/A | N/A | N/A | N/A | N/A | N/A | N/A | N/A | N/A | N/A | N/A | N/A | N/A | N/A | N/A | N/A | N/A | N/A | N/A | N/A | N/A | N/A | N/A | N/A | N/A | 3.8413 | 4.0519
AS/NZS 3823.2:2013 [Non Multi-Split] | NZ MEPS April 2013 | AS/NZS 3823.1.1:2012 | RAV-RM401MUT-E x 2 & RAV-GP801AT-E |  | N/A | TOSHIBA | 2.1 | Non Ducted | Double/Triple Split | Cassette | Air | Air | Japan | 1.73 | 5 | 7.1 | 575 | 0 | 0 | 0 | 256 | 1.82 | 8 | Enthalpy Test Room | 4.7154 | 4.6326 | Yes | 0 | N/A | 9 | 9 | 0 | 0 | N/A | N/A | N/A | 4.6278 | 4.5534 | N/A | N/A | 0 | 0 | 0 | 0 | Enthalpy Test Room | Single | R32 | Fiji,New Zealand | 118033 | 2118-12-17 | 2022-07-04 | Superseded | Reverse Cycle | 575 | No | Class 9 | No | - | No | - | - | - | - | 4.7154 | Unavailable | N/A | N/A | http://www.ahi-carrier.co.nz/ | http://www.toshibaheatpumps.com | Yes |  |  | ZAC0599 | N/A | Variable output compressor | Inverter | N/A | N/A | N/A | 1.73 | N/A | N/A | N/A | N/A | N/A | N/A | N/A | N/A | N/A | N/A | N/A | N/A | N/A | N/A | N/A | N/A | 1.82 | N/A | N/A | N/A | N/A | N/A | N/A | N/A | N/A | N/A | N/A | N/A | N/A | N/A | N/A | N/A | N/A | N/A | N/A | N/A | N/A | N/A | N/A | N/A | N/A | N/A | N/A | N/A | N/A | N/A | N/A | N/A | N/A | N/A | N/A | N/A | N/A | N/A | N/A | N/A | N/A | N/A | N/A | N/A | N/A | N/A | N/A | N/A | N/A | N/A | N/A | N/A | N/A | N/A | N/A | N/A | N/A | N/A | N/A | N/A | N/A | N/A | N/A | N/A | N/A | N/A | N/A | N/A | 4.0331 | 4.3233
AS/NZS 3823.2:2013 [Non Multi-Split] | NZ MEPS April 2013 | AS/NZS 3823.1.2:2012 | RAV-RM401SDT-E & RAV-GM401ATP-NZ |  | N/A | TOSHIBA | 0.6 | Ducted | Single Split System | - | Air | Air | Thailand,Japan | 0.93 | 3 | 3.6 | 645 | 0 | 0 | 0 | 210 | 0.97 | 4 | Enthalpy Test Room | 3.8727 | 4.2574 | Yes | 0 | N/A | 11 | 11 | 0 | 0 | N/A | N/A | N/A | 3.7234 | 4.0955 | N/A | N/A | 0 | 0 | 0 | 0 | Enthalpy Test Room | Single | R32 | Fiji,New Zealand | 117547 | 2118-11-14 | 2022-07-04 | Superseded | Reverse Cycle | 845 | No | Class 6 | No | - | No | - | - | - | - | 3.8727 | Unavailable | N/A | N/A | http://www.toshiba-carrier.co.th | http://www.toshibaheatpumps.com | Yes |  |  | ZAC0578 | N/A | Variable output compressor | Inverter | N/A | N/A | N/A | 0.93 | N/A | N/A | N/A | N/A | N/A | N/A | N/A | N/A | N/A | N/A | N/A | N/A | N/A | N/A | N/A | N/A | 0.97 | N/A | N/A | N/A | N/A | N/A | N/A | N/A | N/A | N/A | N/A | N/A | N/A | N/A | N/A | N/A | N/A | N/A | N/A | N/A | N/A | N/A | N/A | N/A | N/A | N/A | N/A | N/A | N/A | N/A | N/A | N/A | N/A | N/A | N/A | N/A | N/A | N/A | N/A | N/A | N/A | N/A | N/A | N/A | N/A | N/A | N/A | N/A | N/A | N/A | N/A | N/A | N/A | N/A | N/A | N/A | N/A | N/A | N/A | N/A | N/A | N/A | N/A | N/A | N/A | N/A | N/A | N/A | 3.7222 | 3.9715
AS/NZS 3823.2:2013 [Non Multi-Split] | NZ MEPS April 2013 | AS/NZS 3823.1.2:2012 | RAV-RM561BTP-E & RAV-GM561ATP-NZ |  | N/A | TOSHIBA | 1.5 | Ducted | Single Split System | - | Air | Air | Thailand | 1.62 | 3.5 | 5 | 750 | 0 | 0 | 0 | 275 | 1.6 | 5.3 | Enthalpy Test Room | 3.309 | 3.5758 | Yes | 0 | N/A | 11 | 11 | 0 | 0 | N/A | N/A | N/A | 3.2292 | 3.4884 | N/A | N/A | 0 | 0 | 0 | 0 | Enthalpy Test Room | Single | R32 | Fiji,New Zealand | 117479 | 2118-11-14 | 2022-07-04 | Superseded | Reverse Cycle | 700 | No | Class 6 | No | - | No | - | - | - | - | 3.309 | Unavailable | N/A | N/A | http://www.toshiba-carrier.co.th | http://www.toshibaheatpumps.com | Yes |  |  | ZAC0571 | N/A | Variable output compressor | Inverter | N/A | N/A | N/A | 1.62 | N/A | N/A | N/A | N/A | N/A | N/A | N/A | N/A | N/A | N/A | N/A | N/A | N/A | N/A | N/A | N/A | 1.6 | N/A | N/A | N/A | N/A | N/A | N/A | N/A | N/A | N/A | N/A | N/A | N/A | N/A | N/A | N/A | N/A | N/A | N/A | N/A | N/A | N/A | N/A | N/A | N/A | N/A | N/A | N/A | N/A | N/A | N/A | N/A | N/A | N/A | N/A | N/A | N/A | N/A | N/A | N/A | N/A | N/A | N/A | N/A | N/A | N/A | N/A | N/A | N/A | N/A | N/A | N/A | N/A | N/A | N/A | N/A | N/A | N/A | N/A | N/A | N/A | N/A | N/A | N/A | N/A | N/A | N/A | N/A | 3.0172 | 3.2373
AS/NZS 3823.2:2013 [Non Multi-Split] | NZ MEPS April 2013 | AS/NZS 3823.1.2:2012 | RAV-RM561BTP-E & RAV-GP561ATP-E |  | N/A | TOSHIBA | 0.8 | Ducted | Single Split System | - | Air | Air | Thailand | 1.52 | 4.2 | 5 | 750 | 0 | 0 | 0 | 275 | 1.61 | 5.6 | Enthalpy Test Room | 3.4473 | 3.6267 | Yes | 0 | N/A | 9 | 9 | 0 | 0 | N/A | N/A | N/A | 3.3788 | 3.5585 | N/A | N/A | 0 | 0 | 0 | 0 | Enthalpy Test Room | Single | R32 | Fiji,New Zealand | 118098 | 2118-12-15 | 2022-07-04 | Superseded | Reverse Cycle | 700 | No | Class 6 | No | - | No | - | - | - | - | 3.4473 | Unavailable | N/A | N/A | http://www.toshiba-carrier.co.th | http://www.toshibaheatpumps.com | Yes |  |  | ZAC0591 | N/A | Variable output compressor | Inverter | N/A | N/A | N/A | 1.52 | N/A | N/A | N/A | N/A | N/A | N/A | N/A | N/A | N/A | N/A | N/A | N/A | N/A | N/A | N/A | N/A | 1.61 | N/A | N/A | N/A | N/A | N/A | N/A | N/A | N/A | N/A | N/A | N/A | N/A | N/A | N/A | N/A | N/A | N/A | N/A | N/A | N/A | N/A | N/A | N/A | N/A | N/A | N/A | N/A | N/A | N/A | N/A | N/A | N/A | N/A | N/A | N/A | N/A | N/A | N/A | N/A | N/A | N/A | N/A | N/A | N/A | N/A | N/A | N/A | N/A | N/A | N/A | N/A | N/A | N/A | N/A | N/A | N/A | N/A | N/A | N/A | N/A | N/A | N/A | N/A | N/A | N/A | N/A | N/A | 3.2249 | 3.4138
AS/NZS 3823.2:2013 [Non Multi-Split] | NZ MEPS April 2013 | AS/NZS 3823.1.1:2012 | RAV-RM561CTP-E & RAV-GM561ATP-NZ |  | N/A | TOSHIBA | 1.5 | Non Ducted | Single Split System | Under ceiling | Air | Air | Thailand | 1.61 | 3.5 | 5 | 690 | 0 | 0 | 0 | 235 | 1.36 | 5.3 | Enthalpy Test Room | 3.3445 | 4.1725 | Yes | 0 | N/A | 11 | 11 | 0 | 0 | N/A | N/A | N/A | 3.2635 | 4.0543 | N/A | N/A | 0 | 0 | 0 | 0 | Enthalpy Test Room | Single | R32 | Fiji,New Zealand | 117537 | 2118-11-14 | 2022-07-04 | Superseded | Reverse Cycle | 952 | No | Class 4 | No | - | No | - | - | - | - | 3.3445 | Unavailable | N/A | N/A | http://www.toshiba-carrier.co.th | http://www.toshibaheatpumps.com | Yes |  |  | ZAC0584 | N/A | Variable output compressor | Inverter | N/A | N/A | N/A | 1.61 | N/A | N/A | N/A | N/A | N/A | N/A | N/A | N/A | N/A | N/A | N/A | N/A | N/A | N/A | N/A | N/A | 1.36 | N/A | N/A | N/A | N/A | N/A | N/A | N/A | N/A | N/A | N/A | N/A | N/A | N/A | N/A | N/A | N/A | N/A | N/A | N/A | N/A | N/A | N/A | N/A | N/A | N/A | N/A | N/A | N/A | N/A | N/A | N/A | N/A | N/A | N/A | N/A | N/A | N/A | N/A | N/A | N/A | N/A | N/A | N/A | N/A | N/A | N/A | N/A | N/A | N/A | N/A | N/A | N/A | N/A | N/A | N/A | N/A | N/A | N/A | N/A | N/A | N/A | N/A | N/A | N/A | N/A | N/A | N/A | 3.0355 | 3.7934
AS/NZS 3823.2:2013 [Non Multi-Split] | NZ MEPS April 2013 | AS/NZS 3823.1.1:2012 | RAV-RM561CTP-E & RAV-GP561ATP-E |  | N/A | TOSHIBA | 0.9 | Non Ducted | Single Split System | Under ceiling | Air | Air | Thailand | 1.37 | 4.1 | 5 | 690 | 0 | 0 | 0 | 235 | 1.39 | 5.6 | Enthalpy Test Room | 3.6463 | 4.2139 | Yes | 0 | N/A | 7 | 7 | 0 | 0 | N/A | N/A | N/A | 3.5847 | 4.1421 | N/A | N/A | 0 | 0 | 0 | 0 | Enthalpy Test Room | Single | R32 | Fiji,New Zealand | 118035 | 2118-12-17 | 2022-07-04 | Superseded | Reverse Cycle | 952 | No | Class 4 | No | - | No | - | - | - | - | 3.6463 | Unavailable | N/A | N/A | http://www.toshiba-carrier.co.th | http://www.toshibaheatpumps.com | Yes |  |  | ZAC0601 | N/A | Variable output compressor | Inverter | N/A | N/A | N/A | 1.37 | N/A | N/A | N/A | N/A | N/A | N/A | N/A | N/A | N/A | N/A | N/A | N/A | N/A | N/A | N/A | N/A | 1.39 | N/A | N/A | N/A | N/A | N/A | N/A | N/A | N/A | N/A | N/A | N/A | N/A | N/A | N/A | N/A | N/A | N/A | N/A | N/A | N/A | N/A | N/A | N/A | N/A | N/A | N/A | N/A | N/A | N/A | N/A | N/A | N/A | N/A | N/A | N/A | N/A | N/A | N/A | N/A | N/A | N/A | N/A | N/A | N/A | N/A | N/A | N/A | N/A | N/A | N/A | N/A | N/A | N/A | N/A | N/A | N/A | N/A | N/A | N/A | N/A | N/A | N/A | N/A | N/A | N/A | N/A | N/A | 3.5877 | 3.9613
AS/NZS 3823.2:2013 [Non Multi-Split] | NZ MEPS April 2013 | AS/NZS 3823.1.1:2012 | RAV-RM561CTP-E x 2 & RAV-GP1101AT-E |  | N/A | TOSHIBA | 1.8 | Non Ducted | Double/Triple Split | Under ceiling | Air | Air | Thailand,Japan | 2.23 | 8.2 | 10 | 690 | 0 | 0 | 0 | 235 | 2.38 | 11.2 | Enthalpy Test Room | 4.6448 | 4.6791 | Yes | 0 | N/A | 9 | 9 | 0 | 0 | N/A | N/A | N/A | 4.5821 | 4.6214 | N/A | N/A | 0 | 0 | 0 | 0 | Enthalpy Test Room | Single | R32 | Fiji,New Zealand | 118095 | 2118-12-17 | 2022-07-04 | Superseded | Reverse Cycle | 952 | No | Class 10 | No | - | No | - | - | - | - | 4.6448 | Unavailable | N/A | N/A | http://www.toshiba-carrier.co.th | http://www.toshibaheatpumps.com | Yes |  |  | ZAC0606 | N/A | Variable output compressor | Inverter | N/A | N/A | N/A | 2.23 | N/A | N/A | N/A | N/A | N/A | N/A | N/A | N/A | N/A | N/A | N/A | N/A | N/A | N/A | N/A | N/A | 2.38 | N/A | N/A | N/A | N/A | N/A | N/A | N/A | N/A | N/A | N/A | N/A | N/A | N/A | N/A | N/A | N/A | N/A | N/A | N/A | N/A | N/A | N/A | N/A | N/A | N/A | N/A | N/A | N/A | N/A | N/A | N/A | N/A | N/A | N/A | N/A | N/A | N/A | N/A | N/A | N/A | N/A | N/A | N/A | N/A | N/A | N/A | N/A | N/A | N/A | N/A | N/A | N/A | N/A | N/A | N/A | N/A | N/A | N/A | N/A | N/A | N/A | N/A | N/A | N/A | N/A | N/A | N/A | 4.424 | 4.6465
AS/NZS 3823.2:2013 [Non Multi-Split] | NZ MEPS April 2013 | AS/NZS 3823.1.1:2012 | RAV-RM561KRTP-NZ & RAV-GM561ATP-NZ |  | N/A | TOSHIBA | 1.5 | Non Ducted | Single Split System | Wall Hung | Air | Air | Thailand | 1.62 | 3.5 | 5 | 250 | 0 | 0 | 0 | 320 | 1.55 | 5.3 | Calorimeter Room | 3.2403 | 3.6476 | Yes | 0 | N/A | 11 | 11 | 0 | 0 | N/A | N/A | N/A | 3.1639 | 3.5566 | N/A | N/A | 1.8277 | 2.6132 | 1.5 | 2.5 | Calorimeter Room | Single | R32 | Fiji,New Zealand | 117515 | 2118-11-14 | 2021-06-30 | Superseded | Reverse Cycle | 1050 | No | Class 4 | No | - | No | - | - | - | - | 3.2403 | Unavailable | N/A | N/A | http://www.toshiba-carrier.co.th | http://www.toshibaheatpumps.com | Yes |  | https://reg.energyrating.gov.au/static/common/images/star_ratings_2014/aircon_rating_1.5_2.5.png | ZAC0588 | N/A | Variable output compressor | Inverter | N/A | N/A | N/A | 1.62 | N/A | N/A | N/A | N/A | N/A | N/A | N/A | N/A | N/A | N/A | N/A | N/A | N/A | N/A | N/A | N/A | 1.55 | N/A | N/A | N/A | N/A | N/A | N/A | N/A | N/A | N/A | N/A | N/A | N/A | N/A | N/A | N/A | N/A | N/A | N/A | N/A | N/A | N/A | N/A | N/A | N/A | N/A | N/A | N/A | N/A | N/A | N/A | N/A | N/A | N/A | N/A | N/A | N/A | N/A | N/A | N/A | N/A | N/A | N/A | N/A | N/A | N/A | N/A | N/A | N/A | N/A | N/A | N/A | N/A | N/A | N/A | N/A | N/A | N/A | N/A | N/A | N/A | N/A | N/A | N/A | N/A | N/A | N/A | N/A | 3.0172 | 3.3393
AS/NZS 3823.2:2013 [Non Multi-Split] | NZ MEPS April 2013 | AS/NZS 3823.1.1:2012 | RAV-RM561KRTP-NZ & RAV-GP561ATP-E |  | N/A | TOSHIBA | 1.1 | Non Ducted | Single Split System | Wall Hung | Air | Air | Thailand | 1.43 | 3.9 | 5 | 250 | 0 | 0 | 0 | 320 | 1.39 | 5.6 | Calorimeter Room | 4.0953 | 4.1499 | Yes | 0 | N/A | 9 | 9 | 0 | 0 | N/A | N/A | N/A | 4.0017 | 4.0587 | N/A | N/A | 3.5035 | 3.6175 | 3.5 | 3.5 | Calorimeter Room | Single | R32 | Fiji,New Zealand | 118555 | 2119-02-08 | 2021-06-30 | Superseded | Reverse Cycle | 1050 | No | Class 4 | No | - | No | - | - | - | - | 4.0953 | Unavailable | N/A | N/A | http://www.toshiba-carrier.co.th | http://www.toshibaheatpumps.com | Yes |  | https://reg.energyrating.gov.au/static/common/images/star_ratings_2014/aircon_rating_3.5_3.5.png | ZAC0612 | N/A | Variable output compressor | Inverter | N/A | N/A | N/A | 1.43 | N/A | N/A | N/A | N/A | N/A | N/A | N/A | N/A | N/A | N/A | N/A | N/A | N/A | N/A | N/A | N/A | 1.39 | N/A | N/A | N/A | N/A | N/A | N/A | N/A | N/A | N/A | N/A | N/A | N/A | N/A | N/A | N/A | N/A | N/A | N/A | N/A | N/A | N/A | N/A | N/A | N/A | N/A | N/A | N/A | N/A | N/A | N/A | N/A | N/A | N/A | N/A | N/A | N/A | N/A | N/A | N/A | N/A | N/A | N/A | N/A | N/A | N/A | N/A | N/A | N/A | N/A | N/A | N/A | N/A | N/A | N/A | N/A | N/A | N/A | N/A | N/A | N/A | N/A | N/A | N/A | N/A | N/A | N/A | N/A | 3.4237 | 3.9425
AS/NZS 3823.2:2013 [Non Multi-Split] | NZ MEPS April 2013 | AS/NZS 3823.1.1:2012 | RAV-RM561KRTP-NZ x2 & RAV-GP1101AT-E |  | N/A | TOSHIBA | 1.9 | Non Ducted | Double/Triple Split | Wall Hung | Air | Air | Thailand,Japan | 2.44 | 8.1 | 10 | 250 | 0 | 0 | 0 | 320 | 2.73 | 11.2 | Calorimeter Room | 4.4309 | 4.4394 | Yes | 0 | N/A | 9 | 9 | 0 | 0 | N/A | N/A | N/A | 4.3729 | 4.3863 | N/A | N/A | 0 | 0 | 0 | 0 | Calorimeter Room | Single | R32 | Fiji,New Zealand | 118751 | 2119-01-17 | 2022-07-04 | Superseded | Reverse Cycle | 1050 | No | Class 10 | No | - | No | - | - | - | - | 4.4309 | Unavailable | N/A | N/A | http://www.toshiba-carrier.co.th | http://www.toshibaheatpumps.com | Yes |  |  | ZAC0610 | N/A | Variable output compressor | Inverter | N/A | N/A | N/A | 2.44 | N/A | N/A | N/A | N/A | N/A | N/A | N/A | N/A | N/A | N/A | N/A | N/A | N/A | N/A | N/A | N/A | 2.73 | N/A | N/A | N/A | N/A | N/A | N/A | N/A | N/A | N/A | N/A | N/A | N/A | N/A | N/A | N/A | N/A | N/A | N/A | N/A | N/A | N/A | N/A | N/A | N/A | N/A | N/A | N/A | N/A | N/A | N/A | N/A | N/A | N/A | N/A | N/A | N/A | N/A | N/A | N/A | N/A | N/A | N/A | N/A | N/A | N/A | N/A | N/A | N/A | N/A | N/A | N/A | N/A | N/A | N/A | N/A | N/A | N/A | N/A | N/A | N/A | N/A | N/A | N/A | N/A | N/A | N/A | N/A | 4.0479 | 4.0574
AS/NZS 3823.2:2013 [Non Multi-Split] | NZ MEPS April 2013 | AS/NZS 3823.1.1:2012 | RAV-RM561MUT-E & RAV-GM561ATP-NZ |  | N/A | TOSHIBA | 1.5 | Non Ducted | Single Split System | Cassette | Air | Air | Thailand,Japan | 1.64 | 3.5 | 5 | 575 | 0 | 0 | 0 | 256 | 1.47 | 5.3 | Enthalpy Test Room | 3.1772 | 3.8428 | Yes | 0 | N/A | 11 | 11 | 0 | 0 | N/A | N/A | N/A | 3.1042 | 3.7425 | N/A | N/A | 0 | 0 | 0 | 0 | Enthalpy Test Room | Single | R32 | Fiji,New Zealand | 117544 | 2118-11-14 | 2021-06-30 | Superseded | Reverse Cycle | 575 | No | Class 4 | No | - | No | - | - | - | - | 3.1772 | Unavailable | N/A | N/A | http://www.toshiba-carrier.co.th | http://www.toshibaheatpumps.com | Yes |  |  | ZAC0581 | N/A | Variable output compressor | Inverter | N/A | N/A | N/A | 1.64 | N/A | N/A | N/A | N/A | N/A | N/A | N/A | N/A | N/A | N/A | N/A | N/A | N/A | N/A | N/A | N/A | 1.47 | N/A | N/A | N/A | N/A | N/A | N/A | N/A | N/A | N/A | N/A | N/A | N/A | N/A | N/A | N/A | N/A | N/A | N/A | N/A | N/A | N/A | N/A | N/A | N/A | N/A | N/A | N/A | N/A | N/A | N/A | N/A | N/A | N/A | N/A | N/A | N/A | N/A | N/A | N/A | N/A | N/A | N/A | N/A | N/A | N/A | N/A | N/A | N/A | N/A | N/A | N/A | N/A | N/A | N/A | N/A | N/A | N/A | N/A | N/A | N/A | N/A | N/A | N/A | N/A | N/A | N/A | N/A | 2.9812 | 3.5165
AS/NZS 3823.2:2013 [Non Multi-Split] | NZ MEPS April 2013 | AS/NZS 3823.1.1:2012 | RAV-RM561MUT-E & RAV-GP561ATP-E |  | N/A | TOSHIBA | 1.2 | Non Ducted | Single Split System | Cassette | Air | Air | Thailand,Japan | 1.56 | 3.8 | 5 | 575 | 0 | 0 | 0 | 256 | 1.6 | 5.6 | Enthalpy Test Room | 3.3667 | 3.5702 | Yes | 50 | N/A | 7 | 7 | 4.9219 | 4.6044 | N/A | N/A | N/A | 3.3163 | 3.5178 | N/A | N/A | 0 | 0 | 0 | 0 | Enthalpy Test Room | Single | R32 | Fiji,New Zealand | 118032 | 2118-12-17 | 2022-07-04 | Superseded | Reverse Cycle | 575 | No | Class 4 | No | - | No | - | - | - | - | 3.3667 | Unavailable | N/A | N/A | http://www.toshiba-carrier.co.th | http://www.toshibaheatpumps.com | Yes |  |  | ZAC0598 | N/A | Variable output compressor | Inverter | N/A | N/A | N/A | 1.56 | N/A | N/A | N/A | N/A | N/A | N/A | N/A | N/A | N/A | N/A | N/A | N/A | N/A | N/A | N/A | N/A | 1.6 | N/A | N/A | N/A | N/A | N/A | N/A | N/A | N/A | N/A | N/A | N/A | N/A | N/A | N/A | N/A | N/A | N/A | N/A | N/A | N/A | N/A | N/A | N/A | N/A | N/A | N/A | N/A | N/A | N/A | N/A | N/A | N/A | N/A | N/A | N/A | N/A | N/A | N/A | N/A | N/A | N/A | N/A | N/A | N/A | N/A | N/A | N/A | N/A | N/A | N/A | N/A | N/A | N/A | N/A | N/A | N/A | N/A | N/A | N/A | N/A | N/A | N/A | N/A | N/A | N/A | N/A | N/A | 3.1572 | 3.449
AS/NZS 3823.2:2013 [Non Multi-Split] | NZ MEPS April 2013 | AS/NZS 3823.1.1:2012 | RAV-RM561MUT-E x 2 & RAV-GP1101AT-E |  | N/A | TOSHIBA | 2.4 | Non Ducted | Double/Triple Split | Cassette | Air | Air | Japan | 2.39 | 7.6 | 10 | 575 | 0 | 0 | 0 | 256 | 2.67 | 11.2 | Enthalpy Test Room | 4.3476 | 4.1311 | Yes | 0 | N/A | 9 | 9 | 0 | 0 | N/A | N/A | N/A | 4.2922 | 4.0855 | N/A | N/A | 0 | 0 | 0 | 0 | Enthalpy Test Room | Single | R32 | Fiji,New Zealand | 118034 | 2118-12-17 | 2022-07-04 | Superseded | Reverse Cycle | 575 | No | Class 10 | No | - | No | - | - | - | - | 4.3476 | Unavailable | N/A | N/A | http://www.ahi-carrier.co.nz/ | http://www.toshibaheatpumps.com | Yes |  |  | ZAC0600 | N/A | Variable output compressor | Inverter | N/A | N/A | N/A | 2.39 | N/A | N/A | N/A | N/A | N/A | N/A | N/A | N/A | N/A | N/A | N/A | N/A | N/A | N/A | N/A | N/A | 2.67 | N/A | N/A | N/A | N/A | N/A | N/A | N/A | N/A | N/A | N/A | N/A | N/A | N/A | N/A | N/A | N/A | N/A | N/A | N/A | N/A | N/A | N/A | N/A | N/A | N/A | N/A | N/A | N/A | N/A | N/A | N/A | N/A | N/A | N/A | N/A | N/A | N/A | N/A | N/A | N/A | N/A | N/A | N/A | N/A | N/A | N/A | N/A | N/A | N/A | N/A | N/A | N/A | N/A | N/A | N/A | N/A | N/A | N/A | N/A | N/A | N/A | N/A | N/A | N/A | N/A | N/A | N/A | 4.1315 | 4.1475
AS/NZS 3823.2:2013 [Non Multi-Split] | NZ MEPS April 2013 | AS/NZS 3823.1.2:2012 | RAV-RM561SDT-E & RAV-GM561ATP-NZ |  | N/A | TOSHIBA | 1.5 | Ducted | Single Split System | - | Air | Air | Thailand,Japan | 1.66 | 3.5 | 5 | 645 | 0 | 0 | 0 | 210 | 1.5 | 5.3 | Enthalpy Test Room | 3.2194 | 3.8065 | Yes | 0 | N/A | 11 | 11 | 0 | 0 | N/A | N/A | N/A | 3.1439 | 3.7076 | N/A | N/A | 0 | 0 | 0 | 0 | Enthalpy Test Room | Single | R32 | Fiji,New Zealand | 117549 | 2118-11-14 | 2022-07-04 | Superseded | Reverse Cycle | 845 | No | Class 6 | No | - | No | - | - | - | - | 3.2194 | Unavailable | N/A | N/A | http://www.toshiba-carrier.co.th | http://www.toshibaheatpumps.com | Yes |  |  | ZAC0569 | N/A | Variable output compressor | Inverter | N/A | N/A | N/A | 1.66 | N/A | N/A | N/A | N/A | N/A | N/A | N/A | N/A | N/A | N/A | N/A | N/A | N/A | N/A | N/A | N/A | 1.5 | N/A | N/A | N/A | N/A | N/A | N/A | N/A | N/A | N/A | N/A | N/A | N/A | N/A | N/A | N/A | N/A | N/A | N/A | N/A | N/A | N/A | N/A | N/A | N/A | N/A | N/A | N/A | N/A | N/A | N/A | N/A | N/A | N/A | N/A | N/A | N/A | N/A | N/A | N/A | N/A | N/A | N/A | N/A | N/A | N/A | N/A | N/A | N/A | N/A | N/A | N/A | N/A | N/A | N/A | N/A | N/A | N/A | N/A | N/A | N/A | N/A | N/A | N/A | N/A | N/A | N/A | N/A | 2.9461 | 3.4479
AS/NZS 3823.2:2013 [Non Multi-Split] | NZ MEPS April 2013 | AS/NZS 3823.1.1:2012 | RAV-RM561UTP-E & RAV-GM561ATP-NZ |  | N/A | TOSHIBA | 1.5 | Non Ducted | Single Split System | Cassette | Air | Air | Thailand | 1.56 | 3.5 | 5 | 840 | 0 | 0 | 0 | 256 | 1.36 | 5.3 | Enthalpy Test Room | 3.4755 | 4.2289 | Yes | 0 | N/A | 11 | 11 | 0 | 0 | N/A | N/A | N/A | 3.3875 | 4.1075 | N/A | N/A | 0 | 0 | 0 | 0 | Enthalpy Test Room | Single | R32 | Fiji,New Zealand | 117503 | 2118-11-14 | 2022-07-04 | Superseded | Reverse Cycle | 840 | No | Class 4 | No | - | No | - | - | - | - | 3.4755 | Unavailable | N/A | N/A | http://www.toshiba-carrier.co.th | http://www.toshibaheatpumps.com | Yes |  |  | ZAC0587 | N/A | Variable output compressor | Inverter | N/A | N/A | N/A | 1.56 | N/A | N/A | N/A | N/A | N/A | N/A | N/A | N/A | N/A | N/A | N/A | N/A | N/A | N/A | N/A | N/A | 1.36 | N/A | N/A | N/A | N/A | N/A | N/A | N/A | N/A | N/A | N/A | N/A | N/A | N/A | N/A | N/A | N/A | N/A | N/A | N/A | N/A | N/A | N/A | N/A | N/A | N/A | N/A | N/A | N/A | N/A | N/A | N/A | N/A | N/A | N/A | N/A | N/A | N/A | N/A | N/A | N/A | N/A | N/A | N/A | N/A | N/A | N/A | N/A | N/A | N/A | N/A | N/A | N/A | N/A | N/A | N/A | N/A | N/A | N/A | N/A | N/A | N/A | N/A | N/A | N/A | N/A | N/A | N/A | 3.1305 | 3.7934
AS/NZS 3823.2:2013 [Non Multi-Split] | NZ MEPS April 2013 | AS/NZS 3823.1.1:2012 | RAV-RM561UTP-E & RAV-GP561ATP-E |  | N/A | TOSHIBA | 0.9 | Non Ducted | Single Split System | Cassette | Air | Air | Thailand | 1.22 | 4.1 | 5 | 840 | 0 | 0 | 0 | 256 | 1.3 | 5.6 | Enthalpy Test Room | 4.1842 | 4.4918 | Yes | 0 | N/A | 9 | 9 | 0 | 0 | N/A | N/A | N/A | 4.0843 | 4.3878 | N/A | N/A | 0 | 0 | 0 | 0 | Enthalpy Test Room | Single | R32 | Fiji,New Zealand | 118025 | 2118-12-17 | 2022-07-04 | Superseded | Reverse Cycle | 840 | No | Class 4 | No | - | No | - | - | - | - | 4.1842 | Unavailable | N/A | N/A | http://www.toshiba-carrier.co.th | http://www.toshibaheatpumps.com | Yes |  |  | ZAC0592 | N/A | Variable output compressor | Inverter | N/A | N/A | N/A | 1.22 | N/A | N/A | N/A | N/A | N/A | N/A | N/A | N/A | N/A | N/A | N/A | N/A | N/A | N/A | N/A | N/A | 1.3 | N/A | N/A | N/A | N/A | N/A | N/A | N/A | N/A | N/A | N/A | N/A | N/A | N/A | N/A | N/A | N/A | N/A | N/A | N/A | N/A | N/A | N/A | N/A | N/A | N/A | N/A | N/A | N/A | N/A | N/A | N/A | N/A | N/A | N/A | N/A | N/A | N/A | N/A | N/A | N/A | N/A | N/A | N/A | N/A | N/A | N/A | N/A | N/A | N/A | N/A | N/A | N/A | N/A | N/A | N/A | N/A | N/A | N/A | N/A | N/A | N/A | N/A | N/A | N/A | N/A | N/A | N/A | 3.9987 | 4.2092
AS/NZS 3823.2:2013 [Non Multi-Split] | NZ MEPS April 2013 | AS/NZS 3823.1.1:2012 | RAV-RM561UTP-E x 2 & RAV-GP1101AT-E |  | N/A | TOSHIBA | 1.7 | Non Ducted | Double/Triple Split | Cassette | Air | Air | Thailand,Japan | 2.13 | 8.3 | 10 | 840 | 0 | 0 | 0 | 256 | 2.34 | 11.2 | Enthalpy Test Room | 4.7543 | 4.6526 | Yes | 0 | N/A | 9 | 9 | 0 | 0 | N/A | N/A | N/A | 4.6876 | 4.5943 | N/A | N/A | 0 | 0 | 0 | 0 | Enthalpy Test Room | Single | R32 | Fiji,New Zealand | 118030 | 2118-12-17 | 2022-07-04 | Superseded | Reverse Cycle | 840 | No | Class 10 | No | - | No | - | - | - | - | 4.7543 | Unavailable | N/A | N/A | http://www.toshiba-carrier.co.th | http://www.toshibaheatpumps.com | Yes |  |  | ZAC0596 | N/A | Variable output compressor | Inverter | N/A | N/A | N/A | 2.13 | N/A | N/A | N/A | N/A | N/A | N/A | N/A | N/A | N/A | N/A | N/A | N/A | N/A | N/A | N/A | N/A | 2.34 | N/A | N/A | N/A | N/A | N/A | N/A | N/A | N/A | N/A | N/A | N/A | N/A | N/A | N/A | N/A | N/A | N/A | N/A | N/A | N/A | N/A | N/A | N/A | N/A | N/A | N/A | N/A | N/A | N/A | N/A | N/A | N/A | N/A | N/A | N/A | N/A | N/A | N/A | N/A | N/A | N/A | N/A | N/A | N/A | N/A | N/A | N/A | N/A | N/A | N/A | N/A | N/A | N/A | N/A | N/A | N/A | N/A | N/A | N/A | N/A | N/A | N/A | N/A | N/A | N/A | N/A | N/A | 4.6287 | 4.7249
AS/NZS 3823.2:2013 [Non Multi-Split] | NZ MEPS April 2013 | AS/NZS 3823.1.2:2012 | RAV-RM801BTP-E & RAV-GM801ATP-NZ |  | N/A | TOSHIBA | 1.7 | Ducted | Single Split System | - | Air | Air | Thailand | 2.24 | 5 | 6.7 | 750 | 0 | 0 | 0 | 275 | 2.32 | 7.7 | Enthalpy Test Room | 2.8879 | 3.3772 | Yes | 0 | N/A | 11 | 11 | 0 | 0 | N/A | N/A | N/A | 2.8424 | 3.323 | N/A | N/A | 0 | 0 | 0 | 0 | Enthalpy Test Room | Single | R32 | Fiji,New Zealand | 117483 | 2118-11-13 | 2021-06-30 | Superseded | Reverse Cycle | 1000 | No | Class 6 | No | - | No | - | - | - | - | 2.8879 | Unavailable | N/A | N/A | http://www.toshiba-carrier.co.th | http://www.toshibaheatpumps.com | Yes |  |  | ZAC0566 | N/A | Variable output compressor | Inverter | N/A | N/A | N/A | 2.24 | N/A | N/A | N/A | N/A | N/A | N/A | N/A | N/A | N/A | N/A | N/A | N/A | N/A | N/A | N/A | N/A | 2.32 | N/A | N/A | N/A | N/A | N/A | N/A | N/A | N/A | N/A | N/A | N/A | N/A | N/A | N/A | N/A | N/A | N/A | N/A | N/A | N/A | N/A | N/A | N/A | N/A | N/A | N/A | N/A | N/A | N/A | N/A | N/A | N/A | N/A | N/A | N/A | N/A | N/A | N/A | N/A | N/A | N/A | N/A | N/A | N/A | N/A | N/A | N/A | N/A | N/A | N/A | N/A | N/A | N/A | N/A | N/A | N/A | N/A | N/A | N/A | N/A | N/A | N/A | N/A | N/A | N/A | N/A | N/A | 2.9422 | 3.2666
AS/NZS 3823.2:2013 [Non Multi-Split] | NZ MEPS April 2013 | AS/NZS 3823.1.2:2012 | RAV-RM801BTP-E & RAV-GP801AT-E |  | N/A | TOSHIBA | 1.8 | Ducted | Single Split System | - | Air | Air | Thailand,Japan | 1.63 | 5.3 | 7.1 | 750 | 0 | 0 | 0 | 275 | 1.85 | 8 | Enthalpy Test Room | 4.4347 | 4.429 | Yes | 0 | N/A | 7 | 7 | 0 | 0 | N/A | N/A | N/A | 4.3706 | 4.3732 | N/A | N/A | 0 | 0 | 0 | 0 | Enthalpy Test Room | Single | R32 | Fiji,New Zealand | 118096 | 2118-12-17 | 2022-07-04 | Superseded | Reverse Cycle | 1000 | No | Class 6 | No | - | No | - | - | - | - | 4.4347 | Unavailable | N/A | N/A | http://www.toshiba-carrier.co.th | http://www.toshibaheatpumps.com | Yes |  |  | ZAC0607 | N/A | Variable output compressor | Inverter | N/A | N/A | N/A | 1.63 | N/A | N/A | N/A | N/A | N/A | N/A | N/A | N/A | N/A | N/A | N/A | N/A | N/A | N/A | N/A | N/A | 1.85 | N/A | N/A | N/A | N/A | N/A | N/A | N/A | N/A | N/A | N/A | N/A | N/A | N/A | N/A | N/A | N/A | N/A | N/A | N/A | N/A | N/A | N/A | N/A | N/A | N/A | N/A | N/A | N/A | N/A | N/A | N/A | N/A | N/A | N/A | N/A | N/A | N/A | N/A | N/A | N/A | N/A | N/A | N/A | N/A | N/A | N/A | N/A | N/A | N/A | N/A | N/A | N/A | N/A | N/A | N/A | N/A | N/A | N/A | N/A | N/A | N/A | N/A | N/A | N/A | N/A | N/A | N/A | 4.2935 | 4.2697
AS/NZS 3823.2:2013 [Non Multi-Split] | NZ MEPS April 2013 | AS/NZS 3823.1.1:2012 | RAV-RM801CTP-E & RAV-GP801AT-E |  | N/A | TOSHIBA | 1.6 | Non Ducted | Single Split System | Under ceiling | Air | Air | Thailand,Japan | 1.6 | 5.5 | 7.1 | 690 | 0 | 0 | 0 | 235 | 1.8 | 8 | Enthalpy Test Room | 4.7208 | 4.8144 | Yes | 0 | N/A | 7 | 7 | 0 | 0 | N/A | N/A | N/A | 4.6493 | 4.7492 | N/A | N/A | 0 | 0 | 0 | 0 | Enthalpy Test Room | Single | R32 | Fiji,New Zealand | 118036 | 2118-12-17 | 2022-07-04 | Superseded | Reverse Cycle | 1269 | No | Class 4 | No | - | No | - | - | - | - | 4.7208 | Unavailable | N/A | N/A | http://www.toshiba-carrier.co.th | http://www.toshibaheatpumps.com | Yes |  |  | ZAC0602 | N/A | Variable output compressor | Inverter | N/A | N/A | N/A | 1.6 | N/A | N/A | N/A | N/A | N/A | N/A | N/A | N/A | N/A | N/A | N/A | N/A | N/A | N/A | N/A | N/A | 1.8 | N/A | N/A | N/A | N/A | N/A | N/A | N/A | N/A | N/A | N/A | N/A | N/A | N/A | N/A | N/A | N/A | N/A | N/A | N/A | N/A | N/A | N/A | N/A | N/A | N/A | N/A | N/A | N/A | N/A | N/A | N/A | N/A | N/A | N/A | N/A | N/A | N/A | N/A | N/A | N/A | N/A | N/A | N/A | N/A | N/A | N/A | N/A | N/A | N/A | N/A | N/A | N/A | N/A | N/A | N/A | N/A | N/A | N/A | N/A | N/A | N/A | N/A | N/A | N/A | N/A | N/A | N/A | 4.3728 | 4.3868
AS/NZS 3823.2:2013 [Non Multi-Split] | NZ MEPS April 2013 | AS/NZS 3823.1.1:2012 | RAV-RM801CTP-E & RAV-RM801ATP-NZ |  | N/A | TOSHIBA | 1.7 | Non Ducted | Single Split System | Under ceiling | Air | Air | Thailand | 2.29 | 5 | 6.7 | 690 | 0 | 0 | 0 | 235 | 2.13 | 7.7 | Enthalpy Test Room | 2.8874 | 3.4751 | Yes | 50.5 | N/A | 11 | 11 | 4.7465 | 4.9612 | N/A | N/A | N/A | 2.8417 | 3.4176 | N/A | N/A | 0 | 0 | 0 | 0 | Enthalpy Test Room | Single | R32 | Fiji,New Zealand | 117538 | 2118-11-14 | 2022-07-04 | Superseded | Reverse Cycle | 1269 | No | Class 4 | No | - | No | - | - | - | - | 2.8874 | Unavailable | N/A | N/A | http://www.toshiba-carrier.co.th | http://www.toshibaheatpumps.com | Yes |  |  | ZAC0579 | N/A | Variable output compressor | Inverter | N/A | N/A | N/A | 2.29 | N/A | N/A | N/A | N/A | N/A | N/A | N/A | N/A | N/A | N/A | N/A | N/A | N/A | N/A | N/A | N/A | 2.13 | N/A | N/A | N/A | N/A | N/A | N/A | N/A | N/A | N/A | N/A | N/A | N/A | N/A | N/A | N/A | N/A | N/A | N/A | N/A | N/A | N/A | N/A | N/A | N/A | N/A | N/A | N/A | N/A | N/A | N/A | N/A | N/A | N/A | N/A | N/A | N/A | N/A | N/A | N/A | N/A | N/A | N/A | N/A | N/A | N/A | N/A | N/A | N/A | N/A | N/A | N/A | N/A | N/A | N/A | N/A | N/A | N/A | N/A | N/A | N/A | N/A | N/A | N/A | N/A | N/A | N/A | N/A | 2.879 | 3.553
AS/NZS 3823.2:2013 [Non Multi-Split] | NZ MEPS April 2013 | AS/NZS 3823.1.1:2012 | RAV-RM801CTP-E x 2 & RAV-GP1401AT-E |  | N/A | TOSHIBA | 3.1 | Non Ducted | Double/Triple Split | Under ceiling | Air | Air | Thailand,Japan | 3.58 | 9.4 | 12.5 | 690 | 0 | 0 | 0 | 235 | 3.59 | 14 | Enthalpy Test Room | 3.5073 | 3.9531 | Yes | 0 | N/A | 9 | 9 | 0 | 0 | N/A | N/A | N/A | 3.4781 | 3.9204 | N/A | N/A | 0 | 0 | 0 | 0 | Enthalpy Test Room | Single | R32 | Fiji,New Zealand | 118097 | 2118-12-17 | 2022-07-04 | Superseded | Reverse Cycle | 1269 | No | Class 10 | No | - | No | - | - | - | - | 3.5073 | Unavailable | N/A | N/A | http://www.toshiba-carrier.co.th | http://www.toshibaheatpumps.com | Yes |  |  | ZAC0608 | N/A | Variable output compressor | Inverter | N/A | N/A | N/A | 3.58 | N/A | N/A | N/A | N/A | N/A | N/A | N/A | N/A | N/A | N/A | N/A | N/A | N/A | N/A | N/A | N/A | 3.59 | N/A | N/A | N/A | N/A | N/A | N/A | N/A | N/A | N/A | N/A | N/A | N/A | N/A | N/A | N/A | N/A | N/A | N/A | N/A | N/A | N/A | N/A | N/A | N/A | N/A | N/A | N/A | N/A | N/A | N/A | N/A | N/A | N/A | N/A | N/A | N/A | N/A | N/A | N/A | N/A | N/A | N/A | N/A | N/A | N/A | N/A | N/A | N/A | N/A | N/A | N/A | N/A | N/A | N/A | N/A | N/A | N/A | N/A | N/A | N/A | N/A | N/A | N/A | N/A | N/A | N/A | N/A | 3.4622 | 3.867
AS/NZS 3823.2:2013 [Non Multi-Split] | NZ MEPS April 2013 | AS/NZS 3823.1.1:2012 | RAV-RM801CTP-E x2 & RAV-GP1401AT8-E |  | N/A | TOSHIBA | 3.1 | Non Ducted | Double/Triple Split | Under ceiling | Air | Air | Japan,Thailand | 3.68 | 9.4 | 12.5 | 690 | 0 | 0 | 0 | 235 | 3.48 | 14 | Enthalpy Test Room | 3.6298 | 4.1821 | Yes | 0 | N/A | 26 | 26 | 0 | 0 | N/A | N/A | N/A | 3.5421 | 4.0782 | N/A | N/A | 0 | 0 | 0 | 0 | Enthalpy Test Room | Three | R32 | Fiji,New Zealand | 122278 | 2119-06-13 | 2022-07-04 | Superseded | Reverse Cycle | 1270 | No | Class 10 | No | - | No | - | - | - | - | 3.6298 | Unavailable | N/A | N/A | http://www.toshiba-carrier.co.th | http://www.toshibaheatpumps.com | Yes |  |  | ZAC0638 | N/A | Variable output compressor | Inverter | N/A | N/A | N/A | 3.68 | N/A | N/A | N/A | N/A | N/A | N/A | N/A | N/A | N/A | N/A | N/A | N/A | N/A | N/A | N/A | N/A | 3.48 | N/A | N/A | N/A | N/A | N/A | N/A | N/A | N/A | N/A | N/A | N/A | N/A | N/A | N/A | N/A | N/A | N/A | N/A | N/A | N/A | N/A | N/A | N/A | N/A | N/A | N/A | N/A | N/A | N/A | N/A | N/A | N/A | N/A | N/A | N/A | N/A | N/A | N/A | N/A | N/A | N/A | N/A | N/A | N/A | N/A | N/A | N/A | N/A | N/A | N/A | N/A | N/A | N/A | N/A | N/A | N/A | N/A | N/A | N/A | N/A | N/A | N/A | N/A | N/A | N/A | N/A | N/A | 3.3175 | 3.9239
AS/NZS 3823.2:2013 [Non Multi-Split] | NZ MEPS April 2013 | AS/NZS 3823.1.1:2012 | RAV-RM801CTP-E x2 & RAV-GP1601AT8-E |  | N/A | TOSHIBA | 4.2 | Non Ducted | Double/Triple Split | Under ceiling | Air | Air | Japan,Thailand | 4.6 | 9.8 | 14 | 690 | 0 | 0 | 0 | 235 | 4.3 | 16 | Enthalpy Test Room | 3.3144 | 3.8148 | Yes | 55 | N/A | 26 | 26 | 5.4044 | 5.0495 | N/A | N/A | N/A | 3.2488 | 3.7388 | N/A | N/A | 0 | 0 | 0 | 0 | Enthalpy Test Room | Three | R32 | Fiji,New Zealand | 122281 | 2119-06-27 | 2022-07-04 | Superseded | Reverse Cycle | 1270 | No | Class 10 | No | - | No | - | - | - | - | 3.3144 | Unavailable | N/A | N/A | http://www.toshiba-carrier.co.th | http://www.toshibaheatpumps.com | Yes |  |  | ZAC0642 | N/A | Variable output compressor | Inverter | N/A | N/A | N/A | 4.6 | N/A | N/A | N/A | N/A | N/A | N/A | N/A | N/A | N/A | N/A | N/A | N/A | N/A | N/A | N/A | N/A | 4.3 | N/A | N/A | N/A | N/A | N/A | N/A | N/A | N/A | N/A | N/A | N/A | N/A | N/A | N/A | N/A | N/A | N/A | N/A | N/A | N/A | N/A | N/A | N/A | N/A | N/A | N/A | N/A | N/A | N/A | N/A | N/A | N/A | N/A | N/A | N/A | N/A | N/A | N/A | N/A | N/A | N/A | N/A | N/A | N/A | N/A | N/A | N/A | N/A | N/A | N/A | N/A | N/A | N/A | N/A | N/A | N/A | N/A | N/A | N/A | N/A | N/A | N/A | N/A | N/A | N/A | N/A | N/A | 2.9864 | 3.6464
AS/NZS 3823.2:2013 [Non Multi-Split] | NZ MEPS April 2013 | AS/NZS 3823.1.1:2012 | RAV-RM801KRTP-NZ & RAV-GM801ATP-NZ |  | N/A | TOSHIBA | 1.7 | Non Ducted | Single Split System | Wall Hung | Air | Air | Thailand | 2.24 | 5 | 6.7 | 250 | 0 | 0 | 0 | 320 | 2.35 | 7.7 | Calorimeter Room | 2.9132 | 3.1564 | Yes | 50.9 | N/A | 11 | 11 | 4.5676 | 5.0658 | N/A | N/A | N/A | 2.8664 | 3.1088 | N/A | N/A | 1.2328 | 1.7176 | 1 | 1.5 | Calorimeter Room | Single | R32 | Fiji,New Zealand | 117516 | 2118-11-14 | 2021-06-30 | Superseded | Reverse Cycle | 1050 | No | Class 4 | No | - | No | - | - | - | - | 2.9132 | Unavailable | N/A | N/A | http://www.toshiba-carrier.co.th | http://www.toshibaheatpumps.com | Yes |  | https://reg.energyrating.gov.au/static/common/images/star_ratings_2014/aircon_rating_1_1.5.png | ZAC0585 | N/A | Variable output compressor | Inverter | N/A | N/A | N/A | 2.24 | N/A | N/A | N/A | N/A | N/A | N/A | N/A | N/A | N/A | N/A | N/A | N/A | N/A | N/A | N/A | N/A | 2.35 | N/A | N/A | N/A | N/A | N/A | N/A | N/A | N/A | N/A | N/A | N/A | N/A | N/A | N/A | N/A | N/A | N/A | N/A | N/A | N/A | N/A | N/A | N/A | N/A | N/A | N/A | N/A | N/A | N/A | N/A | N/A | N/A | N/A | N/A | N/A | N/A | N/A | N/A | N/A | N/A | N/A | N/A | N/A | N/A | N/A | N/A | N/A | N/A | N/A | N/A | N/A | N/A | N/A | N/A | N/A | N/A | N/A | N/A | N/A | N/A | N/A | N/A | N/A | N/A | N/A | N/A | N/A | 2.9422 | 3.2256
AS/NZS 3823.2:2013 [Non Multi-Split] | NZ MEPS April 2013 | AS/NZS 3823.1.1:2012 | RAV-RM801KRTP-NZ & RAV-GP801AT-E |  | N/A | TOSHIBA | 2.1 | Non Ducted | Single Split System | Wall Hung | Air | Air | Thailand,Japan | 2.06 | 5 | 7.1 | 250 | 0 | 0 | 0 | 1050 | 2.25 | 8 | Calorimeter Room | 3.6972 | 3.8077 | Yes | 0 | N/A | 7 | 7 | 0 | 0 | N/A | N/A | N/A | 3.6525 | 3.7657 | N/A | N/A | 2.805 | 3.0313 | 2.5 | 3 | Calorimeter Room | Single | R32 | Fiji,New Zealand | 118557 | 2119-01-14 | 2021-06-30 | Superseded | Reverse Cycle | 320 | No | Class 4 | No | - | No | - | - | - | - | 3.6972 | Unavailable | N/A | N/A | http://www.toshiba-carrier.co.th | http://www.toshibaheatpumps.com | Yes |  | https://reg.energyrating.gov.au/static/common/images/star_ratings_2014/aircon_rating_2.5_3.png | ZAC0609 | N/A | Variable output compressor | Inverter | N/A | N/A | N/A | 2.06 | N/A | N/A | N/A | N/A | N/A | N/A | N/A | N/A | N/A | N/A | N/A | N/A | N/A | N/A | N/A | N/A | 2.25 | N/A | N/A | N/A | N/A | N/A | N/A | N/A | N/A | N/A | N/A | N/A | N/A | N/A | N/A | N/A | N/A | N/A | N/A | N/A | N/A | N/A | N/A | N/A | N/A | N/A | N/A | N/A | N/A | N/A | N/A | N/A | N/A | N/A | N/A | N/A | N/A | N/A | N/A | N/A | N/A | N/A | N/A | N/A | N/A | N/A | N/A | N/A | N/A | N/A | N/A | N/A | N/A | N/A | N/A | N/A | N/A | N/A | N/A | N/A | N/A | N/A | N/A | N/A | N/A | N/A | N/A | N/A | 3.4075 | 3.5186
AS/NZS 3823.2:2013 [Non Multi-Split] | NZ MEPS April 2013 | AS/NZS 3823.1.1:2012 | RAV-RM801KRTP-NZ x2 & RAV-GP1401AT8-E |  | N/A | TOSHIBA | 3.1 | Non Ducted | Double/Triple Split | Wall Hung | Air | Air | Japan,Thailand | 3.73 | 9.2 | 12.3 | 250 | 0 | 0 | 0 | 320 | 3.78 | 14 | Enthalpy Test Room | 3.6135 | 3.8127 | Yes | 0 | N/A | 26 | 26 | 0 | 0 | N/A | N/A | N/A | 3.5226 | 3.7236 | N/A | N/A | 0 | 0 | 0 | 0 | Enthalpy Test Room | Three | R32 | Fiji,New Zealand | 122209 | 2119-06-24 | 2022-07-04 | Superseded | Reverse Cycle | 1050 | No | Class 10 | No | - | No | - | - | - | - | 3.6135 | Unavailable | N/A | N/A | http://www.toshiba-carrier.co.th | http://www.toshibaheatpumps.com | Yes |  |  | ZAC0640 | N/A | Variable output compressor | Inverter | N/A | N/A | N/A | 3.73 | N/A | N/A | N/A | N/A | N/A | N/A | N/A | N/A | N/A | N/A | N/A | N/A | N/A | N/A | N/A | N/A | 3.78 | N/A | N/A | N/A | N/A | N/A | N/A | N/A | N/A | N/A | N/A | N/A | N/A | N/A | N/A | N/A | N/A | N/A | N/A | N/A | N/A | N/A | N/A | N/A | N/A | N/A | N/A | N/A | N/A | N/A | N/A | N/A | N/A | N/A | N/A | N/A | N/A | N/A | N/A | N/A | N/A | N/A | N/A | N/A | N/A | N/A | N/A | N/A | N/A | N/A | N/A | N/A | N/A | N/A | N/A | N/A | N/A | N/A | N/A | N/A | N/A | N/A | N/A | N/A | N/A | N/A | N/A | N/A | 3.2217 | 3.6196
AS/NZS 3823.2:2013 [Non Multi-Split] | NZ MEPS April 2013 | AS/NZS 3823.1.1:2012 | RAV-RM801KRTP-NZ x2 & RAV-GP1401AT-E |  | N/A | TOSHIBA | 3.3 | Non Ducted | Double/Triple Split | Wall Hung | Air | Air | Thailand,Japan | 3.57 | 9.2 | 12.5 | 250 | 0 | 0 | 0 | 320 | 3.66 | 14 | Calorimeter Room | 3.6873 | 3.7037 | Yes | 0 | N/A | 9 | 9 | 0 | 0 | N/A | N/A | N/A | 3.6545 | 3.6741 | N/A | N/A | 0 | 0 | 0 | 0 | Calorimeter Room | Single | R32 | Fiji,New Zealand | 118754 | 2119-01-17 | 2022-07-04 | Superseded | Reverse Cycle | 1050 | No | Class 10 | No | - | No | - | - | - | - | 3.6873 | Unavailable | N/A | N/A | http://www.toshiba-carrier.co.th | http://www.toshibaheatpumps.com | Yes |  |  | ZAC0611 | N/A | Variable output compressor | Inverter | N/A | N/A | N/A | 3.57 | N/A | N/A | N/A | N/A | N/A | N/A | N/A | N/A | N/A | N/A | N/A | N/A | N/A | N/A | N/A | N/A | 3.66 | N/A | N/A | N/A | N/A | N/A | N/A | N/A | N/A | N/A | N/A | N/A | N/A | N/A | N/A | N/A | N/A | N/A | N/A | N/A | N/A | N/A | N/A | N/A | N/A | N/A | N/A | N/A | N/A | N/A | N/A | N/A | N/A | N/A | N/A | N/A | N/A | N/A | N/A | N/A | N/A | N/A | N/A | N/A | N/A | N/A | N/A | N/A | N/A | N/A | N/A | N/A | N/A | N/A | N/A | N/A | N/A | N/A | N/A | N/A | N/A | N/A | N/A | N/A | N/A | N/A | N/A | N/A | 3.4718 | 3.7936
AS/NZS 3823.2:2013 [Non Multi-Split] | NZ MEPS April 2013 | AS/NZS 3823.1.1:2012 | RAV-RM801KRTP-NZ x2 & RAV-GP1601AT8-E |  | N/A | TOSHIBA | 4 | Non Ducted | Double/Triple Split | Wall Hung | Air | Air | Japan,Thailand | 4.65 | 10 | 14 | 250 | 0 | 0 | 0 | 320 | 4.87 | 16 | Enthalpy Test Room | 3.3084 | 3.3225 | Yes | 55 | N/A | 26 | 26 | 5.1962 | 4.4507 | N/A | N/A | N/A | 3.2411 | 3.2632 | N/A | N/A | 0 | 0 | 0 | 0 | Enthalpy Test Room | Three | R32 | Fiji,New Zealand | 122213 | 2119-06-24 | 2022-07-04 | Superseded | Reverse Cycle | 1050 | No | Class 10 | No | - | No | - | - | - | - | 3.3084 | Unavailable | N/A | N/A | http://www.toshiba-carrier.co.th | http://www.toshibaheatpumps.com | Yes |  |  | ZAC0641 | N/A | Variable output compressor | Inverter | N/A | N/A | N/A | 4.65 | N/A | N/A | N/A | N/A | N/A | N/A | N/A | N/A | N/A | N/A | N/A | N/A | N/A | N/A | N/A | N/A | 4.87 | N/A | N/A | N/A | N/A | N/A | N/A | N/A | N/A | N/A | N/A | N/A | N/A | N/A | N/A | N/A | N/A | N/A | N/A | N/A | N/A | N/A | N/A | N/A | N/A | N/A | N/A | N/A | N/A | N/A | N/A | N/A | N/A | N/A | N/A | N/A | N/A | N/A | N/A | N/A | N/A | N/A | N/A | N/A | N/A | N/A | N/A | N/A | N/A | N/A | N/A | N/A | N/A | N/A | N/A | N/A | N/A | N/A | N/A | N/A | N/A | N/A | N/A | N/A | N/A | N/A | N/A | N/A | 2.9549 | 3.2272
AS/NZS 3823.2:2013 [Non Multi-Split] | NZ MEPS April 2013 | AS/NZS 3823.1.1:2012 | RAV-RM801UTP-E & RAV-GM801ATP-NZ |  | N/A | TOSHIBA | 1.7 | Non Ducted | Single Split System | Cassette | Air | Air | Thailand | 2.22 | 5 | 6.7 | 840 | 0 | 0 | 0 | 256 | 2.13 | 7.7 | Enthalpy Test Room | 2.9556 | 3.7053 | Yes | 51.1 | N/A | 11 | 11 | 4.8571 | 5.4978 | N/A | N/A | N/A | 2.9075 | 3.6399 | N/A | N/A | 0 | 0 | 0 | 0 | Enthalpy Test Room | Single | R32 | Fiji,New Zealand | 117505 | 2118-11-13 | 2022-07-04 | Superseded | Reverse Cycle | 840 | No | Class 4 | No | - | No | - | - | - | - | 2.9556 | Unavailable | N/A | N/A | http://www.toshiba-carrier.co.th | http://www.toshibaheatpumps.com | Yes |  |  | ZAC0568 | N/A | Variable output compressor | Inverter | N/A | N/A | N/A | 2.22 | N/A | N/A | N/A | N/A | N/A | N/A | N/A | N/A | N/A | N/A | N/A | N/A | N/A | N/A | N/A | N/A | 2.13 | N/A | N/A | N/A | N/A | N/A | N/A | N/A | N/A | N/A | N/A | N/A | N/A | N/A | N/A | N/A | N/A | N/A | N/A | N/A | N/A | N/A | N/A | N/A | N/A | N/A | N/A | N/A | N/A | N/A | N/A | N/A | N/A | N/A | N/A | N/A | N/A | N/A | N/A | N/A | N/A | N/A | N/A | N/A | N/A | N/A | N/A | N/A | N/A | N/A | N/A | N/A | N/A | N/A | N/A | N/A | N/A | N/A | N/A | N/A | N/A | N/A | N/A | N/A | N/A | N/A | N/A | N/A | 2.9683 | 3.553
AS/NZS 3823.2:2013 [Non Multi-Split] | NZ MEPS April 2013 | AS/NZS 3823.1.1:2012 | RAV-RM801UTP-E & RAV-GP801AT-E |  | N/A | TOSHIBA | 1 | Non Ducted | Single Split System | Cassette | Air | Air | Thailand,Japan | 1.58 | 6.1 | 7.1 | 840 | 0 | 0 | 0 | 256 | 1.77 | 8 | Enthalpy Test Room | 4.5411 | 4.632 | Yes | 0 | N/A | 7 | 7 | 0 | 0 | N/A | N/A | N/A | 4.4731 | 4.5713 | N/A | N/A | 0 | 0 | 0 | 0 | Enthalpy Test Room | Single | R32 | Fiji,New Zealand | 118026 | 2118-12-17 | 2022-07-04 | Superseded | Reverse Cycle | 840 | No | Class 4 | No | - | No | - | - | - | - | 4.5411 | Unavailable | N/A | N/A | http://www.toshiba-carrier.co.th | http://www.toshibaheatpumps.com | Yes |  |  | ZAC0593 | N/A | Variable output compressor | Inverter | N/A | N/A | N/A | 1.58 | N/A | N/A | N/A | N/A | N/A | N/A | N/A | N/A | N/A | N/A | N/A | N/A | N/A | N/A | N/A | N/A | 1.77 | N/A | N/A | N/A | N/A | N/A | N/A | N/A | N/A | N/A | N/A | N/A | N/A | N/A | N/A | N/A | N/A | N/A | N/A | N/A | N/A | N/A | N/A | N/A | N/A | N/A | N/A | N/A | N/A | N/A | N/A | N/A | N/A | N/A | N/A | N/A | N/A | N/A | N/A | N/A | N/A | N/A | N/A | N/A | N/A | N/A | N/A | N/A | N/A | N/A | N/A | N/A | N/A | N/A | N/A | N/A | N/A | N/A | N/A | N/A | N/A | N/A | N/A | N/A | N/A | N/A | N/A | N/A | 4.4274 | 4.4602
AS/NZS 3823.2:2013 [Non Multi-Split] | NZ MEPS April 2013 | AS/NZS 3823.1.1:2012 | RAV-RM801UTP-E x 2 & RAV-GP1401AT-E |  | N/A | TOSHIBA | 3.4 | Non Ducted | Double/Triple Split | Cassette | Air | Air | Thailand,Japan | 3.16 | 9.1 | 12.5 | 840 | 0 | 0 | 0 | 256 | 3.21 | 14 | Enthalpy Test Room | 3.8903 | 4.1492 | Yes | 0 | N/A | 9 | 9 | 0 | 0 | N/A | N/A | N/A | 3.8541 | 4.1115 | N/A | N/A | 0 | 0 | 0 | 0 | Enthalpy Test Room | Single | R32 | Fiji,New Zealand | 118031 | 2118-12-17 | 2022-07-04 | Superseded | Reverse Cycle | 840 | No | Class 10 | No | - | No | - | - | - | - | 3.8903 | Unavailable | N/A | N/A | http://www.toshiba-carrier.co.th | http://www.toshibaheatpumps.com | Yes |  |  | ZAC0597 | N/A | Variable output compressor | Inverter | N/A | N/A | N/A | 3.16 | N/A | N/A | N/A | N/A | N/A | N/A | N/A | N/A | N/A | N/A | N/A | N/A | N/A | N/A | N/A | N/A | 3.21 | N/A | N/A | N/A | N/A | N/A | N/A | N/A | N/A | N/A | N/A | N/A | N/A | N/A | N/A | N/A | N/A | N/A | N/A | N/A | N/A | N/A | N/A | N/A | N/A | N/A | N/A | N/A | N/A | N/A | N/A | N/A | N/A | N/A | N/A | N/A | N/A | N/A | N/A | N/A | N/A | N/A | N/A | N/A | N/A | N/A | N/A | N/A | N/A | N/A | N/A | N/A | N/A | N/A | N/A | N/A | N/A | N/A | N/A | N/A | N/A | N/A | N/A | N/A | N/A | N/A | N/A | N/A | 3.918 | 4.3204
AS/NZS 3823.2:2013 [Non Multi-Split] | NZ MEPS April 2013 | AS/NZS 3823.1.1:2012 | RAV-RM801UTP-E x2 & RAV-GP1401AT8-E |  | N/A | TOSHIBA | 3.2 | Non Ducted | Double/Triple Split | Cassette | Air | Air | Japan,Thailand | 3.42 | 9.3 | 12.5 | 840 | 0 | 0 | 0 | 256 | 3.41 | 14 | Enthalpy Test Room | 3.9542 | 4.4152 | Yes | 0 | N/A | 26 | 26 | 0 | 0 | N/A | N/A | N/A | 3.8503 | 4.2995 | N/A | N/A | 0 | 0 | 0 | 0 | Enthalpy Test Room | Three | R32 | Fiji,New Zealand | 122216 | 2119-06-13 | 2022-07-04 | Superseded | Reverse Cycle | 840 | No | Class 10 | No | - | No | - | - | - | - | 3.9542 | Unavailable | N/A | N/A | http://www.toshiba-carrier.co.th | http://www.toshibaheatpumps.com | Yes |  |  | ZAC0632 | N/A | Variable output compressor | Inverter | N/A | N/A | N/A | 3.42 | N/A | N/A | N/A | N/A | N/A | N/A | N/A | N/A | N/A | N/A | N/A | N/A | N/A | N/A | N/A | N/A | 3.41 | N/A | N/A | N/A | N/A | N/A | N/A | N/A | N/A | N/A | N/A | N/A | N/A | N/A | N/A | N/A | N/A | N/A | N/A | N/A | N/A | N/A | N/A | N/A | N/A | N/A | N/A | N/A | N/A | N/A | N/A | N/A | N/A | N/A | N/A | N/A | N/A | N/A | N/A | N/A | N/A | N/A | N/A | N/A | N/A | N/A | N/A | N/A | N/A | N/A | N/A | N/A | N/A | N/A | N/A | N/A | N/A | N/A | N/A | N/A | N/A | N/A | N/A | N/A | N/A | N/A | N/A | N/A | 3.5634 | 4.0024
AS/NZS 3823.2:2013 [Non Multi-Split] | NZ MEPS April 2013 | AS/NZS 3823.1.1:2012 | RAV-RM801UTP-E x2 & RAV-GP1601AT8-E |  | N/A | TOSHIBA | 3.8 | Non Ducted | Double/Triple Split | Cassette | Air | Air | Japan,Thailand | 4.34 | 10.2 | 14 | 840 | 0 | 0 | 0 | 256 | 4.28 | 16 | Enthalpy Test Room | 3.5369 | 4.0924 | Yes | 0 | N/A | 26 | 26 | 0 | 0 | N/A | N/A | N/A | 3.4623 | 4.005 | N/A | N/A | 0 | 0 | 0 | 0 | Enthalpy Test Room | Three | R32 | Fiji,New Zealand | 122237 | 2119-06-13 | 2022-07-04 | Superseded | Reverse Cycle | 840 | No | Class 10 | No | - | No | - | - | - | - | 3.5369 | Unavailable | N/A | N/A | http://www.toshiba-carrier.co.th | http://www.toshibaheatpumps.com | Yes |  |  | ZAC0633 | N/A | Variable output compressor | Inverter | N/A | N/A | N/A | 4.34 | N/A | N/A | N/A | N/A | N/A | N/A | N/A | N/A | N/A | N/A | N/A | N/A | N/A | N/A | N/A | N/A | 4.28 | N/A | N/A | N/A | N/A | N/A | N/A | N/A | N/A | N/A | N/A | N/A | N/A | N/A | N/A | N/A | N/A | N/A | N/A | N/A | N/A | N/A | N/A | N/A | N/A | N/A | N/A | N/A | N/A | N/A | N/A | N/A | N/A | N/A | N/A | N/A | N/A | N/A | N/A | N/A | N/A | N/A | N/A | N/A | N/A | N/A | N/A | N/A | N/A | N/A | N/A | N/A | N/A | N/A | N/A | N/A | N/A | N/A | N/A | N/A | N/A | N/A | N/A | N/A | N/A | N/A | N/A | N/A | 3.1618 | 3.6631
AS/NZS 3823.2:2013 [Non Multi-Split] | NZ MEPS April 2013 | AS/NZS 3823.1.1:2012 | RAV-SM1101CTP-E & RAV-GM1101ATP-NZ |  | N/A | TOSHIBA | 1.5 | Non Ducted | Single Split System | Under ceiling | Air | Air | Thailand | 2.95 | 8 | 9.5 | 690 | 0 | 0 | 0 | 235 | 2.94 | 11.2 | Enthalpy Test Room | 3.324 | 3.781 | Yes | 0 | N/A | 12 | 12 | 0 | 0 | N/A | N/A | N/A | 3.2777 | 3.7299 | N/A | N/A | 0 | 0 | 0 | 0 | Enthalpy Test Room | Single | R32 | Fiji,New Zealand | 117540 | 2118-11-14 | 2022-07-04 | Superseded | Reverse Cycle | 1586 | No | Class 4 | No | - | No | - | - | - | - | 3.324 | Unavailable | N/A | N/A | http://www.toshiba-carrier.co.th | http://www.toshibaheatpumps.com | Yes |  |  | ZAC0576 | N/A | Variable output compressor | Inverter | N/A | N/A | N/A | 2.95 | N/A | N/A | N/A | N/A | N/A | N/A | N/A | N/A | N/A | N/A | N/A | N/A | N/A | N/A | N/A | N/A | 2.94 | N/A | N/A | N/A | N/A | N/A | N/A | N/A | N/A | N/A | N/A | N/A | N/A | N/A | N/A | N/A | N/A | N/A | N/A | N/A | N/A | N/A | N/A | N/A | N/A | N/A | N/A | N/A | N/A | N/A | N/A | N/A | N/A | N/A | N/A | N/A | N/A | N/A | N/A | N/A | N/A | N/A | N/A | N/A | N/A | N/A | N/A | N/A | N/A | N/A | N/A | N/A | N/A | N/A | N/A | N/A | N/A | N/A | N/A | N/A | N/A | N/A | N/A | N/A | N/A | N/A | N/A | N/A | 3.1767 | 3.7577
[SEER Non Multi-Split <=65kW] GEMS (Air Conditioners up to 65kW) Determination 2019 | MEPS Oct 2011 | AS/NZS 3823.1.1:2012 | RAV-SM1404UTP-E / RAV-SP1404AT8-A1 |  | N/A | Toshiba | 3.2 | Non Ducted | Single Split System | Cassette | Air | Air | Japan,Thailand | 3.46 | 9.3 | 12.5 | - | 0 | - | - | - | 3.42 | 14 | Enthalpy Test Room | 3.5658 | 4.0871 | Yes | - | N/A | 18 | 18 | 0 | 0 | N/A | N/A | N/A | 3.5048 | 4.0157 | N/A | N/A | 0 | 0 | 0 | 0 | Enthalpy Test Room | Three | R410A | Australia,Fiji,New Zealand | 124335 | 2025-03-18 |  | Approved | Reverse Cycle | - | Yes | Class 11 | Yes | - | - | Yes | No | No | - | 3.5658 | Unavailable | N/A | N/A | http://www.toshiba-carrier.co.jp/ | http://www.toshiba-aircon.com.au/ | Yes |  |  | AAC4258 | N/A | Variable output compressor | Inverter | N/A | N/A | N/A | 3.46 | N/A | N/A | N/A | N/A | N/A | N/A | N/A | N/A | N/A | N/A | N/A | N/A | N/A | N/A | N/A | N/A | 3.42 | N/A | N/A | N/A | N/A | N/A | N/A | N/A | N/A | N/A | N/A | N/A | N/A | N/A | N/A | N/A | N/A | N/A | N/A | N/A | N/A | N/A | N/A | N/A | N/A | N/A | N/A | N/A | N/A | N/A | N/A | N/A | N/A | N/A | N/A | N/A | N/A | N/A | N/A | N/A | N/A | N/A | N/A | N/A | N/A | N/A | N/A | N/A | N/A | N/A | N/A | N/A | N/A | N/A | N/A | N/A | N/A | N/A | N/A | N/A | N/A | N/A | N/A | N/A | N/A | N/A | N/A | N/A | 3.5503 | 4.022
[SEER Non Multi-Split <=65kW] GEMS (Air Conditioners up to 65kW) Determination 2019 | MEPS Oct 2011 | AS/NZS 3823.1.2:2012 | RAV-SM1406BTP-E / RAV-SP1404AT8-A1 |  | N/A | Toshiba | 3.2 | Ducted | Single Split System | - | Air | Air | Japan,Thailand | 3.86 | 9.3 | 12.5 | - | 0 | - | - | - | 3.67 | 14 | Enthalpy Test Room | 3.1419 | 3.7354 | Yes | 50 | N/A | 18 | 18 | 4.5673 | 4.7108 | N/A | N/A | N/A | 3.0939 | 3.6756 | N/A | N/A | 0 | 0 | 0 | 0 | Enthalpy Test Room | Three | R410A | Australia,Fiji,New Zealand | 124333 | 2025-03-05 |  | Approved | Reverse Cycle | - | Yes | Class 11 | Yes | - | - | Yes | No | No | - | 3.1419 | Unavailable | N/A | N/A | http://www.toshiba-carrier.co.jp/ | http://www.toshiba-aircon.com.au/ | Yes |  |  | AAC4256 | N/A | Variable output compressor | Inverter | N/A | N/A | N/A | 3.86 | N/A | N/A | N/A | N/A | N/A | N/A | N/A | N/A | N/A | N/A | N/A | N/A | N/A | N/A | N/A | N/A | 3.67 | N/A | N/A | N/A | N/A | N/A | N/A | N/A | N/A | N/A | N/A | N/A | N/A | N/A | N/A | N/A | N/A | N/A | N/A | N/A | N/A | N/A | N/A | N/A | N/A | N/A | N/A | N/A | N/A | N/A | N/A | N/A | N/A | N/A | N/A | N/A | N/A | N/A | N/A | N/A | N/A | N/A | N/A | N/A | N/A | N/A | N/A | N/A | N/A | N/A | N/A | N/A | N/A | N/A | N/A | N/A | N/A | N/A | N/A | N/A | N/A | N/A | N/A | N/A | N/A | N/A | N/A | N/A | 3.1881 | 3.7525
[SEER Non Multi-Split <=65kW] GEMS (Air Conditioners up to 65kW) Determination 2019 | MEPS Oct 2011 | AS/NZS 3823.1.2:2012 | RAV-SM1603DT-A / RAV-SM1603AT-A1 |  | N/A | Toshiba | 2.2 | Ducted | Single Split System | - | Air | Air | Japan | 4.1 | 11.3 | 13.5 | - | 0 | - | - | - | 4.57 | 16 | Enthalpy Test Room | 3.1683 | 3.9544 | Yes | 55.7 | N/A | 34.9 | 31.26 | 3.8093 | 4.0913 | N/A | N/A | N/A | 3.0819 | 3.8535 | N/A | N/A | 0 | 0 | 0 | 0 | Enthalpy Test Room | Single | R410A | Australia,Fiji,New Zealand | 125120 | 2025-04-02 |  | Approved | Reverse Cycle | - | Yes | Class 11 | Yes | - | - | Yes | No | No | - | 3.1683 | Unavailable | N/A | N/A | http://www.toshiba-carrier.co.jp/ | http://www.toshiba-aircon.com.au/ | Yes |  |  | AAC4302 | N/A | Variable output compressor | Inverter | N/A | N/A | N/A | 4.1 | N/A | N/A | N/A | N/A | N/A | N/A | N/A | N/A | N/A | N/A | N/A | N/A | N/A | N/A | N/A | N/A | 4.57 | N/A | N/A | N/A | N/A | N/A | N/A | N/A | N/A | N/A | N/A | N/A | N/A | N/A | N/A | N/A | N/A | N/A | N/A | N/A | N/A | N/A | N/A | N/A | N/A | N/A | N/A | N/A | N/A | N/A | N/A | N/A | N/A | N/A | N/A | N/A | N/A | N/A | N/A | N/A | N/A | N/A | N/A | N/A | N/A | N/A | N/A | N/A | N/A | N/A | N/A | N/A | N/A | N/A | N/A | N/A | N/A | N/A | N/A | N/A | N/A | N/A | N/A | N/A | N/A | N/A | N/A | N/A | 3.2006 | 3.422
[SEER Non Multi-Split <=65kW] GEMS (Air Conditioners up to 65kW) Determination 2019 | MEPS Oct 2011 | AS/NZS 3823.1.2:2012 | RAV-SM1603DT-A / RAV-SP1604AT8-A1 |  | N/A | Toshiba | 2.2 | Ducted | Single Split System | - | Air | Air | Japan | 4.12 | 11.4 | 13.6 | - | 0 | - | - | - | 4.43 | 16 | Enthalpy Test Room | 3.1408 | 4.0764 | Yes | 60.55 | N/A | 18 | 18 | 3.7376 | 4.2273 | N/A | N/A | N/A | 3.0968 | 4.015 | N/A | N/A | 0 | 0 | 0 | 0 | Enthalpy Test Room | Three | R410A | Australia,Fiji,New Zealand | 125121 | 2025-05-21 |  | Approved | Reverse Cycle | - | Yes | Class 11 | Yes | - | - | Yes | No | No | - | 3.1408 | Unavailable | N/A | N/A | http://www.toshiba-carrier.co.jp/ | http://www.toshiba-aircon.com.au/ | Yes |  |  | AAC4303 | N/A | Variable output compressor | Inverter | N/A | N/A | N/A | 4.12 | N/A | N/A | N/A | N/A | N/A | N/A | N/A | N/A | N/A | N/A | N/A | N/A | N/A | N/A | N/A | N/A | 4.43 | N/A | N/A | N/A | N/A | N/A | N/A | N/A | N/A | N/A | N/A | N/A | N/A | N/A | N/A | N/A | N/A | N/A | N/A | N/A | N/A | N/A | N/A | N/A | N/A | N/A | N/A | N/A | N/A | N/A | N/A | N/A | N/A | N/A | N/A | N/A | N/A | N/A | N/A | N/A | N/A | N/A | N/A | N/A | N/A | N/A | N/A | N/A | N/A | N/A | N/A | N/A | N/A | N/A | N/A | N/A | N/A | N/A | N/A | N/A | N/A | N/A | N/A | N/A | N/A | N/A | N/A | N/A | 3.2529 | 3.5628
[SEER Non Multi-Split <=65kW] GEMS (Air Conditioners up to 65kW) Determination 2019 | MEPS Oct 2011 | AS/NZS 3823.1.1:2012 | RAV-SM1604UTP-E / RAV-SM1603AT-A1 |  | N/A | Toshiba | 4.1 | Non Ducted | Single Split System | Cassette | Air | Air | Japan,Thailand | 4.49 | 9.9 | 14 | - | 0 | - | - | - | 4.43 | 16 | Enthalpy Test Room | 3.0941 | 3.6143 | Yes | 50 | N/A | 34.9 | 31.26 | 4.8676 | 5.1721 | N/A | N/A | N/A | 3.0146 | 3.5287 | N/A | N/A | 0 | 0 | 0 | 0 | Enthalpy Test Room | Single | R410A | Australia,Fiji,New Zealand | 124334 | 2025-03-17 |  | Approved | Reverse Cycle | - | Yes | Class 11 | Yes | - | - | Yes | No | No | - | 3.0941 | Unavailable | N/A | N/A | http://www.toshiba-carrier.co.jp/ | http://www.toshiba-aircon.com.au/ | Yes |  |  | AAC4257 | N/A | Variable output compressor | Inverter | N/A | N/A | N/A | 4.49 | N/A | N/A | N/A | N/A | N/A | N/A | N/A | N/A | N/A | N/A | N/A | N/A | N/A | N/A | N/A | N/A | 4.43 | N/A | N/A | N/A | N/A | N/A | N/A | N/A | N/A | N/A | N/A | N/A | N/A | N/A | N/A | N/A | N/A | N/A | N/A | N/A | N/A | N/A | N/A | N/A | N/A | N/A | N/A | N/A | N/A | N/A | N/A | N/A | N/A | N/A | N/A | N/A | N/A | N/A | N/A | N/A | N/A | N/A | N/A | N/A | N/A | N/A | N/A | N/A | N/A | N/A | N/A | N/A | N/A | N/A | N/A | N/A | N/A | N/A | N/A | N/A | N/A | N/A | N/A | N/A | N/A | N/A | N/A | N/A | 3.0382 | 3.5276
[SEER Non Multi-Split <=65kW] GEMS (Air Conditioners up to 65kW) Determination 2019 | MEPS Oct 2011 | AS/NZS 3823.1.1:2012 | RAV-SM1604UTP-E / RAV-SP1604AT8-A1 |  | N/A | Toshiba | 4.1 | Non Ducted | Single Split System | Cassette | Air | Air | Japan,Thailand | 4.49 | 9.9 | 14 | - | 0 | - | - | - | 4.3 | 16 | Enthalpy Test Room | 3.1141 | 3.7257 | Yes | 50 | N/A | 18 | 18 | 4.8676 | 5.0388 | N/A | N/A | N/A | 3.0724 | 3.6736 | N/A | N/A | 0 | 0 | 0 | 0 | Enthalpy Test Room | Three | R410A | Australia,Fiji,New Zealand | 124336 | 2025-03-26 |  | Approved | Reverse Cycle | - | Yes | Class 11 | Yes | - | - | Yes | No | No | - | 3.1141 | Unavailable | N/A | N/A | http://www.toshiba-carrier.co.jp/ | http://www.toshiba-aircon.com.au/ | Yes |  |  | AAC4259 | N/A | Variable output compressor | Inverter | N/A | N/A | N/A | 4.49 | N/A | N/A | N/A | N/A | N/A | N/A | N/A | N/A | N/A | N/A | N/A | N/A | N/A | N/A | N/A | N/A | 4.3 | N/A | N/A | N/A | N/A | N/A | N/A | N/A | N/A | N/A | N/A | N/A | N/A | N/A | N/A | N/A | N/A | N/A | N/A | N/A | N/A | N/A | N/A | N/A | N/A | N/A | N/A | N/A | N/A | N/A | N/A | N/A | N/A | N/A | N/A | N/A | N/A | N/A | N/A | N/A | N/A | N/A | N/A | N/A | N/A | N/A | N/A | N/A | N/A | N/A | N/A | N/A | N/A | N/A | N/A | N/A | N/A | N/A | N/A | N/A | N/A | N/A | N/A | N/A | N/A | N/A | N/A | N/A | 3.0764 | 3.669
[SEER Non Multi-Split <=65kW] GEMS (Air Conditioners up to 65kW) Determination 2019 | MEPS 2019 | AS/NZS 3823.1.2:2012 | RAV-SM2804AT8-A1/RAV-RM2801DTP-E2 |  | N/A | Toshiba | N/A | Ducted | Single Split System | - | Air | Air | Thailand,Japan | 6.1 | N/A | 20 | N/A | N/A | N/A | N/A | N/A | 7.2 | 27 | Enthalpy Test Room | 3.1143 | 3.6125 | N/A | - | N/A | N/A | N/A | N/A | N/A | N/A | N/A | N/A | N/A | N/A | N/A | N/A | N/A | N/A | N/A | N/A | N/A | Three | R410A | Australia,Fiji,New Zealand | 141038 | 2026-08-30 |  | Approved | Reverse Cycle | N/A | No | Class 11 | No | N/A | N/A | N/A | N/A | N/A | N/A | N/A | Available | N/A | N/A | http://www.toshiba-aircon.in.th/ |  | N/A |  |  | AAC6234 | Yes | Variable output compressor | Inverter | No | - | 20000 | 6.1 | - | 2840 | 11000 | No | - | - | - | 5575.4 | 21540 | No | 2595.76 | 11847 | No | - | - | 27000 | 7.2 | 3220 | 13500 | No | - | - | Yes | 6680 | 22570 | No | - | - | No | - | - | - | - | - | No | - | - | No | - | - | No | - | - | - | 74 | 3.394 | 3.41 | 3.93 | 4.303 | 4.11 | 4.225 | 1536 | 2336 | 6537 | 3289 | 4082 | 8778 | 1.5 | 1.5 | 2 | 3.363 | 3.67 | 3.874 | 3.474 | 3.729 | 3.86 | 10602 | 4136 | 718 | 3537 | 1923 | 475 | 1.5 | 2 | 2 | No | - | - | - | - | N/A | N/A | N/A | 53.25 | 3.1847 | 3.6585
[SEER Non Multi-Split <=65kW] GEMS (Air Conditioners up to 65kW) Determination 2019 | MEPS 2019 | AS/NZS 3823.1.2:2012 | RAV-SM2804AT8-A1/RAV-SM2804DTP-E |  | N/A | Toshiba | N/A | Ducted | Single Split System | - | Air | Air | Japan,Thailand | 6.1 | N/A | 20 | N/A | N/A | N/A | N/A | N/A | 7.2 | 27 | Enthalpy Test Room | 3.1143 | 3.6125 | N/A | - | N/A | N/A | N/A | N/A | N/A | N/A | N/A | N/A | N/A | N/A | N/A | N/A | N/A | N/A | N/A | N/A | N/A | Three | R410A | Australia,Fiji,New Zealand | 132870 | 2025-09-29 |  | Approved | Reverse Cycle | N/A | Yes | Class 11 | Yes | N/A | N/A | N/A | N/A | N/A | N/A | N/A | Available | N/A | N/A | http://www.toshiba-carrier.co.jp/ |  | N/A |  |  | AAC5351 | Yes | Variable output compressor | Inverter | No | - | 20000 | 6.1 | - | 2840 | 11000 | No | - | - | - | 5575.4 | 21540 | No | 2595.76 | 11847 | No | - | - | 27000 | 7.2 | 3220 | 13500 | No | - | - | Yes | 6680 | 22570 | No | - | - | No | - | - | - | - | - | No | - | - | No | - | - | No | - | - | - | - | 3.394 | 3.41 | 3.93 | 4.303 | 4.11 | 4.225 | 1536 | 2336 | 6537 | 3289 | 4082 | 8778 | 1.5 | 1.5 | 2 | 3.363 | 3.67 | 3.874 | 3.474 | 3.729 | 3.86 | 10602 | 4136 | 718 | 3537 | 1923 | 475 | 1.5 | 2 | 2 | No | - | - | - | - | N/A | N/A | N/A | 53.25 | 3.1847 | 3.6585
[SEER Non Multi-Split <=65kW] GEMS (Air Conditioners up to 65kW) Determination 2019 | MEPS Oct 2011 | AS/NZS 3823.1.1:2012 | RAV-SM307KRTP-A / RAV-SM304ATP-A |  | N/A | Toshiba | 1 | Non Ducted | Single Split System | Wall Hung | Air | Air | Thailand | 0.61 | 1.5 | 2.5 | - | 0 | - | - | - | 0.71 | 3 | Calorimeter Room | 3.9482 | 4.1306 | Yes | 55.8 | N/A | 15 | 15 | 5.0216 | 4.9357 | N/A | N/A | N/A | 3.6489 | 3.856 | N/A | N/A | 2.7977 | 3.2121 | 2.5 | 3 | Calorimeter Room | Single | R410A | Australia,Fiji,New Zealand | 122950 | 2024-11-21 |  | Approved | Reverse Cycle | - | Yes | Class 8 | Yes | Yes | - | Yes | No | No | - | 3.9482 | Unavailable | N/A | N/A | http://www.toshiba-aircon.in.th/ | http://www.toshiba-aircon.com.au/ | Yes |  | https://reg.energyrating.gov.au/static/common/images/star_ratings_2014/aircon_rating_2.5_3.png | AAC4134 | N/A | Variable output compressor | Inverter | N/A | N/A | N/A | 0.61 | N/A | N/A | N/A | N/A | N/A | N/A | N/A | N/A | N/A | N/A | N/A | N/A | N/A | N/A | N/A | N/A | 0.71 | N/A | N/A | N/A | N/A | N/A | N/A | N/A | N/A | N/A | N/A | N/A | N/A | N/A | N/A | N/A | N/A | N/A | N/A | N/A | N/A | N/A | N/A | N/A | N/A | N/A | N/A | N/A | N/A | N/A | N/A | N/A | N/A | N/A | N/A | N/A | N/A | N/A | N/A | N/A | N/A | N/A | N/A | N/A | N/A | N/A | N/A | N/A | N/A | N/A | N/A | N/A | N/A | N/A | N/A | N/A | N/A | N/A | N/A | N/A | N/A | N/A | N/A | N/A | N/A | N/A | N/A | N/A | 3.7839 | 3.9437
[SEER Non Multi-Split <=65kW] GEMS (Air Conditioners up to 65kW) Determination 2019 | MEPS Oct 2011 | AS/NZS 3823.1.1:2012 | RAV-SM407KRTP-A / RAV-SM404ATP-A |  | N/A | Toshiba | 1 | Non Ducted | Single Split System | Wall Hung | Air | Air | Thailand | 0.78 | 2.1 | 3.1 | - | 0 | - | - | - | 0.81 | 3.2 | Calorimeter Room | 3.8184 | 3.8667 | Yes | 57.2 | N/A | 15 | 15 | 4.8815 | 5.0616 | N/A | N/A | N/A | 3.5948 | 3.6411 | N/A | N/A | 2.6896 | 2.7821 | 2.5 | 2.5 | Calorimeter Room | Single | R410A | Australia,Fiji,New Zealand | 122952 | 2024-11-26 |  | Approved | Reverse Cycle | - | Yes | Class 8 | Yes | Yes | - | Yes | No | Yes | - | 3.8184 | Unavailable | N/A | N/A | http://www.toshiba-aircon.in.th/ | http://www.toshiba-aircon.com.au/ | Yes |  | https://reg.energyrating.gov.au/static/common/images/star_ratings_2014/aircon_rating_2.5_2.5.png | AAC4135 | N/A | Variable output compressor | Inverter | N/A | N/A | N/A | 0.78 | N/A | N/A | N/A | N/A | N/A | N/A | N/A | N/A | N/A | N/A | N/A | N/A | N/A | N/A | N/A | N/A | 0.81 | N/A | N/A | N/A | N/A | N/A | N/A | N/A | N/A | N/A | N/A | N/A | N/A | N/A | N/A | N/A | N/A | N/A | N/A | N/A | N/A | N/A | N/A | N/A | N/A | N/A | N/A | N/A | N/A | N/A | N/A | N/A | N/A | N/A | N/A | N/A | N/A | N/A | N/A | N/A | N/A | N/A | N/A | N/A | N/A | N/A | N/A | N/A | N/A | N/A | N/A | N/A | N/A | N/A | N/A | N/A | N/A | N/A | N/A | N/A | N/A | N/A | N/A | N/A | N/A | N/A | N/A | N/A | 3.7318 | 3.7179
AS/NZS 3823.2:2013 [Non Multi-Split] | NZ MEPS April 2013 | AS/NZS 3823.1.1:2012 | RAV-SM407MUT-E & RAV-SM404ATP-A |  | N/A | TOSHIBA | 1.5 | Non Ducted | Single Split System | Cassette | Air | Air | Thailand,Japan | 0.9 | 2.1 | 3.6 | 256 | 0 | 0 | 0 | 256 | 0.95 | 4 | Enthalpy Test Room | 4.0358 | 4.2317 | Yes | 0 | N/A | 15 | 15 | 0 | 0 | N/A | N/A | N/A | 3.8192 | 4.0163 | N/A | N/A | 0 | 0 | 0 | 0 | Enthalpy Test Room | Single | R410A | Fiji,New Zealand | 120500 | 2119-04-15 | 2022-07-04 | Superseded | Reverse Cycle | 575 | No | Class 3 | No | - | No | - | - | - | - | 4.0358 | Unavailable | N/A | N/A | http://www.toshiba-carrier.co.th | http://www.toshibaheatpumps.com | Yes |  |  | ZAC0622 | N/A | Variable output compressor | Inverter | N/A | N/A | N/A | 0.9 | N/A | N/A | N/A | N/A | N/A | N/A | N/A | N/A | N/A | N/A | N/A | N/A | N/A | N/A | N/A | N/A | 0.95 | N/A | N/A | N/A | N/A | N/A | N/A | N/A | N/A | N/A | N/A | N/A | N/A | N/A | N/A | N/A | N/A | N/A | N/A | N/A | N/A | N/A | N/A | N/A | N/A | N/A | N/A | N/A | N/A | N/A | N/A | N/A | N/A | N/A | N/A | N/A | N/A | N/A | N/A | N/A | N/A | N/A | N/A | N/A | N/A | N/A | N/A | N/A | N/A | N/A | N/A | N/A | N/A | N/A | N/A | N/A | N/A | N/A | N/A | N/A | N/A | N/A | N/A | N/A | N/A | N/A | N/A | N/A | 3.7867 | 3.9972
[SEER Non Multi-Split <=65kW] GEMS (Air Conditioners up to 65kW) Determination 2019 | MEPS Oct 2011 | AS/NZS 3823.1.1:2012 | RAV-SM564MUT-E + RAV-SP564ATP-A1 |  | N/A | Toshiba | 1.3 | Non Ducted | Single Split System | Cassette | Air | Air | Japan,Thailand | 1.39 | 3.4 | 4.7 | - | 0 | - | - | - | 1.54 | 5.6 | Enthalpy Test Room | 3.2658 | 3.6222 | Yes | 54.9 | N/A | 8.01 | 8.01 | 4.5044 | 4.644 | N/A | N/A | N/A | 3.2056 | 3.5613 | N/A | N/A | 0 | 0 | 0 | 0 | Enthalpy Test Room | Single | R410A | Australia,Fiji,New Zealand | 122022 | 2024-10-20 |  | Approved | Reverse Cycle | - | Yes | Class 9 | Yes | - | - | Yes | No | No | - | 3.2658 | Unavailable | N/A | N/A | http://www.toshiba-aircon.in.th/ | http://www.toshiba-aircon.com.au/ | Yes |  |  | AAC4045 | N/A | Variable output compressor | Inverter | N/A | N/A | N/A | 1.39 | N/A | N/A | N/A | N/A | N/A | N/A | N/A | N/A | N/A | N/A | N/A | N/A | N/A | N/A | N/A | N/A | 1.54 | N/A | N/A | N/A | N/A | N/A | N/A | N/A | N/A | N/A | N/A | N/A | N/A | N/A | N/A | N/A | N/A | N/A | N/A | N/A | N/A | N/A | N/A | N/A | N/A | N/A | N/A | N/A | N/A | N/A | N/A | N/A | N/A | N/A | N/A | N/A | N/A | N/A | N/A | N/A | N/A | N/A | N/A | N/A | N/A | N/A | N/A | N/A | N/A | N/A | N/A | N/A | N/A | N/A | N/A | N/A | N/A | N/A | N/A | N/A | N/A | N/A | N/A | N/A | N/A | N/A | N/A | N/A | 3.3167 | 3.5735
[SEER Non Multi-Split <=65kW] GEMS (Air Conditioners up to 65kW) Determination 2019 | MEPS Oct 2011 | AS/NZS 3823.1.1:2012 | RAV-SM564UTP-E + RAV-SP564ATP-A1 |  | N/A | Toshiba | 1.2 | Non Ducted | Single Split System | Cassette | Air | Air | Thailand | 1.47 | 4.1 | 5.3 | - | 0 | - | - | - | 1.21 | 5.6 | Enthalpy Test Room | 3.5516 | 4.5839 | Yes | - | N/A | 8.01 | 8.01 | 0 | 0 | N/A | N/A | N/A | 3.4883 | 4.4845 | N/A | N/A | 0 | 0 | 0 | 0 | Enthalpy Test Room | Single | R410A | Australia,Fiji,New Zealand | 122017 | 2024-10-17 |  | Approved | Reverse Cycle | - | Yes | Class 9 | Yes | - | - | Yes | No | No | - | 3.5516 | Unavailable | N/A | N/A | http://www.toshiba-aircon.in.th/ | http://www.toshiba-aircon.com.au/ | Yes |  |  | AAC4040 | N/A | Variable output compressor | Inverter | N/A | N/A | N/A | 1.47 | N/A | N/A | N/A | N/A | N/A | N/A | N/A | N/A | N/A | N/A | N/A | N/A | N/A | N/A | N/A | N/A | 1.21 | N/A | N/A | N/A | N/A | N/A | N/A | N/A | N/A | N/A | N/A | N/A | N/A | N/A | N/A | N/A | N/A | N/A | N/A | N/A | N/A | N/A | N/A | N/A | N/A | N/A | N/A | N/A | N/A | N/A | N/A | N/A | N/A | N/A | N/A | N/A | N/A | N/A | N/A | N/A | N/A | N/A | N/A | N/A | N/A | N/A | N/A | N/A | N/A | N/A | N/A | N/A | N/A | N/A | N/A | N/A | N/A | N/A | N/A | N/A | N/A | N/A | N/A | N/A | N/A | N/A | N/A | N/A | 3.5402 | 4.5268
[SEER Non Multi-Split <=65kW] GEMS (Air Conditioners up to 65kW) Determination 2019 | MEPS Oct 2011 | AS/NZS 3823.1.2:2012 | RAV-SM566BTP-E + RAV-SP564ATP-A1 |  | N/A | Toshiba | 1.2 | Ducted | Single Split System | - | Air | Air | Thailand | 1.51 | 3.7 | 4.9 | - | 0 | - | - | - | 1.55 | 5.6 | Enthalpy Test Room | 3.114 | 3.5798 | Yes | 53.3 | N/A | 8.01 | 8.01 | 4.0908 | 4.9282 | N/A | N/A | N/A | 3.0607 | 3.5187 | N/A | N/A | 0 | 0 | 0 | 0 | Enthalpy Test Room | Single | R410A | Australia,Fiji,New Zealand | 122021 | 2024-10-20 |  | Approved | Reverse Cycle | - | Yes | Class 10 | Yes | - | - | Yes | No | No | - | 3.114 | Unavailable | N/A | N/A | http://www.toshiba-aircon.in.th/ | http://www.toshiba-aircon.com.au/ | Yes |  |  | AAC4044 | N/A | Variable output compressor | Inverter | N/A | N/A | N/A | 1.51 | N/A | N/A | N/A | N/A | N/A | N/A | N/A | N/A | N/A | N/A | N/A | N/A | N/A | N/A | N/A | N/A | 1.55 | N/A | N/A | N/A | N/A | N/A | N/A | N/A | N/A | N/A | N/A | N/A | N/A | N/A | N/A | N/A | N/A | N/A | N/A | N/A | N/A | N/A | N/A | N/A | N/A | N/A | N/A | N/A | N/A | N/A | N/A | N/A | N/A | N/A | N/A | N/A | N/A | N/A | N/A | N/A | N/A | N/A | N/A | N/A | N/A | N/A | N/A | N/A | N/A | N/A | N/A | N/A | N/A | N/A | N/A | N/A | N/A | N/A | N/A | N/A | N/A | N/A | N/A | N/A | N/A | N/A | N/A | N/A | 3.1879 | 3.5509
[SEER Non Multi-Split <=65kW] GEMS (Air Conditioners up to 65kW) Determination 2019 | MEPS Oct 2011 | AS/NZS 3823.1.1:2012 | RAV-SM566KRT-A + RAV-SP564ATP-A1 |  | N/A | Toshiba | 1.4 | Non Ducted | Single Split System | Wall Hung | Air | Air | Thailand | 1.44 | 3.6 | 5 | - | 0 | - | - | - | 1.5 | 5.6 | Calorimeter Room | 3.5204 | 3.7993 | Yes | - | N/A | 8.01 | 8.01 | 0 | 0 | N/A | N/A | N/A | 3.4546 | 3.7311 | N/A | N/A | 2.4092 | 2.9621 | 2 | 2.5 | Calorimeter Room | Single | R410A | Australia,Fiji,New Zealand | 122020 | 2024-10-23 |  | Approved | Reverse Cycle | - | Yes | Class 9 | Yes | Yes | - | Yes | No | No | - | 3.5204 | Unavailable | N/A | N/A | http://www.toshiba-aircon.in.th/ | http://www.toshiba-aircon.com.au/ | Yes |  | https://reg.energyrating.gov.au/static/common/images/star_ratings_2014/aircon_rating_2_2.5.png | AAC4043 | N/A | Variable output compressor | Inverter | N/A | N/A | N/A | 1.44 | N/A | N/A | N/A | N/A | N/A | N/A | N/A | N/A | N/A | N/A | N/A | N/A | N/A | N/A | N/A | N/A | 1.5 | N/A | N/A | N/A | N/A | N/A | N/A | N/A | N/A | N/A | N/A | N/A | N/A | N/A | N/A | N/A | N/A | N/A | N/A | N/A | N/A | N/A | N/A | N/A | N/A | N/A | N/A | N/A | N/A | N/A | N/A | N/A | N/A | N/A | N/A | N/A | N/A | N/A | N/A | N/A | N/A | N/A | N/A | N/A | N/A | N/A | N/A | N/A | N/A | N/A | N/A | N/A | N/A | N/A | N/A | N/A | N/A | N/A | N/A | N/A | N/A | N/A | N/A | N/A | N/A | N/A | N/A | N/A | 3.4081 | 3.6671
AS/NZS 3823.2:2013 [Non Multi-Split] | NZ MEPS April 2013 | AS/NZS 3823.1.1:2012 | RAV-SM567MUT-E & RAV-SP564ATP-A1 |  | N/A | TOSHIBA | 1.2 | Non Ducted | Single Split System | Cassette | Air | Air | Japan,Thailand | 1.38 | 3.5 | 4.7 | 575 | 0 | 0 | 0 | 268 | 1.53 | 5.6 | Enthalpy Test Room | 3.2765 | 3.5508 | Yes | 50 | N/A | 8.01 | 8.01 | 4.4973 | 4.9711 | N/A | N/A | N/A | 3.2154 | 3.4904 | N/A | N/A | 0 | 0 | 0 | 0 | Enthalpy Test Room | Single | R410A | Fiji,New Zealand | 110080 | 2117-09-22 | 2022-07-04 | Superseded | Reverse Cycle | 575 | Yes | Class 4 | Yes | - | - | Yes | No | No | - | 3.2765 | Unavailable | N/A | N/A | http://www.ahi-carrier.co.nz/ | http://www.toshibaheatpumps.com | Yes |  |  | ZAC0541 | N/A | Variable output compressor | Inverter | N/A | N/A | N/A | 1.38 | N/A | N/A | N/A | N/A | N/A | N/A | N/A | N/A | N/A | N/A | N/A | N/A | N/A | N/A | N/A | N/A | 1.53 | N/A | N/A | N/A | N/A | N/A | N/A | N/A | N/A | N/A | N/A | N/A | N/A | N/A | N/A | N/A | N/A | N/A | N/A | N/A | N/A | N/A | N/A | N/A | N/A | N/A | N/A | N/A | N/A | N/A | N/A | N/A | N/A | N/A | N/A | N/A | N/A | N/A | N/A | N/A | N/A | N/A | N/A | N/A | N/A | N/A | N/A | N/A | N/A | N/A | N/A | N/A | N/A | N/A | N/A | N/A | N/A | N/A | N/A | N/A | N/A | N/A | N/A | N/A | N/A | N/A | N/A | N/A | 3.3403 | 3.5965
[SEER Non Multi-Split <=65kW] GEMS (Air Conditioners up to 65kW) Determination 2019 | MEPS Oct 2011 | AS/NZS 3823.1.1:2012 | RAV-SM804UTP-E + RAV-SP804ATP-A1 |  | N/A | Toshiba | 2 | Non Ducted | Single Split System | Cassette | Air | Air | Thailand | 1.86 | 5.1 | 7.1 | - | 0 | - | - | - | 1.91 | 8 | Enthalpy Test Room | 3.678 | 4.057 | Yes | - | N/A | 28.01 | 24.88 | 0 | 0 | N/A | N/A | N/A | 3.5046 | 3.8891 | N/A | N/A | 0 | 0 | 0 | 0 | Enthalpy Test Room | Single | R410A | Australia,Fiji,New Zealand | 122019 | 2024-10-23 |  | Approved | Reverse Cycle | - | Yes | Class 9 | Yes | - | - | Yes | No | No | - | 3.678 | Unavailable | N/A | N/A | http://www.toshiba-aircon.in.th/ | http://www.toshiba-aircon.com.au/ | Yes |  |  | AAC4042 | N/A | Variable output compressor | Inverter | N/A | N/A | N/A | 1.86 | N/A | N/A | N/A | N/A | N/A | N/A | N/A | N/A | N/A | N/A | N/A | N/A | N/A | N/A | N/A | N/A | 1.91 | N/A | N/A | N/A | N/A | N/A | N/A | N/A | N/A | N/A | N/A | N/A | N/A | N/A | N/A | N/A | N/A | N/A | N/A | N/A | N/A | N/A | N/A | N/A | N/A | N/A | N/A | N/A | N/A | N/A | N/A | N/A | N/A | N/A | N/A | N/A | N/A | N/A | N/A | N/A | N/A | N/A | N/A | N/A | N/A | N/A | N/A | N/A | N/A | N/A | N/A | N/A | N/A | N/A | N/A | N/A | N/A | N/A | N/A | N/A | N/A | N/A | N/A | N/A | N/A | N/A | N/A | N/A | 3.6323 | 4.0118
[SEER Non Multi-Split <=65kW] GEMS (Air Conditioners up to 65kW) Determination 2019 | MEPS Oct 2011 | AS/NZS 3823.1.2:2012 | RAV-SM806BTP-E / RAV-SP804ATP-A1 |  | N/A | Toshiba | 1.7 | Ducted | Single Split System | - | Air | Air | Thailand | 2.06 | 5.4 | 7.1 | - | 0 | - | - | - | 2.21 | 8 | Enthalpy Test Room | 3.5563 | 3.7349 | Yes | - | N/A | 28.01 | 24.88 | 0 | 0 | N/A | N/A | N/A | 3.3934 | 3.5967 | N/A | N/A | 0 | 0 | 0 | 0 | Enthalpy Test Room | Single | R410A | Australia,Fiji,New Zealand | 122018 | 2024-10-23 |  | Approved | Reverse Cycle | - | Yes | Class 10 | Yes | - | - | Yes | No | No | - | 3.5563 | Unavailable | N/A | N/A | http://www.toshiba-aircon.in.th/ | http://www.toshiba-aircon.com.au/ | Yes |  |  | AAC4041 | N/A | Variable output compressor | Inverter | N/A | N/A | N/A | 2.06 | N/A | N/A | N/A | N/A | N/A | N/A | N/A | N/A | N/A | N/A | N/A | N/A | N/A | N/A | N/A | N/A | 2.21 | N/A | N/A | N/A | N/A | N/A | N/A | N/A | N/A | N/A | N/A | N/A | N/A | N/A | N/A | N/A | N/A | N/A | N/A | N/A | N/A | N/A | N/A | N/A | N/A | N/A | N/A | N/A | N/A | N/A | N/A | N/A | N/A | N/A | N/A | N/A | N/A | N/A | N/A | N/A | N/A | N/A | N/A | N/A | N/A | N/A | N/A | N/A | N/A | N/A | N/A | N/A | N/A | N/A | N/A | N/A | N/A | N/A | N/A | N/A | N/A | N/A | N/A | N/A | N/A | N/A | N/A | N/A | 3.2952 | 3.4872
[SEER Non Multi-Split <=65kW] GEMS (Air Conditioners up to 65kW) Determination 2019 | MEPS Oct 2011 | AS/NZS 3823.1.1:2012 | RAV-SM806KRT-A / RAV-SP804ATP-A1 |  | N/A | Toshiba | 2 | Non Ducted | Single Split System | Wall Hung | Air | Air | Thailand | 1.91 | 4.6 | 6.6 | - | 0 | - | - | - | 2.34 | 8 | Calorimeter Room | 3.3499 | 3.2612 | Yes | 55.4 | N/A | 28.01 | 24.88 | 4.6705 | 4.5425 | N/A | N/A | N/A | 3.1947 | 3.1513 | N/A | N/A | 1.8895 | 1.8026 | 1.5 | 1.5 | Calorimeter Room | Single | R410A | Australia,Fiji,New Zealand | 122023 | 2024-10-28 |  | Approved | Reverse Cycle | - | Yes | Class 9 | Yes | Yes | - | Yes | No | No | - | 3.3499 | Unavailable | N/A | N/A | http://www.toshiba-aircon.in.th/ | http://www.toshiba-aircon.com.au/ | Yes |  | https://reg.energyrating.gov.au/static/common/images/star_ratings_2014/aircon_rating_1.5_1.5.png | AAC4046 | N/A | Variable output compressor | Inverter | N/A | N/A | N/A | 1.91 | N/A | N/A | N/A | N/A | N/A | N/A | N/A | N/A | N/A | N/A | N/A | N/A | N/A | N/A | N/A | N/A | 2.34 | N/A | N/A | N/A | N/A | N/A | N/A | N/A | N/A | N/A | N/A | N/A | N/A | N/A | N/A | N/A | N/A | N/A | N/A | N/A | N/A | N/A | N/A | N/A | N/A | N/A | N/A | N/A | N/A | N/A | N/A | N/A | N/A | N/A | N/A | N/A | N/A | N/A | N/A | N/A | N/A | N/A | N/A | N/A | N/A | N/A | N/A | N/A | N/A | N/A | N/A | N/A | N/A | N/A | N/A | N/A | N/A | N/A | N/A | N/A | N/A | N/A | N/A | N/A | N/A | N/A | N/A | N/A | 3.2923 | 3.3002
[Unitary Single-Duct] GEMS (Air Conditioners up to 65kW) Determination 2019 | MEPS 2019 | AS/NZS 3823.1.5:2015 | AG-0533 (SRXCOOL12KA) |  | N/A | TRIPP. LITE | N/A | Non Ducted | Portable | N/A | N/A | N/A | China | 1.4 | N/A | 3.5 | N/A | N/A | N/A | N/A | N/A | 0 | 0 | Calorimeter Room | 2.5562 | 0 | N/A | N/A | N/A | N/A | N/A | N/A | N/A | N/A | N/A | N/A | N/A | N/A | N/A | N/A | N/A | N/A | N/A | N/A | Calorimeter Room | Single | R410A | Australia,Fiji,New Zealand | 131140 | 2025-07-28 |  | Approved | Cooling Only | N/A | N/A | Class 4 | N/A | N/A | N/A | N/A | N/A | N/A | N/A | N/A | Available | N/A | N/A |  |  | N/A |  |  | AAC5049 | No | N/A | N/A | N/A | N/A | 3500 | 1.4 | N/A | N/A | N/A | N/A | N/A | N/A | N/A | N/A | N/A | N/A | N/A | N/A | N/A | N/A | N/A | 0 | 0 | N/A | N/A | N/A | N/A | N/A | N/A | N/A | N/A | N/A | N/A | N/A | N/A | N/A | N/A | N/A | N/A | N/A | N/A | N/A | N/A | N/A | N/A | N/A | N/A | N/A | N/A | 64.6 | N/A | N/A | N/A | N/A | N/A | N/A | N/A | 763 | 1176 | 3146 | N/A | N/A | N/A | 0 | 0 | 0 | N/A | N/A | N/A | N/A | N/A | N/A | 0 | 0 | 0 | N/A | N/A | N/A | 0 | 0 | 0 | N/A | No | 0 | 0 | 0 | 0 | 0 | 0 | N/A | 2.5 | 0
[Unitary Single-Duct] GEMS (Air Conditioners up to 65kW) Determination 2019 | MEPS 2019 | AS/NZS 3823.1.5:2015 | VOSPAC10KW* | VOSPAC10KW* | N/A | VOSTOK | N/A | Non Ducted | Portable | N/A | N/A | N/A | China | 1.11 | N/A | 2.9 | N/A | N/A | N/A | N/A | N/A | - | - | Calorimeter Room | 2.6191 | - | N/A | N/A | N/A | N/A | N/A | N/A | N/A | N/A | N/A | N/A | N/A | N/A | N/A | N/A | N/A | N/A | N/A | N/A | Calorimeter Room | Single | R290 | Australia,Fiji,New Zealand | 141713 | 2026-09-23 |  | Approved | Cooling Only | N/A | N/A | Class 4 | N/A | N/A | N/A | N/A | N/A | N/A | N/A | N/A | Available | N/A | N/A |  |  | N/A |  |  | AAC6262 | No | N/A | N/A | N/A | N/A | 2900 | 1.11 | N/A | N/A | N/A | N/A | N/A | N/A | N/A | N/A | N/A | N/A | N/A | N/A | N/A | N/A | N/A | - | - | N/A | N/A | N/A | N/A | N/A | N/A | N/A | N/A | N/A | N/A | N/A | N/A | N/A | N/A | N/A | N/A | N/A | N/A | N/A | N/A | N/A | N/A | N/A | N/A | N/A | N/A | 64.8 | N/A | N/A | N/A | N/A | N/A | N/A | N/A | 605 | 932 | 2494 | N/A | N/A | N/A | 0 | 0 | 0 | N/A | N/A | N/A | N/A | N/A | N/A | - | - | - | N/A | N/A | N/A | - | - | - | N/A | No | - | - | - | - | - | - | N/A | 2.6126 | -
[Unitary Single-Duct] GEMS (Air Conditioners up to 65kW) Determination 2019 | MEPS 2019 | AS/NZS 3823.1.5:2015 | VOSPAC10KWA | VOSPAC10KW* | N/A | VOSTOK | N/A | Non Ducted | Portable | N/A | N/A | N/A | China | 1.11 | N/A | 2.9 | N/A | N/A | N/A | N/A | N/A | - | - | Calorimeter Room | 2.6191 | - | N/A | N/A | N/A | N/A | N/A | N/A | N/A | N/A | N/A | N/A | N/A | N/A | N/A | N/A | N/A | N/A | N/A | N/A | Calorimeter Room | Single | R290 | Australia,Fiji,New Zealand | 141713 | 2026-09-23 |  | Approved | Cooling Only | N/A | N/A | Class 4 | N/A | N/A | N/A | N/A | N/A | N/A | N/A | N/A | Available | N/A | N/A |  |  | N/A |  |  | AAC6262 | No | N/A | N/A | N/A | N/A | 2900 | 1.11 | N/A | N/A | N/A | N/A | N/A | N/A | N/A | N/A | N/A | N/A | N/A | N/A | N/A | N/A | N/A | - | - | N/A | N/A | N/A | N/A | N/A | N/A | N/A | N/A | N/A | N/A | N/A | N/A | N/A | N/A | N/A | N/A | N/A | N/A | N/A | N/A | N/A | N/A | N/A | N/A | N/A | N/A | 64.8 | N/A | N/A | N/A | N/A | N/A | N/A | N/A | 605 | 932 | 2494 | N/A | N/A | N/A | 0 | 0 | 0 | N/A | N/A | N/A | N/A | N/A | N/A | - | - | - | N/A | N/A | N/A | - | - | - | N/A | No | - | - | - | - | - | - | N/A | 2.6126 | -
[Unitary Single-Duct] GEMS (Air Conditioners up to 65kW) Determination 2019 | MEPS 2019 | AS/NZS 3823.1.5:2015 | VOSPAC10KWB | VOSPAC10KW* | N/A | VOSTOK | N/A | Non Ducted | Portable | N/A | N/A | N/A | China | 1.11 | N/A | 2.9 | N/A | N/A | N/A | N/A | N/A | - | - | Calorimeter Room | 2.6191 | - | N/A | N/A | N/A | N/A | N/A | N/A | N/A | N/A | N/A | N/A | N/A | N/A | N/A | N/A | N/A | N/A | N/A | N/A | Calorimeter Room | Single | R290 | Australia,Fiji,New Zealand | 141713 | 2026-09-23 |  | Approved | Cooling Only | N/A | N/A | Class 4 | N/A | N/A | N/A | N/A | N/A | N/A | N/A | N/A | Available | N/A | N/A |  |  | N/A |  |  | AAC6262 | No | N/A | N/A | N/A | N/A | 2900 | 1.11 | N/A | N/A | N/A | N/A | N/A | N/A | N/A | N/A | N/A | N/A | N/A | N/A | N/A | N/A | N/A | - | - | N/A | N/A | N/A | N/A | N/A | N/A | N/A | N/A | N/A | N/A | N/A | N/A | N/A | N/A | N/A | N/A | N/A | N/A | N/A | N/A | N/A | N/A | N/A | N/A | N/A | N/A | 64.8 | N/A | N/A | N/A | N/A | N/A | N/A | N/A | 605 | 932 | 2494 | N/A | N/A | N/A | 0 | 0 | 0 | N/A | N/A | N/A | N/A | N/A | N/A | - | - | - | N/A | N/A | N/A | - | - | - | N/A | No | - | - | - | - | - | - | N/A | 2.6126 | -
[Unitary Single-Duct] GEMS (Air Conditioners up to 65kW) Determination 2019 | MEPS 2019 | AS/NZS 3823.1.5:2015 | VOSPAC10KWC | VOSPAC10KW* | N/A | VOSTOK | N/A | Non Ducted | Portable | N/A | N/A | N/A | China | 1.11 | N/A | 2.9 | N/A | N/A | N/A | N/A | N/A | - | - | Calorimeter Room | 2.6191 | - | N/A | N/A | N/A | N/A | N/A | N/A | N/A | N/A | N/A | N/A | N/A | N/A | N/A | N/A | N/A | N/A | N/A | N/A | Calorimeter Room | Single | R290 | Australia,Fiji,New Zealand | 141713 | 2026-09-23 |  | Approved | Cooling Only | N/A | N/A | Class 4 | N/A | N/A | N/A | N/A | N/A | N/A | N/A | N/A | Available | N/A | N/A |  |  | N/A |  |  | AAC6262 | No | N/A | N/A | N/A | N/A | 2900 | 1.11 | N/A | N/A | N/A | N/A | N/A | N/A | N/A | N/A | N/A | N/A | N/A | N/A | N/A | N/A | N/A | - | - | N/A | N/A | N/A | N/A | N/A | N/A | N/A | N/A | N/A | N/A | N/A | N/A | N/A | N/A | N/A | N/A | N/A | N/A | N/A | N/A | N/A | N/A | N/A | N/A | N/A | N/A | 64.8 | N/A | N/A | N/A | N/A | N/A | N/A | N/A | 605 | 932 | 2494 | N/A | N/A | N/A | 0 | 0 | 0 | N/A | N/A | N/A | N/A | N/A | N/A | - | - | - | N/A | N/A | N/A | - | - | - | N/A | No | - | - | - | - | - | - | N/A | 2.6126 | -
[Unitary Single-Duct] GEMS (Air Conditioners up to 65kW) Determination 2019 | MEPS 2019 | AS/NZS 3823.1.5:2015 | VOSPAC10KWD | VOSPAC10KW* | N/A | VOSTOK | N/A | Non Ducted | Portable | N/A | N/A | N/A | China | 1.11 | N/A | 2.9 | N/A | N/A | N/A | N/A | N/A | - | - | Calorimeter Room | 2.6191 | - | N/A | N/A | N/A | N/A | N/A | N/A | N/A | N/A | N/A | N/A | N/A | N/A | N/A | N/A | N/A | N/A | N/A | N/A | Calorimeter Room | Single | R290 | Australia,Fiji,New Zealand | 141713 | 2026-09-23 |  | Approved | Cooling Only | N/A | N/A | Class 4 | N/A | N/A | N/A | N/A | N/A | N/A | N/A | N/A | Available | N/A | N/A |  |  | N/A |  |  | AAC6262 | No | N/A | N/A | N/A | N/A | 2900 | 1.11 | N/A | N/A | N/A | N/A | N/A | N/A | N/A | N/A | N/A | N/A | N/A | N/A | N/A | N/A | N/A | - | - | N/A | N/A | N/A | N/A | N/A | N/A | N/A | N/A | N/A | N/A | N/A | N/A | N/A | N/A | N/A | N/A | N/A | N/A | N/A | N/A | N/A | N/A | N/A | N/A | N/A | N/A | 64.8 | N/A | N/A | N/A | N/A | N/A | N/A | N/A | 605 | 932 | 2494 | N/A | N/A | N/A | 0 | 0 | 0 | N/A | N/A | N/A | N/A | N/A | N/A | - | - | - | N/A | N/A | N/A | - | - | - | N/A | No | - | - | - | - | - | - | N/A | 2.6126 | -
[Unitary Single-Duct] GEMS (Air Conditioners up to 65kW) Determination 2019 | MEPS 2019 | AS/NZS 3823.1.5:2015 | VOSPAC10KWE | VOSPAC10KW* | N/A | VOSTOK | N/A | Non Ducted | Portable | N/A | N/A | N/A | China | 1.11 | N/A | 2.9 | N/A | N/A | N/A | N/A | N/A | - | - | Calorimeter Room | 2.6191 | - | N/A | N/A | N/A | N/A | N/A | N/A | N/A | N/A | N/A | N/A | N/A | N/A | N/A | N/A | N/A | N/A | N/A | N/A | Calorimeter Room | Single | R290 | Australia,Fiji,New Zealand | 141713 | 2026-09-23 |  | Approved | Cooling Only | N/A | N/A | Class 4 | N/A | N/A | N/A | N/A | N/A | N/A | N/A | N/A | Available | N/A | N/A |  |  | N/A |  |  | AAC6262 | No | N/A | N/A | N/A | N/A | 2900 | 1.11 | N/A | N/A | N/A | N/A | N/A | N/A | N/A | N/A | N/A | N/A | N/A | N/A | N/A | N/A | N/A | - | - | N/A | N/A | N/A | N/A | N/A | N/A | N/A | N/A | N/A | N/A | N/A | N/A | N/A | N/A | N/A | N/A | N/A | N/A | N/A | N/A | N/A | N/A | N/A | N/A | N/A | N/A | 64.8 | N/A | N/A | N/A | N/A | N/A | N/A | N/A | 605 | 932 | 2494 | N/A | N/A | N/A | 0 | 0 | 0 | N/A | N/A | N/A | N/A | N/A | N/A | - | - | - | N/A | N/A | N/A | - | - | - | N/A | No | - | - | - | - | - | - | N/A | 2.6126 | -
[Unitary Single-Duct] GEMS (Air Conditioners up to 65kW) Determination 2019 | MEPS 2019 | AS/NZS 3823.1.5:2015 | VOSPAC10KWF | VOSPAC10KW* | N/A | VOSTOK | N/A | Non Ducted | Portable | N/A | N/A | N/A | China | 1.11 | N/A | 2.9 | N/A | N/A | N/A | N/A | N/A | - | - | Calorimeter Room | 2.6191 | - | N/A | N/A | N/A | N/A | N/A | N/A | N/A | N/A | N/A | N/A | N/A | N/A | N/A | N/A | N/A | N/A | N/A | N/A | Calorimeter Room | Single | R290 | Australia,Fiji,New Zealand | 141713 | 2026-09-23 |  | Approved | Cooling Only | N/A | N/A | Class 4 | N/A | N/A | N/A | N/A | N/A | N/A | N/A | N/A | Available | N/A | N/A |  |  | N/A |  |  | AAC6262 | No | N/A | N/A | N/A | N/A | 2900 | 1.11 | N/A | N/A | N/A | N/A | N/A | N/A | N/A | N/A | N/A | N/A | N/A | N/A | N/A | N/A | N/A | - | - | N/A | N/A | N/A | N/A | N/A | N/A | N/A | N/A | N/A | N/A | N/A | N/A | N/A | N/A | N/A | N/A | N/A | N/A | N/A | N/A | N/A | N/A | N/A | N/A | N/A | N/A | 64.8 | N/A | N/A | N/A | N/A | N/A | N/A | N/A | 605 | 932 | 2494 | N/A | N/A | N/A | 0 | 0 | 0 | N/A | N/A | N/A | N/A | N/A | N/A | - | - | - | N/A | N/A | N/A | - | - | - | N/A | No | - | - | - | - | - | - | N/A | 2.6126 | -
[Unitary Single-Duct] GEMS (Air Conditioners up to 65kW) Determination 2019 | MEPS 2019 | AS/NZS 3823.1.5:2015 | VOSPAC12KW* | VOSPAC12KW* | N/A | VOSTOK | N/A | Non Ducted | Portable | N/A | N/A | N/A | China | 1.346 | N/A | 3.5 | N/A | N/A | N/A | N/A | N/A | - | - | Calorimeter Room | 2.6488 | - | N/A | N/A | N/A | N/A | N/A | N/A | N/A | N/A | N/A | N/A | N/A | N/A | N/A | N/A | N/A | N/A | N/A | N/A | Calorimeter Room | Single | R290 | Australia,Fiji,New Zealand | 141719 | 2026-09-23 |  | Approved | Cooling Only | N/A | N/A | Class 4 | N/A | N/A | N/A | N/A | N/A | N/A | N/A | N/A | Available | N/A | N/A |  |  | N/A |  |  | AAC6263 | No | N/A | N/A | N/A | N/A | 3500 | 1.346 | N/A | N/A | N/A | N/A | N/A | N/A | N/A | N/A | N/A | N/A | N/A | N/A | N/A | N/A | N/A | - | - | N/A | N/A | N/A | N/A | N/A | N/A | N/A | N/A | N/A | N/A | N/A | N/A | N/A | N/A | N/A | N/A | N/A | N/A | N/A | N/A | N/A | N/A | N/A | N/A | N/A | N/A | 64.8 | N/A | N/A | N/A | N/A | N/A | N/A | N/A | 734 | 1131 | 3024 | N/A | N/A | N/A | 0 | 0 | 0 | N/A | N/A | N/A | N/A | N/A | N/A | - | - | - | N/A | N/A | N/A | - | - | - | N/A | No | - | - | - | - | - | - | N/A | 2.6003 | -
[Unitary Single-Duct] GEMS (Air Conditioners up to 65kW) Determination 2019 | MEPS 2019 | AS/NZS 3823.1.5:2015 | VOSPAC12KWA | VOSPAC12KW* | N/A | VOSTOK | N/A | Non Ducted | Portable | N/A | N/A | N/A | China | 1.346 | N/A | 3.5 | N/A | N/A | N/A | N/A | N/A | - | - | Calorimeter Room | 2.6488 | - | N/A | N/A | N/A | N/A | N/A | N/A | N/A | N/A | N/A | N/A | N/A | N/A | N/A | N/A | N/A | N/A | N/A | N/A | Calorimeter Room | Single | R290 | Australia,Fiji,New Zealand | 141719 | 2026-09-23 |  | Approved | Cooling Only | N/A | N/A | Class 4 | N/A | N/A | N/A | N/A | N/A | N/A | N/A | N/A | Available | N/A | N/A |  |  | N/A |  |  | AAC6263 | No | N/A | N/A | N/A | N/A | 3500 | 1.346 | N/A | N/A | N/A | N/A | N/A | N/A | N/A | N/A | N/A | N/A | N/A | N/A | N/A | N/A | N/A | - | - | N/A | N/A | N/A | N/A | N/A | N/A | N/A | N/A | N/A | N/A | N/A | N/A | N/A | N/A | N/A | N/A | N/A | N/A | N/A | N/A | N/A | N/A | N/A | N/A | N/A | N/A | 64.8 | N/A | N/A | N/A | N/A | N/A | N/A | N/A | 734 | 1131 | 3024 | N/A | N/A | N/A | 0 | 0 | 0 | N/A | N/A | N/A | N/A | N/A | N/A | - | - | - | N/A | N/A | N/A | - | - | - | N/A | No | - | - | - | - | - | - | N/A | 2.6003 | -
[Unitary Single-Duct] GEMS (Air Conditioners up to 65kW) Determination 2019 | MEPS 2019 | AS/NZS 3823.1.5:2015 | VOSPAC12KWB | VOSPAC12KW* | N/A | VOSTOK | N/A | Non Ducted | Portable | N/A | N/A | N/A | China | 1.346 | N/A | 3.5 | N/A | N/A | N/A | N/A | N/A | - | - | Calorimeter Room | 2.6488 | - | N/A | N/A | N/A | N/A | N/A | N/A | N/A | N/A | N/A | N/A | N/A | N/A | N/A | N/A | N/A | N/A | N/A | N/A | Calorimeter Room | Single | R290 | Australia,Fiji,New Zealand | 141719 | 2026-09-23 |  | Approved | Cooling Only | N/A | N/A | Class 4 | N/A | N/A | N/A | N/A | N/A | N/A | N/A | N/A | Available | N/A | N/A |  |  | N/A |  |  | AAC6263 | No | N/A | N/A | N/A | N/A | 3500 | 1.346 | N/A | N/A | N/A | N/A | N/A | N/A | N/A | N/A | N/A | N/A | N/A | N/A | N/A | N/A | N/A | - | - | N/A | N/A | N/A | N/A | N/A | N/A | N/A | N/A | N/A | N/A | N/A | N/A | N/A | N/A | N/A | N/A | N/A | N/A | N/A | N/A | N/A | N/A | N/A | N/A | N/A | N/A | 64.8 | N/A | N/A | N/A | N/A | N/A | N/A | N/A | 734 | 1131 | 3024 | N/A | N/A | N/A | 0 | 0 | 0 | N/A | N/A | N/A | N/A | N/A | N/A | - | - | - | N/A | N/A | N/A | - | - | - | N/A | No | - | - | - | - | - | - | N/A | 2.6003 | -
[Unitary Single-Duct] GEMS (Air Conditioners up to 65kW) Determination 2019 | MEPS 2019 | AS/NZS 3823.1.5:2015 | VOSPAC12KWC | VOSPAC12KW* | N/A | VOSTOK | N/A | Non Ducted | Portable | N/A | N/A | N/A | China | 1.346 | N/A | 3.5 | N/A | N/A | N/A | N/A | N/A | - | - | Calorimeter Room | 2.6488 | - | N/A | N/A | N/A | N/A | N/A | N/A | N/A | N/A | N/A | N/A | N/A | N/A | N/A | N/A | N/A | N/A | N/A | N/A | Calorimeter Room | Single | R290 | Australia,Fiji,New Zealand | 141719 | 2026-09-23 |  | Approved | Cooling Only | N/A | N/A | Class 4 | N/A | N/A | N/A | N/A | N/A | N/A | N/A | N/A | Available | N/A | N/A |  |  | N/A |  |  | AAC6263 | No | N/A | N/A | N/A | N/A | 3500 | 1.346 | N/A | N/A | N/A | N/A | N/A | N/A | N/A | N/A | N/A | N/A | N/A | N/A | N/A | N/A | N/A | - | - | N/A | N/A | N/A | N/A | N/A | N/A | N/A | N/A | N/A | N/A | N/A | N/A | N/A | N/A | N/A | N/A | N/A | N/A | N/A | N/A | N/A | N/A | N/A | N/A | N/A | N/A | 64.8 | N/A | N/A | N/A | N/A | N/A | N/A | N/A | 734 | 1131 | 3024 | N/A | N/A | N/A | 0 | 0 | 0 | N/A | N/A | N/A | N/A | N/A | N/A | - | - | - | N/A | N/A | N/A | - | - | - | N/A | No | - | - | - | - | - | - | N/A | 2.6003 | -
[Unitary Single-Duct] GEMS (Air Conditioners up to 65kW) Determination 2019 | MEPS 2019 | AS/NZS 3823.1.5:2015 | VOSPAC12KWD | VOSPAC12KW* | N/A | VOSTOK | N/A | Non Ducted | Portable | N/A | N/A | N/A | China | 1.346 | N/A | 3.5 | N/A | N/A | N/A | N/A | N/A | - | - | Calorimeter Room | 2.6488 | - | N/A | N/A | N/A | N/A | N/A | N/A | N/A | N/A | N/A | N/A | N/A | N/A | N/A | N/A | N/A | N/A | N/A | N/A | Calorimeter Room | Single | R290 | Australia,Fiji,New Zealand | 141719 | 2026-09-23 |  | Approved | Cooling Only | N/A | N/A | Class 4 | N/A | N/A | N/A | N/A | N/A | N/A | N/A | N/A | Available | N/A | N/A |  |  | N/A |  |  | AAC6263 | No | N/A | N/A | N/A | N/A | 3500 | 1.346 | N/A | N/A | N/A | N/A | N/A | N/A | N/A | N/A | N/A | N/A | N/A | N/A | N/A | N/A | N/A | - | - | N/A | N/A | N/A | N/A | N/A | N/A | N/A | N/A | N/A | N/A | N/A | N/A | N/A | N/A | N/A | N/A | N/A | N/A | N/A | N/A | N/A | N/A | N/A | N/A | N/A | N/A | 64.8 | N/A | N/A | N/A | N/A | N/A | N/A | N/A | 734 | 1131 | 3024 | N/A | N/A | N/A | 0 | 0 | 0 | N/A | N/A | N/A | N/A | N/A | N/A | - | - | - | N/A | N/A | N/A | - | - | - | N/A | No | - | - | - | - | - | - | N/A | 2.6003 | -
[Unitary Single-Duct] GEMS (Air Conditioners up to 65kW) Determination 2019 | MEPS 2019 | AS/NZS 3823.1.5:2015 | VOSPAC12KWE | VOSPAC12KW* | N/A | VOSTOK | N/A | Non Ducted | Portable | N/A | N/A | N/A | China | 1.346 | N/A | 3.5 | N/A | N/A | N/A | N/A | N/A | - | - | Calorimeter Room | 2.6488 | - | N/A | N/A | N/A | N/A | N/A | N/A | N/A | N/A | N/A | N/A | N/A | N/A | N/A | N/A | N/A | N/A | N/A | N/A | Calorimeter Room | Single | R290 | Australia,Fiji,New Zealand | 141719 | 2026-09-23 |  | Approved | Cooling Only | N/A | N/A | Class 4 | N/A | N/A | N/A | N/A | N/A | N/A | N/A | N/A | Available | N/A | N/A |  |  | N/A |  |  | AAC6263 | No | N/A | N/A | N/A | N/A | 3500 | 1.346 | N/A | N/A | N/A | N/A | N/A | N/A | N/A | N/A | N/A | N/A | N/A | N/A | N/A | N/A | N/A | - | - | N/A | N/A | N/A | N/A | N/A | N/A | N/A | N/A | N/A | N/A | N/A | N/A | N/A | N/A | N/A | N/A | N/A | N/A | N/A | N/A | N/A | N/A | N/A | N/A | N/A | N/A | 64.8 | N/A | N/A | N/A | N/A | N/A | N/A | N/A | 734 | 1131 | 3024 | N/A | N/A | N/A | 0 | 0 | 0 | N/A | N/A | N/A | N/A | N/A | N/A | - | - | - | N/A | N/A | N/A | - | - | - | N/A | No | - | - | - | - | - | - | N/A | 2.6003 | -
[Unitary Single-Duct] GEMS (Air Conditioners up to 65kW) Determination 2019 | MEPS 2019 | AS/NZS 3823.1.5:2015 | VOSPAC12KWF | VOSPAC12KW* | N/A | VOSTOK | N/A | Non Ducted | Portable | N/A | N/A | N/A | China | 1.346 | N/A | 3.5 | N/A | N/A | N/A | N/A | N/A | - | - | Calorimeter Room | 2.6488 | - | N/A | N/A | N/A | N/A | N/A | N/A | N/A | N/A | N/A | N/A | N/A | N/A | N/A | N/A | N/A | N/A | N/A | N/A | Calorimeter Room | Single | R290 | Australia,Fiji,New Zealand | 141719 | 2026-09-23 |  | Approved | Cooling Only | N/A | N/A | Class 4 | N/A | N/A | N/A | N/A | N/A | N/A | N/A | N/A | Available | N/A | N/A |  |  | N/A |  |  | AAC6263 | No | N/A | N/A | N/A | N/A | 3500 | 1.346 | N/A | N/A | N/A | N/A | N/A | N/A | N/A | N/A | N/A | N/A | N/A | N/A | N/A | N/A | N/A | - | - | N/A | N/A | N/A | N/A | N/A | N/A | N/A | N/A | N/A | N/A | N/A | N/A | N/A | N/A | N/A | N/A | N/A | N/A | N/A | N/A | N/A | N/A | N/A | N/A | N/A | N/A | 64.8 | N/A | N/A | N/A | N/A | N/A | N/A | N/A | 734 | 1131 | 3024 | N/A | N/A | N/A | 0 | 0 | 0 | N/A | N/A | N/A | N/A | N/A | N/A | - | - | - | N/A | N/A | N/A | - | - | - | N/A | No | - | - | - | - | - | - | N/A | 2.6003 | -
[Unitary Single-Duct] GEMS (Air Conditioners up to 65kW) Determination 2019 | MEPS 2019 | AS/NZS 3823.1.5:2015 | VOSPAC14KW* | VOSPAC14KW* | N/A | VOSTOK | N/A | Non Ducted | Portable | N/A | N/A | N/A | China | 1.461 | N/A | 4.1 | N/A | N/A | N/A | N/A | N/A | - | - | Calorimeter Room | 2.8018 | - | N/A | N/A | N/A | N/A | N/A | N/A | N/A | N/A | N/A | N/A | N/A | N/A | N/A | N/A | N/A | N/A | N/A | N/A | Calorimeter Room | Single | R32 | Australia,Fiji,New Zealand | 141721 | 2026-09-30 |  | Approved | Cooling Only | N/A | N/A | Class 4 | N/A | N/A | N/A | N/A | N/A | N/A | N/A | N/A | Available | N/A | N/A |  |  | N/A |  |  | AAC6265 | No | N/A | N/A | N/A | N/A | 4100 | 1.461 | N/A | N/A | N/A | N/A | N/A | N/A | N/A | N/A | N/A | N/A | N/A | N/A | N/A | N/A | N/A | - | - | N/A | N/A | N/A | N/A | N/A | N/A | N/A | N/A | N/A | N/A | N/A | N/A | N/A | N/A | N/A | N/A | N/A | N/A | N/A | N/A | N/A | N/A | N/A | N/A | N/A | N/A | 64.8 | N/A | N/A | N/A | N/A | N/A | N/A | N/A | 796 | 1227 | 3283 | N/A | N/A | N/A | 0 | 0 | 0 | N/A | N/A | N/A | N/A | N/A | N/A | - | - | - | N/A | N/A | N/A | - | - | - | N/A | No | - | - | - | - | - | - | N/A | 2.8063 | -
[Unitary Single-Duct] GEMS (Air Conditioners up to 65kW) Determination 2019 | MEPS 2019 | AS/NZS 3823.1.5:2015 | VOSPAC14KWA | VOSPAC14KW* | N/A | VOSTOK | N/A | Non Ducted | Portable | N/A | N/A | N/A | China | 1.461 | N/A | 4.1 | N/A | N/A | N/A | N/A | N/A | - | - | Calorimeter Room | 2.8018 | - | N/A | N/A | N/A | N/A | N/A | N/A | N/A | N/A | N/A | N/A | N/A | N/A | N/A | N/A | N/A | N/A | N/A | N/A | Calorimeter Room | Single | R32 | Australia,Fiji,New Zealand | 141721 | 2026-09-30 |  | Approved | Cooling Only | N/A | N/A | Class 4 | N/A | N/A | N/A | N/A | N/A | N/A | N/A | N/A | Available | N/A | N/A |  |  | N/A |  |  | AAC6265 | No | N/A | N/A | N/A | N/A | 4100 | 1.461 | N/A | N/A | N/A | N/A | N/A | N/A | N/A | N/A | N/A | N/A | N/A | N/A | N/A | N/A | N/A | - | - | N/A | N/A | N/A | N/A | N/A | N/A | N/A | N/A | N/A | N/A | N/A | N/A | N/A | N/A | N/A | N/A | N/A | N/A | N/A | N/A | N/A | N/A | N/A | N/A | N/A | N/A | 64.8 | N/A | N/A | N/A | N/A | N/A | N/A | N/A | 796 | 1227 | 3283 | N/A | N/A | N/A | 0 | 0 | 0 | N/A | N/A | N/A | N/A | N/A | N/A | - | - | - | N/A | N/A | N/A | - | - | - | N/A | No | - | - | - | - | - | - | N/A | 2.8063 | -
[Unitary Single-Duct] GEMS (Air Conditioners up to 65kW) Determination 2019 | MEPS 2019 | AS/NZS 3823.1.5:2015 | VOSPAC14KWB | VOSPAC14KW* | N/A | VOSTOK | N/A | Non Ducted | Portable | N/A | N/A | N/A | China | 1.461 | N/A | 4.1 | N/A | N/A | N/A | N/A | N/A | - | - | Calorimeter Room | 2.8018 | - | N/A | N/A | N/A | N/A | N/A | N/A | N/A | N/A | N/A | N/A | N/A | N/A | N/A | N/A | N/A | N/A | N/A | N/A | Calorimeter Room | Single | R32 | Australia,Fiji,New Zealand | 141721 | 2026-09-30 |  | Approved | Cooling Only | N/A | N/A | Class 4 | N/A | N/A | N/A | N/A | N/A | N/A | N/A | N/A | Available | N/A | N/A |  |  | N/A |  |  | AAC6265 | No | N/A | N/A | N/A | N/A | 4100 | 1.461 | N/A | N/A | N/A | N/A | N/A | N/A | N/A | N/A | N/A | N/A | N/A | N/A | N/A | N/A | N/A | - | - | N/A | N/A | N/A | N/A | N/A | N/A | N/A | N/A | N/A | N/A | N/A | N/A | N/A | N/A | N/A | N/A | N/A | N/A | N/A | N/A | N/A | N/A | N/A | N/A | N/A | N/A | 64.8 | N/A | N/A | N/A | N/A | N/A | N/A | N/A | 796 | 1227 | 3283 | N/A | N/A | N/A | 0 | 0 | 0 | N/A | N/A | N/A | N/A | N/A | N/A | - | - | - | N/A | N/A | N/A | - | - | - | N/A | No | - | - | - | - | - | - | N/A | 2.8063 | -
[Unitary Single-Duct] GEMS (Air Conditioners up to 65kW) Determination 2019 | MEPS 2019 | AS/NZS 3823.1.5:2015 | VOSPAC14KWC | VOSPAC14KW* | N/A | VOSTOK | N/A | Non Ducted | Portable | N/A | N/A | N/A | China | 1.461 | N/A | 4.1 | N/A | N/A | N/A | N/A | N/A | - | - | Calorimeter Room | 2.8018 | - | N/A | N/A | N/A | N/A | N/A | N/A | N/A | N/A | N/A | N/A | N/A | N/A | N/A | N/A | N/A | N/A | N/A | N/A | Calorimeter Room | Single | R32 | Australia,Fiji,New Zealand | 141721 | 2026-09-30 |  | Approved | Cooling Only | N/A | N/A | Class 4 | N/A | N/A | N/A | N/A | N/A | N/A | N/A | N/A | Available | N/A | N/A |  |  | N/A |  |  | AAC6265 | No | N/A | N/A | N/A | N/A | 4100 | 1.461 | N/A | N/A | N/A | N/A | N/A | N/A | N/A | N/A | N/A | N/A | N/A | N/A | N/A | N/A | N/A | - | - | N/A | N/A | N/A | N/A | N/A | N/A | N/A | N/A | N/A | N/A | N/A | N/A | N/A | N/A | N/A | N/A | N/A | N/A | N/A | N/A | N/A | N/A | N/A | N/A | N/A | N/A | 64.8 | N/A | N/A | N/A | N/A | N/A | N/A | N/A | 796 | 1227 | 3283 | N/A | N/A | N/A | 0 | 0 | 0 | N/A | N/A | N/A | N/A | N/A | N/A | - | - | - | N/A | N/A | N/A | - | - | - | N/A | No | - | - | - | - | - | - | N/A | 2.8063 | -
[Unitary Single-Duct] GEMS (Air Conditioners up to 65kW) Determination 2019 | MEPS 2019 | AS/NZS 3823.1.5:2015 | VOSPAC14KWD | VOSPAC14KW* | N/A | VOSTOK | N/A | Non Ducted | Portable | N/A | N/A | N/A | China | 1.461 | N/A | 4.1 | N/A | N/A | N/A | N/A | N/A | - | - | Calorimeter Room | 2.8018 | - | N/A | N/A | N/A | N/A | N/A | N/A | N/A | N/A | N/A | N/A | N/A | N/A | N/A | N/A | N/A | N/A | N/A | N/A | Calorimeter Room | Single | R32 | Australia,Fiji,New Zealand | 141721 | 2026-09-30 |  | Approved | Cooling Only | N/A | N/A | Class 4 | N/A | N/A | N/A | N/A | N/A | N/A | N/A | N/A | Available | N/A | N/A |  |  | N/A |  |  | AAC6265 | No | N/A | N/A | N/A | N/A | 4100 | 1.461 | N/A | N/A | N/A | N/A | N/A | N/A | N/A | N/A | N/A | N/A | N/A | N/A | N/A | N/A | N/A | - | - | N/A | N/A | N/A | N/A | N/A | N/A | N/A | N/A | N/A | N/A | N/A | N/A | N/A | N/A | N/A | N/A | N/A | N/A | N/A | N/A | N/A | N/A | N/A | N/A | N/A | N/A | 64.8 | N/A | N/A | N/A | N/A | N/A | N/A | N/A | 796 | 1227 | 3283 | N/A | N/A | N/A | 0 | 0 | 0 | N/A | N/A | N/A | N/A | N/A | N/A | - | - | - | N/A | N/A | N/A | - | - | - | N/A | No | - | - | - | - | - | - | N/A | 2.8063 | -
[Unitary Single-Duct] GEMS (Air Conditioners up to 65kW) Determination 2019 | MEPS 2019 | AS/NZS 3823.1.5:2015 | VOSPAC14KWE | VOSPAC14KW* | N/A | VOSTOK | N/A | Non Ducted | Portable | N/A | N/A | N/A | China | 1.461 | N/A | 4.1 | N/A | N/A | N/A | N/A | N/A | - | - | Calorimeter Room | 2.8018 | - | N/A | N/A | N/A | N/A | N/A | N/A | N/A | N/A | N/A | N/A | N/A | N/A | N/A | N/A | N/A | N/A | N/A | N/A | Calorimeter Room | Single | R32 | Australia,Fiji,New Zealand | 141721 | 2026-09-30 |  | Approved | Cooling Only | N/A | N/A | Class 4 | N/A | N/A | N/A | N/A | N/A | N/A | N/A | N/A | Available | N/A | N/A |  |  | N/A |  |  | AAC6265 | No | N/A | N/A | N/A | N/A | 4100 | 1.461 | N/A | N/A | N/A | N/A | N/A | N/A | N/A | N/A | N/A | N/A | N/A | N/A | N/A | N/A | N/A | - | - | N/A | N/A | N/A | N/A | N/A | N/A | N/A | N/A | N/A | N/A | N/A | N/A | N/A | N/A | N/A | N/A | N/A | N/A | N/A | N/A | N/A | N/A | N/A | N/A | N/A | N/A | 64.8 | N/A | N/A | N/A | N/A | N/A | N/A | N/A | 796 | 1227 | 3283 | N/A | N/A | N/A | 0 | 0 | 0 | N/A | N/A | N/A | N/A | N/A | N/A | - | - | - | N/A | N/A | N/A | - | - | - | N/A | No | - | - | - | - | - | - | N/A | 2.8063 | -
[Unitary Single-Duct] GEMS (Air Conditioners up to 65kW) Determination 2019 | MEPS 2019 | AS/NZS 3823.1.5:2015 | VOSPAC14KWF | VOSPAC14KW* | N/A | VOSTOK | N/A | Non Ducted | Portable | N/A | N/A | N/A | China | 1.461 | N/A | 4.1 | N/A | N/A | N/A | N/A | N/A | - | - | Calorimeter Room | 2.8018 | - | N/A | N/A | N/A | N/A | N/A | N/A | N/A | N/A | N/A | N/A | N/A | N/A | N/A | N/A | N/A | N/A | N/A | N/A | Calorimeter Room | Single | R32 | Australia,Fiji,New Zealand | 141721 | 2026-09-30 |  | Approved | Cooling Only | N/A | N/A | Class 4 | N/A | N/A | N/A | N/A | N/A | N/A | N/A | N/A | Available | N/A | N/A |  |  | N/A |  |  | AAC6265 | No | N/A | N/A | N/A | N/A | 4100 | 1.461 | N/A | N/A | N/A | N/A | N/A | N/A | N/A | N/A | N/A | N/A | N/A | N/A | N/A | N/A | N/A | - | - | N/A | N/A | N/A | N/A | N/A | N/A | N/A | N/A | N/A | N/A | N/A | N/A | N/A | N/A | N/A | N/A | N/A | N/A | N/A | N/A | N/A | N/A | N/A | N/A | N/A | N/A | 64.8 | N/A | N/A | N/A | N/A | N/A | N/A | N/A | 796 | 1227 | 3283 | N/A | N/A | N/A | 0 | 0 | 0 | N/A | N/A | N/A | N/A | N/A | N/A | - | - | - | N/A | N/A | N/A | - | - | - | N/A | No | - | - | - | - | - | - | N/A | 2.8063 | -
[SEER Non Multi-Split <=65kW] GEMS (Air Conditioners up to 65kW) Determination 2019 | MEPS 2019 | AS/NZS 3823.1.1:2012 | HSV097HWAE/HSV097HWAI | WSD27HWA-E/WSD27HWA-I | N/A | WESTINGHOUSE | N/A | Non Ducted | Single Split System | Wall Hung | Air | Air | China | 0.49 | N/A | 2.65 | N/A | N/A | N/A | N/A | N/A | 0.736 | 3.45 | Calorimeter Room | 5.3066 | 4.9337 | N/A | - | N/A | N/A | N/A | N/A | N/A | N/A | N/A | N/A | N/A | N/A | N/A | N/A | N/A | N/A | N/A | N/A | N/A | Single | R32 | Australia,New Zealand | 154712 | 2028-06-07 |  | Approved | Reverse Cycle | N/A | Yes | Class 8 | Yes | N/A | N/A | N/A | N/A | N/A | N/A | N/A | Available | N/A | N/A |  | http://www.westinghouse.com.au | N/A |  |  | AAC7557 | Yes | Variable output compressor | Inverter | No | - | 2650 | 0.49 | - | 226 | 1277 | Yes | 174 | 1050 | - | 447.86 | 2854.05 | Yes | 145 | 1322 | - | 108 | 1003 | 3450 | 0.736 | 296 | 1684 | Yes | 215 | 1179 | Yes | 1231 | 3890 | No | - | - | No | - | - | - | - | - | No | - | - | No | - | - | No | - | - | 54.4 | 56.2 | 8.052 | 7.732 | 8.5 | 18.589 | 12.501 | 10.848 | 90 | 142 | 406 | 102 | 180 | 456 | 6.5 | 6 | 7 | 4.501 | 4.897 | 5.344 | 4.712 | 5.039 | 5.306 | 1003 | 386 | 57 | 325 | 174 | 36 | 3 | 3 | 3.5 | No | - | - | - | - | N/A | N/A | N/A | 1.156 | 5.3654 | 4.6627
[SEER Non Multi-Split <=65kW] GEMS (Air Conditioners up to 65kW) Determination 2019 | MEPS 2019 | AS/NZS 3823.1.1:2012 | HSV127HWAE/HSV127HWAI | WSD36HWA-E/WSD36HWA-I | N/A | WESTINGHOUSE | N/A | Non Ducted | Single Split System | Wall Hung | Air | Air | China | 0.736 | N/A | 3.6 | N/A | N/A | N/A | N/A | N/A | 0.955 | 4.4 | Calorimeter Room | 4.8133 | 4.7414 | N/A | - | N/A | N/A | N/A | N/A | N/A | N/A | N/A | N/A | N/A | N/A | N/A | N/A | N/A | N/A | N/A | N/A | N/A | Single | R32 | Australia,New Zealand | 154815 | 2028-06-11 |  | Approved | Reverse Cycle | N/A | Yes | Class 8 | Yes | N/A | N/A | N/A | N/A | N/A | N/A | N/A | Available | N/A | N/A |  | http://www.westinghouse.com.au | N/A |  |  | AAC7559 | Yes | Variable output compressor | Inverter | No | - | 3600 | 0.736 | - | 366 | 1774 | Yes | 310 | 1419 | - | 672.704 | 3877.2 | Yes | 235 | 1830 | - | 166 | 1355 | 4400 | 0.955 | 391 | 2200 | Yes | 305 | 1750 | Yes | 1750 | 5300 | No | - | - | No | - | - | - | - | - | No | - | - | No | - | - | No | - | - | 51.3 | 61.2 | 7.394 | 7.155 | 7.73 | 43.733 | 14.342 | 10.554 | 134 | 209 | 607 | 57 | 213 | 638 | 5.5 | 5.5 | 6 | 4.51 | 4.895 | 5.41 | 4.762 | 5.104 | 5.407 | 1277 | 492 | 72 | 410 | 219 | 46 | 3 | 3 | 3.5 | No | - | - | - | - | N/A | N/A | N/A | 1.4 | 4.8601 | 4.5846
[SEER Non Multi-Split <=65kW] GEMS (Air Conditioners up to 65kW) Determination 2019 | MEPS 2019 | AS/NZS 3823.1.1:2012 | HSV187HWAE/HSV187HWAI | WSD51HWA-E/WSD51HWA-I | N/A | WESTINGHOUSE | N/A | Non Ducted | Single Split System | Wall Hung | Air | Air | China | 1.18 | N/A | 5.1 | N/A | N/A | N/A | N/A | N/A | 1.3 | 6.1 | Calorimeter Room | 4.4205 | 4.6839 | N/A | - | N/A | N/A | N/A | N/A | N/A | N/A | N/A | N/A | N/A | N/A | N/A | N/A | N/A | N/A | N/A | N/A | N/A | Single | R32 | Australia,New Zealand | 154739 | 2028-06-05 |  | Approved | Reverse Cycle | N/A | Yes | Class 9 | Yes | N/A | N/A | N/A | N/A | N/A | N/A | N/A | Available | N/A | N/A |  | http://www.westinghouse.com.au | N/A |  |  | AAC7553 | Yes | Variable output compressor | Inverter | No | - | 5100 | 1.18 | - | 540 | 2460 | Yes | 431 | 1800 | - | 1078.52 | 5492.7 | Yes | 405 | 2780 | - | 325 | 2200 | 6100 | 1.3 | 535 | 3085 | Yes | 360 | 2041 | Yes | 1800 | 5800 | No | - | - | No | - | - | - | - | - | No | - | - | No | - | - | No | - | - | 63.7 | 67.3 | 6.159 | 5.906 | 6.3 | 9.445 | 7.924 | 7.274 | 230 | 362 | 1058 | 393 | 552 | 1314 | 4.5 | 4 | 4.5 | 4.355 | 4.942 | 5.502 | 4.657 | 5.143 | 5.474 | 1832 | 673 | 96 | 580 | 299 | 61 | 2.5 | 3 | 4 | No | - | - | - | - | N/A | N/A | N/A | 1.168 | 4.3076 | 4.6781
[SEER Non Multi-Split <=65kW] GEMS (Air Conditioners up to 65kW) Determination 2019 | MEPS 2019 | AS/NZS 3823.1.1:2012 | HSV247HWAE/HSV247HWAI | WSD73HWA-E/WSD73HWA-I | N/A | WESTINGHOUSE | N/A | Non Ducted | Single Split System | Wall Hung | Air | Air | China | 1.97 | N/A | 7.3 | N/A | N/A | N/A | N/A | N/A | 2.055 | 8.3 | Calorimeter Room | 3.7672 | 3.942 | N/A | - | N/A | N/A | N/A | N/A | N/A | N/A | N/A | N/A | N/A | N/A | N/A | N/A | N/A | N/A | N/A | N/A | N/A | Single | R32 | Australia,New Zealand | 154749 | 2028-06-05 |  | Approved | Reverse Cycle | N/A | Yes | Class 9 | Yes | N/A | N/A | N/A | N/A | N/A | N/A | N/A | Available | N/A | N/A |  | http://www.westinghouse.com.au | N/A |  |  | AAC7554 | Yes | Variable output compressor | Inverter | No | - | 7300 | 1.97 | - | 675 | 3500 | Yes | 630 | 3312 | - | 1800.58 | 7862.1 | Yes | 620 | 4190 | - | 536 | 3800 | 8300 | 2.055 | 716 | 3850 | Yes | 423 | 2300 | Yes | 3070 | 8400 | No | - | - | No | - | - | - | - | - | No | - | - | No | - | - | No | - | - | 58.1 | 66.1 | 5.774 | 5.425 | 5.711 | 7.644 | 6.797 | 6.325 | 352 | 565 | 1672 | 696 | 923 | 2165 | 4 | 3.5 | 4 | 4.001 | 4.53 | 5.254 | 4.386 | 4.87 | 5.28 | 2711 | 998 | 136 | 837 | 429 | 85 | 2.5 | 3 | 3.5 | No | - | - | - | - | N/A | N/A | N/A | 1.22 | 3.6978 | 4.0308
[SEER Non Multi-Split <=65kW] GEMS (Air Conditioners up to 65kW) Determination 2019 | MEPS 2019 | AS/NZS 3823.1.1:2012 | HSV307HWAE/HSV307HWAI | WSD91HWA-E/WSD91HWA-I | N/A | WESTINGHOUSE | N/A | Non Ducted | Single Split System | Wall Hung | Air | Air | China | 2.38 | N/A | 9.1 | N/A | N/A | N/A | N/A | N/A | 3.07 | 10.4 | Calorimeter Room | 3.786 | 3.4345 | N/A | - | N/A | N/A | N/A | N/A | N/A | N/A | N/A | N/A | N/A | N/A | N/A | N/A | N/A | N/A | N/A | N/A | N/A | Single | R32 | Australia,New Zealand | 154750 | 2028-06-07 |  | Approved | Reverse Cycle | N/A | Yes | Class 9 | Yes | N/A | N/A | N/A | N/A | N/A | N/A | N/A | Available | N/A | N/A |  | http://www.westinghouse.com.au | N/A |  |  | AAC7558 | Yes | Variable output compressor | Inverter | No | - | 9100 | 2.38 | - | 1060 | 4500 | Yes | 830 | 3240 | - | 2175.32 | 9800.7 | Yes | 745 | 4550 | - | 439 | 3100 | 10400 | 3.07 | 1086 | 5100 | Yes | 537 | 2700 | Yes | 3147 | 7600 | No | - | - | No | - | - | - | - | - | No | - | - | No | - | - | No | - | - | 61.7 | 68.5 | 6.044 | 5.808 | 6.001 | 19.291 | 11.507 | 15.965 | 420 | 658 | 1984 | 342 | 679 | 1068 | 4.5 | 4 | 4.5 | 3.113 | 3.758 | 4.755 | 3.491 | 4.257 | 4.828 | 4365 | 1506 | 187 | 1316 | 614 | 116 | 1.5 | 2 | 3 | No | - | - | - | - | N/A | N/A | N/A | 1.259 | 3.8167 | 3.3829
[SEER Non Multi-Split <=65kW] GEMS (Air Conditioners up to 65kW) Determination 2019 | MEPS 2019 | AS/NZS 3823.1.1:2012 | WSD27HWA-E/WSD27HWA-I | WSD27HWA-E/WSD27HWA-I | N/A | WESTINGHOUSE | N/A | Non Ducted | Single Split System | Wall Hung | Air | Air | China | 0.49 | N/A | 2.65 | N/A | N/A | N/A | N/A | N/A | 0.736 | 3.45 | Calorimeter Room | 5.3066 | 4.9337 | N/A | - | N/A | N/A | N/A | N/A | N/A | N/A | N/A | N/A | N/A | N/A | N/A | N/A | N/A | N/A | N/A | N/A | N/A | Single | R32 | Australia,New Zealand | 154712 | 2028-06-07 |  | Approved | Reverse Cycle | N/A | Yes | Class 8 | Yes | N/A | N/A | N/A | N/A | N/A | N/A | N/A | Available | N/A | N/A |  | http://www.westinghouse.com.au | N/A |  |  | AAC7557 | Yes | Variable output compressor | Inverter | No | - | 2650 | 0.49 | - | 226 | 1277 | Yes | 174 | 1050 | - | 447.86 | 2854.05 | Yes | 145 | 1322 | - | 108 | 1003 | 3450 | 0.736 | 296 | 1684 | Yes | 215 | 1179 | Yes | 1231 | 3890 | No | - | - | No | - | - | - | - | - | No | - | - | No | - | - | No | - | - | 54.4 | 56.2 | 8.052 | 7.732 | 8.5 | 18.589 | 12.501 | 10.848 | 90 | 142 | 406 | 102 | 180 | 456 | 6.5 | 6 | 7 | 4.501 | 4.897 | 5.344 | 4.712 | 5.039 | 5.306 | 1003 | 386 | 57 | 325 | 174 | 36 | 3 | 3 | 3.5 | No | - | - | - | - | N/A | N/A | N/A | 1.156 | 5.3654 | 4.6627
[SEER Non Multi-Split <=65kW] GEMS (Air Conditioners up to 65kW) Determination 2019 | MEPS 2019 | AS/NZS 3823.1.1:2012 | WSD36HWA-E/WSD36HWA-I | WSD36HWA-E/WSD36HWA-I | N/A | WESTINGHOUSE | N/A | Non Ducted | Single Split System | Wall Hung | Air | Air | China | 0.736 | N/A | 3.6 | N/A | N/A | N/A | N/A | N/A | 0.955 | 4.4 | Calorimeter Room | 4.8133 | 4.7414 | N/A | - | N/A | N/A | N/A | N/A | N/A | N/A | N/A | N/A | N/A | N/A | N/A | N/A | N/A | N/A | N/A | N/A | N/A | Single | R32 | Australia,New Zealand | 154815 | 2028-06-11 |  | Approved | Reverse Cycle | N/A | Yes | Class 8 | Yes | N/A | N/A | N/A | N/A | N/A | N/A | N/A | Available | N/A | N/A |  | http://www.westinghouse.com.au | N/A |  |  | AAC7559 | Yes | Variable output compressor | Inverter | No | - | 3600 | 0.736 | - | 366 | 1774 | Yes | 310 | 1419 | - | 672.704 | 3877.2 | Yes | 235 | 1830 | - | 166 | 1355 | 4400 | 0.955 | 391 | 2200 | Yes | 305 | 1750 | Yes | 1750 | 5300 | No | - | - | No | - | - | - | - | - | No | - | - | No | - | - | No | - | - | 51.3 | 61.2 | 7.394 | 7.155 | 7.73 | 43.733 | 14.342 | 10.554 | 134 | 209 | 607 | 57 | 213 | 638 | 5.5 | 5.5 | 6 | 4.51 | 4.895 | 5.41 | 4.762 | 5.104 | 5.407 | 1277 | 492 | 72 | 410 | 219 | 46 | 3 | 3 | 3.5 | No | - | - | - | - | N/A | N/A | N/A | 1.4 | 4.8601 | 4.5846
[SEER Non Multi-Split <=65kW] GEMS (Air Conditioners up to 65kW) Determination 2019 | MEPS 2019 | AS/NZS 3823.1.1:2012 | WSD51HWA-E/WSD51HWA-I | WSD51HWA-E/WSD51HWA-I | N/A | WESTINGHOUSE | N/A | Non Ducted | Single Split System | Wall Hung | Air | Air | China | 1.18 | N/A | 5.1 | N/A | N/A | N/A | N/A | N/A | 1.3 | 6.1 | Calorimeter Room | 4.4205 | 4.6839 | N/A | - | N/A | N/A | N/A | N/A | N/A | N/A | N/A | N/A | N/A | N/A | N/A | N/A | N/A | N/A | N/A | N/A | N/A | Single | R32 | Australia,New Zealand | 154739 | 2028-06-05 |  | Approved | Reverse Cycle | N/A | Yes | Class 9 | Yes | N/A | N/A | N/A | N/A | N/A | N/A | N/A | Available | N/A | N/A |  | http://www.westinghouse.com.au | N/A |  |  | AAC7553 | Yes | Variable output compressor | Inverter | No | - | 5100 | 1.18 | - | 540 | 2460 | Yes | 431 | 1800 | - | 1078.52 | 5492.7 | Yes | 405 | 2780 | - | 325 | 2200 | 6100 | 1.3 | 535 | 3085 | Yes | 360 | 2041 | Yes | 1800 | 5800 | No | - | - | No | - | - | - | - | - | No | - | - | No | - | - | No | - | - | 63.7 | 67.3 | 6.159 | 5.906 | 6.3 | 9.445 | 7.924 | 7.274 | 230 | 362 | 1058 | 393 | 552 | 1314 | 4.5 | 4 | 4.5 | 4.355 | 4.942 | 5.502 | 4.657 | 5.143 | 5.474 | 1832 | 673 | 96 | 580 | 299 | 61 | 2.5 | 3 | 4 | No | - | - | - | - | N/A | N/A | N/A | 1.168 | 4.3076 | 4.6781
[SEER Non Multi-Split <=65kW] GEMS (Air Conditioners up to 65kW) Determination 2019 | MEPS 2019 | AS/NZS 3823.1.1:2012 | WSD73HWA-E/WSD73HWA-I | WSD73HWA-E/WSD73HWA-I | N/A | WESTINGHOUSE | N/A | Non Ducted | Single Split System | Wall Hung | Air | Air | China | 1.97 | N/A | 7.3 | N/A | N/A | N/A | N/A | N/A | 2.055 | 8.3 | Calorimeter Room | 3.7672 | 3.942 | N/A | - | N/A | N/A | N/A | N/A | N/A | N/A | N/A | N/A | N/A | N/A | N/A | N/A | N/A | N/A | N/A | N/A | N/A | Single | R32 | Australia,New Zealand | 154749 | 2028-06-05 |  | Approved | Reverse Cycle | N/A | Yes | Class 9 | Yes | N/A | N/A | N/A | N/A | N/A | N/A | N/A | Available | N/A | N/A |  | http://www.westinghouse.com.au | N/A |  |  | AAC7554 | Yes | Variable output compressor | Inverter | No | - | 7300 | 1.97 | - | 675 | 3500 | Yes | 630 | 3312 | - | 1800.58 | 7862.1 | Yes | 620 | 4190 | - | 536 | 3800 | 8300 | 2.055 | 716 | 3850 | Yes | 423 | 2300 | Yes | 3070 | 8400 | No | - | - | No | - | - | - | - | - | No | - | - | No | - | - | No | - | - | 58.1 | 66.1 | 5.774 | 5.425 | 5.711 | 7.644 | 6.797 | 6.325 | 352 | 565 | 1672 | 696 | 923 | 2165 | 4 | 3.5 | 4 | 4.001 | 4.53 | 5.254 | 4.386 | 4.87 | 5.28 | 2711 | 998 | 136 | 837 | 429 | 85 | 2.5 | 3 | 3.5 | No | - | - | - | - | N/A | N/A | N/A | 1.22 | 3.6978 | 4.0308
[SEER Non Multi-Split <=65kW] GEMS (Air Conditioners up to 65kW) Determination 2019 | MEPS 2019 | AS/NZS 3823.1.1:2012 | WSD91HWA-E/WSD91HWA-I | WSD91HWA-E/WSD91HWA-I | N/A | WESTINGHOUSE | N/A | Non Ducted | Single Split System | Wall Hung | Air | Air | China | 2.38 | N/A | 9.1 | N/A | N/A | N/A | N/A | N/A | 3.07 | 10.4 | Calorimeter Room | 3.786 | 3.4345 | N/A | - | N/A | N/A | N/A | N/A | N/A | N/A | N/A | N/A | N/A | N/A | N/A | N/A | N/A | N/A | N/A | N/A | N/A | Single | R32 | Australia,New Zealand | 154750 | 2028-06-07 |  | Approved | Reverse Cycle | N/A | Yes | Class 9 | Yes | N/A | N/A | N/A | N/A | N/A | N/A | N/A | Available | N/A | N/A |  | http://www.westinghouse.com.au | N/A |  |  | AAC7558 | Yes | Variable output compressor | Inverter | No | - | 9100 | 2.38 | - | 1060 | 4500 | Yes | 830 | 3240 | - | 2175.32 | 9800.7 | Yes | 745 | 4550 | - | 439 | 3100 | 10400 | 3.07 | 1086 | 5100 | Yes | 537 | 2700 | Yes | 3147 | 7600 | No | - | - | No | - | - | - | - | - | No | - | - | No | - | - | No | - | - | 61.7 | 68.5 | 6.044 | 5.808 | 6.001 | 19.291 | 11.507 | 15.965 | 420 | 658 | 1984 | 342 | 679 | 1068 | 4.5 | 4 | 4.5 | 3.113 | 3.758 | 4.755 | 3.491 | 4.257 | 4.828 | 4365 | 1506 | 187 | 1316 | 614 | 116 | 1.5 | 2 | 3 | No | - | - | - | - | N/A | N/A | N/A | 1.259 | 3.8167 | 3.3829
[Unitary Single-Duct] GEMS (Air Conditioners up to 65kW) Determination 2019 | MEPS 2019 | AS/NZS 3823.1.5:2015 | YOKP10000 |  | N/A | yokohama | N/A | Non Ducted | Portable | N/A | N/A | N/A | China | 1.12 | N/A | 2.93 | N/A | N/A | N/A | N/A | N/A | 0 | 0 | Calorimeter Room | 2.769 | 0 | N/A | N/A | N/A | N/A | N/A | N/A | N/A | N/A | N/A | N/A | N/A | N/A | N/A | N/A | N/A | N/A | N/A | N/A | Calorimeter Room | Single | R290 | Australia | 132761 | 2025-09-24 |  | Approved | Cooling Only | N/A | N/A | Class 4 | N/A | N/A | N/A | N/A | N/A | N/A | N/A | N/A | Available | N/A | N/A |  |  | N/A |  |  | AAC5310 | No | N/A | N/A | N/A | N/A | 2930 | 1.12 | N/A | N/A | N/A | N/A | N/A | N/A | N/A | N/A | N/A | N/A | N/A | N/A | N/A | N/A | N/A | 0 | 0 | N/A | N/A | N/A | N/A | N/A | N/A | N/A | N/A | N/A | N/A | N/A | N/A | N/A | N/A | N/A | N/A | N/A | N/A | N/A | N/A | N/A | N/A | N/A | N/A | N/A | N/A | 64.9 | N/A | N/A | N/A | N/A | N/A | N/A | N/A | 610 | 941 | 2517 | N/A | N/A | N/A | 0 | 0 | 0 | N/A | N/A | N/A | N/A | N/A | N/A | 0 | 0 | 0 | N/A | N/A | N/A | 0 | 0 | 0 | N/A | No | 0 | 0 | 0 | 0 | 0 | 0 | N/A | 2.6161 | 0
[Unitary Single-Duct] GEMS (Air Conditioners up to 65kW) Determination 2019 | MEPS 2019 | AS/NZS 3823.1.5:2015 | YOKP12000H |  | N/A | yokohama | N/A | Non Ducted | Portable | N/A | N/A | N/A | China | 1.357 | N/A | 3.53 | N/A | N/A | N/A | N/A | N/A | 1.02 | 2.58 | Calorimeter Room | 2.6114 | 2.5403 | N/A | N/A | N/A | N/A | N/A | N/A | N/A | N/A | N/A | N/A | N/A | N/A | N/A | N/A | N/A | N/A | N/A | N/A | Calorimeter Room | Single | R290 | Australia | 132370 | 2025-09-21 |  | Approved | Reverse Cycle | N/A | N/A | Class 4 | N/A | N/A | N/A | N/A | N/A | N/A | N/A | N/A | Available | N/A | N/A |  |  | N/A |  |  | AAC5298 | No | N/A | N/A | N/A | N/A | 3530 | 1.357 | N/A | N/A | N/A | N/A | N/A | N/A | N/A | N/A | N/A | N/A | N/A | N/A | N/A | N/A | N/A | 2580 | 1.02 | N/A | N/A | N/A | N/A | N/A | N/A | N/A | N/A | N/A | N/A | N/A | N/A | N/A | N/A | N/A | N/A | N/A | N/A | N/A | N/A | N/A | N/A | N/A | N/A | N/A | N/A | 62.4 | N/A | N/A | N/A | N/A | N/A | N/A | N/A | 740 | 1140 | 3049 | N/A | N/A | N/A | 0 | 0 | 0 | N/A | N/A | N/A | N/A | N/A | N/A | 2713 | 1317 | 283 | N/A | N/A | N/A | 0 | 0 | 0 | N/A | No | 0 | 0 | 0 | 0 | 0 | 0 | N/A | 2.6013 | 2.5294
[Unitary Single-Duct] GEMS (Air Conditioners up to 65kW) Determination 2019 | MEPS 2019 | AS/NZS 3823.1.5:2015 | YOKP7000 |  | N/A | yokohama | N/A | Non Ducted | Portable | N/A | N/A | N/A | China | 0.792 | N/A | 2.06 | N/A | N/A | N/A | N/A | N/A | 0 | 0 | Calorimeter Room | 2.6086 | 0 | N/A | N/A | N/A | N/A | N/A | N/A | N/A | N/A | N/A | N/A | N/A | N/A | N/A | N/A | N/A | N/A | N/A | N/A | Calorimeter Room | Single | R290 | Australia | 132769 | 2025-09-22 |  | Approved | Cooling Only | N/A | N/A | Class 4 | N/A | N/A | N/A | N/A | N/A | N/A | N/A | N/A | Available | N/A | N/A |  |  | N/A |  |  | AAC5304 | No | N/A | N/A | N/A | N/A | 2060 | 0.792 | N/A | N/A | N/A | N/A | N/A | N/A | N/A | N/A | N/A | N/A | N/A | N/A | N/A | N/A | N/A | 0 | 0 | N/A | N/A | N/A | N/A | N/A | N/A | N/A | N/A | N/A | N/A | N/A | N/A | N/A | N/A | N/A | N/A | N/A | N/A | N/A | N/A | N/A | N/A | N/A | N/A | N/A | N/A | 59.4 | N/A | N/A | N/A | N/A | N/A | N/A | N/A | 432 | 665 | 1780 | N/A | N/A | N/A | 0 | 0 | 0 | N/A | N/A | N/A | N/A | N/A | N/A | 0 | 0 | 0 | N/A | N/A | N/A | 0 | 0 | 0 | N/A | No | 0 | 0 | 0 | 0 | 0 | 0 | N/A | 2.601 | 0
AS/NZS 3823.2:2013 [Non Multi-Split] | NZ MEPS April 2013 | AS/NZS 3823.1.1:2012 | Yook 25A1 |  | N/A | Yook | 0.05 | Non Ducted | Single Split System | Wall Hung | Air | Air | China | 0.525 | 2.45 | 2.5 | 285 | 0 | 0 | 0 | 545 | 0.525 | 2.5 | Calorimeter Room | 4.8115 | 4.9117 | Yes | 0 | N/A | 0.2 | 0.2 | 0 | 0 | N/A | N/A | N/A | 4.8053 | 4.9054 | N/A | N/A | 5.1106 | 5.3108 | 5 | 5 | Calorimeter Room | Single | R32 | New Zealand | 130727 | 2120-07-16 | 2021-06-30 | Superseded | Reverse Cycle | 730 | Yes | Class 3 | No | - | No | - | - | - | - | 4.8115 | Available | N/A | N/A |  |  | Yes |  | https://reg.energyrating.gov.au/static/common/images/star_ratings_2014/aircon_rating_5_5.png | ZAC0686 | N/A | Variable output compressor,Variable speed fan systems | Inverter | N/A | N/A | N/A | 0.525 | N/A | N/A | N/A | N/A | N/A | N/A | N/A | N/A | N/A | N/A | N/A | N/A | N/A | N/A | N/A | N/A | 0.525 | N/A | N/A | N/A | N/A | N/A | N/A | N/A | N/A | N/A | N/A | N/A | N/A | N/A | N/A | N/A | N/A | N/A | N/A | N/A | N/A | N/A | N/A | N/A | N/A | N/A | N/A | N/A | N/A | N/A | N/A | N/A | N/A | N/A | N/A | N/A | N/A | N/A | N/A | N/A | N/A | N/A | N/A | N/A | N/A | N/A | N/A | N/A | N/A | N/A | N/A | N/A | N/A | N/A | N/A | N/A | N/A | N/A | N/A | N/A | N/A | N/A | N/A | N/A | N/A | N/A | N/A | N/A | 4.7558 | 4.7558
AS/NZS 3823.2:2013 [Non Multi-Split] | NZ MEPS April 2013 | AS/NZS 3823.1.1:2012 | Yook 35A1 |  | N/A | Yook | 0.07 | Non Ducted | Single Split System | Wall Hung | Air | Air | China | 0.74 | 3.33 | 3.4 | 315 | 0 | 0 | 0 | 545 | 0.74 | 3.5 | Calorimeter Room | 4.8479 | 4.9113 | Yes | 0 | N/A | 0.3 | 0.3 | 0 | 0 | N/A | N/A | N/A | 4.8413 | 4.9049 | N/A | N/A | 5.1826 | 5.3097 | 5 | 5 | Calorimeter Room | Single | R32 | New Zealand | 130837 | 2120-07-20 | 2021-06-30 | Superseded | Reverse Cycle | 800 | Yes | Class 3 | No | - | No | - | - | - | - | 4.8479 | Available | N/A | N/A |  |  | Yes |  | https://reg.energyrating.gov.au/static/common/images/star_ratings_2014/aircon_rating_5_5.png | ZAC0689 | N/A | Variable output compressor,Variable speed fan systems | Inverter | N/A | N/A | N/A | 0.74 | N/A | N/A | N/A | N/A | N/A | N/A | N/A | N/A | N/A | N/A | N/A | N/A | N/A | N/A | N/A | N/A | 0.74 | N/A | N/A | N/A | N/A | N/A | N/A | N/A | N/A | N/A | N/A | N/A | N/A | N/A | N/A | N/A | N/A | N/A | N/A | N/A | N/A | N/A | N/A | N/A | N/A | N/A | N/A | N/A | N/A | N/A | N/A | N/A | N/A | N/A | N/A | N/A | N/A | N/A | N/A | N/A | N/A | N/A | N/A | N/A | N/A | N/A | N/A | N/A | N/A | N/A | N/A | N/A | N/A | N/A | N/A | N/A | N/A | N/A | N/A | N/A | N/A | N/A | N/A | N/A | N/A | N/A | N/A | N/A | 4.5883 | 4.7233
AS/NZS 3823.2:2013 [Non Multi-Split] | NZ MEPS April 2013 | AS/NZS 3823.1.1:2012 | Yook 50A1 |  | N/A | Yook | 0.26 | Non Ducted | Single Split System | Wall Hung | Air | Air | China | 1.2 | 4.94 | 5.2 | 315 | 0 | 0 | 0 | 545 | 1.21 | 5.2 | Calorimeter Room | 4.436 | 4.4258 | Yes | 0 | N/A | 0.3 | 0.3 | 0 | 0 | N/A | N/A | N/A | 4.432 | 4.422 | N/A | N/A | 4.364 | 4.3439 | 4 | 4 | Calorimeter Room | Single | R32 | New Zealand | 130770 | 2120-07-16 | 2021-06-30 | Superseded | Reverse Cycle | 800 | Yes | Class 4 | No | - | No | - | - | - | - | 4.436 | Available | N/A | N/A |  |  | Yes |  | https://reg.energyrating.gov.au/static/common/images/star_ratings_2014/aircon_rating_4_4.png | ZAC0687 | N/A | Variable output compressor,Variable speed fan systems | Inverter | N/A | N/A | N/A | 1.2 | N/A | N/A | N/A | N/A | N/A | N/A | N/A | N/A | N/A | N/A | N/A | N/A | N/A | N/A | N/A | N/A | 1.21 | N/A | N/A | N/A | N/A | N/A | N/A | N/A | N/A | N/A | N/A | N/A | N/A | N/A | N/A | N/A | N/A | N/A | N/A | N/A | N/A | N/A | N/A | N/A | N/A | N/A | N/A | N/A | N/A | N/A | N/A | N/A | N/A | N/A | N/A | N/A | N/A | N/A | N/A | N/A | N/A | N/A | N/A | N/A | N/A | N/A | N/A | N/A | N/A | N/A | N/A | N/A | N/A | N/A | N/A | N/A | N/A | N/A | N/A | N/A | N/A | N/A | N/A | N/A | N/A | N/A | N/A | N/A | 4.3297 | 4.2939
AS/NZS 3823.2:2013 [Non Multi-Split] | NZ MEPS April 2013 | AS/NZS 3823.1.1:2012 | Yook 70A1 |  | N/A | Yook | 1.43 | Non Ducted | Single Split System | Wall Hung | Air | Air | China | 1.865 | 5.6 | 7.03 | 350 | 0 | 0 | 0 | 700 | 1.85 | 7.03 | Calorimeter Room | 3.8027 | 3.8704 | Yes | 0 | N/A | 0.3 | 0.3 | 0 | 0 | N/A | N/A | N/A | 3.8006 | 3.8682 | N/A | N/A | 3.1012 | 3.2364 | 3 | 3 | Calorimeter Room | Single | R32 | New Zealand | 130771 | 2120-07-16 | 2021-06-30 | Superseded | Reverse Cycle | 950 | Yes | Class 4 | No | - | No | - | - | - | - | 3.8027 | Available | N/A | N/A |  |  | Yes |  | https://reg.energyrating.gov.au/static/common/images/star_ratings_2014/aircon_rating_3_3.png | ZAC0688 | N/A | Variable output compressor,Variable speed fan systems | Inverter | N/A | N/A | N/A | 1.865 | N/A | N/A | N/A | N/A | N/A | N/A | N/A | N/A | N/A | N/A | N/A | N/A | N/A | N/A | N/A | N/A | 1.85 | N/A | N/A | N/A | N/A | N/A | N/A | N/A | N/A | N/A | N/A | N/A | N/A | N/A | N/A | N/A | N/A | N/A | N/A | N/A | N/A | N/A | N/A | N/A | N/A | N/A | N/A | N/A | N/A | N/A | N/A | N/A | N/A | N/A | N/A | N/A | N/A | N/A | N/A | N/A | N/A | N/A | N/A | N/A | N/A | N/A | N/A | N/A | N/A | N/A | N/A | N/A | N/A | N/A | N/A | N/A | N/A | N/A | N/A | N/A | N/A | N/A | N/A | N/A | N/A | N/A | N/A | N/A | 3.7674 | 3.7979
[SEER Multi-Split <=65kW] GEMS (Air Conditioners up to 65kW) Determination 2019 | MEPS 2019 | AS/NZS 3823.1.4:2012 | 4U30HS2ERA |  | N/A | YORK | N/A | Non Ducted | fixed | N/A | Air | Air | China | 2.2 | N/A | 8 | N/A | N/A | N/A | N/A | N/A | 2.55 | 9.6 | Enthalpy Test Room | 3.5212 | 3.8721 | N/A | - | N/A | N/A | N/A | N/A | N/A | N/A | N/A | N/A | N/A | N/A | N/A | N/A | N/A | N/A | N/A | N/A | N/A | Single | R410A | Australia,New Zealand | 133401 | 2025-12-01 |  | Approved | Reverse Cycle | N/A | No | Class 19 | No | N/A | N/A | N/A | N/A | N/A | N/A | N/A | Unavailable | N/A | N/A | http://www.haier.com/cn/ | http://www.york-minisplit.com | N/A |  |  | AAC5535 | Yes | Variable output compressor | Inverter | No | - | 8000 | 2.2 | - | 850 | 4000 | No | - | - | - | 2010.8 | 8616 | No | 776.9 | 4308 | No | - | - | 9600 | 2.55 | 1100 | 4800 | No | - | - | Yes | 2680 | 6500 | No | - | - | No | - | - | - | - | - | No | - | - | No | - | - | No | - | - | N/A | 69.6 | 4.014 | 4.008 | 4.607 | 5.173 | 4.918 | 4.985 | 519 | 795 | 2230 | 1094 | 1364 | 2976 | 2.5 | 2.5 | 3 | 2.69 | 3.177 | 4.026 | 2.959 | 3.548 | 4.015 | 4700 | 1689 | 245 | 1468 | 715 | 162 | 1 | 1.5 | 2.5 | N/A | N/A | N/A | N/A | N/A | N/A | N/A | N/A | 18.1 | 3.538 | 3.6765
[SEER Multi-Split <=65kW] GEMS (Air Conditioners up to 65kW) Determination 2019 | MEPS 2019 | AS/NZS 3823.1.4:2012 | 5U34HS2ERA |  | N/A | YORK | N/A | Non Ducted | fixed | N/A | Air | Air | China | 2.6 | N/A | 9.1 | N/A | N/A | N/A | N/A | N/A | 2.83 | 10.2 | Enthalpy Test Room | 3.6146 | 3.9693 | N/A | - | N/A | N/A | N/A | N/A | N/A | N/A | N/A | N/A | N/A | N/A | N/A | N/A | N/A | N/A | N/A | N/A | N/A | Single | R410A | Australia,New Zealand | 133417 | 2025-12-01 |  | Approved | Reverse Cycle | N/A | No | Class 19 | No | N/A | N/A | N/A | N/A | N/A | N/A | N/A | Unavailable | N/A | N/A | http://www.haier.com/cn/ | http://www.york-minisplit.com | N/A |  |  | AAC5536 | Yes | Variable output compressor | Inverter | No | - | 9100 | 2.6 | - | 870 | 4450 | No | - | - | - | 2376.4 | 9800.7 | No | 795.18 | 4792.65 | No | - | - | 10200 | 2.83 | 1050 | 5100 | No | - | - | Yes | 2750 | 6700 | No | - | - | No | - | - | - | - | - | No | - | - | No | - | - | No | - | - | N/A | 69.8 | 4.191 | 4.142 | 4.762 | 5.497 | 5.187 | 5.19 | 565 | 875 | 2454 | 1170 | 1470 | 3251 | 2.5 | 2.5 | 3 | 2.756 | 3.322 | 4.453 | 3.102 | 3.547 | 4.459 | 4878 | 1720 | 242 | 1491 | 761 | 161 | 1 | 1.5 | 2.5 | N/A | N/A | N/A | N/A | N/A | N/A | N/A | N/A | 20 | 3.4113 | 3.5202

## (hide) testPaste (hidden)
Heat pumps, e.g. according to EN 14825 / EN 14511 | [44 empty] | Cooling | [81 empty] | Heat pumps, e.g. according to EN 14825 / EN 14511
with heating and/or cooling function and, if applicable, DHW generation |  | Heating / DHW | [55 empty] | Cooling test point 1 | [11 empty] | Cooling test point 2 | [10 empty] | Cooling test point 3 | [10 empty] | Cooling test point 4 | [10 empty] | Cooling test point 5 | [10 empty] | Cooling test point 6 | [10 empty] | Cooling other
[5 empty] | Test point 1 |  |  |  | Test point 2 |  |  |  | Test point 3 |  |  |  | Test point 4 |  |  |  | Test point 5 |  |  |  | Test point 6 |  |  |  | Test point 7 |  |  |  | Test point 8 |  |  |  | Max. heating capacity |  |  |  | Other |  |  |  |  | Normal operation |  |  |  | Silent mode |  |  |  | Dehumidification mode |  |  |  | Temperature |  | Normal operation |  |  |  | Silent mode |  |  | Dehumidification mode |  |  | Temperature |  | Normal operation |  |  | Silent mode |  |  | Dehumidification mode |  |  | Temperature |  | Normal operation |  |  | Silent mode |  |  | Dehumidification mode |  |  | Temperature |  | Normal operation |  |  | Silent mode |  |  | Dehumidification mode |  |  | Temperature |  | Normal operation |  |  | Silent mode |  |  | Dehumidification mode |  |  | Temperature |  | Normal operation |  |  | Silent mode |  |  | Dehumidification mode |  |  |  | Reheating
ID | Description | Use for heating/DHW | Heat source | Heat sink | Temp. source | Temp. sink | Heating capacity | COP | Temp. source | Temp. sink | Htg. cap-acity | COP | Temp. source | Temp. sink | Htg. cap-acity | COP | Temp. source | Temp. sink | Htg. cap-acity | COP | Temp. source | Temp. sink | Htg. cap-acity | COP | Temp. source | Temp. sink | Htg. cap-acity | COP | Temp. source | Temp. sink | Htg. cap-acity | COP | Temp. source | Temp. sink | Htg. cap-acity | COP | A-20/W35 | A-20/W55 | A-10/W35 | A-10/W55 | Part load factor Cc | on-off limit | Crankcase heater | Standby power | Type | Recircu-lation airflow | Sound level | Variable air volume | Internal heat recovery | Recircu-lation airflow | Sound level | Variable air volume | Internal heat recovery | Recircu-lation airflow | Sound level | Variable air volume | Internal heat recovery | Exterior | Interior | Cooling capacity max / on-off limit |  | EER max / on-off limit |  | Cooling capacity max / on-off limit |  | EER max / on-off limit | Cooling capacity max / on-off limit |  | EER max / on-off limit | ext. | int. | Clg. capacity max / on-off limit |  | EER max / on-off limit | Clg. capacity max / on-off limit |  | EER max / on-off limit | Clg. capacity max / on-off limit |  | EER max / on-off limit | ext. | int. | Clg. capacity max / on-off limit |  | EER max / on-off limit | Clg. capacity max / on-off limit |  | EER max / on-off limit | Clg. capacity max / on-off limit |  | EER max / on-off limit | ext. | int. | Clg. capacity max / on-off limit |  | EER max / on-off limit | Clg. capacity max / on-off limit |  | EER max / on-off limit | Clg. capacity max / on-off limit |  | EER max / on-off limit | ext. | int. | Clg. capacity max / on-off limit |  | EER max / on-off limit | Clg. capacity max / on-off limit |  | EER max / on-off limit | Clg. capacity max / on-off limit |  | EER max / on-off limit | ext. | int. | Clg. capacity max / on-off limit |  | EER max / on-off limit | Clg. capacity max / on-off limit |  | EER max / on-off limit | Clg. capacity max / on-off limit |  | EER max / on-off limit | Reduction coefficient Cc | Capacity | Perfor-mance ratio
|  | select |  |  | °C | °C | kW |  | °C | °C | kW |  | °C | °C | kW |  | °C | °C | kW |  | °C | °C | kW |  | °C | °C | kW |  | °C | °C | kW |  | °C | °C | kW |  | kW | kW | kW | kW |  |  | W | W |  | m³/h | dB(A) | Mark with an 'x' |  | m³/h | dB(A) | Mark with an 'x' |  | m³/h | dB(A) | Mark with an 'x' |  | °C | °C | kW | kW |  |  | kW | kW |  | kW | kW |  | °C | °C | kW | kW |  | kW | kW |  | kW | kW |  | °C | °C | kW | kW |  | kW | kW |  | kW | kW |  | °C | °C | kW | kW |  | kW | kW |  | kW | kW |  | °C | °C | kW | kW |  | kW | kW |  | kW | kW |  | °C | °C | kW | kW |  | kW | kW |  | kW | kW |  |  | kW
01ud | MUFZ-KW50VG/MFZ-KW50VG | 2-Only heating | 1-Outdoor air | 1-Indoor air | 7 | 20 | 5.8 | 3.7908 | 7 | 20 | 2.9 | 5.0877 | 2 | 20 | 6.1 | 2.7111 | [29 empty] | 600 | [11 empty] | 35 | 25 | 5 | 3 | 3.7879 | 4.5455 | [61 empty] | 0.8